Scenario 1: Reference | SCE | Ind | WholeBlg | Ind - Primary Metals | Electric Demand (MW) | Energy Efficiency | 0.14736 | 0.29637 | 0.44772 | 0.60146 | 0.75723 | 0.78613 | 0.81544 | 0.84452 | 0.8733 | 0.90201 | 0.93062 | 0.95497 | 0.96432
Scenario 1: Reference | SCE | Ind | WholeBlg | Ind - Primary Metals | Electric Energy (GWh/year) | Energy Efficiency | 1.0705 | 2.153 | 3.2525 | 4.3694 | 5.5009 | 5.7325 | 5.9674 | 6.2009 | 6.4325 | 6.6639 | 6.8948 | 7.0904 | 7.1601
Scenario 1: Reference | SCE | Ind | WholeBlg | Ind - Printing & Publishing | Electric Demand (MW) | Energy Efficiency | 0.052172 | 0.10414 | 0.15607 | 0.20806 | 0.26006 | 0.26646 | 0.273 | 0.27953 | 0.28598 | 0.29237 | 0.2987 | 0.30355 | 0.30313
Scenario 1: Reference | SCE | Ind | WholeBlg | Ind - Printing & Publishing | Electric Energy (GWh/year) | Energy Efficiency | 0.37902 | 0.75653 | 1.1338 | 1.5115 | 1.8892 | 1.9434 | 1.9986 | 2.0536 | 2.1081 | 2.1621 | 2.2158 | 2.2569 | 2.2538
Scenario 1: Reference | SCE | Ind | WholeBlg | Ind - Stone-Glass-Clay | Electric Demand (MW) | Energy Efficiency | 0.26418 | 0.53154 | 0.8023 | 1.0765 | 1.3539 | 1.4031 | 1.4519 | 1.4999 | 1.5469 | 1.5932 | 1.6389 | 1.6772 | 1.6888
Scenario 1: Reference | SCE | Ind | WholeBlg | Ind - Stone-Glass-Clay | Electric Energy (GWh/year) | Energy Efficiency | 1.9192 | 3.8615 | 5.8284 | 7.8206 | 9.8351 | 10.2316 | 10.6253 | 11.0137 | 11.3955 | 11.7726 | 12.1458 | 12.4568 | 12.5437
Scenario 1: Reference | SCE | Ind | WholeBlg | Ind - Textiles | Electric Demand (MW) | Energy Efficiency | 0.036978 | 0.07387 | 0.11078 | 0.14771 | 0.18462 | 0.18917 | 0.19374 | 0.1982 | 0.20255 | 0.20684 | 0.21107 | 0.21423 | 0.21368
Scenario 1: Reference | SCE | Ind | WholeBlg | Ind - Textiles | Electric Energy (GWh/year) | Energy Efficiency | 0.26863 | 0.53664 | 0.80477 | 1.0731 | 1.3412 | 1.3797 | 1.4183 | 1.4561 | 1.4931 | 1.5297 | 1.5658 | 1.593 | 1.589
Scenario 1: Reference | SCE | Ind | WholeBlg | Ind - Transportation Equipment | Electric Demand (MW) | Energy Efficiency | 0.31145 | 0.62377 | 0.93979 | 1.2584 | 1.5784 | 1.6271 | 1.6764 | 1.7237 | 1.7704 | 1.8174 | 1.8649 | 1.9034 | 1.9102
Scenario 1: Reference | SCE | Ind | WholeBlg | Ind - Transportation Equipment | Electric Energy (GWh/year) | Energy Efficiency | 2.2626 | 4.5315 | 6.8272 | 9.1415 | 11.466 | 11.8658 | 12.2698 | 12.6601 | 13.0458 | 13.4345 | 13.8265 | 14.1439 | 14.1941
Scenario 1: Reference | SCE | Res | AppPlug | Res - Multi Family | Electric Energy (GWh/year) | Fuel Substitution | -0.013968 | -0.029239 | -0.045839 | -0.063797 | -0.083141 | -0.083141 | -0.083141 | -0.083141 | -0.083141 | -0.083141 | -0.083141 | -0.083141 | -0.083141
Scenario 1: Reference | SCE | Res | AppPlug | Res - Multi Family | Gas Energy (MMTherm/year) | Fuel Substitution | 0.0028449 | 0.005955 | 0.009336 | 0.012994 | 0.016933 | 0.016933 | 0.016933 | 0.016933 | 0.016933 | 0.016933 | 0.016933 | 0.016933 | 0.016933
Scenario 1: Reference | SCE | Res | AppPlug | Res - Single Family | Electric Energy (GWh/year) | Fuel Substitution | -0.094999 | -0.19859 | -0.31085 | -0.4319 | -0.56186 | -0.56186 | -0.56186 | -0.56186 | -0.56186 | -0.56186 | -0.56186 | -0.56186 | -0.56186
Scenario 1: Reference | SCE | Res | AppPlug | Res - Single Family | Gas Energy (MMTherm/year) | Fuel Substitution | 0.019283 | 0.040311 | 0.063098 | 0.087669 | 0.11405 | 0.11405 | 0.11405 | 0.11405 | 0.11405 | 0.11405 | 0.11405 | 0.11405 | 0.11405
Scenario 1: Reference | SCE | Res | BROs | Income Qualified - Multi Family IQ | Electric Demand (MW) | Energy Efficiency | 2.6492 | 2.7675 | 2.8929 | 3.0048 | 3.0809 | 3.1625 | 3.2358 | 3.3198 | 3.4 | 3.4841 | 3.5569 | 3.6463 | 3.7381
Scenario 1: Reference | SCE | Res | BROs | Income Qualified - Multi Family IQ | Electric Energy (GWh/year) | Energy Efficiency | 11.846 | 12.4085 | 13.0114 | 13.5709 | 13.9959 | 14.4595 | 14.8998 | 15.4065 | 15.9147 | 16.4624 | 16.9806 | 17.605 | 18.2718
Scenario 1: Reference | SCE | Res | BROs | Income Qualified - Single Family IQ | Electric Demand (MW) | Energy Efficiency | 9.0294 | 9.3687 | 9.7261 | 10.067 | 10.2865 | 10.5247 | 10.7392 | 10.9854 | 11.2183 | 11.4547 | 11.6538 | 11.9071 | 12.1677
Scenario 1: Reference | SCE | Res | BROs | Income Qualified - Single Family IQ | Electric Energy (GWh/year) | Energy Efficiency | 40.3774 | 42.0082 | 43.7462 | 45.4696 | 46.7327 | 48.1237 | 49.4539 | 50.9844 | 52.5144 | 54.1291 | 55.6414 | 57.4964 | 59.4833
Scenario 1: Reference | SCE | Res | BROs | Res - Multi Family | Electric Demand (MW) | Energy Efficiency | 19.6664 | 20.4106 | 21.195 | 21.9413 | 22.4232 | 22.9459 | 23.4166 | 23.9569 | 24.4684 | 24.9885 | 25.4271 | 25.9842 | 26.5574
Scenario 1: Reference | SCE | Res | BROs | Res - Multi Family | Electric Energy (GWh/year) | Energy Efficiency | 87.9402 | 91.5157 | 95.3273 | 99.0972 | 101.8653 | 104.9126 | 107.8264 | 111.1788 | 114.5307 | 118.0714 | 121.3894 | 125.4558 | 129.8108
Scenario 1: Reference | SCE | Res | BROs | Res - Single Family | Electric Demand (MW) | Energy Efficiency | 4.7019 | 4.913 | 5.1369 | 5.336 | 5.4716 | 5.6171 | 5.7476 | 5.8972 | 6.0401 | 6.19 | 6.3198 | 6.4792 | 6.6427
Scenario 1: Reference | SCE | Res | BROs | Res - Single Family | Electric Energy (GWh/year) | Energy Efficiency | 21.0259 | 22.0293 | 23.1049 | 24.101 | 24.8581 | 25.6837 | 26.4676 | 27.3698 | 28.2747 | 29.2506 | 30.174 | 31.2862 | 32.4738
Scenario 1: Reference | SCE | Res | BldgEnv | Res - Single Family | Electric Demand (MW) | Energy Efficiency | 0.08821 | 0.17751 | 0.26612 | 0.35268 | 0.43768 | 0.52041 | 0.60058 | 0.67442 | 0.68756 | 0.68412 | 0.68081 | 0.605 | 0.53133
Scenario 1: Reference | SCE | Res | BldgEnv | Res - Single Family | Electric Energy (GWh/year) | Energy Efficiency | 0.19196 | 0.37965 | 0.56283 | 0.74128 | 0.91525 | 1.0847 | 1.2496 | 1.4243 | 1.4315 | 1.4445 | 1.457 | 1.2664 | 1.0809
Scenario 1: Reference | SCE | Res | BldgEnv | Res - Single Family | Gas Energy (MMTherm/year) | Energy Efficiency | 0.033814 | 0.067445 | 0.10054 | 0.13281 | 0.16438 | 0.1951 | 0.22493 | 0.25304 | 0.2559 | 0.25514 | 0.25441 | 0.2233 | 0.19307
Scenario 1: Reference | SCE | Res | HVAC | Res - Multi Family | Electric Demand (MW) | Energy Efficiency | 2.0793 | 3.8271 | 3.1896 | 2.6109 | 2.1069 | 1.6812 | 1.3308 | 1.0478 | 0.82284 | 0.64614 | 0.50889 | 0.40338 | 0.32317
Scenario 1: Reference | SCE | Res | HVAC | Res - Multi Family | Electric Demand (MW) | Fuel Substitution | 0 | 0 | 0 | 0 | 0 | 2.4235e-07 | 5.022e-07 | 7.7598e-07 | 1.0595e-06 | 1.3496e-06 | 1.6438e-06 | 1.9407e-06 | 2.2393e-06
Scenario 1: Reference | SCE | Res | HVAC | Res - Multi Family | Electric Energy (GWh/year) | Energy Efficiency | 2.3159 | 4.2978 | 3.6711 | 3.1135 | 2.642 | 2.2562 | 1.9561 | 1.7327 | 1.5754 | 1.4732 | 1.4162 | 1.3957 | 1.4044
Scenario 1: Reference | SCE | Res | HVAC | Res - Multi Family | Electric Energy (GWh/year) | Fuel Substitution | 8.0138e-06 | 1.6258e-05 | 2.4631e-05 | 3.2445e-05 | 4.5858e-05 | 4.8182e-05 | 5.0674e-05 | 5.33e-05 | 5.602e-05 | 5.8803e-05 | 6.1627e-05 | 6.4476e-05 | 6.7342e-05
Scenario 1: Reference | SCE | Res | HVAC | Res - Multi Family | Gas Energy (MMTherm/year) | Fuel Substitution | 1.0962e-05 | 2.2249e-05 | 3.3727e-05 | 4.5779e-05 | 6.021e-05 | 6.021e-05 | 6.021e-05 | 6.021e-05 | 6.021e-05 | 6.021e-05 | 6.021e-05 | 6.021e-05 | 6.021e-05
Scenario 1: Reference | SCE | Res | HVAC | Res - Single Family | Electric Demand (MW) | Energy Efficiency | 24.1958 | 44.8697 | 38.9809 | 33.7747 | 29.4277 | 25.9777 | 23.3821 | 21.5536 | 19.1461 | 17.0689 | 15.4211 | 14.1196 | 13.0945
Scenario 1: Reference | SCE | Res | HVAC | Res - Single Family | Electric Demand (MW) | Fuel Substitution | 0 | 0 | 0 | 0 | 0 | 8.4391e-06 | 1.7405e-05 | 2.6555e-05 | 3.0831e-05 | 3.5211e-05 | 3.9659e-05 | 4.4153e-05 | 4.8676e-05
Scenario 1: Reference | SCE | Res | HVAC | Res - Single Family | Electric Energy (GWh/year) | Energy Efficiency | 14.5063 | 26.9839 | 23.9164 | 21.2731 | 19.1577 | 17.5873 | 16.5336 | 15.9432 | 14.6016 | 13.388 | 12.4263 | 11.6678 | 11.0714
Scenario 1: Reference | SCE | Res | HVAC | Res - Single Family | Electric Energy (GWh/year) | Fuel Substitution | -0.00086326 | -0.0017648 | -0.0026875 | -0.0036518 | -0.0046288 | -0.0045723 | -0.0045123 | -0.0044515 | -0.0044224 | -0.0043927 | -0.0043624 | -0.0043319 | -0.0043011
Scenario 1: Reference | SCE | Res | HVAC | Res - Single Family | Gas Energy (MMTherm/year) | Energy Efficiency | -0.0023475 | -0.0049666 | -0.0078085 | -0.010824 | -0.014016 | -0.017348 | -0.020795 | -0.02434 | -0.02483 | -0.02483 | -0.02483 | -0.02483 | -0.02483
Scenario 1: Reference | SCE | Res | HVAC | Res - Single Family | Gas Energy (MMTherm/year) | Fuel Substitution | 0.00026849 | 0.00054888 | 0.00083566 | 0.0011466 | 0.0014618 | 0.0014618 | 0.0014618 | 0.0014618 | 0.0014618 | 0.0014618 | 0.0014618 | 0.0014618 | 0.0014618
Scenario 1: Reference | SCE | Res | WaterHeat | Res - Multi Family | Electric Demand (MW) | Energy Efficiency | 0.031788 | 0.065116 | 0.10024 | 0.13701 | 0.17543 | 0.21526 | 0.25658 | 0.29937 | 0.34359 | 0.38923 | 0.43631 | 0.4846 | 0.53532
Scenario 1: Reference | SCE | Res | WaterHeat | Res - Multi Family | Electric Demand (MW) | Fuel Substitution | 0 | 0 | 0 | 0 | 0 | 0.14883 | 0.32619 | 0.53225 | 0.76018 | 1.0034 | 1.2569 | 1.5172 | 1.7819
Scenario 1: Reference | SCE | Res | WaterHeat | Res - Multi Family | Electric Energy (GWh/year) | Energy Efficiency | 0.16932 | 0.3466 | 0.53325 | 0.72843 | 0.93221 | 1.1433 | 1.3622 | 1.5886 | 1.8226 | 2.0639 | 2.3127 | 2.5663 | 2.8328
Scenario 1: Reference | SCE | Res | WaterHeat | Res - Multi Family | Electric Energy (GWh/year) | Fuel Substitution | -63.6372 | -127.7862 | -192.3802 | -257.447 | -323.0229 | -322.1949 | -321.2078 | -320.0609 | -318.7921 | -317.4382 | -316.0272 | -314.5786 | -313.1052
Scenario 1: Reference | SCE | Res | WaterHeat | Res - Multi Family | Gas Energy (MMTherm/year) | Fuel Substitution | 4.515 | 9.0639 | 13.6417 | 18.2509 | 22.8947 | 22.8947 | 22.8947 | 22.8947 | 22.8947 | 22.8947 | 22.8947 | 22.8947 | 22.8947
Scenario 1: Reference | SCE | Res | WaterHeat | Res - Single Family | Electric Demand (MW) | Energy Efficiency | 0.023662 | 0.049982 | 0.078511 | 0.10886 | 0.1412 | 0.17533 | 0.21115 | 0.24859 | 0.2841 | 0.32081 | 0.35906 | 0.3989 | 0.44052
Scenario 1: Reference | SCE | Res | WaterHeat | Res - Single Family | Electric Demand (MW) | Fuel Substitution | 0 | 0 | 0 | 0 | 0 | 1.0746 | 2.3451 | 3.8176 | 5.4433 | 7.1762 | 8.981 | 10.8334 | 12.7177
Scenario 1: Reference | SCE | Res | WaterHeat | Res - Single Family | Electric Energy (GWh/year) | Energy Efficiency | 0.12165 | 0.25684 | 0.40335 | 0.55924 | 0.7253 | 0.90053 | 1.0844 | 1.2766 | 1.461 | 1.6518 | 1.8506 | 2.0572 | 2.2731
Scenario 1: Reference | SCE | Res | WaterHeat | Res - Single Family | Electric Energy (GWh/year) | Fuel Substitution | -8.6999 | -17.2488 | -25.5947 | -33.7946 | -41.9187 | -35.9825 | -28.9643 | -20.8299 | -11.8487 | -2.2757 | 7.6945 | 17.9281 | 28.3377
Scenario 1: Reference | SCE | Res | WaterHeat | Res - Single Family | Gas Energy (MMTherm/year) | Fuel Substitution | 1.2111 | 2.4012 | 3.5628 | 4.704 | 5.8347 | 5.8347 | 5.8347 | 5.8347 | 5.8347 | 5.8347 | 5.8347 | 5.8347 | 5.8347
Scenario 1: Reference | SCE | Res | WholeBlg | Res - Multi Family | Electric Demand (MW) | Energy Efficiency | 0 | 0 | 0 | 0 | 0.012356 | 0.023791 | 0.034392 | 0.044157 | 0.053106 | 0.061266 | 0.068763 | 0.075728 | 0.082193
Scenario 1: Reference | SCE | Res | WholeBlg | Res - Multi Family | Electric Energy (GWh/year) | Energy Efficiency | 0 | 0 | 0 | 0 | 0.11936 | 0.22982 | 0.33223 | 0.42657 | 0.513 | 0.59183 | 0.66425 | 0.73154 | 0.79399
Scenario 1: Reference | SCE | Res | WholeBlg | Res - Multi Family | Gas Energy (MMTherm/year) | Energy Efficiency | 0 | 0 | 0 | 0 | 0.0008868 | 0.0017074 | 0.0024683 | 0.0031691 | 0.0038113 | 0.004397 | 0.004935 | 0.0054349 | 0.0058989
Scenario 1: Reference | SCE | Res | WholeBlg | Res - Single Family | Electric Demand (MW) | Energy Efficiency | 0 | 0 | 0.091141 | 0.18255 | 0.27117 | 0.35402 | 0.43002 | 0.499 | 0.56155 | 0.61815 | 0.66957 | 0.71669 | 0.75986
Scenario 1: Reference | SCE | Res | WholeBlg | Res - Single Family | Electric Energy (GWh/year) | Energy Efficiency | 0 | 0 | 0.40802 | 0.81723 | 1.214 | 1.5849 | 1.9251 | 2.2339 | 2.514 | 2.7674 | 2.9975 | 3.2085 | 3.4018
Scenario 1: Reference | SCE | Res | WholeBlg | Res - Single Family | Gas Energy (MMTherm/year) | Energy Efficiency | 0 | 0 | 0.0023526 | 0.0047121 | 0.0069997 | 0.0091383 | 0.0111 | 0.012881 | 0.014495 | 0.015957 | 0.017284 | 0.0185 | 0.019615
Scenario 1: Reference | SCG | Ag | WholeBlg | Ag - Dairies, fishing, hunting | Gas Energy (MMTherm/year) | Energy Efficiency | 0.0049239 | 0.0098479 | 0.014772 | 0.019696 | 0.02462 | 0.029544 | 0.034468 | 0.039392 | 0.041901 | 0.041901 | 0.041901 | 0.041901 | 0.041901
Scenario 1: Reference | SCG | Ag | WholeBlg | Ag - Irrigated Agriculture, vineyards, forestry and greenhouses | Gas Energy (MMTherm/year) | Energy Efficiency | 0.021124 | 0.042247 | 0.063371 | 0.084494 | 0.10562 | 0.12674 | 0.14786 | 0.16899 | 0.17976 | 0.17976 | 0.17976 | 0.17976 | 0.17976
Scenario 1: Reference | SCG | Ag | WholeBlg | Ag - Water pumping | Gas Energy (MMTherm/year) | Energy Efficiency | 0.0069376 | 0.013875 | 0.020813 | 0.027751 | 0.034688 | 0.041626 | 0.048563 | 0.055501 | 0.059037 | 0.059037 | 0.059037 | 0.059037 | 0.059037
Scenario 1: Reference | SCG | Com | AppPlug | Com - College | Gas Energy (MMTherm/year) | Energy Efficiency | 0 | 0 | 0 | 0 | 0 | 0 | 0 | 0 | 0 | 0 | 0 | 0 | 0.0034642
Scenario 1: Reference | SCG | Com | AppPlug | Com - Health | Gas Energy (MMTherm/year) | Energy Efficiency | 0.90838 | 1.9148 | 3.0144 | 4.1792 | 4.6421 | 5.0804 | 5.487 | 5.8455 | 6.1457 | 6.3762 | 6.5321 | 6.4793 | 6.3436
Scenario 1: Reference | SCG | Com | AppPlug | Com - Lodging | Gas Energy (MMTherm/year) | Energy Efficiency | 0.63021 | 1.3242 | 2.0898 | 2.8901 | 3.2608 | 3.6207 | 3.9632 | 4.2832 | 4.5742 | 4.831 | 5.0515 | 5.0569 | 5.0008
Scenario 1: Reference | SCG | Com | AppPlug | Com - Other | Gas Energy (MMTherm/year) | Energy Efficiency | 0.001969 | 0.0042506 | 0.0068639 | 0.037733 | 0.064022 | 0.066858 | 0.063489 | 0.059419 | 0.055051 | 0.050785 | 0.050058 | 0.043285 | 0.040529
Scenario 1: Reference | SCG | Com | BldgEnv | Com - College | Electric Demand (MW) | Energy Efficiency | 0.0042323 | 0.0084492 | 0.012563 | 0.016385 | 0.019802 | 0.022754 | 0.025216 | 0.023211 | 0.020793 | 0.018105 | 0.015402 | 0.012866 | 0.010784
Scenario 1: Reference | SCG | Com | BldgEnv | Com - College | Electric Energy (GWh/year) | Energy Efficiency | 0.0014401 | 0.0028749 | 0.0042701 | 0.0055668 | 0.0067257 | 0.0077274 | 0.008563 | 0.0078796 | 0.007056 | 0.0061459 | 0.0052303 | 0.0043717 | 0.0036669
Scenario 1: Reference | SCG | Com | BldgEnv | Com - College | Gas Energy (MMTherm/year) | Energy Efficiency | 0.0038406 | 0.0076553 | 0.011313 | 0.014679 | 0.01765 | 0.020165 | 0.022201 | 0.019997 | 0.017392 | 0.01457 | 0.011727 | 0.009026 | 0.0067524
Scenario 1: Reference | SCG | Com | BldgEnv | Com - Grocery | Electric Demand (MW) | Energy Efficiency | 0.0042695 | 0.0072377 | 0.0089445 | 0.0098332 | 0.010742 | 0.011639 | 0.012568 | 0.0098465 | 0.0085027 | 0.008483 | 0.0093482 | 0.010256 | 0.011238
Scenario 1: Reference | SCG | Com | BldgEnv | Com - Grocery | Electric Energy (GWh/year) | Energy Efficiency | 0.0014531 | 0.0024636 | 0.0030441 | 0.0033473 | 0.0036574 | 0.0039633 | 0.0042802 | 0.0033553 | 0.002899 | 0.0028942 | 0.0031894 | 0.0034991 | 0.0038341
Scenario 1: Reference | SCG | Com | BldgEnv | Com - Grocery | Gas Energy (MMTherm/year) | Energy Efficiency | 0.0029256 | 0.0047939 | 0.0056338 | 0.0058132 | 0.0059987 | 0.0061879 | 0.0063833 | 0.0037798 | 0.002249 | 0.0017593 | 0.0019435 | 0.0021343 | 0.002334
Scenario 1: Reference | SCG | Com | BldgEnv | Com - Health | Electric Demand (MW) | Energy Efficiency | 0.0061214 | 0.011652 | 0.01642 | 0.020305 | 0.023314 | 0.025494 | 0.026965 | 0.022501 | 0.018648 | 0.015581 | 0.013416 | 0.012206 | 0.0119
Scenario 1: Reference | SCG | Com | BldgEnv | Com - Health | Electric Energy (GWh/year) | Energy Efficiency | 0.0029185 | 0.005556 | 0.00783 | 0.0096837 | 0.01112 | 0.012162 | 0.012866 | 0.010743 | 0.0089107 | 0.0074523 | 0.0064238 | 0.0058504 | 0.0057071
Scenario 1: Reference | SCG | Com | BldgEnv | Com - Health | Gas Energy (MMTherm/year) | Energy Efficiency | 0.0037474 | 0.0070768 | 0.0098685 | 0.012054 | 0.013631 | 0.014638 | 0.015145 | 0.011764 | 0.008809 | 0.006399 | 0.0045991 | 0.0034247 | 0.0028376
Scenario 1: Reference | SCG | Com | BldgEnv | Com - Lodging | Electric Demand (MW) | Energy Efficiency | 0.00016451 | 0.00036355 | 0.00060387 | 0.0011098 | 0.0017181 | 0.0024475 | 0.0033192 | 0.004195 | 0.0052282 | 0.0064392 | 0.0076311 | 0.0089931 | 0.010528
Scenario 1: Reference | SCG | Com | BldgEnv | Com - Lodging | Electric Energy (GWh/year) | Energy Efficiency | 0.00010577 | 0.00023373 | 0.00038822 | 0.00071572 | 0.0011095 | 0.0015817 | 0.002146 | 0.0027137 | 0.0033835 | 0.0041685 | 0.0049401 | 0.0058217 | 0.0068156
Scenario 1: Reference | SCG | Com | BldgEnv | Com - Lodging | Gas Energy (MMTherm/year) | Energy Efficiency | 6.203e-05 | 0.00013718 | 0.00022803 | 0.00041807 | 0.00064672 | 0.00092102 | 0.001249 | 0.0015778 | 0.0019658 | 0.0024207 | 0.0028693 | 0.003382 | 0.00396
Scenario 1: Reference | SCG | Com | BldgEnv | Com - Office (Large) | Electric Demand (MW) | Energy Efficiency | 0.0049679 | 0.010084 | 0.015306 | 0.020629 | 0.026067 | 0.031612 | 0.037221 | 0.042303 | 0.047411 | 0.05252 | 0.05764 | 0.062743 | 0.067831
Scenario 1: Reference | SCG | Com | BldgEnv | Com - Office (Large) | Electric Energy (GWh/year) | Energy Efficiency | 0.0016949 | 0.0034403 | 0.0052218 | 0.0070379 | 0.0088932 | 0.010785 | 0.012699 | 0.014433 | 0.016175 | 0.017918 | 0.019665 | 0.021407 | 0.023143
Scenario 1: Reference | SCG | Com | BldgEnv | Com - Office (Large) | Gas Energy (MMTherm/year) | Energy Efficiency | 0.00064552 | 0.0013095 | 0.0019866 | 0.0026763 | 0.0033802 | 0.0040975 | 0.0048226 | 0.00547 | 0.0061208 | 0.006772 | 0.0074248 | 0.0080755 | 0.0087245
Scenario 1: Reference | SCG | Com | BldgEnv | Com - Office (Small) | Electric Demand (MW) | Energy Efficiency | 0.0026111 | 0.0045231 | 0.0057743 | 0.0065992 | 0.0067186 | 0.014321 | 0.015162 | 0.014037 | 0.013669 | 0.014013 | 0.014832 | 0.015628 | 0.016475
Scenario 1: Reference | SCG | Com | BldgEnv | Com - Office (Small) | Electric Energy (GWh/year) | Energy Efficiency | 0.0008869 | 0.0015369 | 0.0019622 | 0.0022436 | 0.0022844 | 0.0048783 | 0.0051649 | 0.0047851 | 0.004662 | 0.004781 | 0.0050604 | 0.0053318 | 0.0056209
Scenario 1: Reference | SCG | Com | BldgEnv | Com - Office (Small) | Gas Energy (MMTherm/year) | Energy Efficiency | 0.00074245 | 0.0012308 | 0.0014776 | 0.0015848 | 0.0016 | 0.0025727 | 0.0026816 | 0.0021305 | 0.0018409 | 0.0017992 | 0.0019033 | 0.0020062 | 0.002114
Scenario 1: Reference | SCG | Com | BldgEnv | Com - Other | Electric Demand (MW) | Energy Efficiency | 0.011886 | 0.022592 | 0.031865 | 0.058415 | 0.07624 | 0.090028 | 0.096095 | 0.087309 | 0.079766 | 0.073811 | 0.050728 | 0.035072 | 0.026514
Scenario 1: Reference | SCG | Com | BldgEnv | Com - Other | Electric Energy (GWh/year) | Energy Efficiency | 0.0040466 | 0.0076919 | 0.01084 | 0.0199 | 0.025982 | 0.030688 | 0.032759 | 0.02977 | 0.027205 | 0.025189 | 0.017314 | 0.011972 | 0.0090519
Scenario 1: Reference | SCG | Com | BldgEnv | Com - Other | Gas Energy (MMTherm/year) | Energy Efficiency | 0.0087463 | 0.016512 | 0.023025 | 0.032111 | 0.038167 | 0.042637 | 0.044468 | 0.036652 | 0.029843 | 0.024333 | 0.016295 | 0.010896 | 0.008002
Scenario 1: Reference | SCG | Com | BldgEnv | Com - Refrig. Warehouse | Electric Demand (MW) | Energy Efficiency | 0.0010285 | 0.0011247 | 0.0013205 | 0.0026221 | 0.0031937 | 0.0038396 | 0.0045623 | 0.0051759 | 0.0060427 | 0.0067772 | 0.0073497 | 0.007886 | 0.0083596
Scenario 1: Reference | SCG | Com | BldgEnv | Com - Refrig. Warehouse | Electric Energy (GWh/year) | Energy Efficiency | 0.0003532 | 0.0003861 | 0.00045438 | 0.00090121 | 0.0010984 | 0.0013213 | 0.0015707 | 0.0017819 | 0.002081 | 0.0023339 | 0.0025313 | 0.0027162 | 0.0028794
Scenario 1: Reference | SCG | Com | BldgEnv | Com - Refrig. Warehouse | Gas Energy (MMTherm/year) | Energy Efficiency | 0.00022962 | 0.00024808 | 0.00032016 | 0.00063943 | 0.00083039 | 0.0010477 | 0.0012923 | 0.0014959 | 0.0017918 | 0.0020378 | 0.0022248 | 0.0023977 | 0.0025468
Scenario 1: Reference | SCG | Com | BldgEnv | Com - Restaurant | Electric Demand (MW) | Energy Efficiency | 0.00080985 | 0.0016653 | 0.0025657 | 0.0035116 | 0.0045047 | 0.0055355 | 0.0065982 | 0.0075305 | 0.0085014 | 0.0095058 | 0.010543 | 0.011608 | 0.012702
Scenario 1: Reference | SCG | Com | BldgEnv | Com - Restaurant | Electric Energy (GWh/year) | Energy Efficiency | 0.00027632 | 0.00056819 | 0.00087543 | 0.0011982 | 0.0015371 | 0.0018888 | 0.0022514 | 0.0025695 | 0.0029009 | 0.0032436 | 0.0035976 | 0.0039612 | 0.0043342
Scenario 1: Reference | SCG | Com | BldgEnv | Com - Restaurant | Gas Energy (MMTherm/year) | Energy Efficiency | 0.00022114 | 0.00045407 | 0.00069866 | 0.00095503 | 0.0012237 | 0.0015021 | 0.0017887 | 0.0020344 | 0.0022904 | 0.0025553 | 0.002829 | 0.0031103 | 0.0033991
Scenario 1: Reference | SCG | Com | BldgEnv | Com - Retail | Electric Demand (MW) | Energy Efficiency | 0.02142 | 0.039919 | 0.055096 | 0.058343 | 0.06493 | 0.074533 | 0.078187 | 0.062734 | 0.050353 | 0.041549 | 0.044938 | 0.042325 | 0.04325
Scenario 1: Reference | SCG | Com | BldgEnv | Com - Retail | Electric Energy (GWh/year) | Energy Efficiency | 0.0072894 | 0.013585 | 0.018737 | 0.019845 | 0.022078 | 0.025349 | 0.026596 | 0.021343 | 0.017135 | 0.014158 | 0.015314 | 0.014437 | 0.014759
Scenario 1: Reference | SCG | Com | BldgEnv | Com - Retail | Gas Energy (MMTherm/year) | Energy Efficiency | 0.028941 | 0.053297 | 0.072279 | 0.073445 | 0.08263 | 0.089052 | 0.090363 | 0.063581 | 0.041466 | 0.024812 | 0.026068 | 0.018339 | 0.015741
Scenario 1: Reference | SCG | Com | BldgEnv | Com - School | Electric Demand (MW) | Energy Efficiency | 0.001097 | 0.0022341 | 0.0034112 | 0.0046224 | 0.0058488 | 0.0071009 | 0.0083653 | 0.0094947 | 0.010643 | 0.011811 | 0.012993 | 0.014193 | 0.015403
Scenario 1: Reference | SCG | Com | BldgEnv | Com - School | Electric Energy (GWh/year) | Energy Efficiency | 0.00037425 | 0.00076218 | 0.0011638 | 0.001577 | 0.0019954 | 0.0024226 | 0.002854 | 0.0032393 | 0.0036311 | 0.0040296 | 0.0044328 | 0.0048423 | 0.0052551
Scenario 1: Reference | SCG | Com | BldgEnv | Com - School | Gas Energy (MMTherm/year) | Energy Efficiency | 0.00014288 | 0.00029078 | 0.00044368 | 0.00060082 | 0.00075981 | 0.000922 | 0.0010857 | 0.0012294 | 0.0013757 | 0.0015245 | 0.0016751 | 0.0018281 | 0.0019824
Scenario 1: Reference | SCG | Com | BldgEnv | Com - Warehouse | Electric Demand (MW) | Energy Efficiency | 0.0072285 | 0.015455 | 0.024647 | 0.041341 | 0.059354 | 0.078344 | 0.097867 | 0.11105 | 0.12283 | 0.13273 | 0.13382 | 0.13199 | 0.12743
Scenario 1: Reference | SCG | Com | BldgEnv | Com - Warehouse | Electric Energy (GWh/year) | Energy Efficiency | 0.0046166 | 0.0098696 | 0.015738 | 0.026496 | 0.038103 | 0.05034 | 0.062921 | 0.071466 | 0.079115 | 0.08556 | 0.086275 | 0.085115 | 0.082196
Scenario 1: Reference | SCG | Com | BldgEnv | Com - Warehouse | Gas Energy (MMTherm/year) | Energy Efficiency | 0.0039466 | 0.0084589 | 0.013523 | 0.023074 | 0.033377 | 0.044231 | 0.055372 | 0.062741 | 0.069238 | 0.074578 | 0.074584 | 0.072817 | 0.069383
Scenario 1: Reference | SCG | Com | FoodServ | Com - College | Electric Demand (MW) | Energy Efficiency | 0.0032915 | 0.0068002 | 0.010558 | 0.014577 | 0.018801 | 0.023286 | 0.028031 | 0.032989 | 0.038153 | 0.043494 | 0.049023 | 0.054853 | 0.060865
Scenario 1: Reference | SCG | Com | FoodServ | Com - College | Electric Energy (GWh/year) | Energy Efficiency | 0.01613 | 0.033319 | 0.051726 | 0.071406 | 0.092086 | 0.11405 | 0.13728 | 0.16155 | 0.18683 | 0.21298 | 0.24005 | 0.26858 | 0.29801
Scenario 1: Reference | SCG | Com | FoodServ | Com - College | Gas Energy (MMTherm/year) | Energy Efficiency | 0.021918 | 0.044803 | 0.06867 | 0.093498 | 0.11915 | 0.14568 | 0.17378 | 0.20278 | 0.23247 | 0.26275 | 0.29361 | 0.32517 | 0.35512
Scenario 1: Reference | SCG | Com | FoodServ | Com - Grocery | Electric Demand (MW) | Energy Efficiency | 0.021435 | 0.044364 | 0.068649 | 0.094301 | 0.12133 | 0.14973 | 0.17941 | 0.21043 | 0.24271 | 0.27617 | 0.31083 | 0.34663 | 0.38356
Scenario 1: Reference | SCG | Com | FoodServ | Com - Grocery | Electric Energy (GWh/year) | Energy Efficiency | 0.10506 | 0.21739 | 0.33632 | 0.46192 | 0.59424 | 0.73325 | 0.87853 | 1.0304 | 1.1884 | 1.3521 | 1.5217 | 1.6968 | 1.8775
Scenario 1: Reference | SCG | Com | FoodServ | Com - Grocery | Gas Energy (MMTherm/year) | Energy Efficiency | 0.16001 | 0.32812 | 0.50377 | 0.68687 | 0.87729 | 1.0747 | 1.2963 | 1.5315 | 1.7746 | 2.025 | 2.2826 | 2.5469 | 2.7652
Scenario 1: Reference | SCG | Com | FoodServ | Com - Health | Electric Demand (MW) | Energy Efficiency | 0.0080724 | 0.016825 | 0.026308 | 0.03632 | 0.046982 | 0.058222 | 0.070193 | 0.082722 | 0.095786 | 0.10921 | 0.12293 | 0.13734 | 0.15253
Scenario 1: Reference | SCG | Com | FoodServ | Com - Health | Electric Energy (GWh/year) | Energy Efficiency | 0.039274 | 0.081851 | 0.12798 | 0.17668 | 0.22854 | 0.28322 | 0.34147 | 0.40243 | 0.466 | 0.53133 | 0.59807 | 0.66822 | 0.74214
Scenario 1: Reference | SCG | Com | FoodServ | Com - Health | Gas Energy (MMTherm/year) | Energy Efficiency | 0.056578 | 0.11613 | 0.17866 | 0.24372 | 0.31142 | 0.38149 | 0.45788 | 0.53781 | 0.62015 | 0.70447 | 0.79057 | 0.879 | 0.95859
Scenario 1: Reference | SCG | Com | FoodServ | Com - Lodging | Electric Demand (MW) | Energy Efficiency | 0.010842 | 0.02241 | 0.034685 | 0.047604 | 0.061206 | 0.075498 | 0.090474 | 0.10612 | 0.12237 | 0.13918 | 0.15656 | 0.17448 | 0.19293
Scenario 1: Reference | SCG | Com | FoodServ | Com - Lodging | Electric Energy (GWh/year) | Energy Efficiency | 0.053028 | 0.10959 | 0.16959 | 0.23275 | 0.29924 | 0.3691 | 0.4423 | 0.51875 | 0.59816 | 0.68032 | 0.76524 | 0.85281 | 0.94296
Scenario 1: Reference | SCG | Com | FoodServ | Com - Lodging | Gas Energy (MMTherm/year) | Energy Efficiency | 0.046658 | 0.095818 | 0.14744 | 0.20137 | 0.25761 | 0.31608 | 0.38123 | 0.45041 | 0.52199 | 0.59584 | 0.67189 | 0.75 | 0.81771
Scenario 1: Reference | SCG | Com | FoodServ | Com - Other | Electric Demand (MW) | Energy Efficiency | 0.076218 | 0.15729 | 0.24294 | 0.33289 | 0.40493 | 0.52471 | 0.62656 | 0.73208 | 0.84102 | 0.9534 | 1.0692 | 1.1884 | 1.3109
Scenario 1: Reference | SCG | Com | FoodServ | Com - Other | Electric Energy (GWh/year) | Energy Efficiency | 0.37087 | 0.76517 | 1.1816 | 1.6188 | 1.9693 | 2.551 | 3.0459 | 3.5586 | 4.0879 | 4.6339 | 5.1965 | 5.7753 | 6.3703
Scenario 1: Reference | SCG | Com | FoodServ | Com - Other | Gas Energy (MMTherm/year) | Energy Efficiency | 0.242 | 0.49758 | 0.76637 | 1.0479 | 1.2937 | 1.6454 | 1.9682 | 2.3045 | 2.6517 | 3.01 | 3.3791 | 3.7582 | 4.1313
Scenario 1: Reference | SCG | Com | FoodServ | Com - Restaurant | Electric Demand (MW) | Energy Efficiency | 0.19094 | 0.3939 | 0.60799 | 0.83326 | 1.0699 | 1.3171 | 1.5744 | 1.8418 | 2.1192 | 2.4059 | 2.7016 | 3.006 | 3.3192
Scenario 1: Reference | SCG | Com | FoodServ | Com - Restaurant | Electric Energy (GWh/year) | Energy Efficiency | 0.94598 | 1.9511 | 3.0111 | 4.1262 | 5.2974 | 6.5206 | 7.7932 | 9.116 | 10.4879 | 11.905 | 13.3668 | 14.8715 | 16.4192
Scenario 1: Reference | SCG | Com | FoodServ | Com - Restaurant | Gas Energy (MMTherm/year) | Energy Efficiency | 0.72692 | 1.4953 | 2.3043 | 3.1534 | 4.0426 | 4.9694 | 6.0022 | 7.101 | 8.2422 | 9.4236 | 10.6448 | 11.9034 | 13.0125
Scenario 1: Reference | SCG | Com | FoodServ | Com - Retail | Electric Demand (MW) | Energy Efficiency | 0.0016293 | 0.0034365 | 0.0054117 | 0.0075713 | 0.0075713 | 0.012985 | 0.01574 | 0.018709 | 0.021877 | 0.02524 | 0.028804 | 0.032558 | 0.036505
Scenario 1: Reference | SCG | Com | FoodServ | Com - Retail | Electric Energy (GWh/year) | Energy Efficiency | 0.007981 | 0.016833 | 0.026508 | 0.037087 | 0.037087 | 0.063606 | 0.077099 | 0.091642 | 0.10716 | 0.12363 | 0.14109 | 0.15948 | 0.17881
Scenario 1: Reference | SCG | Com | FoodServ | Com - Retail | Gas Energy (MMTherm/year) | Energy Efficiency | 0.00017674 | 0.00037278 | 0.00058703 | 0.0008213 | 0.0008213 | 0.0014086 | 0.0017074 | 0.0020294 | 0.0023731 | 0.0027379 | 0.0031245 | 0.0035317 | 0.0039599
Scenario 1: Reference | SCG | Com | FoodServ | Com - School | Electric Demand (MW) | Energy Efficiency | 0.020315 | 0.04167 | 0.064075 | 0.087489 | 0.11174 | 0.13694 | 0.16297 | 0.1898 | 0.21745 | 0.24593 | 0.27519 | 0.30528 | 0.3361
Scenario 1: Reference | SCG | Com | FoodServ | Com - School | Electric Energy (GWh/year) | Energy Efficiency | 0.09677 | 0.19852 | 0.3053 | 0.41691 | 0.53255 | 0.65271 | 0.77682 | 0.90477 | 1.0366 | 1.1725 | 1.3121 | 1.4556 | 1.6027
Scenario 1: Reference | SCG | Com | FoodServ | Com - School | Gas Energy (MMTherm/year) | Energy Efficiency | 0.054411 | 0.11115 | 0.17015 | 0.23129 | 0.29423 | 0.35896 | 0.42686 | 0.49693 | 0.56855 | 0.64167 | 0.71615 | 0.792 | 0.86463
Scenario 1: Reference | SCG | Com | HVAC | Com - College | Electric Demand (MW) | Energy Efficiency | 0.040402 | 0.080912 | 0.12251 | 0.16548 | 0.20866 | 0.2513 | 0.29522 | 0.33957 | 0.38426 | 0.42888 | 0.47366 | 0.52029 | 0.56702
Scenario 1: Reference | SCG | Com | HVAC | Com - College | Electric Energy (GWh/year) | Energy Efficiency | 0.054692 | 0.10956 | 0.16577 | 0.22367 | 0.28187 | 0.33211 | 0.3838 | 0.43599 | 0.48858 | 0.54108 | 0.59379 | 0.64867 | 0.70367
Scenario 1: Reference | SCG | Com | HVAC | Com - College | Gas Energy (MMTherm/year) | Energy Efficiency | 0.0081004 | 0.016248 | 0.024522 | 0.032943 | 0.043083 | 0.047903 | 0.052861 | 0.057868 | 0.062915 | 0.067646 | 0.072707 | 0.077978 | 0.083263
Scenario 1: Reference | SCG | Com | HVAC | Com - Grocery | Gas Energy (MMTherm/year) | Energy Efficiency | 0.0039883 | 0.008073 | 0.012204 | 0.016401 | 0.020672 | 0.025019 | 0.029295 | 0.033638 | 0.038026 | 0.042439 | 0.046894 | 0.051378 | 0.055898
Scenario 1: Reference | SCG | Com | HVAC | Com - Health | Electric Demand (MW) | Energy Efficiency | 0.0019458 | 0.0039197 | 0.0059236 | 0.0079411 | 0.0099809 | 0.0099809 | 0.0099809 | 0.0099809 | 0.0099809 | 0.0099809 | 0.0099809 | 0.0099809 | 0.0099809
Scenario 1: Reference | SCG | Com | HVAC | Com - Health | Electric Energy (GWh/year) | Energy Efficiency | 0.0097179 | 0.019577 | 0.029585 | 0.039661 | 0.049849 | 0.049849 | 0.049849 | 0.049849 | 0.049849 | 0.049849 | 0.049849 | 0.049849 | 0.049849
Scenario 1: Reference | SCG | Com | HVAC | Com - Health | Gas Energy (MMTherm/year) | Energy Efficiency | 0.12365 | 0.25026 | 0.37761 | 0.50268 | 0.62341 | 0.73135 | 0.72658 | 0.70982 | 0.68287 | 0.6479 | 0.60766 | 0.56571 | 0.52468
Scenario 1: Reference | SCG | Com | HVAC | Com - Lodging | Electric Demand (MW) | Energy Efficiency | 0.00081197 | 0.0016331 | 0.0024632 | 0.0033004 | 0.0041462 | 0.0041462 | 0.0041462 | 0.0041462 | 0.0041462 | 0.0041462 | 0.0041462 | 0.0041462 | 0.0041462
Scenario 1: Reference | SCG | Com | HVAC | Com - Lodging | Electric Energy (GWh/year) | Energy Efficiency | 0.0040552 | 0.0081561 | 0.012302 | 0.016483 | 0.020708 | 0.020708 | 0.020708 | 0.020708 | 0.020708 | 0.020708 | 0.020708 | 0.020708 | 0.020708
Scenario 1: Reference | SCG | Com | HVAC | Com - Lodging | Gas Energy (MMTherm/year) | Energy Efficiency | 0.061581 | 0.12408 | 0.1862 | 0.24653 | 0.30389 | 0.35467 | 0.34819 | 0.33566 | 0.29021 | 0.24659 | 0.20605 | 0.16964 | 0.1381
Scenario 1: Reference | SCG | Com | HVAC | Com - Office (Large) | Electric Demand (MW) | Energy Efficiency | 0.014092 | 0.028174 | 0.042213 | 0.056221 | 0.070232 | 0.070232 | 0.070232 | 0.070232 | 0.070232 | 0.070232 | 0.070232 | 0.070232 | 0.070232
Scenario 1: Reference | SCG | Com | HVAC | Com - Office (Large) | Electric Energy (GWh/year) | Energy Efficiency | 0.070379 | 0.14071 | 0.21082 | 0.28078 | 0.35076 | 0.35076 | 0.35076 | 0.35076 | 0.35076 | 0.35076 | 0.35076 | 0.35076 | 0.35076
Scenario 1: Reference | SCG | Com | HVAC | Com - Office (Large) | Gas Energy (MMTherm/year) | Energy Efficiency | 0.042488 | 0.084946 | 0.12727 | 0.1695 | 0.21174 | 0.2118 | 0.21185 | 0.21191 | 0.21196 | 0.21201 | 0.21206 | 0.21211 | 0.21216
Scenario 1: Reference | SCG | Com | HVAC | Com - Office (Small) | Electric Demand (MW) | Energy Efficiency | 0.046175 | 0.092492 | 0.13886 | 0.18534 | 0.18943 | 0.57019 | 0.60777 | 0.64541 | 0.68307 | 0.72068 | 0.75829 | 0.79585 | 0.83338
Scenario 1: Reference | SCG | Com | HVAC | Com - Office (Small) | Electric Energy (GWh/year) | Energy Efficiency | 0.086933 | 0.17425 | 0.26179 | 0.34962 | 0.37006 | 0.91331 | 0.96691 | 1.0206 | 1.0743 | 1.128 | 1.1816 | 1.2352 | 1.2887
Scenario 1: Reference | SCG | Com | HVAC | Com - Office (Small) | Gas Energy (MMTherm/year) | Energy Efficiency | 0.020054 | 0.040271 | 0.060611 | 0.08107 | 0.093373 | 0.11531 | 0.11747 | 0.11964 | 0.12181 | 0.12397 | 0.12614 | 0.1283 | 0.13046
Scenario 1: Reference | SCG | Com | HVAC | Com - Other | Electric Demand (MW) | Energy Efficiency | 0.96301 | 1.9445 | 2.9457 | 3.9647 | 4.0271 | 6.0528 | 7.1022 | 8.1695 | 9.2326 | 10.3116 | 11.4078 | 12.5181 | 13.645
Scenario 1: Reference | SCG | Com | HVAC | Com - Other | Electric Energy (GWh/year) | Energy Efficiency | 1.3365 | 2.6995 | 4.0907 | 5.5075 | 5.5871 | 8.4125 | 9.8835 | 11.3793 | 12.8755 | 14.3936 | 15.9349 | 17.4954 | 19.0786
Scenario 1: Reference | SCG | Com | HVAC | Com - Other | Gas Energy (MMTherm/year) | Energy Efficiency | 0.073602 | 0.14858 | 0.22501 | 0.30274 | 0.30819 | 0.4618 | 0.5407 | 0.62092 | 0.70057 | 0.78146 | 0.86367 | 0.94698 | 1.0316
Scenario 1: Reference | SCG | Com | HVAC | Com - Restaurant | Electric Demand (MW) | Energy Efficiency | 0.069835 | 0.141 | 0.21354 | 0.28763 | 0.3635 | 0.44044 | 0.5181 | 0.59675 | 0.67628 | 0.75646 | 0.83739 | 0.91889 | 1.0011
Scenario 1: Reference | SCG | Com | HVAC | Com - Restaurant | Electric Energy (GWh/year) | Energy Efficiency | 0.044847 | 0.090536 | 0.1371 | 0.18465 | 0.23333 | 0.28269 | 0.33238 | 0.3827 | 0.43359 | 0.4849 | 0.53669 | 0.58885 | 0.64144
Scenario 1: Reference | SCG | Com | HVAC | Com - Restaurant | Gas Energy (MMTherm/year) | Energy Efficiency | 0.34501 | 0.70213 | 1.0683 | 1.4418 | 1.8216 | 2.2063 | 2.5951 | 2.9883 | 3.3857 | 3.7871 | 4.1928 | 4.6027 | 5.0168
Scenario 1: Reference | SCG | Com | HVAC | Com - Retail | Electric Demand (MW) | Energy Efficiency | 0.16783 | 0.33827 | 0.50989 | 0.68369 | 0.68567 | 1.0593 | 1.238 | 1.4195 | 1.6027 | 1.7873 | 1.9736 | 2.161 | 2.3498
Scenario 1: Reference | SCG | Com | HVAC | Com - Retail | Electric Energy (GWh/year) | Energy Efficiency | 0.15304 | 0.30842 | 0.46488 | 0.62329 | 0.63333 | 0.95069 | 1.1024 | 1.2565 | 1.412 | 1.5686 | 1.7268 | 1.8859 | 2.0462
Scenario 1: Reference | SCG | Com | HVAC | Com - Retail | Gas Energy (MMTherm/year) | Energy Efficiency | 0.011506 | 0.023167 | 0.034924 | 0.046806 | 0.052805 | 0.06176 | 0.066032 | 0.070371 | 0.074751 | 0.079164 | 0.083619 | 0.088101 | 0.092618
Scenario 1: Reference | SCG | Com | HVAC | Com - School | Electric Demand (MW) | Energy Efficiency | 0.15513 | 0.30839 | 0.46052 | 0.61134 | 0.75901 | 0.90003 | 1.0388 | 1.1754 | 1.3106 | 1.4448 | 1.5777 | 1.7101 | 1.8414
Scenario 1: Reference | SCG | Com | HVAC | Com - School | Electric Energy (GWh/year) | Energy Efficiency | 0.14241 | 0.28345 | 0.42368 | 0.56295 | 0.69976 | 0.80834 | 0.91507 | 1.0202 | 1.1242 | 1.2275 | 1.3297 | 1.4316 | 1.5327
Scenario 1: Reference | SCG | Com | HVAC | Com - School | Gas Energy (MMTherm/year) | Energy Efficiency | 0.04074 | 0.08123 | 0.12161 | 0.16182 | 0.2015 | 0.22454 | 0.24714 | 0.26944 | 0.2915 | 0.31342 | 0.33514 | 0.35678 | 0.37825
Scenario 1: Reference | SCG | Com | HVAC | Com - Warehouse | Gas Energy (MMTherm/year) | Energy Efficiency | 1.7389e-06 | 3.5775e-06 | 5.4805e-06 | 7.4709e-06 | 9.5756e-06 | 1.1777e-05 | 1.4054e-05 | 1.6414e-05 | 1.8832e-05 | 2.1307e-05 | 2.384e-05 | 2.6417e-05 | 2.9049e-05
Scenario 1: Reference | SCG | Com | WaterHeat | Com - College | Electric Demand (MW) | Energy Efficiency | -0.00034662 | -0.00069243 | -0.0010396 | -0.0013889 | -0.0017382 | -0.0017382 | -0.0017382 | -0.0017382 | -0.0017382 | -0.0017382 | -0.0017382 | -0.0017382 | -0.0017382
Scenario 1: Reference | SCG | Com | WaterHeat | Com - College | Electric Energy (GWh/year) | Energy Efficiency | -0.0013614 | -0.0027197 | -0.004083 | -0.0054551 | -0.0068266 | -0.0068266 | -0.0068266 | -0.0068266 | -0.0068266 | -0.0068266 | -0.0068266 | -0.0068266 | -0.0068266
Scenario 1: Reference | SCG | Com | WaterHeat | Com - College | Gas Energy (MMTherm/year) | Energy Efficiency | 0.046885 | 0.091346 | 0.13487 | 0.17783 | 0.20862 | 0.20582 | 0.20136 | 0.19785 | 0.19463 | 0.19195 | 0.18964 | 0.18803 | 0.18672
Scenario 1: Reference | SCG | Com | WaterHeat | Com - Grocery | Electric Demand (MW) | Energy Efficiency | 1.6039e-05 | 3.2215e-05 | 4.8492e-05 | 6.4895e-05 | 8.1439e-05 | 8.1439e-05 | 8.1439e-05 | 8.1439e-05 | 8.1439e-05 | 8.1439e-05 | 8.1439e-05 | 8.1439e-05 | 8.1439e-05
Scenario 1: Reference | SCG | Com | WaterHeat | Com - Grocery | Electric Energy (GWh/year) | Energy Efficiency | 8.7215e-05 | 0.00017517 | 0.00026368 | 0.00035287 | 0.00044283 | 0.00044283 | 0.00044283 | 0.00044283 | 0.00044283 | 0.00044283 | 0.00044283 | 0.00044283 | 0.00044283
Scenario 1: Reference | SCG | Com | WaterHeat | Com - Grocery | Gas Energy (MMTherm/year) | Energy Efficiency | 0.058545 | 0.091916 | 0.11091 | 0.12859 | 0.097156 | 0.086339 | 0.083446 | 0.08122 | 0.079233 | 0.077459 | 0.075879 | 0.074473 | 0.073226
Scenario 1: Reference | SCG | Com | WaterHeat | Com - Health | Electric Demand (MW) | Energy Efficiency | -0.00037378 | -0.00075002 | -0.0011301 | -0.0015105 | -0.0018941 | -0.0018941 | -0.0018941 | -0.0018941 | -0.0018941 | -0.0018941 | -0.0018941 | -0.0018941 | -0.0018941
Scenario 1: Reference | SCG | Com | WaterHeat | Com - Health | Electric Energy (GWh/year) | Energy Efficiency | -0.0032981 | -0.0066182 | -0.0099727 | -0.01333 | -0.016716 | -0.016716 | -0.016716 | -0.016716 | -0.016716 | -0.016716 | -0.016716 | -0.016716 | -0.016716
Scenario 1: Reference | SCG | Com | WaterHeat | Com - Health | Gas Energy (MMTherm/year) | Energy Efficiency | 0.24103 | 0.94986 | 1.4723 | 1.8521 | 2.1118 | 2.227 | 2.1718 | 1.6072 | 1.183 | 0.90033 | 0.71362 | 0.59237 | 0.51564
Scenario 1: Reference | SCG | Com | WaterHeat | Com - Lodging | Electric Demand (MW) | Energy Efficiency | 0.0003709 | 0.00074663 | 0.0011272 | 0.0015192 | 0.0019236 | 0.0019236 | 0.0019236 | 0.0019236 | 0.0019236 | 0.0019236 | 0.0019236 | 0.0019236 | 0.0019236
Scenario 1: Reference | SCG | Com | WaterHeat | Com - Lodging | Electric Energy (GWh/year) | Energy Efficiency | 0.0030518 | 0.0061433 | 0.0092745 | 0.012501 | 0.015828 | 0.015828 | 0.015828 | 0.015828 | 0.015828 | 0.015828 | 0.015828 | 0.015828 | 0.015828
Scenario 1: Reference | SCG | Com | WaterHeat | Com - Lodging | Gas Energy (MMTherm/year) | Energy Efficiency | 0.57839 | 1.1169 | 1.6193 | 2.0828 | 2.4999 | 2.4901 | 2.35 | 2.2498 | 2.1803 | 2.137 | 2.1114 | 2.0979 | 2.0914
Scenario 1: Reference | SCG | Com | WaterHeat | Com - Office (Large) | Electric Demand (MW) | Energy Efficiency | -3.1474e-05 | -6.187e-05 | -9.0679e-05 | -0.00011808 | -0.00014432 | -0.00014432 | -0.00014432 | -0.00014432 | -0.00014432 | -0.00014432 | -0.00014432 | -0.00014432 | -0.00014432
Scenario 1: Reference | SCG | Com | WaterHeat | Com - Office (Large) | Electric Energy (GWh/year) | Energy Efficiency | -0.00064251 | -0.001263 | -0.001851 | -0.0024102 | -0.0029456 | -0.0029456 | -0.0029456 | -0.0029456 | -0.0029456 | -0.0029456 | -0.0029456 | -0.0029456 | -0.0029456
Scenario 1: Reference | SCG | Com | WaterHeat | Com - Office (Large) | Gas Energy (MMTherm/year) | Energy Efficiency | 0.10243 | 0.20192 | 0.29853 | 0.39149 | 0.45651 | 0.4487 | 0.44163 | 0.43521 | 0.42921 | 0.42377 | 0.41885 | 0.41457 | 0.41068
Scenario 1: Reference | SCG | Com | WaterHeat | Com - Office (Small) | Electric Demand (MW) | Energy Efficiency | -2.8119e-06 | -5.6336e-06 | -8.4645e-06 | -1.1307e-05 | -1.308e-05 | -1.308e-05 | -1.308e-05 | -1.308e-05 | -1.308e-05 | -1.308e-05 | -1.308e-05 | -1.308e-05 | -1.308e-05
Scenario 1: Reference | SCG | Com | WaterHeat | Com - Office (Small) | Electric Energy (GWh/year) | Energy Efficiency | -0.00034232 | -0.00068583 | -0.0010305 | -0.0013765 | -0.0015923 | -0.0015923 | -0.0015923 | -0.0015923 | -0.0015923 | -0.0015923 | -0.0015923 | -0.0015923 | -0.0015923
Scenario 1: Reference | SCG | Com | WaterHeat | Com - Office (Small) | Gas Energy (MMTherm/year) | Energy Efficiency | 0.012982 | 0.025091 | 0.036408 | 0.046845 | 0.045895 | 0.043119 | 0.040598 | 0.038308 | 0.036227 | 0.034337 | 0.03262 | 0.031061 | 0.029644
Scenario 1: Reference | SCG | Com | WaterHeat | Com - Other | Electric Demand (MW) | Energy Efficiency | -0.0033075 | -0.0066428 | -0.010009 | -0.013408 | -0.015878 | -0.015878 | -0.015878 | -0.015878 | -0.015878 | -0.015878 | -0.015878 | -0.015878 | -0.015878
Scenario 1: Reference | SCG | Com | WaterHeat | Com - Other | Electric Energy (GWh/year) | Energy Efficiency | -0.021971 | -0.044127 | -0.06649 | -0.089066 | -0.10547 | -0.10547 | -0.10547 | -0.10547 | -0.10547 | -0.10547 | -0.10547 | -0.10547 | -0.10547
Scenario 1: Reference | SCG | Com | WaterHeat | Com - Other | Gas Energy (MMTherm/year) | Energy Efficiency | 0.33728 | 0.66052 | 0.9798 | 1.2828 | 1.4621 | 1.465 | 1.4515 | 1.4402 | 1.4299 | 1.4207 | 1.414 | 1.4062 | 1.4003
Scenario 1: Reference | SCG | Com | WaterHeat | Com - Refrig. Warehouse | Electric Demand (MW) | Energy Efficiency | -5.8442e-06 | -7.7178e-06 | -8.9945e-06 | -1.4362e-05 | -1.6155e-05 | -1.6155e-05 | -1.6155e-05 | -1.6155e-05 | -1.6155e-05 | -1.6155e-05 | -1.6155e-05 | -1.6155e-05 | -1.6155e-05
Scenario 1: Reference | SCG | Com | WaterHeat | Com - Refrig. Warehouse | Electric Energy (GWh/year) | Energy Efficiency | -7.1302e-05 | -9.4157e-05 | -0.00010973 | -0.00017521 | -0.00019708 | -0.00019708 | -0.00019708 | -0.00019708 | -0.00019708 | -0.00019708 | -0.00019708 | -0.00019708 | -0.00019708
Scenario 1: Reference | SCG | Com | WaterHeat | Com - Refrig. Warehouse | Gas Energy (MMTherm/year) | Energy Efficiency | 0.0064437 | 0.0083065 | 0.010091 | 0.012401 | 0.0087763 | 0.008332 | 0.0077456 | 0.0073786 | 0.0070455 | 0.0067433 | 0.006469 | 0.0062201 | 0.0059942
Scenario 1: Reference | SCG | Com | WaterHeat | Com - Restaurant | Electric Demand (MW) | Energy Efficiency | -0.0039243 | -0.0078878 | -0.011849 | -0.015803 | -0.019753 | -0.019753 | -0.019753 | -0.019753 | -0.019753 | -0.019753 | -0.019753 | -0.019753 | -0.019753
Scenario 1: Reference | SCG | Com | WaterHeat | Com - Restaurant | Electric Energy (GWh/year) | Energy Efficiency | -0.020705 | -0.041617 | -0.062519 | -0.083377 | -0.10422 | -0.10422 | -0.10422 | -0.10422 | -0.10422 | -0.10422 | -0.10422 | -0.10422 | -0.10422
Scenario 1: Reference | SCG | Com | WaterHeat | Com - Restaurant | Gas Energy (MMTherm/year) | Energy Efficiency | 0.24871 | 0.49932 | 0.74984 | 0.99988 | 1.2441 | 1.2754 | 1.2758 | 1.2764 | 1.2772 | 1.2781 | 1.2792 | 1.2803 | 1.2816
Scenario 1: Reference | SCG | Com | WaterHeat | Com - Retail | Electric Demand (MW) | Energy Efficiency | -0.0001193 | -0.00023949 | -0.00036032 | -0.00048207 | -0.00056782 | -0.00056782 | -0.00056782 | -0.00056782 | -0.00056782 | -0.00056782 | -0.00056782 | -0.00056782 | -0.00056782
Scenario 1: Reference | SCG | Com | WaterHeat | Com - Retail | Electric Energy (GWh/year) | Energy Efficiency | -0.00077862 | -0.001563 | -0.0023515 | -0.0031462 | -0.0037058 | -0.0037058 | -0.0037058 | -0.0037058 | -0.0037058 | -0.0037058 | -0.0037058 | -0.0037058 | -0.0037058
Scenario 1: Reference | SCG | Com | WaterHeat | Com - Retail | Gas Energy (MMTherm/year) | Energy Efficiency | 0.074058 | 0.12148 | 0.16425 | 0.19466 | 0.16286 | 0.14925 | 0.1389 | 0.12839 | 0.11903 | 0.11094 | 0.10361 | 0.097377 | 0.091706
Scenario 1: Reference | SCG | Com | WaterHeat | Com - School | Electric Demand (MW) | Energy Efficiency | -0.00024683 | -0.00049063 | -0.00073035 | -0.00096635 | -0.0011979 | -0.0011979 | -0.0011979 | -0.0011979 | -0.0011979 | -0.0011979 | -0.0011979 | -0.0011979 | -0.0011979
Scenario 1: Reference | SCG | Com | WaterHeat | Com - School | Electric Energy (GWh/year) | Energy Efficiency | -0.0038351 | -0.0076234 | -0.011348 | -0.015015 | -0.018614 | -0.018614 | -0.018614 | -0.018614 | -0.018614 | -0.018614 | -0.018614 | -0.018614 | -0.018614
Scenario 1: Reference | SCG | Com | WaterHeat | Com - School | Gas Energy (MMTherm/year) | Energy Efficiency | 0.085062 | 0.16862 | 0.25065 | 0.33091 | 0.3986 | 0.3993 | 0.39642 | 0.39382 | 0.39147 | 0.38934 | 0.38742 | 0.38569 | 0.38414
Scenario 1: Reference | SCG | Com | WaterHeat | Com - Warehouse | Electric Demand (MW) | Energy Efficiency | 1.2072e-07 | 2.5188e-07 | 3.9289e-07 | 5.4114e-07 | 6.9378e-07 | 6.9378e-07 | 6.9378e-07 | 6.9378e-07 | 6.9378e-07 | 6.9378e-07 | 6.9378e-07 | 6.9378e-07 | 6.9378e-07
Scenario 1: Reference | SCG | Com | WaterHeat | Com - Warehouse | Electric Energy (GWh/year) | Energy Efficiency | 3.8687e-06 | 8.059e-06 | 1.2552e-05 | 1.7269e-05 | 2.2123e-05 | 2.2123e-05 | 2.2123e-05 | 2.2123e-05 | 2.2123e-05 | 2.2123e-05 | 2.2123e-05 | 2.2123e-05 | 2.2123e-05
Scenario 1: Reference | SCG | Com | WaterHeat | Com - Warehouse | Gas Energy (MMTherm/year) | Energy Efficiency | 0.1033 | 0.15803 | 0.20151 | 0.22823 | 0.16515 | 0.14366 | 0.12985 | 0.11796 | 0.10716 | 0.097875 | 0.089703 | 0.082954 | 0.076828
Scenario 1: Reference | SCG | Com | WholeBlg | Com - College | Gas Energy (MMTherm/year) | Energy Efficiency | 0.013975 | 0.027946 | 0.041875 | 0.054431 | 0.062355 | 0.062326 | 0.062347 | 0.062396 | 0.06245 | 0.062512 | 0.062523 | 0.062451 | 0.062364
Scenario 1: Reference | SCG | Com | WholeBlg | Com - Grocery | Gas Energy (MMTherm/year) | Energy Efficiency | 0.0052561 | 0.01058 | 0.015958 | 0.020892 | 0.02415 | 0.024433 | 0.024705 | 0.024967 | 0.025212 | 0.025429 | 0.025628 | 0.025793 | 0.025922
Scenario 1: Reference | SCG | Com | WholeBlg | Com - Health | Gas Energy (MMTherm/year) | Energy Efficiency | 0.019297 | 0.038906 | 0.058782 | 0.077088 | 0.089301 | 0.090644 | 0.091976 | 0.093282 | 0.094535 | 0.095688 | 0.096764 | 0.097696 | 0.098403
Scenario 1: Reference | SCG | Com | WholeBlg | Com - Lodging | Gas Energy (MMTherm/year) | Energy Efficiency | 0.0094452 | 0.019025 | 0.028718 | 0.037624 | 0.043531 | 0.044107 | 0.044674 | 0.04523 | 0.045764 | 0.046262 | 0.046729 | 0.047137 | 0.047453
Scenario 1: Reference | SCG | Com | WholeBlg | Com - Office (Large) | Gas Energy (MMTherm/year) | Energy Efficiency | 0.030241 | 0.060633 | 0.091086 | 0.11871 | 0.13644 | 0.13699 | 0.1376 | 0.13825 | 0.13888 | 0.1396 | 0.1402 | 0.14059 | 0.14081
Scenario 1: Reference | SCG | Com | WholeBlg | Com - Office (Small) | Gas Energy (MMTherm/year) | Energy Efficiency | 0.0036009 | 0.0072404 | 0.01091 | 0.014268 | 0.016472 | 0.016631 | 0.01678 | 0.01692 | 0.017047 | 0.017162 | 0.017264 | 0.017345 | 0.017409
Scenario 1: Reference | SCG | Com | WholeBlg | Com - Other | Gas Energy (MMTherm/year) | Energy Efficiency | 0.062905 | 0.1267 | 0.19127 | 0.25062 | 0.29003 | 0.29393 | 0.29779 | 0.30156 | 0.30517 | 0.3085 | 0.31164 | 0.31437 | 0.31648
Scenario 1: Reference | SCG | Com | WholeBlg | Com - Refrig. Warehouse | Gas Energy (MMTherm/year) | Energy Efficiency | 0.0012197 | 0.0024619 | 0.0037242 | 0.0048907 | 0.0056754 | 0.0057723 | 0.0058654 | 0.0059544 | 0.0060383 | 0.0061135 | 0.0061844 | 0.0062472 | 0.006297
Scenario 1: Reference | SCG | Com | WholeBlg | Com - Restaurant | Gas Energy (MMTherm/year) | Energy Efficiency | 0.026753 | 0.054007 | 0.081706 | 0.10731 | 0.12455 | 0.12672 | 0.12882 | 0.13084 | 0.13277 | 0.13452 | 0.13618 | 0.13767 | 0.13885
Scenario 1: Reference | SCG | Com | WholeBlg | Com - Retail | Electric Demand (MW) | Energy Efficiency | 0 | 0 | 0 | 0 | 0 | 0 | 0 | 0 | 0 | 0 | 0 | 0 | -0.0054537
Scenario 1: Reference | SCG | Com | WholeBlg | Com - Retail | Electric Energy (GWh/year) | Energy Efficiency | 0 | 0 | 0 | 0 | 0 | 0 | 0 | 0 | 0 | 0 | 0 | 0 | 0.87409
Scenario 1: Reference | SCG | Com | WholeBlg | Com - Retail | Gas Energy (MMTherm/year) | Energy Efficiency | 0.007249 | 0.014604 | 0.022048 | 0.028893 | 0.033442 | 0.033893 | 0.034328 | 0.034747 | 0.035142 | 0.035501 | 0.035835 | 0.036124 | 0.04269
Scenario 1: Reference | SCG | Com | WholeBlg | Com - School | Gas Energy (MMTherm/year) | Energy Efficiency | 0.011625 | 0.023296 | 0.034984 | 0.045582 | 0.052374 | 0.052548 | 0.052719 | 0.052878 | 0.053011 | 0.053117 | 0.053178 | 0.053167 | 0.053155
Scenario 1: Reference | SCG | Com | WholeBlg | Com - Warehouse | Gas Energy (MMTherm/year) | Energy Efficiency | 0.023804 | 0.04796 | 0.072418 | 0.09492 | 0.10989 | 0.11141 | 0.11286 | 0.11424 | 0.11554 | 0.1167 | 0.11778 | 0.11871 | 0.11945
Scenario 1: Reference | SCG | Ind | WholeBlg | Ind - All Other Industrial | Gas Energy (MMTherm/year) | Energy Efficiency | 0.033334 | 0.066888 | 0.10061 | 0.13448 | 0.16849 | 0.18303 | 0.19753 | 0.21201 | 0.22649 | 0.24101 | 0.25558 | 0.26727 | 0.26822
Scenario 1: Reference | SCG | Ind | WholeBlg | Ind - Chemicals | Gas Energy (MMTherm/year) | Energy Efficiency | 0.40303 | 0.80903 | 1.2178 | 1.6291 | 2.0427 | 2.2217 | 2.4005 | 2.579 | 2.7572 | 2.9354 | 3.1136 | 3.2562 | 3.2681
Scenario 1: Reference | SCG | Ind | WholeBlg | Ind - Electronics | Gas Energy (MMTherm/year) | Energy Efficiency | 0.019253 | 0.038653 | 0.058197 | 0.077879 | 0.097695 | 0.10634 | 0.11501 | 0.12373 | 0.13249 | 0.14129 | 0.15014 | 0.15732 | 0.15828
Scenario 1: Reference | SCG | Ind | WholeBlg | Ind - Fabricated Metals | Gas Energy (MMTherm/year) | Energy Efficiency | 0.11556 | 0.23258 | 0.35109 | 0.47066 | 0.59108 | 0.64426 | 0.69702 | 0.74926 | 0.80124 | 0.85309 | 0.90489 | 0.9464 | 0.95026
Scenario 1: Reference | SCG | Ind | WholeBlg | Ind - Food | Gas Energy (MMTherm/year) | Energy Efficiency | 0.55403 | 1.1078 | 1.6613 | 2.2143 | 2.7668 | 2.9935 | 3.2195 | 3.4449 | 3.6697 | 3.894 | 4.1178 | 4.2918 | 4.2857
Scenario 1: Reference | SCG | Ind | WholeBlg | Ind - Industrial Machinery | Gas Energy (MMTherm/year) | Energy Efficiency | 0.012017 | 0.024247 | 0.036705 | 0.049319 | 0.06204 | 0.067786 | 0.073478 | 0.079107 | 0.084716 | 0.090336 | 0.095976 | 0.10056 | 0.10123
Scenario 1: Reference | SCG | Ind | WholeBlg | Ind - Lumber & Furniture | Gas Energy (MMTherm/year) | Energy Efficiency | 0.0054055 | 0.010852 | 0.016336 | 0.021857 | 0.027413 | 0.029817 | 0.032201 | 0.03457 | 0.036925 | 0.03927 | 0.041614 | 0.043484 | 0.043604
Scenario 1: Reference | SCG | Ind | WholeBlg | Ind - Paper | Gas Energy (MMTherm/year) | Energy Efficiency | 0.084456 | 0.16904 | 0.25378 | 0.33882 | 0.42418 | 0.46021 | 0.49644 | 0.53292 | 0.56967 | 0.60676 | 0.64426 | 0.67465 | 0.67801
Scenario 1: Reference | SCG | Ind | WholeBlg | Ind - Petroleum | Gas Energy (MMTherm/year) | Energy Efficiency | 1.6438 | 3.2924 | 4.9456 | 6.6033 | 8.2644 | 8.9621 | 9.6573 | 10.3494 | 11.0389 | 11.7265 | 12.4127 | 12.9512 | 12.9551
Scenario 1: Reference | SCG | Ind | WholeBlg | Ind - Plastics | Gas Energy (MMTherm/year) | Energy Efficiency | 0.018896 | 0.038713 | 0.05942 | 0.080963 | 0.10332 | 0.11532 | 0.12735 | 0.1393 | 0.15125 | 0.16321 | 0.17523 | 0.1857 | 0.19014
Scenario 1: Reference | SCG | Ind | WholeBlg | Ind - Primary Metals | Gas Energy (MMTherm/year) | Energy Efficiency | 0.12366 | 0.24793 | 0.37287 | 0.4984 | 0.62443 | 0.6783 | 0.73223 | 0.78615 | 0.84012 | 0.89418 | 0.94832 | 0.99152 | 0.99462
Scenario 1: Reference | SCG | Ind | WholeBlg | Ind - Printing & Publishing | Gas Energy (MMTherm/year) | Energy Efficiency | 0.0068443 | 0.013718 | 0.020619 | 0.027547 | 0.034491 | 0.037417 | 0.040322 | 0.043211 | 0.046093 | 0.048982 | 0.051886 | 0.054193 | 0.054285
Scenario 1: Reference | SCG | Ind | WholeBlg | Ind - Stone-Glass-Clay | Gas Energy (MMTherm/year) | Energy Efficiency | 0.13076 | 0.26253 | 0.39514 | 0.52845 | 0.66239 | 0.72007 | 0.77752 | 0.8348 | 0.89199 | 0.94913 | 1.0063 | 1.0519 | 1.0551
Scenario 1: Reference | SCG | Ind | WholeBlg | Ind - Textiles | Gas Energy (MMTherm/year) | Energy Efficiency | 0.062477 | 0.12505 | 0.18771 | 0.25042 | 0.31316 | 0.33921 | 0.36519 | 0.39107 | 0.41688 | 0.44264 | 0.46836 | 0.48847 | 0.48829
Scenario 1: Reference | SCG | Ind | WholeBlg | Ind - Transportation Equipment | Gas Energy (MMTherm/year) | Energy Efficiency | 0.046491 | 0.092964 | 0.13943 | 0.18587 | 0.23229 | 0.25139 | 0.27046 | 0.28949 | 0.30849 | 0.32746 | 0.3464 | 0.36116 | 0.36082
Scenario 1: Reference | SCG | Res | BROs | Income Qualified - Multi Family IQ | Gas Energy (MMTherm/year) | Energy Efficiency | 0.23348 | 0.2365 | 0.24016 | 0.24449 | 0.24945 | 0.25506 | 0.26114 | 0.26853 | 0.27677 | 0.2863 | 0.29665 | 0.30796 | 0.32045
Scenario 1: Reference | SCG | Res | BROs | Income Qualified - Single Family IQ | Gas Energy (MMTherm/year) | Energy Efficiency | 0.72066 | 0.72917 | 0.73953 | 0.75176 | 0.76591 | 0.78207 | 0.80011 | 0.82174 | 0.84593 | 0.87291 | 0.90228 | 0.93442 | 0.96995
Scenario 1: Reference | SCG | Res | BROs | Res - Multi Family | Gas Energy (MMTherm/year) | Energy Efficiency | 2.4695 | 2.4988 | 2.5345 | 2.5767 | 2.6254 | 2.681 | 2.743 | 2.8174 | 2.9005 | 2.9935 | 3.0946 | 3.2053 | 3.3277
Scenario 1: Reference | SCG | Res | BROs | Res - Single Family | Gas Energy (MMTherm/year) | Energy Efficiency | 0.70639 | 0.71555 | 0.7267 | 0.73985 | 0.75495 | 0.77198 | 0.79043 | 0.81285 | 0.83786 | 0.86681 | 0.89829 | 0.93269 | 0.97065
Scenario 1: Reference | SCG | Res | BldgEnv | Res - Multi Family | Electric Demand (MW) | Energy Efficiency | 0 | 0 | 0 | 0 | 0 | 0 | 0 | 0 | 0.00028811 | 0.00056956 | 0.00084453 | 0.0011132 | 0.0013758
Scenario 1: Reference | SCG | Res | BldgEnv | Res - Multi Family | Electric Energy (GWh/year) | Energy Efficiency | 0 | 0 | 0 | 0 | 0 | 0 | 0 | 0 | 0.00044233 | 0.00087443 | 0.0012966 | 0.0017091 | 0.0021122
Scenario 1: Reference | SCG | Res | BldgEnv | Res - Multi Family | Gas Energy (MMTherm/year) | Energy Efficiency | 0 | 0 | 0 | 0 | 0 | 0 | 0 | 0 | 0.00013853 | 0.00027385 | 0.00040606 | 0.00053524 | 0.00066148
Scenario 1: Reference | SCG | Res | BldgEnv | Res - Single Family | Electric Demand (MW) | Energy Efficiency | 0.017752 | 0.038242 | 0.059866 | 0.081594 | 0.1033 | 0.12441 | 0.14765 | 0.16398 | 0.17657 | 0.17122 | 0.16609 | 0.16115 | 0.15642
Scenario 1: Reference | SCG | Res | BldgEnv | Res - Single Family | Electric Energy (GWh/year) | Energy Efficiency | -0.01577 | -0.030807 | -0.045164 | -0.058934 | -0.072144 | -0.084848 | -0.093641 | -0.08538 | -0.080682 | -0.065274 | -0.050476 | -0.036269 | -0.022631
Scenario 1: Reference | SCG | Res | BldgEnv | Res - Single Family | Gas Energy (MMTherm/year) | Energy Efficiency | 0.0037928 | 0.0082048 | 0.012878 | 0.017584 | 0.022293 | 0.026875 | 0.032114 | 0.035977 | 0.038834 | 0.037794 | 0.036796 | 0.035837 | 0.034918
Scenario 1: Reference | SCG | Res | HVAC | Res - Multi Family | Electric Demand (MW) | Energy Efficiency | -6.0792e-05 | -0.00012288 | -0.00018554 | -0.00024843 | -0.00031145 | -0.00031145 | -0.00031145 | -0.00031145 | -0.00031145 | -0.00031145 | -0.00031145 | -0.00031145 | -0.00031145
Scenario 1: Reference | SCG | Res | HVAC | Res - Multi Family | Electric Energy (GWh/year) | Energy Efficiency | -5.7353e-09 | -1.1593e-08 | -1.7504e-08 | -2.3438e-08 | -2.9383e-08 | -2.9383e-08 | -2.9383e-08 | -2.9383e-08 | -2.9383e-08 | -2.9383e-08 | -2.9383e-08 | -2.9383e-08 | 0.0005328
Scenario 1: Reference | SCG | Res | HVAC | Res - Multi Family | Gas Energy (MMTherm/year) | Energy Efficiency | 1.4352e-05 | 2.901e-05 | 4.3804e-05 | 5.8651e-05 | 7.353e-05 | 7.353e-05 | 7.353e-05 | 7.353e-05 | 7.353e-05 | 7.353e-05 | 7.353e-05 | 7.353e-05 | 0.00010781
Scenario 1: Reference | SCG | Res | HVAC | Res - Single Family | Electric Demand (MW) | Energy Efficiency | 0.010706 | 0.018518 | 0.026624 | 0.034879 | 0.043236 | 0.043236 | 0.043236 | 0.043236 | 0.043236 | 0.043236 | 0.043236 | 0.043236 | 0.043236
Scenario 1: Reference | SCG | Res | HVAC | Res - Single Family | Electric Energy (GWh/year) | Energy Efficiency | 0.10956 | 0.22611 | 0.34854 | 0.4736 | 0.60067 | 0.60067 | 0.60067 | 0.60067 | 0.60067 | 0.60067 | 0.60067 | 0.60067 | 0.61169
Scenario 1: Reference | SCG | Res | HVAC | Res - Single Family | Gas Energy (MMTherm/year) | Energy Efficiency | 0.011942 | 0.025172 | 0.03908 | 0.05329 | 0.067731 | 0.067731 | 0.067731 | 0.067731 | 0.067731 | 0.067731 | 0.067731 | 0.067731 | 0.068335
Scenario 1: Reference | SCG | Res | WaterHeat | Res - Multi Family | Electric Demand (MW) | Energy Efficiency | -0.0039576 | -0.008009 | -0.012193 | -0.016457 | -0.020768 | -0.020768 | -0.020768 | -0.020768 | -0.020768 | -0.020768 | -0.020768 | -0.020768 | -0.020768
Scenario 1: Reference | SCG | Res | WaterHeat | Res - Multi Family | Electric Energy (GWh/year) | Energy Efficiency | -0.0204 | -0.041283 | -0.062851 | -0.084828 | -0.10705 | -0.10705 | -0.10705 | -0.10705 | -0.10705 | -0.10705 | -0.10705 | -0.10705 | -0.10705
Scenario 1: Reference | SCG | Res | WaterHeat | Res - Multi Family | Gas Energy (MMTherm/year) | Energy Efficiency | 0.3721 | 0.70553 | 1.0177 | 1.3076 | 1.5859 | 1.6502 | 1.7099 | 1.7486 | 1.784 | 1.8157 | 1.8446 | 1.7092 | 1.6139
Scenario 1: Reference | SCG | Res | WaterHeat | Res - Single Family | Electric Demand (MW) | Energy Efficiency | -0.025041 | -0.051728 | -0.079605 | -0.10816 | -0.13721 | -0.13721 | -0.13721 | -0.13721 | -0.13721 | -0.13721 | -0.13721 | -0.13721 | -0.13721
Scenario 1: Reference | SCG | Res | WaterHeat | Res - Single Family | Electric Energy (GWh/year) | Energy Efficiency | -0.14235 | -0.29412 | -0.45265 | -0.61504 | -0.7802 | -0.7802 | -0.7802 | -0.7802 | -0.7802 | -0.7802 | -0.7802 | -0.7802 | -0.7802
Scenario 1: Reference | SCG | Res | WaterHeat | Res - Single Family | Gas Energy (MMTherm/year) | Energy Efficiency | 2.1851 | 4.3099 | 6.3972 | 8.4458 | 10.4701 | 10.7569 | 11.0085 | 11.1717 | 11.305 | 11.4179 | 11.5169 | 10.9314 | 10.5105
Scenario 1: Reference | SDG&E | Ag | WholeBlg | Ag - Dairies, fishing, hunting | Electric Demand (MW) | Energy Efficiency | 0.0018919 | 0.0037971 | 0.0057149 | 0.0076447 | 0.0095856 | 0.011536 | 0.013497 | 0.015466 | 0.016518 | 0.016607 | 0.016693 | 0.016775 | 0.016855
Scenario 1: Reference | SDG&E | Ag | WholeBlg | Ag - Dairies, fishing, hunting | Electric Energy (GWh/year) | Energy Efficiency | 0.0080594 | 0.016176 | 0.024345 | 0.032566 | 0.040834 | 0.049145 | 0.057496 | 0.065886 | 0.070365 | 0.070747 | 0.071112 | 0.071462 | 0.0718
Scenario 1: Reference | SDG&E | Ag | WholeBlg | Ag - Dairies, fishing, hunting | Gas Energy (MMTherm/year) | Energy Efficiency | 1.6867e-05 | 3.3734e-05 | 5.06e-05 | 6.7467e-05 | 8.4334e-05 | 0.0001012 | 0.00011807 | 0.00013493 | 0.00014353 | 0.00014353 | 0.00014353 | 0.00014353 | 0.00014353
Scenario 1: Reference | SDG&E | Ag | WholeBlg | Ag - Irrigated Agriculture, vineyards, forestry and greenhouses | Electric Demand (MW) | Energy Efficiency | 0.013304 | 0.027077 | 0.041293 | 0.05594 | 0.070992 | 0.086413 | 0.10219 | 0.11831 | 0.12828 | 0.13159 | 0.1348 | 0.13792 | 0.14096
Scenario 1: Reference | SDG&E | Ag | WholeBlg | Ag - Irrigated Agriculture, vineyards, forestry and greenhouses | Electric Energy (GWh/year) | Energy Efficiency | 0.056675 | 0.11535 | 0.17591 | 0.2383 | 0.30242 | 0.36812 | 0.43531 | 0.50402 | 0.54646 | 0.56056 | 0.57423 | 0.58752 | 0.60048
Scenario 1: Reference | SDG&E | Ag | WholeBlg | Ag - Irrigated Agriculture, vineyards, forestry and greenhouses | Gas Energy (MMTherm/year) | Energy Efficiency | 0.0012197 | 0.0024394 | 0.003659 | 0.0048787 | 0.0060984 | 0.0073181 | 0.0085377 | 0.0097574 | 0.010379 | 0.010379 | 0.010379 | 0.010379 | 0.010379
Scenario 1: Reference | SDG&E | Ag | WholeBlg | Ag - Water pumping | Electric Demand (MW) | Energy Efficiency | 0.041617 | 0.083152 | 0.12461 | 0.16598 | 0.20727 | 0.24849 | 0.28962 | 0.33067 | 0.35123 | 0.35052 | 0.3498 | 0.34907 | 0.34832
Scenario 1: Reference | SDG&E | Ag | WholeBlg | Ag - Water pumping | Electric Energy (GWh/year) | Energy Efficiency | 0.17729 | 0.35423 | 0.53083 | 0.70708 | 0.88298 | 1.0585 | 1.2338 | 1.4086 | 1.4962 | 1.4932 | 1.4901 | 1.487 | 1.4838
Scenario 1: Reference | SDG&E | Ag | WholeBlg | Ag - Water pumping | Gas Energy (MMTherm/year) | Energy Efficiency | 0.00034934 | 0.00069868 | 0.001048 | 0.0013974 | 0.0017467 | 0.0020961 | 0.0024454 | 0.0027947 | 0.0029728 | 0.0029728 | 0.0029728 | 0.0029728 | 0.0029728
Scenario 1: Reference | SDG&E | Com | AppPlug | Com - Health | Gas Energy (MMTherm/year) | Energy Efficiency | 0.048843 | 0.10321 | 0.22622 | 0.36291 | 0.4898 | 0.62723 | 0.7074 | 0.7924 | 0.88379 | 0.98229 | 1.0866 | 1.1558 | 1.215
Scenario 1: Reference | SDG&E | Com | AppPlug | Com - Lodging | Gas Energy (MMTherm/year) | Energy Efficiency | 0.023955 | 0.050063 | 0.1506 | 0.26042 | 0.37822 | 0.5054 | 0.56918 | 0.63596 | 0.7059 | 0.77835 | 0.85115 | 0.89735 | 0.93872
Scenario 1: Reference | SDG&E | Com | AppPlug | Com - Other | Gas Energy (MMTherm/year) | Energy Efficiency | 0.0001807 | 0.00039103 | 0.00063384 | 0.0009122 | 0.0012252 | 0.0015789 | 0.001795 | 0.0020255 | 0.0022684 | 0.0025228 | 0.0027894 | 0.0030633 | 0.0033441
Scenario 1: Reference | SDG&E | Com | BROs | Com - Lodging | Electric Energy (GWh/year) | Energy Efficiency | 0.0087675 | 0.026709 | 0.045497 | 0.065382 | 0.086586 | 0.10905 | 0.13298 | 0.15831 | 0.18486 | 0.21282 | 0.24187 | 0.27116 | 0.30058
Scenario 1: Reference | SDG&E | Com | BROs | Com - Other | Electric Energy (GWh/year) | Energy Efficiency | 0.0079453 | 0.02424 | 0.041373 | 0.059562 | 0.079028 | 0.09974 | 0.12201 | 0.14578 | 0.1708 | 0.1973 | 0.22498 | 0.25314 | 0.28261
Scenario 1: Reference | SDG&E | Com | BROs | Com - Retail | Electric Demand (MW) | Energy Efficiency | 0.0016338 | 0.0049596 | 0.0084061 | 0.012008 | 0.015803 | 0.01978 | 0.023999 | 0.028447 | 0.033057 | 0.037867 | 0.042807 | 0.047746 | 0.0531
Scenario 1: Reference | SDG&E | Com | BROs | Com - Retail | Electric Energy (GWh/year) | Energy Efficiency | 0.017664 | 0.05362 | 0.090882 | 0.12982 | 0.17085 | 0.21385 | 0.25947 | 0.30755 | 0.35739 | 0.40939 | 0.46281 | 0.5162 | 0.57409
Scenario 1: Reference | SDG&E | Com | BldgEnv | Com - College | Electric Demand (MW) | Energy Efficiency | 1.5303e-06 | 3.0565e-06 | 4.5787e-06 | 6.1012e-06 | 7.6185e-06 | 9.1362e-06 | 1.0655e-05 | 1.0772e-05 | 1.0904e-05 | 1.1051e-05 | 1.1212e-05 | 1.1403e-05 | 1.1612e-05
Scenario 1: Reference | SDG&E | Com | BldgEnv | Com - College | Electric Energy (GWh/year) | Energy Efficiency | 5.2284e-07 | 1.0443e-06 | 1.5644e-06 | 2.0846e-06 | 2.603e-06 | 3.1215e-06 | 3.6405e-06 | 3.6805e-06 | 3.7254e-06 | 3.7756e-06 | 3.8307e-06 | 3.8962e-06 | 3.9673e-06
Scenario 1: Reference | SDG&E | Com | BldgEnv | Com - College | Gas Energy (MMTherm/year) | Energy Efficiency | 1.1194e-06 | 2.2321e-06 | 3.3379e-06 | 4.4381e-06 | 5.531e-06 | 6.6182e-06 | 7.6999e-06 | 7.6955e-06 | 7.695e-06 | 7.6993e-06 | 7.7079e-06 | 7.726e-06 | 7.7494e-06
Scenario 1: Reference | SDG&E | Com | BldgEnv | Com - Grocery | Electric Demand (MW) | Energy Efficiency | 3.2639e-05 | 6.3724e-05 | 9.3332e-05 | 0.00012157 | 0.0001485 | 0.00017423 | 0.00019884 | 0.00019063 | 0.00018302 | 0.00017599 | 0.00016949 | 0.00016348 | 0.0001579
Scenario 1: Reference | SDG&E | Com | BldgEnv | Com - Grocery | Electric Energy (GWh/year) | Energy Efficiency | 1.1152e-05 | 2.1772e-05 | 3.1888e-05 | 4.1535e-05 | 5.0737e-05 | 5.9529e-05 | 6.7937e-05 | 6.5131e-05 | 6.2531e-05 | 6.0131e-05 | 5.791e-05 | 5.5854e-05 | 5.3948e-05
Scenario 1: Reference | SDG&E | Com | BldgEnv | Com - Grocery | Gas Energy (MMTherm/year) | Energy Efficiency | 1.02e-05 | 1.991e-05 | 2.9157e-05 | 3.7968e-05 | 4.6366e-05 | 5.4379e-05 | 6.2029e-05 | 5.9369e-05 | 5.6885e-05 | 5.4572e-05 | 5.2416e-05 | 5.0405e-05 | 4.8532e-05
Scenario 1: Reference | SDG&E | Com | BldgEnv | Com - Health | Electric Demand (MW) | Energy Efficiency | 3.0881e-05 | 6.017e-05 | 8.7911e-05 | 0.00011419 | 0.00013899 | 0.00016232 | 0.00018422 | 0.0001755 | 0.00016749 | 0.00016026 | 0.00015389 | 0.00014803 | 0.00014276
Scenario 1: Reference | SDG&E | Com | BldgEnv | Com - Health | Electric Energy (GWh/year) | Energy Efficiency | 1.4834e-05 | 2.8903e-05 | 4.2229e-05 | 5.4852e-05 | 6.6764e-05 | 7.7972e-05 | 8.8494e-05 | 8.4306e-05 | 8.0455e-05 | 7.6984e-05 | 7.3922e-05 | 7.1108e-05 | 6.8579e-05
Scenario 1: Reference | SDG&E | Com | BldgEnv | Com - Health | Gas Energy (MMTherm/year) | Energy Efficiency | 1.616e-05 | 3.1448e-05 | 4.5881e-05 | 5.9493e-05 | 7.2277e-05 | 8.4241e-05 | 9.5444e-05 | 9.0479e-05 | 8.5914e-05 | 8.1792e-05 | 7.8143e-05 | 7.4835e-05 | 7.1904e-05
Scenario 1: Reference | SDG&E | Com | BldgEnv | Com - Lodging | Electric Demand (MW) | Energy Efficiency | 1.4944e-06 | 2.9747e-06 | 4.4412e-06 | 5.9029e-06 | 7.3465e-06 | 8.7821e-06 | 1.0205e-05 | 1.0366e-05 | 9.5339e-06 | 9.7186e-06 | 1.0683e-05 | 1.1644e-05 | 1.2606e-05
Scenario 1: Reference | SDG&E | Com | BldgEnv | Com - Lodging | Electric Energy (GWh/year) | Energy Efficiency | 9.7653e-07 | 1.9438e-06 | 2.9021e-06 | 3.8572e-06 | 4.8006e-06 | 5.7386e-06 | 6.6687e-06 | 6.7737e-06 | 6.2299e-06 | 6.3506e-06 | 6.981e-06 | 7.6091e-06 | 8.2371e-06
Scenario 1: Reference | SDG&E | Com | BldgEnv | Com - Lodging | Gas Energy (MMTherm/year) | Energy Efficiency | 4.9173e-07 | 9.7768e-07 | 1.4579e-06 | 1.9342e-06 | 2.404e-06 | 2.8693e-06 | 3.3293e-06 | 3.3393e-06 | 2.9778e-06 | 2.9926e-06 | 3.2965e-06 | 3.598e-06 | 3.8978e-06
Scenario 1: Reference | SDG&E | Com | BldgEnv | Com - Office (Large) | Electric Demand (MW) | Energy Efficiency | 8.0313e-05 | 0.00015694 | 0.00023005 | 0.00029983 | 0.0003664 | 0.00043 | 0.00049081 | 0.00047319 | 0.00045174 | 0.00043637 | 0.00042205 | 0.00040876 | 0.00039645
Scenario 1: Reference | SDG&E | Com | BldgEnv | Com - Office (Large) | Electric Energy (GWh/year) | Energy Efficiency | 2.744e-05 | 5.362e-05 | 7.86e-05 | 0.00010244 | 0.00012519 | 0.00014692 | 0.00016769 | 0.00016167 | 0.00015434 | 0.00014909 | 0.0001442 | 0.00013966 | 0.00013545
Scenario 1: Reference | SDG&E | Com | BldgEnv | Com - Office (Large) | Gas Energy (MMTherm/year) | Energy Efficiency | 1.173e-05 | 2.2917e-05 | 3.3586e-05 | 4.3763e-05 | 5.3468e-05 | 6.2735e-05 | 7.159e-05 | 6.891e-05 | 6.4613e-05 | 6.2264e-05 | 6.0069e-05 | 5.8024e-05 | 5.6122e-05
Scenario 1: Reference | SDG&E | Com | BldgEnv | Com - Office (Small) | Electric Demand (MW) | Energy Efficiency | 3.483e-05 | 6.801e-05 | 9.9628e-05 | 0.00012976 | 0.00016152 | 0.00019179 | 0.00022064 | 0.00021433 | 0.00020597 | 0.00020047 | 0.00019534 | 0.00018755 | 0.00018025
Scenario 1: Reference | SDG&E | Com | BldgEnv | Com - Office (Small) | Electric Energy (GWh/year) | Energy Efficiency | 1.19e-05 | 2.3237e-05 | 3.404e-05 | 4.4335e-05 | 5.5185e-05 | 6.5527e-05 | 7.5386e-05 | 7.3229e-05 | 7.0373e-05 | 6.8493e-05 | 6.6742e-05 | 6.4078e-05 | 6.1586e-05
Scenario 1: Reference | SDG&E | Com | BldgEnv | Com - Office (Small) | Gas Energy (MMTherm/year) | Energy Efficiency | 4.3106e-06 | 8.4175e-06 | 1.2332e-05 | 1.6062e-05 | 2.0711e-05 | 2.5141e-05 | 2.9362e-05 | 2.9206e-05 | 2.8185e-05 | 2.807e-05 | 2.7974e-05 | 2.6804e-05 | 2.5707e-05
Scenario 1: Reference | SDG&E | Com | BldgEnv | Com - Other | Electric Demand (MW) | Energy Efficiency | 1.9862e-05 | 3.8932e-05 | 5.7241e-05 | 7.4816e-05 | 9.1664e-05 | 0.00010782 | 0.00012332 | 0.00011936 | 0.0001138 | 0.00011028 | 0.00010715 | 0.0001042 | 0.00010142
Scenario 1: Reference | SDG&E | Com | BldgEnv | Com - Other | Electric Energy (GWh/year) | Energy Efficiency | 6.7895e-06 | 1.3308e-05 | 1.9567e-05 | 2.5574e-05 | 3.1334e-05 | 3.6858e-05 | 4.2155e-05 | 4.0802e-05 | 3.8901e-05 | 3.7698e-05 | 3.6628e-05 | 3.5619e-05 | 3.4669e-05
Scenario 1: Reference | SDG&E | Com | BldgEnv | Com - Other | Gas Energy (MMTherm/year) | Energy Efficiency | 3.1116e-06 | 6.1018e-06 | 8.9739e-06 | 1.1731e-05 | 1.4373e-05 | 1.6906e-05 | 1.933e-05 | 1.8674e-05 | 1.7386e-05 | 1.6779e-05 | 1.626e-05 | 1.5755e-05 | 1.5262e-05
Scenario 1: Reference | SDG&E | Com | BldgEnv | Com - Refrig. Warehouse | Electric Demand (MW) | Energy Efficiency | 2.2844e-07 | 4.4866e-07 | 6.6109e-07 | 8.6547e-07 | 1.0625e-06 | 1.2527e-06 | 1.4367e-06 | 1.4395e-06 | 1.4003e-06 | 1.4095e-06 | 1.4396e-06 | 1.4733e-06 | 1.5105e-06
Scenario 1: Reference | SDG&E | Com | BldgEnv | Com - Refrig. Warehouse | Electric Energy (GWh/year) | Energy Efficiency | 7.8051e-08 | 1.5329e-07 | 2.2587e-07 | 2.957e-07 | 3.6303e-07 | 4.2802e-07 | 4.9087e-07 | 4.9183e-07 | 4.7843e-07 | 4.8157e-07 | 4.9186e-07 | 5.0337e-07 | 5.1607e-07
Scenario 1: Reference | SDG&E | Com | BldgEnv | Com - Refrig. Warehouse | Gas Energy (MMTherm/year) | Energy Efficiency | 2.8663e-08 | 5.6305e-08 | 8.2982e-08 | 1.0866e-07 | 1.3342e-07 | 1.5734e-07 | 1.8048e-07 | 1.917e-07 | 1.869e-07 | 1.9864e-07 | 2.17e-07 | 2.3573e-07 | 2.5482e-07
Scenario 1: Reference | SDG&E | Com | BldgEnv | Com - Restaurant | Electric Demand (MW) | Energy Efficiency | 1.1567e-05 | 2.2546e-05 | 3.2968e-05 | 4.2856e-05 | 5.2597e-05 | 6.1897e-05 | 7.0783e-05 | 6.8758e-05 | 6.6056e-05 | 6.4327e-05 | 6.274e-05 | 6.1289e-05 | 5.997e-05
Scenario 1: Reference | SDG&E | Com | BldgEnv | Com - Restaurant | Electric Energy (GWh/year) | Energy Efficiency | 3.9521e-06 | 7.7031e-06 | 1.1264e-05 | 1.4643e-05 | 1.7971e-05 | 2.1148e-05 | 2.4184e-05 | 2.3492e-05 | 2.2569e-05 | 2.1978e-05 | 2.1436e-05 | 2.094e-05 | 2.049e-05
Scenario 1: Reference | SDG&E | Com | BldgEnv | Com - Restaurant | Gas Energy (MMTherm/year) | Energy Efficiency | 1.4217e-06 | 2.7714e-06 | 4.0532e-06 | 5.2697e-06 | 6.4759e-06 | 7.6279e-06 | 8.7288e-06 | 8.6876e-06 | 8.3575e-06 | 8.3334e-06 | 8.3176e-06 | 8.31e-06 | 8.3103e-06
Scenario 1: Reference | SDG&E | Com | BldgEnv | Com - Retail | Electric Demand (MW) | Energy Efficiency | 5.7184e-05 | 0.00011071 | 0.00016079 | 0.00020724 | 0.00024997 | 0.00028957 | 0.00032685 | 0.00030565 | 0.00028599 | 0.00026785 | 0.00025152 | 0.00023719 | 0.00022445
Scenario 1: Reference | SDG&E | Com | BldgEnv | Com - Retail | Electric Energy (GWh/year) | Energy Efficiency | 1.9538e-05 | 3.7827e-05 | 5.4936e-05 | 7.0807e-05 | 8.5406e-05 | 9.8936e-05 | 0.00011168 | 0.00010443 | 9.7714e-05 | 9.1517e-05 | 8.5936e-05 | 8.104e-05 | 7.6686e-05
Scenario 1: Reference | SDG&E | Com | BldgEnv | Com - Retail | Gas Energy (MMTherm/year) | Energy Efficiency | 1.6867e-05 | 3.2585e-05 | 4.7177e-05 | 6.0618e-05 | 7.29e-05 | 8.4248e-05 | 9.4983e-05 | 8.8389e-05 | 8.239e-05 | 7.6998e-05 | 7.2267e-05 | 6.8231e-05 | 6.4699e-05
Scenario 1: Reference | SDG&E | Com | BldgEnv | Com - School | Electric Demand (MW) | Energy Efficiency | 9.4924e-06 | 1.8624e-05 | 2.7415e-05 | 3.6658e-05 | 4.5564e-05 | 5.4145e-05 | 6.2418e-05 | 6.2199e-05 | 6.1526e-05 | 6.1585e-05 | 6.1003e-05 | 6.0591e-05 | 6.0342e-05
Scenario 1: Reference | SDG&E | Com | BldgEnv | Com - School | Electric Energy (GWh/year) | Energy Efficiency | 3.2432e-06 | 6.3632e-06 | 9.3668e-06 | 1.2525e-05 | 1.5568e-05 | 1.85e-05 | 2.1326e-05 | 2.1251e-05 | 2.1021e-05 | 2.1041e-05 | 2.0843e-05 | 2.0702e-05 | 2.0617e-05
Scenario 1: Reference | SDG&E | Com | BldgEnv | Com - School | Gas Energy (MMTherm/year) | Energy Efficiency | 1.1811e-06 | 2.3179e-06 | 3.4129e-06 | 4.7466e-06 | 6.03e-06 | 7.2649e-06 | 8.454e-06 | 8.5858e-06 | 8.5139e-06 | 8.6663e-06 | 8.5506e-06 | 8.4587e-06 | 8.3897e-06
Scenario 1: Reference | SDG&E | Com | BldgEnv | Com - Warehouse | Electric Demand (MW) | Energy Efficiency | 2.1552e-05 | 4.2278e-05 | 6.222e-05 | 8.1425e-05 | 9.9906e-05 | 0.00011771 | 0.00013486 | 0.00013057 | 0.00012419 | 0.00012045 | 0.0001174 | 0.00011461 | 0.00011208
Scenario 1: Reference | SDG&E | Com | BldgEnv | Com - Warehouse | Electric Energy (GWh/year) | Energy Efficiency | 1.4083e-05 | 2.7627e-05 | 4.0658e-05 | 5.3207e-05 | 6.5283e-05 | 7.6917e-05 | 8.8122e-05 | 8.5323e-05 | 8.1151e-05 | 7.8705e-05 | 7.6717e-05 | 7.4895e-05 | 7.3238e-05
Scenario 1: Reference | SDG&E | Com | BldgEnv | Com - Warehouse | Gas Energy (MMTherm/year) | Energy Efficiency | 5.6816e-06 | 1.1161e-05 | 1.6447e-05 | 2.1551e-05 | 2.6475e-05 | 3.1231e-05 | 3.5823e-05 | 3.4739e-05 | 3.2284e-05 | 3.1319e-05 | 3.0682e-05 | 3.0103e-05 | 2.9581e-05
Scenario 1: Reference | SDG&E | Com | ComRefrig | Com - College | Electric Demand (MW) | Energy Efficiency | 7.4985e-05 | 0.00012677 | 0.00015881 | 0.00017663 | 0.00018527 | 0.00019034 | 0.00019358 | 0.00019593 | 0.00019812 | 0.00020018 | 0.00020211 | 0.00020391 | 0.0002056
Scenario 1: Reference | SDG&E | Com | ComRefrig | Com - College | Electric Energy (GWh/year) | Energy Efficiency | 0.00054968 | 0.00093523 | 0.0011781 | 0.0013161 | 0.001385 | 0.001425 | 0.0014494 | 0.0014664 | 0.0014823 | 0.0014972 | 0.0015112 | 0.0015243 | 0.0015365
Scenario 1: Reference | SDG&E | Com | ComRefrig | Com - Grocery | Electric Demand (MW) | Energy Efficiency | 0.070756 | 0.10966 | 0.12672 | 0.13597 | 0.14105 | 0.14468 | 0.14808 | 0.15126 | 0.15424 | 0.15703 | 0.15965 | 0.16209 | 0.16438
Scenario 1: Reference | SDG&E | Com | ComRefrig | Com - Grocery | Electric Energy (GWh/year) | Energy Efficiency | 0.53034 | 0.83004 | 0.96774 | 1.0416 | 1.0799 | 1.1062 | 1.1308 | 1.1539 | 1.1755 | 1.1957 | 1.2146 | 1.2323 | 1.2488
Scenario 1: Reference | SDG&E | Com | ComRefrig | Com - Refrig. Warehouse | Electric Demand (MW) | Energy Efficiency | 2.3066e-05 | 3.8355e-05 | 4.7388e-05 | 5.2121e-05 | 5.433e-05 | 5.5721e-05 | 5.6597e-05 | 5.7361e-05 | 5.8076e-05 | 5.8746e-05 | 5.9373e-05 | 5.996e-05 | 6.051e-05
Scenario 1: Reference | SDG&E | Com | ComRefrig | Com - Refrig. Warehouse | Electric Energy (GWh/year) | Energy Efficiency | 0.00016964 | 0.00028389 | 0.00035266 | 0.00038954 | 0.00040725 | 0.00041802 | 0.00042445 | 0.00042999 | 0.00043517 | 0.00044002 | 0.00044456 | 0.00044881 | 0.00045279
Scenario 1: Reference | SDG&E | Com | ComRefrig | Com - Restaurant | Electric Demand (MW) | Energy Efficiency | 0.0027194 | 0.0042413 | 0.0049341 | 0.0053053 | 0.0055142 | 0.0056524 | 0.0057818 | 0.005903 | 0.0060165 | 0.0061228 | 0.0062223 | 0.0063155 | 0.0064027
Scenario 1: Reference | SDG&E | Com | ComRefrig | Com - Restaurant | Electric Energy (GWh/year) | Energy Efficiency | 0.020374 | 0.032088 | 0.03766 | 0.040634 | 0.042228 | 0.043229 | 0.044166 | 0.045044 | 0.045865 | 0.046634 | 0.047354 | 0.048028 | 0.048658
Scenario 1: Reference | SDG&E | Com | ComRefrig | Com - Retail | Electric Demand (MW) | Energy Efficiency | 0.030528 | 0.047672 | 0.055566 | 0.059574 | 0.061828 | 0.06333 | 0.064737 | 0.066054 | 0.067286 | 0.068441 | 0.069522 | 0.070534 | 0.071482
Scenario 1: Reference | SDG&E | Com | ComRefrig | Com - Retail | Electric Energy (GWh/year) | Energy Efficiency | 0.22834 | 0.35986 | 0.42286 | 0.45496 | 0.47216 | 0.48304 | 0.49322 | 0.50275 | 0.51168 | 0.52003 | 0.52785 | 0.53517 | 0.54202
Scenario 1: Reference | SDG&E | Com | ComRefrig | Com - School | Electric Demand (MW) | Energy Efficiency | 7.0437e-06 | 1.0929e-05 | 1.4566e-05 | 1.7972e-05 | 2.1162e-05 | 2.4149e-05 | 2.6945e-05 | 2.9564e-05 | 3.2016e-05 | 3.4312e-05 | 3.6462e-05 | 3.8476e-05 | 4.0361e-05
Scenario 1: Reference | SDG&E | Com | ComRefrig | Com - School | Electric Energy (GWh/year) | Energy Efficiency | 5.4799e-05 | 8.2855e-05 | 0.00010912 | 0.00013371 | 0.00015673 | 0.00017828 | 0.00019845 | 0.00021734 | 0.00023502 | 0.00025157 | 0.00026707 | 0.00028158 | 0.00029516
Scenario 1: Reference | SDG&E | Com | FoodServ | Com - College | Electric Demand (MW) | Energy Efficiency | 0.0025163 | 0.005266 | 0.0081343 | 0.011142 | 0.014397 | 0.017817 | 0.021383 | 0.025084 | 0.028922 | 0.032902 | 0.037014 | 0.041215 | 0.045554
Scenario 1: Reference | SDG&E | Com | FoodServ | Com - College | Electric Demand (MW) | Fuel Substitution | -0.00018765 | -0.00040922 | -0.00066548 | -0.0009573 | -0.0012855 | -0.0016507 | -0.0020538 | -0.0024954 | -0.002976 | -0.0034961 | -0.0040559 | -0.0046558 | -0.0052957
Scenario 1: Reference | SDG&E | Com | FoodServ | Com - College | Electric Energy (GWh/year) | Energy Efficiency | 0.012135 | 0.025341 | 0.039124 | 0.053586 | 0.069193 | 0.085593 | 0.1027 | 0.12047 | 0.1389 | 0.15803 | 0.1778 | 0.19755 | 0.21797
Scenario 1: Reference | SDG&E | Com | FoodServ | Com - College | Electric Energy (GWh/year) | Fuel Substitution | -0.0020332 | -0.0044257 | -0.0071875 | -0.01033 | -0.013867 | -0.017809 | -0.02217 | -0.026962 | -0.032199 | -0.037893 | -0.044055 | -0.050729 | -0.057943
Scenario 1: Reference | SDG&E | Com | FoodServ | Com - College | Gas Energy (MMTherm/year) | Energy Efficiency | 0.0059852 | 0.012201 | 0.01864 | 0.025328 | 0.032218 | 0.039342 | 0.046697 | 0.054265 | 0.062046 | 0.07004 | 0.078234 | 0.086699 | 0.094932
Scenario 1: Reference | SDG&E | Com | FoodServ | Com - College | Gas Energy (MMTherm/year) | Fuel Substitution | 0.00021029 | 0.00045785 | 0.00074369 | 0.001069 | 0.0014351 | 0.0018431 | 0.0022945 | 0.0027904 | 0.0033322 | 0.003921 | 0.0045581 | 0.0052477 | 0.0059927
Scenario 1: Reference | SDG&E | Com | FoodServ | Com - Grocery | Electric Demand (MW) | Energy Efficiency | 0.016646 | 0.035004 | 0.054179 | 0.074197 | 0.095955 | 0.11878 | 0.14252 | 0.16714 | 0.1926 | 0.21894 | 0.24612 | 0.27332 | 0.30137
Scenario 1: Reference | SDG&E | Com | FoodServ | Com - Grocery | Electric Demand (MW) | Fuel Substitution | -0.001107 | -0.0024093 | -0.0039101 | -0.0056138 | -0.0075239 | -0.0096441 | -0.011978 | -0.014528 | -0.017298 | -0.020288 | -0.023501 | -0.026937 | -0.030595
Scenario 1: Reference | SDG&E | Com | FoodServ | Com - Grocery | Electric Energy (GWh/year) | Energy Efficiency | 0.080222 | 0.16828 | 0.2603 | 0.35642 | 0.46061 | 0.56992 | 0.68362 | 0.80164 | 0.92374 | 1.0501 | 1.1806 | 1.3079 | 1.4394
Scenario 1: Reference | SDG&E | Com | FoodServ | Com - Grocery | Electric Energy (GWh/year) | Fuel Substitution | -0.021443 | -0.046276 | -0.074549 | -0.10633 | -0.14169 | -0.1807 | -0.22342 | -0.26994 | -0.32031 | -0.37459 | -0.43283 | -0.49508 | -0.5615
Scenario 1: Reference | SDG&E | Com | FoodServ | Com - Grocery | Gas Energy (MMTherm/year) | Energy Efficiency | 0.036983 | 0.075597 | 0.11577 | 0.15754 | 0.20077 | 0.24555 | 0.29188 | 0.33971 | 0.38895 | 0.43965 | 0.49174 | 0.54521 | 0.59014
Scenario 1: Reference | SDG&E | Com | FoodServ | Com - Grocery | Gas Energy (MMTherm/year) | Fuel Substitution | 0.0022253 | 0.0048024 | 0.0077361 | 0.011034 | 0.014702 | 0.018748 | 0.023179 | 0.028003 | 0.033225 | 0.038851 | 0.044885 | 0.051334 | 0.058212
Scenario 1: Reference | SDG&E | Com | FoodServ | Com - Health | Electric Demand (MW) | Energy Efficiency | 0.0054059 | 0.011343 | 0.017541 | 0.02407 | 0.031035 | 0.038245 | 0.045396 | 0.052778 | 0.06048 | 0.068654 | 0.077413 | 0.085824 | 0.094304
Scenario 1: Reference | SDG&E | Com | FoodServ | Com - Health | Electric Demand (MW) | Fuel Substitution | -0.00048786 | -0.0010667 | -0.0017391 | -0.002508 | -0.0033761 | -0.0043459 | -0.0054196 | -0.0065993 | -0.0078864 | -0.0092825 | -0.010789 | -0.012406 | -0.014133
Scenario 1: Reference | SDG&E | Com | FoodServ | Com - Health | Electric Energy (GWh/year) | Energy Efficiency | 0.026722 | 0.055902 | 0.08638 | 0.1185 | 0.15268 | 0.18807 | 0.22319 | 0.25946 | 0.29732 | 0.33752 | 0.3806 | 0.42083 | 0.46138
Scenario 1: Reference | SDG&E | Com | FoodServ | Com - Health | Electric Energy (GWh/year) | Fuel Substitution | -0.0064302 | -0.013954 | -0.022605 | -0.032421 | -0.043442 | -0.055709 | -0.069265 | -0.084147 | -0.10039 | -0.11802 | -0.13706 | -0.15755 | -0.17957
Scenario 1: Reference | SDG&E | Com | FoodServ | Com - Health | Gas Energy (MMTherm/year) | Energy Efficiency | 0.015965 | 0.032591 | 0.049863 | 0.067878 | 0.08648 | 0.1056 | 0.12486 | 0.14464 | 0.16506 | 0.18632 | 0.20855 | 0.23094 | 0.25111
Scenario 1: Reference | SDG&E | Com | FoodServ | Com - Health | Gas Energy (MMTherm/year) | Fuel Substitution | 0.00068215 | 0.0014809 | 0.0023996 | 0.0034425 | 0.0046136 | 0.0059171 | 0.0073576 | 0.0089388 | 0.010664 | 0.012536 | 0.014558 | 0.016732 | 0.019068
Scenario 1: Reference | SDG&E | Com | FoodServ | Com - Lodging | Electric Demand (MW) | Energy Efficiency | 0.009624 | 0.019894 | 0.030555 | 0.041678 | 0.053255 | 0.065273 | 0.077673 | 0.090451 | 0.10363 | 0.11719 | 0.1311 | 0.14228 | 0.15375
Scenario 1: Reference | SDG&E | Com | FoodServ | Com - Lodging | Electric Demand (MW) | Fuel Substitution | -0.00067912 | -0.0014767 | -0.0023949 | -0.0034365 | -0.0046037 | -0.0058986 | -0.0073231 | -0.0088788 | -0.010567 | -0.012388 | -0.014344 | -0.016432 | -0.018653
Scenario 1: Reference | SDG&E | Com | FoodServ | Com - Lodging | Electric Energy (GWh/year) | Energy Efficiency | 0.059401 | 0.1222 | 0.18728 | 0.25505 | 0.32534 | 0.39816 | 0.4732 | 0.55044 | 0.63001 | 0.71179 | 0.79558 | 0.85446 | 0.91477
Scenario 1: Reference | SDG&E | Com | FoodServ | Com - Lodging | Electric Energy (GWh/year) | Fuel Substitution | -0.0085707 | -0.018528 | -0.029896 | -0.042707 | -0.056991 | -0.072776 | -0.09009 | -0.10896 | -0.12941 | -0.15145 | -0.1751 | -0.20037 | -0.22725
Scenario 1: Reference | SDG&E | Com | FoodServ | Com - Lodging | Gas Energy (MMTherm/year) | Energy Efficiency | 0.014617 | 0.029729 | 0.045321 | 0.061462 | 0.078014 | 0.095047 | 0.11251 | 0.13038 | 0.14869 | 0.16739 | 0.18645 | 0.20586 | 0.22233
Scenario 1: Reference | SDG&E | Com | FoodServ | Com - Lodging | Gas Energy (MMTherm/year) | Fuel Substitution | 0.00088599 | 0.0019155 | 0.003091 | 0.0044158 | 0.0058928 | 0.0075249 | 0.0093152 | 0.011266 | 0.01338 | 0.015658 | 0.018102 | 0.020712 | 0.023489
Scenario 1: Reference | SDG&E | Com | FoodServ | Com - Office (Large) | Electric Demand (MW) | Energy Efficiency | 0.00047897 | 0.00097009 | 0.0014727 | 0.0019864 | 0.00251 | 0.0030449 | 0.0035914 | 0.0041485 | 0.0047136 | 0.0052874 | 0.0058691 | 0.0059797 | 0.006086
Scenario 1: Reference | SDG&E | Com | FoodServ | Com - Office (Large) | Electric Energy (GWh/year) | Energy Efficiency | 0.0042011 | 0.0085089 | 0.012917 | 0.017423 | 0.022015 | 0.026707 | 0.031501 | 0.036387 | 0.041344 | 0.046377 | 0.051479 | 0.052449 | 0.053381
Scenario 1: Reference | SDG&E | Com | FoodServ | Com - Office (Small) | Electric Demand (MW) | Energy Efficiency | 0.00019683 | 0.00039917 | 0.00060678 | 0.00081946 | 0.001037 | 0.0012591 | 0.0014858 | 0.0017168 | 0.001952 | 0.0021911 | 0.0024339 | 0.0024836 | 0.0025313
Scenario 1: Reference | SDG&E | Com | FoodServ | Com - Office (Small) | Electric Energy (GWh/year) | Energy Efficiency | 0.0017265 | 0.0035012 | 0.0053222 | 0.0071876 | 0.0090953 | 0.011044 | 0.013033 | 0.015059 | 0.017121 | 0.019218 | 0.021348 | 0.021784 | 0.022203
Scenario 1: Reference | SDG&E | Com | FoodServ | Com - Other | Electric Demand (MW) | Energy Efficiency | 0.024959 | 0.052584 | 0.081784 | 0.11256 | 0.14553 | 0.18024 | 0.21658 | 0.25453 | 0.29408 | 0.33526 | 0.37804 | 0.42246 | 0.46855
Scenario 1: Reference | SDG&E | Com | FoodServ | Com - Other | Electric Demand (MW) | Fuel Substitution | -0.0034583 | -0.0075258 | -0.012217 | -0.01755 | -0.02354 | -0.030203 | -0.037555 | -0.045611 | -0.054383 | -0.063882 | -0.074119 | -0.085099 | -0.096827
Scenario 1: Reference | SDG&E | Com | FoodServ | Com - Other | Electric Energy (GWh/year) | Energy Efficiency | 0.12056 | 0.25362 | 0.3945 | 0.54324 | 0.70253 | 0.8705 | 1.0466 | 1.2308 | 1.4231 | 1.6236 | 1.8322 | 2.0491 | 2.2745
Scenario 1: Reference | SDG&E | Com | FoodServ | Com - Other | Electric Energy (GWh/year) | Fuel Substitution | -0.020252 | -0.044032 | -0.071426 | -0.10254 | -0.13748 | -0.17633 | -0.21922 | -0.26624 | -0.31748 | -0.37303 | -0.43299 | -0.49753 | -0.56673
Scenario 1: Reference | SDG&E | Com | FoodServ | Com - Other | Gas Energy (MMTherm/year) | Energy Efficiency | 0.039987 | 0.081949 | 0.12586 | 0.17171 | 0.21936 | 0.26892 | 0.32034 | 0.37361 | 0.42867 | 0.48554 | 0.54416 | 0.60452 | 0.66433
Scenario 1: Reference | SDG&E | Com | FoodServ | Com - Other | Gas Energy (MMTherm/year) | Fuel Substitution | 0.001941 | 0.0042202 | 0.006846 | 0.0098283 | 0.013177 | 0.016902 | 0.021012 | 0.025519 | 0.03043 | 0.035754 | 0.041501 | 0.047687 | 0.054319
Scenario 1: Reference | SDG&E | Com | FoodServ | Com - Restaurant | Electric Demand (MW) | Energy Efficiency | 0.046664 | 0.095444 | 0.14559 | 0.19684 | 0.25866 | 0.32325 | 0.3905 | 0.46038 | 0.53279 | 0.60774 | 0.68523 | 0.76071 | 0.83867
Scenario 1: Reference | SDG&E | Com | FoodServ | Com - Restaurant | Electric Demand (MW) | Fuel Substitution | -0.0069617 | -0.01511 | -0.024455 | -0.03501 | -0.046797 | -0.059835 | -0.074144 | -0.08974 | -0.10664 | -0.12485 | -0.14437 | -0.16522 | -0.18739
Scenario 1: Reference | SDG&E | Com | FoodServ | Com - Restaurant | Electric Energy (GWh/year) | Energy Efficiency | 0.24561 | 0.50168 | 0.76499 | 1.0343 | 1.3567 | 1.6935 | 2.0442 | 2.4086 | 2.7864 | 3.1775 | 3.582 | 3.9599 | 4.3507
Scenario 1: Reference | SDG&E | Com | FoodServ | Com - Restaurant | Electric Energy (GWh/year) | Fuel Substitution | -0.069568 | -0.15023 | -0.24208 | -0.34525 | -0.45971 | -0.58567 | -0.72331 | -0.87279 | -1.0342 | -1.2078 | -1.3935 | -1.5915 | -1.8017
Scenario 1: Reference | SDG&E | Com | FoodServ | Com - Restaurant | Gas Energy (MMTherm/year) | Energy Efficiency | 0.093854 | 0.19023 | 0.28911 | 0.39009 | 0.50399 | 0.62195 | 0.74402 | 0.87014 | 1.0001 | 1.134 | 1.2716 | 1.4131 | 1.5362
Scenario 1: Reference | SDG&E | Com | FoodServ | Com - Restaurant | Gas Energy (MMTherm/year) | Fuel Substitution | 0.0069871 | 0.015086 | 0.024307 | 0.034663 | 0.046148 | 0.058783 | 0.072587 | 0.087575 | 0.10376 | 0.12116 | 0.13976 | 0.15959 | 0.18065
Scenario 1: Reference | SDG&E | Com | FoodServ | Com - Retail | Electric Demand (MW) | Energy Efficiency | 0.00050715 | 0.0010162 | 0.0015269 | 0.0020355 | 0.0025339 | 0.00303 | 0.0035197 | 0.0040026 | 0.0044802 | 0.0049559 | 0.0054297 | 0.0055424 | 0.0056528
Scenario 1: Reference | SDG&E | Com | FoodServ | Com - Retail | Electric Energy (GWh/year) | Energy Efficiency | 0.00389 | 0.0078136 | 0.011768 | 0.015731 | 0.019656 | 0.023584 | 0.027493 | 0.031378 | 0.035246 | 0.039113 | 0.042979 | 0.043679 | 0.044352
Scenario 1: Reference | SDG&E | Com | FoodServ | Com - Retail | Gas Energy (MMTherm/year) | Energy Efficiency | 1.246e-05 | 2.4537e-05 | 3.6265e-05 | 4.7385e-05 | 5.7358e-05 | 6.6789e-05 | 7.5418e-05 | 8.3248e-05 | 9.0422e-05 | 9.7224e-05 | 0.00010369 | 0.00011013 | 0.00011673
Scenario 1: Reference | SDG&E | Com | FoodServ | Com - School | Electric Demand (MW) | Energy Efficiency | 0.0102 | 0.021935 | 0.034261 | 0.047172 | 0.060795 | 0.075033 | 0.089851 | 0.10526 | 0.12126 | 0.13787 | 0.15508 | 0.172 | 0.18948
Scenario 1: Reference | SDG&E | Com | FoodServ | Com - School | Electric Demand (MW) | Fuel Substitution | -0.00023909 | -0.00051888 | -0.00083989 | -0.0012028 | -0.0016082 | -0.0020567 | -0.0025488 | -0.0030851 | -0.0036659 | -0.0042915 | -0.004962 | -0.0056774 | -0.0064374
Scenario 1: Reference | SDG&E | Com | FoodServ | Com - School | Electric Energy (GWh/year) | Energy Efficiency | 0.051903 | 0.11085 | 0.17276 | 0.23762 | 0.30601 | 0.37747 | 0.45187 | 0.52925 | 0.60967 | 0.69312 | 0.77965 | 0.86138 | 0.9459
Scenario 1: Reference | SDG&E | Com | FoodServ | Com - School | Electric Energy (GWh/year) | Fuel Substitution | -0.0029831 | -0.0064623 | -0.010448 | -0.014953 | -0.019993 | -0.025585 | -0.031745 | -0.038492 | -0.045845 | -0.053858 | -0.062571 | -0.072017 | -0.082226
Scenario 1: Reference | SDG&E | Com | FoodServ | Com - School | Gas Energy (MMTherm/year) | Energy Efficiency | 0.013214 | 0.026934 | 0.041143 | 0.055825 | 0.070976 | 0.086571 | 0.1026 | 0.11906 | 0.13595 | 0.15325 | 0.17095 | 0.18905 | 0.20672
Scenario 1: Reference | SDG&E | Com | FoodServ | Com - School | Gas Energy (MMTherm/year) | Fuel Substitution | 0.00031178 | 0.00067553 | 0.0010922 | 0.0015633 | 0.0020903 | 0.0026747 | 0.0033184 | 0.0040232 | 0.0047909 | 0.0056269 | 0.0065353 | 0.0075192 | 0.0085818
Scenario 1: Reference | SDG&E | Com | HVAC | Com - College | Electric Demand (MW) | Energy Efficiency | 0.0071586 | 0.014895 | 0.02316 | 0.027594 | 0.032257 | 0.037135 | 0.04372 | 0.05052 | 0.052186 | 0.058377 | 0.064856 | 0.071975 | 0.074386
Scenario 1: Reference | SDG&E | Com | HVAC | Com - College | Electric Energy (GWh/year) | Energy Efficiency | 0.019532 | 0.041019 | 0.064074 | 0.069527 | 0.075288 | 0.080426 | 0.091711 | 0.10289 | 0.090959 | 0.097347 | 0.10402 | 0.1112 | 0.097081
Scenario 1: Reference | SDG&E | Com | HVAC | Com - College | Electric Energy (GWh/year) | Fuel Substitution | 2.3944e-07 | 5.0391e-07 | 7.943e-07 | 1.3051e-06 | 1.8615e-06 | 1.8615e-06 | 1.8615e-06 | 1.8615e-06 | 1.8615e-06 | 1.8615e-06 | 1.8615e-06 | 1.8615e-06 | 1.8615e-06
Scenario 1: Reference | SDG&E | Com | HVAC | Com - College | Gas Energy (MMTherm/year) | Energy Efficiency | 0.00027739 | 0.00089069 | 0.0016393 | 0.0024698 | 0.0033546 | 0.0037615 | 0.0041952 | 0.0046557 | 0.0051598 | 0.0056806 | 0.0062259 | 0.0068298 | 0.0074765
Scenario 1: Reference | SDG&E | Com | HVAC | Com - College | Gas Energy (MMTherm/year) | Fuel Substitution | 5.7976e-08 | 1.2201e-07 | 1.9232e-07 | 2.839e-07 | 3.8354e-07 | 3.8354e-07 | 3.8354e-07 | 3.8354e-07 | 3.8354e-07 | 3.8354e-07 | 3.8354e-07 | 3.8354e-07 | 3.8354e-07
Scenario 1: Reference | SDG&E | Com | HVAC | Com - Grocery | Electric Demand (MW) | Energy Efficiency | 0.0054132 | 0.01143 | 0.018076 | 0.025398 | 0.03341 | 0.042173 | 0.051729 | 0.062113 | 0.0659 | 0.068156 | 0.070576 | 0.073164 | 0.073938
Scenario 1: Reference | SDG&E | Com | HVAC | Com - Grocery | Electric Energy (GWh/year) | Energy Efficiency | 0.02798 | 0.059048 | 0.093338 | 0.13109 | 0.17235 | 0.21746 | 0.26664 | 0.32006 | 0.34021 | 0.35268 | 0.36602 | 0.38027 | 0.38634
Scenario 1: Reference | SDG&E | Com | HVAC | Com - Grocery | Electric Energy (GWh/year) | Fuel Substitution | -0.00010449 | -0.00022013 | -0.00034732 | -0.00048661 | -0.00063858 | -0.00063858 | -0.00063858 | -0.00063858 | -0.00063858 | -0.00063858 | -0.00063858 | -0.00063858 | -0.00063858
Scenario 1: Reference | SDG&E | Com | HVAC | Com - Grocery | Gas Energy (MMTherm/year) | Energy Efficiency | 0.00022162 | 0.0004588 | 0.0007104 | 0.00097932 | 0.0012609 | 0.0015615 | 0.0018818 | 0.0022209 | 0.0026801 | 0.0031921 | 0.0037315 | 0.0042999 | 0.0049061
Scenario 1: Reference | SDG&E | Com | HVAC | Com - Grocery | Gas Energy (MMTherm/year) | Fuel Substitution | 1.5412e-05 | 3.2442e-05 | 5.1145e-05 | 7.1593e-05 | 9.3862e-05 | 9.3862e-05 | 9.3862e-05 | 9.3862e-05 | 9.3862e-05 | 9.3862e-05 | 9.3862e-05 | 9.3862e-05 | 9.3862e-05
Scenario 1: Reference | SDG&E | Com | HVAC | Com - Health | Electric Demand (MW) | Energy Efficiency | 0.0079287 | 0.016576 | 0.025974 | 0.036329 | 0.047533 | 0.059316 | 0.068004 | 0.077207 | 0.085471 | 0.095049 | 0.10525 | 0.11571 | 0.12649
Scenario 1: Reference | SDG&E | Com | HVAC | Com - Health | Electric Energy (GWh/year) | Energy Efficiency | 0.061154 | 0.13901 | 0.22211 | 0.31218 | 0.41039 | 0.51242 | 0.59103 | 0.66131 | 0.71 | 0.76921 | 0.83117 | 0.89348 | 0.97099
Scenario 1: Reference | SDG&E | Com | HVAC | Com - Health | Electric Energy (GWh/year) | Fuel Substitution | 3.4046e-06 | 7.1444e-06 | 1.1231e-05 | 1.5674e-05 | 2.0482e-05 | 2.0482e-05 | 2.0482e-05 | 2.0482e-05 | 2.0482e-05 | 2.0482e-05 | 2.0482e-05 | 2.0482e-05 | 2.0482e-05
Scenario 1: Reference | SDG&E | Com | HVAC | Com - Health | Gas Energy (MMTherm/year) | Energy Efficiency | 0.0019813 | 0.006602 | 0.011321 | 0.016755 | 0.022969 | 0.028466 | 0.033833 | 0.036735 | 0.036423 | 0.036327 | 0.036094 | 0.035631 | 0.03812
Scenario 1: Reference | SDG&E | Com | HVAC | Com - Health | Gas Energy (MMTherm/year) | Fuel Substitution | 8.0637e-07 | 1.7027e-06 | 2.693e-06 | 3.7812e-06 | 4.9719e-06 | 4.9719e-06 | 4.9719e-06 | 4.9719e-06 | 4.9719e-06 | 4.9719e-06 | 4.9719e-06 | 4.9719e-06 | 4.9719e-06
Scenario 1: Reference | SDG&E | Com | HVAC | Com - Lodging | Electric Demand (MW) | Energy Efficiency | 0.0062662 | 0.013179 | 0.020762 | 0.029074 | 0.038064 | 0.047682 | 0.056658 | 0.066275 | 0.069901 | 0.072772 | 0.075869 | 0.079213 | 0.082834
Scenario 1: Reference | SDG&E | Com | HVAC | Com - Lodging | Electric Energy (GWh/year) | Energy Efficiency | 0.048864 | 0.10139 | 0.15769 | 0.21815 | 0.2823 | 0.34976 | 0.39986 | 0.45289 | 0.46033 | 0.46414 | 0.46873 | 0.47422 | 0.48086
Scenario 1: Reference | SDG&E | Com | HVAC | Com - Lodging | Electric Energy (GWh/year) | Fuel Substitution | -1.5119e-05 | -3.1919e-05 | -5.0477e-05 | -7.0888e-05 | -9.3246e-05 | -9.3246e-05 | -9.3246e-05 | -9.3246e-05 | -9.3246e-05 | -9.3246e-05 | -9.3246e-05 | -9.3246e-05 | -9.3246e-05
Scenario 1: Reference | SDG&E | Com | HVAC | Com - Lodging | Gas Energy (MMTherm/year) | Energy Efficiency | 0.0023032 | 0.0046998 | 0.0071942 | 0.0098106 | 0.012521 | 0.014943 | 0.016104 | 0.017313 | 0.016691 | 0.01602 | 0.015328 | 0.014617 | 0.013892
Scenario 1: Reference | SDG&E | Com | HVAC | Com - Lodging | Gas Energy (MMTherm/year) | Fuel Substitution | 3.4817e-06 | 7.335e-06 | 1.1575e-05 | 1.6218e-05 | 2.1282e-05 | 2.1282e-05 | 2.1282e-05 | 2.1282e-05 | 2.1282e-05 | 2.1282e-05 | 2.1282e-05 | 2.1282e-05 | 2.1282e-05
Scenario 1: Reference | SDG&E | Com | HVAC | Com - Office (Large) | Electric Demand (MW) | Energy Efficiency | 0.00077409 | 0.0016066 | 0.0024981 | 0.0034501 | 0.0044611 | 0.0047866 | 0.005128 | 0.0054843 | 0.0058536 | 0.0062364 | 0.0066319 | 0.0070401 | 0.0074607
Scenario 1: Reference | SDG&E | Com | HVAC | Com - Office (Large) | Electric Energy (GWh/year) | Energy Efficiency | 0.0044258 | 0.0092038 | 0.014339 | 0.019842 | 0.025706 | 0.026539 | 0.027412 | 0.028324 | 0.029269 | 0.030248 | 0.03126 | 0.032305 | 0.033381
Scenario 1: Reference | SDG&E | Com | HVAC | Com - Office (Large) | Gas Energy (MMTherm/year) | Energy Efficiency | 0.0020252 | 0.0042181 | 0.006582 | 0.0091224 | 0.011836 | 0.011836 | 0.011836 | 0.011836 | 0.011836 | 0.011836 | 0.011836 | 0.011836 | 0.011836
Scenario 1: Reference | SDG&E | Com | HVAC | Com - Office (Small) | Electric Demand (MW) | Energy Efficiency | 0.0036438 | 0.0075639 | 0.011762 | 0.01624 | 0.020993 | 0.026028 | 0.031347 | 0.036936 | 0.042789 | 0.048896 | 0.055249 | 0.061843 | 0.06867
Scenario 1: Reference | SDG&E | Com | HVAC | Com - Office (Small) | Electric Energy (GWh/year) | Energy Efficiency | 0.0032449 | 0.0067227 | 0.010434 | 0.01438 | 0.018557 | 0.022968 | 0.027613 | 0.032484 | 0.037575 | 0.042878 | 0.048387 | 0.054097 | 0.060004
Scenario 1: Reference | SDG&E | Com | HVAC | Com - Office (Small) | Gas Energy (MMTherm/year) | Energy Efficiency | 0.0001963 | 0.00040802 | 0.00063529 | 0.00087828 | 0.0011366 | 0.0014109 | 0.0017011 | 0.0020066 | 0.0023269 | 0.0026614 | 0.0030098 | 0.0033715 | 0.0037464
Scenario 1: Reference | SDG&E | Com | HVAC | Com - Other | Electric Demand (MW) | Energy Efficiency | 0.043334 | 0.091238 | 0.14379 | 0.20112 | 0.26269 | 0.32928 | 0.40095 | 0.47756 | 0.55446 | 0.63475 | 0.72384 | 0.81879 | 0.91868
Scenario 1: Reference | SDG&E | Com | HVAC | Com - Other | Electric Energy (GWh/year) | Energy Efficiency | 0.045912 | 0.097063 | 0.15338 | 0.2149 | 0.28117 | 0.35296 | 0.4304 | 0.51342 | 0.58704 | 0.66123 | 0.75492 | 0.85783 | 0.96652
Scenario 1: Reference | SDG&E | Com | HVAC | Com - Other | Electric Energy (GWh/year) | Fuel Substitution | -5.936e-05 | -0.00012543 | -0.00019849 | -0.00027763 | -0.00036433 | -0.00036433 | -0.00036433 | -0.00036433 | -0.00036433 | -0.00036433 | -0.00036433 | -0.00036433 | -0.00036433
Scenario 1: Reference | SDG&E | Com | HVAC | Com - Other | Gas Energy (MMTherm/year) | Energy Efficiency | 0.0058528 | 0.012294 | 0.019342 | 0.027024 | 0.035261 | 0.044162 | 0.053733 | 0.063955 | 0.0745 | 0.08559 | 0.097592 | 0.1103 | 0.12366
Scenario 1: Reference | SDG&E | Com | HVAC | Com - Other | Gas Energy (MMTherm/year) | Fuel Substitution | 9.4656e-06 | 1.9979e-05 | 3.1583e-05 | 4.4508e-05 | 5.8638e-05 | 5.8638e-05 | 5.8638e-05 | 5.8638e-05 | 5.8638e-05 | 5.8638e-05 | 5.8638e-05 | 5.8638e-05 | 5.8638e-05
Scenario 1: Reference | SDG&E | Com | HVAC | Com - Restaurant | Electric Demand (MW) | Energy Efficiency | 0.0010161 | 0.0019648 | 0.0028593 | 0.0036624 | 0.0067437 | 0.010056 | 0.013627 | 0.017461 | 0.02154 | 0.02587 | 0.030458 | 0.035305 | 0.040405
Scenario 1: Reference | SDG&E | Com | HVAC | Com - Restaurant | Electric Energy (GWh/year) | Energy Efficiency | -1.8582e-06 | 3.7061e-05 | 0.00011138 | 0.00022989 | 0.00047124 | 0.00073847 | 0.0010348 | 0.0013635 | 0.0017283 | 0.0021326 | 0.0025802 | 0.0030752 | 0.0036222
Scenario 1: Reference | SDG&E | Com | HVAC | Com - Restaurant | Electric Energy (GWh/year) | Fuel Substitution | 4.2397e-08 | 8.9059e-08 | 4.6017e-07 | 8.647e-07 | 1.3035e-06 | 1.3035e-06 | 1.3035e-06 | 1.3035e-06 | 1.3035e-06 | 1.3035e-06 | 1.3035e-06 | 1.3035e-06 | 1.3035e-06
Scenario 1: Reference | SDG&E | Com | HVAC | Com - Restaurant | Gas Energy (MMTherm/year) | Energy Efficiency | 0.0034397 | 0.0072608 | 0.011493 | 0.01615 | 0.021916 | 0.028325 | 0.035433 | 0.043292 | 0.051948 | 0.061459 | 0.071887 | 0.083294 | 0.09574
Scenario 1: Reference | SDG&E | Com | HVAC | Com - Restaurant | Gas Energy (MMTherm/year) | Fuel Substitution | 9.7505e-09 | 2.0482e-08 | 7.4846e-08 | 1.341e-07 | 1.9836e-07 | 1.9836e-07 | 1.9836e-07 | 1.9836e-07 | 1.9836e-07 | 1.9836e-07 | 1.9836e-07 | 1.9836e-07 | 1.9836e-07
Scenario 1: Reference | SDG&E | Com | HVAC | Com - Retail | Electric Demand (MW) | Energy Efficiency | 0.01243 | 0.025671 | 0.039751 | 0.054555 | 0.069851 | 0.085763 | 0.10179 | 0.1184 | 0.11889 | 0.11887 | 0.1186 | 0.11818 | 0.11769
Scenario 1: Reference | SDG&E | Com | HVAC | Com - Retail | Electric Energy (GWh/year) | Energy Efficiency | 0.036841 | 0.076926 | 0.1157 | 0.15765 | 0.20192 | 0.24847 | 0.29534 | 0.34509 | 0.33754 | 0.32879 | 0.32578 | 0.32272 | 0.31967
Scenario 1: Reference | SDG&E | Com | HVAC | Com - Retail | Electric Energy (GWh/year) | Fuel Substitution | 4.0198e-06 | 8.4483e-06 | 1.3298e-05 | 1.858e-05 | 2.4309e-05 | 2.4309e-05 | 2.4309e-05 | 2.4309e-05 | 2.4309e-05 | 2.4309e-05 | 2.4309e-05 | 2.4309e-05 | 2.4309e-05
Scenario 1: Reference | SDG&E | Com | HVAC | Com - Retail | Gas Energy (MMTherm/year) | Energy Efficiency | 0.0006308 | 0.0013066 | 0.0020276 | 0.0027923 | 0.0035942 | 0.0039297 | 0.0042812 | 0.0046479 | 0.0046656 | 0.0046739 | 0.004679 | 0.0046819 | 0.0046835
Scenario 1: Reference | SDG&E | Com | HVAC | Com - Retail | Gas Energy (MMTherm/year) | Fuel Substitution | 2.9766e-07 | 6.2547e-07 | 9.8433e-07 | 1.3752e-06 | 1.799e-06 | 1.799e-06 | 1.799e-06 | 1.799e-06 | 1.799e-06 | 1.799e-06 | 1.799e-06 | 1.799e-06 | 1.799e-06
Scenario 1: Reference | SDG&E | Com | HVAC | Com - School | Electric Demand (MW) | Energy Efficiency | 0.013155 | 0.026538 | 0.040047 | 0.053603 | 0.067192 | 0.080737 | 0.089641 | 0.098925 | 0.1088 | 0.11986 | 0.13215 | 0.14568 | 0.16041
Scenario 1: Reference | SDG&E | Com | HVAC | Com - School | Electric Energy (GWh/year) | Energy Efficiency | 0.042983 | 0.084528 | 0.12404 | 0.16105 | 0.19534 | 0.22667 | 0.22831 | 0.22952 | 0.23149 | 0.23774 | 0.24857 | 0.26412 | 0.28432
Scenario 1: Reference | SDG&E | Com | HVAC | Com - School | Electric Energy (GWh/year) | Fuel Substitution | 2.7371e-08 | 5.7055e-08 | 8.9048e-08 | 1.2335e-07 | 1.5994e-07 | 1.5994e-07 | 1.5994e-07 | 1.5994e-07 | 1.5994e-07 | 1.5994e-07 | 1.5994e-07 | 1.5994e-07 | 1.5994e-07
Scenario 1: Reference | SDG&E | Com | HVAC | Com - School | Gas Energy (MMTherm/year) | Energy Efficiency | 0.0023908 | 0.0049125 | 0.0075648 | 0.010347 | 0.013272 | 0.016324 | 0.01953 | 0.022863 | 0.026328 | 0.029916 | 0.03363 | 0.037466 | 0.041419
Scenario 1: Reference | SDG&E | Com | HVAC | Com - School | Gas Energy (MMTherm/year) | Fuel Substitution | 1.0455e-07 | 2.1792e-07 | 3.4009e-07 | 4.7106e-07 | 6.1082e-07 | 6.1082e-07 | 6.1082e-07 | 6.1082e-07 | 6.1082e-07 | 6.1082e-07 | 6.1082e-07 | 6.1082e-07 | 6.1082e-07
Scenario 1: Reference | SDG&E | Com | HVAC | Com - Warehouse | Electric Demand (MW) | Energy Efficiency | 2.2177e-05 | 4.5897e-05 | 7.1176e-05 | 9.8079e-05 | 0.00012653 | 0.0001566 | 0.00018826 | 0.00022149 | 0.0002563 | 0.00029269 | 0.00033061 | 0.00037004 | 0.0003762
Scenario 1: Reference | SDG&E | Com | HVAC | Com - Warehouse | Electric Energy (GWh/year) | Energy Efficiency | 6.7904e-05 | 0.00014053 | 0.00021794 | 0.00030031 | 0.00038743 | 0.00047951 | 0.00057643 | 0.0006782 | 0.00078478 | 0.00089619 | 0.0010123 | 0.001133 | 0.0011519
Scenario 1: Reference | SDG&E | Com | HVAC | Com - Warehouse | Electric Energy (GWh/year) | Fuel Substitution | -1.0112e-05 | -2.1373e-05 | -3.3783e-05 | -4.7456e-05 | -6.2075e-05 | -6.2075e-05 | -6.2075e-05 | -6.2075e-05 | -6.2075e-05 | -6.2075e-05 | -6.2075e-05 | -6.2075e-05 | -6.2075e-05
Scenario 1: Reference | SDG&E | Com | HVAC | Com - Warehouse | Gas Energy (MMTherm/year) | Fuel Substitution | 1.6387e-06 | 3.4612e-06 | 5.4976e-06 | 7.7379e-06 | 1.0321e-05 | 1.0321e-05 | 1.0321e-05 | 1.0321e-05 | 1.0321e-05 | 1.0321e-05 | 1.0321e-05 | 1.0321e-05 | 1.0321e-05
Scenario 1: Reference | SDG&E | Com | Lighting | Com - College | Electric Demand (MW) | Energy Efficiency | 0 | 0.0083577 | 0.019223 | 0.030398 | 0.041783 | 0.053441 | 0.065364 | 0.07752 | 0.079907 | 0.079907 | 0.079907 | 0.079907 | 0.079907
Scenario 1: Reference | SDG&E | Com | Lighting | Com - College | Electric Energy (GWh/year) | Energy Efficiency | 0 | 0.03258 | 0.074937 | 0.1185 | 0.16288 | 0.20832 | 0.2548 | 0.30219 | 0.31149 | 0.31149 | 0.31149 | 0.31149 | 0.31149
Scenario 1: Reference | SDG&E | Com | Lighting | Com - College | Gas Energy (MMTherm/year) | Energy Efficiency | 0 | -0.00014631 | -0.00033653 | -0.00053215 | -0.00073147 | -0.00093556 | -0.0011443 | -0.0013571 | -0.0013989 | -0.0013989 | -0.0013989 | -0.0013989 | -0.0013989
Scenario 1: Reference | SDG&E | Com | Lighting | Com - Grocery | Electric Demand (MW) | Energy Efficiency | 0.013669 | 0.027448 | 0.041333 | 0.055349 | 0.069463 | 0.083724 | 0.098139 | 0.1127 | 0.12739 | 0.13633 | 0.14423 | 0.15228 | 0.16048
Scenario 1: Reference | SDG&E | Com | Lighting | Com - Grocery | Electric Energy (GWh/year) | Energy Efficiency | 0.078297 | 0.15723 | 0.23677 | 0.31707 | 0.39793 | 0.47963 | 0.56222 | 0.64566 | 0.72984 | 0.78114 | 0.82653 | 0.87277 | 0.91986
Scenario 1: Reference | SDG&E | Com | Lighting | Com - Grocery | Gas Energy (MMTherm/year) | Energy Efficiency | -0.00093757 | -0.0018827 | -0.0028351 | -0.0037965 | -0.0047645 | -0.0057426 | -0.0067313 | -0.0077302 | -0.0087377 | -0.0093503 | -0.0098917 | -0.010443 | -0.011005
Scenario 1: Reference | SDG&E | Com | Lighting | Com - Health | Electric Demand (MW) | Energy Efficiency | 0.031343 | 0.062857 | 0.09457 | 0.12672 | 0.15902 | 0.19139 | 0.22316 | 0.2551 | 0.28746 | 0.32057 | 0.35468 | 0.38843 | 0.42209
Scenario 1: Reference | SDG&E | Com | Lighting | Com - Health | Electric Energy (GWh/year) | Energy Efficiency | 0.19205 | 0.38515 | 0.57947 | 0.77644 | 0.97436 | 1.1727 | 1.3674 | 1.5631 | 1.7614 | 1.9643 | 2.1733 | 2.3801 | 2.5864
Scenario 1: Reference | SDG&E | Com | Lighting | Com - Health | Gas Energy (MMTherm/year) | Energy Efficiency | -0.0010607 | -0.0021272 | -0.0032004 | -0.0042883 | -0.0053814 | -0.0064769 | -0.0075521 | -0.0086333 | -0.0097282 | -0.010849 | -0.012003 | -0.013145 | -0.014285
Scenario 1: Reference | SDG&E | Com | Lighting | Com - Office (Large) | Electric Demand (MW) | Energy Efficiency | 0.024004 | 0.048258 | 0.072736 | 0.097445 | 0.12231 | 0.14746 | 0.17294 | 0.19867 | 0.22451 | 0.25051 | 0.27666 | 0.30295 | 0.32941
Scenario 1: Reference | SDG&E | Com | Lighting | Com - Office (Large) | Electric Energy (GWh/year) | Energy Efficiency | 0.1766 | 0.35504 | 0.53513 | 0.71692 | 0.89986 | 1.0849 | 1.2723 | 1.4616 | 1.6518 | 1.8431 | 2.0354 | 2.2289 | 2.4235
Scenario 1: Reference | SDG&E | Com | Lighting | Com - Office (Large) | Gas Energy (MMTherm/year) | Energy Efficiency | -0.0001751 | -0.00035202 | -0.00053059 | -0.00071083 | -0.00089221 | -0.0010757 | -0.0012615 | -0.0014492 | -0.0016377 | -0.0018274 | -0.0020181 | -0.0022099 | -0.0024029
Scenario 1: Reference | SDG&E | Com | Lighting | Com - Refrig. Warehouse | Electric Demand (MW) | Energy Efficiency | 3.435e-05 | 6.8973e-05 | 0.00010389 | 0.00013888 | 0.00017409 | 0.00020957 | 0.00024539 | 0.00028155 | 0.00031815 | 0.00035513 | 0.00039258 | 0.00043052 | 0.00046897
Scenario 1: Reference | SDG&E | Com | Lighting | Com - Refrig. Warehouse | Electric Energy (GWh/year) | Energy Efficiency | 0.00030573 | 0.00061387 | 0.0009246 | 0.001236 | 0.0015494 | 0.0018651 | 0.0021838 | 0.0025056 | 0.0028313 | 0.0031604 | 0.0034936 | 0.0038312 | 0.0041732
Scenario 1: Reference | SDG&E | Com | Lighting | Com - Restaurant | Electric Demand (MW) | Energy Efficiency | 0.008696 | 0.017277 | 0.025769 | 0.034157 | 0.043484 | 0.052887 | 0.062378 | 0.071958 | 0.081617 | 0.091359 | 0.10119 | 0.11111 | 0.12112
Scenario 1: Reference | SDG&E | Com | Lighting | Com - Restaurant | Electric Energy (GWh/year) | Energy Efficiency | 0.054414 | 0.10811 | 0.16125 | 0.21373 | 0.27209 | 0.33093 | 0.39031 | 0.45025 | 0.51068 | 0.57164 | 0.63314 | 0.6952 | 0.75782
Scenario 1: Reference | SDG&E | Com | Lighting | Com - Restaurant | Gas Energy (MMTherm/year) | Energy Efficiency | -0.00016638 | -0.00033056 | -0.00049304 | -0.00065352 | -0.00083198 | -0.0010119 | -0.0011935 | -0.0013768 | -0.0015616 | -0.001748 | -0.0019361 | -0.0021258 | -0.0023174
Scenario 1: Reference | SDG&E | Com | Lighting | Com - Retail | Electric Demand (MW) | Energy Efficiency | 0.058115 | 0.11559 | 0.17251 | 0.2288 | 0.28426 | 0.33919 | 0.39351 | 0.44725 | 0.50047 | 0.5533 | 0.60575 | 0.65794 | 0.70991
Scenario 1: Reference | SDG&E | Com | Lighting | Com - Retail | Electric Energy (GWh/year) | Energy Efficiency | 0.36207 | 0.72017 | 1.0748 | 1.4254 | 1.771 | 2.1132 | 2.4516 | 2.7864 | 3.118 | 3.4471 | 3.7739 | 4.099 | 4.4228
Scenario 1: Reference | SDG&E | Com | Lighting | Com - Retail | Gas Energy (MMTherm/year) | Energy Efficiency | -0.00054337 | -0.0010808 | -0.001613 | -0.0021392 | -0.0026578 | -0.0031714 | -0.0036793 | -0.0041817 | -0.0046794 | -0.0051733 | -0.0056637 | -0.0061516 | -0.0066376
Scenario 1: Reference | SDG&E | Com | Lighting | Com - Warehouse | Electric Demand (MW) | Energy Efficiency | 0.00062192 | 0.0012597 | 0.0019134 | 0.0025845 | 0.0032704 | 0.0039727 | 0.0046903 | 0.005423 | 0.0055588 | 0.0055588 | 0.0055588 | 0.0055588 | 0.0055588
Scenario 1: Reference | SDG&E | Com | Lighting | Com - Warehouse | Electric Energy (GWh/year) | Energy Efficiency | 0.0051613 | 0.010454 | 0.015879 | 0.021449 | 0.027141 | 0.032969 | 0.038924 | 0.045005 | 0.046132 | 0.046132 | 0.046132 | 0.046132 | 0.046132
Scenario 1: Reference | SDG&E | Com | Lighting | Com - Warehouse | Gas Energy (MMTherm/year) | Energy Efficiency | -1.7241e-05 | -3.4923e-05 | -5.3043e-05 | -7.1649e-05 | -9.0662e-05 | -0.00011013 | -0.00013003 | -0.00015034 | -0.0001541 | -0.0001541 | -0.0001541 | -0.0001541 | -0.0001541
Scenario 1: Reference | SDG&E | Com | WaterHeat | Com - College | Electric Demand (MW) | Energy Efficiency | 0.0068181 | 0.014278 | 0.022393 | 0.031211 | 0.040702 | 0.050936 | 0.061917 | 0.073647 | 0.086141 | 0.099425 | 0.11349 | 0.1285 | 0.14436
Scenario 1: Reference | SDG&E | Com | WaterHeat | Com - College | Electric Demand (MW) | Fuel Substitution | 0 | 0 | 0 | 0 | 0 | 0.33895 | 0.73104 | 1.1736 | 1.6603 | 2.2104 | 2.8291 | 3.5015 | 4.2151
Scenario 1: Reference | SDG&E | Com | WaterHeat | Com - College | Electric Energy (GWh/year) | Energy Efficiency | 0.02586 | 0.054152 | 0.08493 | 0.11838 | 0.15437 | 0.19319 | 0.23484 | 0.27932 | 0.32671 | 0.37709 | 0.43045 | 0.48738 | 0.5475
Scenario 1: Reference | SDG&E | Com | WaterHeat | Com - College | Electric Energy (GWh/year) | Fuel Substitution | -0.69917 | -1.4757 | -2.3299 | -3.2628 | -4.2749 | -2.9262 | -1.3662 | 0.39458 | 2.3312 | 4.5201 | 6.9819 | 9.6574 | 12.4971
Scenario 1: Reference | SDG&E | Com | WaterHeat | Com - College | Gas Energy (MMTherm/year) | Energy Efficiency | 0.0072489 | 0.014607 | 0.022074 | 0.02954 | 0.033358 | 0.033388 | 0.033361 | 0.03333 | 0.029486 | 0.025652 | 0.025594 | 0.025571 | 0.029319
Scenario 1: Reference | SDG&E | Com | WaterHeat | Com - College | Gas Energy (MMTherm/year) | Fuel Substitution | 0.079781 | 0.16834 | 0.26571 | 0.37201 | 0.4873 | 0.4873 | 0.4873 | 0.4873 | 0.4873 | 0.4873 | 0.4873 | 0.4873 | 0.4873
Scenario 1: Reference | SDG&E | Com | WaterHeat | Com - Grocery | Electric Demand (MW) | Energy Efficiency | 0.017479 | 0.036639 | 0.057504 | 0.080138 | 0.10452 | 0.13076 | 0.1589 | 0.18896 | 0.22095 | 0.25493 | 0.29093 | 0.32898 | 0.36916
Scenario 1: Reference | SDG&E | Com | WaterHeat | Com - Grocery | Electric Energy (GWh/year) | Energy Efficiency | 0.091792 | 0.19242 | 0.30199 | 0.42085 | 0.54891 | 0.6867 | 0.83447 | 0.99235 | 1.1603 | 1.3388 | 1.5278 | 1.7277 | 1.9387
Scenario 1: Reference | SDG&E | Com | WaterHeat | Com - Grocery | Electric Energy (GWh/year) | Fuel Substitution | -0.029577 | -0.061849 | -0.096827 | -0.13457 | -0.17514 | -0.17514 | -0.17514 | -0.17514 | -0.17514 | -0.17514 | -0.17514 | -0.17514 | -0.17514
Scenario 1: Reference | SDG&E | Com | WaterHeat | Com - Grocery | Gas Energy (MMTherm/year) | Energy Efficiency | 0.0046305 | 0.0092661 | 0.013904 | 0.018506 | 0.02023 | 0.021392 | 0.021366 | 0.021339 | 0.018602 | 0.015893 | 0.015843 | 0.015818 | 0.018476
Scenario 1: Reference | SDG&E | Com | WaterHeat | Com - Grocery | Gas Energy (MMTherm/year) | Fuel Substitution | 0.0040071 | 0.0083796 | 0.013118 | 0.018232 | 0.023728 | 0.023728 | 0.023728 | 0.023728 | 0.023728 | 0.023728 | 0.023728 | 0.023728 | 0.023728
Scenario 1: Reference | SDG&E | Com | WaterHeat | Com - Health | Electric Demand (MW) | Energy Efficiency | 0.021796 | 0.04568 | 0.071703 | 0.10007 | 0.13062 | 0.16332 | 0.19757 | 0.23405 | 0.27301 | 0.31488 | 0.36003 | 0.40696 | 0.45598
Scenario 1: Reference | SDG&E | Com | WaterHeat | Com - Health | Electric Demand (MW) | Fuel Substitution | 0 | 0 | 0 | 0 | 0 | 0.42631 | 0.92229 | 1.4847 | 2.1058 | 2.8084 | 3.6036 | 4.4713 | 5.3948
Scenario 1: Reference | SDG&E | Com | WaterHeat | Com - Health | Electric Energy (GWh/year) | Energy Efficiency | 0.18107 | 0.37948 | 0.59566 | 0.83131 | 1.0851 | 1.3568 | 1.6414 | 1.9444 | 2.2681 | 2.6159 | 2.991 | 3.3809 | 3.7882
Scenario 1: Reference | SDG&E | Com | WaterHeat | Com - Health | Electric Energy (GWh/year) | Fuel Substitution | -1.9124 | -4.0412 | -6.3887 | -8.9591 | -11.7555 | -8.0473 | -3.7329 | 1.1597 | 6.562 | 12.6734 | 19.5908 | 27.1389 | 35.1723
Scenario 1: Reference | SDG&E | Com | WaterHeat | Com - Health | Gas Energy (MMTherm/year) | Energy Efficiency | 0.015584 | 0.031521 | 0.047812 | 0.06437 | 0.076438 | 0.076691 | 0.076733 | 0.07677 | 0.071767 | 0.066761 | 0.066734 | 0.066779 | 0.071784
Scenario 1: Reference | SDG&E | Com | WaterHeat | Com - Health | Gas Energy (MMTherm/year) | Fuel Substitution | 0.2213 | 0.46748 | 0.73884 | 1.0359 | 1.3589 | 1.3589 | 1.3589 | 1.3589 | 1.3589 | 1.3589 | 1.3589 | 1.3589 | 1.3589
Scenario 1: Reference | SDG&E | Com | WaterHeat | Com - Lodging | Electric Demand (MW) | Energy Efficiency | 0.005191 | 0.010813 | 0.016871 | 0.023401 | 0.030349 | 0.03761 | 0.045326 | 0.0535 | 0.062138 | 0.071248 | 0.080816 | 0.090845 | 0.10136
Scenario 1: Reference | SDG&E | Com | WaterHeat | Com - Lodging | Electric Demand (MW) | Fuel Substitution | 0 | 0 | 0 | 0 | 0 | 0.54573 | 1.1769 | 1.8888 | 2.671 | 3.5482 | 4.5329 | 5.6002 | 6.7297
Scenario 1: Reference | SDG&E | Com | WaterHeat | Com - Lodging | Electric Energy (GWh/year) | Energy Efficiency | 0.042061 | 0.087614 | 0.1367 | 0.18962 | 0.24593 | 0.3048 | 0.36735 | 0.43362 | 0.50365 | 0.57751 | 0.65508 | 0.73639 | 0.82162
Scenario 1: Reference | SDG&E | Com | WaterHeat | Com - Lodging | Electric Energy (GWh/year) | Fuel Substitution | -2.6239 | -5.5271 | -8.7097 | -12.1732 | -15.9182 | -11.289 | -5.9352 | 0.10387 | 6.7392 | 14.1796 | 22.5327 | 31.5864 | 41.1676
Scenario 1: Reference | SDG&E | Com | WaterHeat | Com - Lodging | Gas Energy (MMTherm/year) | Energy Efficiency | 0.079567 | 0.16009 | 0.24164 | 0.32398 | 0.40121 | 0.40417 | 0.40372 | 0.4033 | 0.39387 | 0.38455 | 0.38028 | 0.3765 | 0.37832
Scenario 1: Reference | SDG&E | Com | WaterHeat | Com - Lodging | Gas Energy (MMTherm/year) | Fuel Substitution | 0.29834 | 0.62821 | 0.98959 | 1.3827 | 1.8075 | 1.8075 | 1.8075 | 1.8075 | 1.8075 | 1.8075 | 1.8075 | 1.8075 | 1.8075
Scenario 1: Reference | SDG&E | Com | WaterHeat | Com - Office (Large) | Electric Demand (MW) | Energy Efficiency | 0.004563 | 0.0095267 | 0.014893 | 0.020666 | 0.026838 | 0.033436 | 0.040478 | 0.047955 | 0.055841 | 0.06415 | 0.07288 | 0.082039 | 0.091631
Scenario 1: Reference | SDG&E | Com | WaterHeat | Com - Office (Large) | Electric Demand (MW) | Fuel Substitution | 0 | 0 | 0 | 0 | 0 | 0.045184 | 0.096904 | 0.15475 | 0.21785 | 0.29034 | 0.37153 | 0.45928 | 0.55182
Scenario 1: Reference | SDG&E | Com | WaterHeat | Com - Office (Large) | Electric Energy (GWh/year) | Energy Efficiency | 0.082364 | 0.17196 | 0.26882 | 0.37303 | 0.48443 | 0.60351 | 0.73061 | 0.86557 | 1.0079 | 1.1579 | 1.3154 | 1.4807 | 1.6539
Scenario 1: Reference | SDG&E | Com | WaterHeat | Com - Office (Large) | Electric Energy (GWh/year) | Fuel Substitution | -0.40101 | -0.84282 | -1.3252 | -1.8481 | -2.4114 | -1.5557 | -0.57608 | 0.51949 | 1.7146 | 3.0877 | 4.6254 | 6.2874 | 8.0401
Scenario 1: Reference | SDG&E | Com | WaterHeat | Com - Office (Large) | Gas Energy (MMTherm/year) | Energy Efficiency | 0.015398 | 0.030557 | 0.045475 | 0.060073 | 0.066169 | 0.064688 | 0.063239 | 0.061825 | 0.055 | 0.048533 | 0.0472 | 0.045928 | 0.050104
Scenario 1: Reference | SDG&E | Com | WaterHeat | Com - Office (Large) | Gas Energy (MMTherm/year) | Fuel Substitution | 0.044888 | 0.094335 | 0.14832 | 0.20683 | 0.26986 | 0.26986 | 0.26986 | 0.26986 | 0.26986 | 0.26986 | 0.26986 | 0.26986 | 0.26986
Scenario 1: Reference | SDG&E | Com | WaterHeat | Com - Office (Small) | Electric Demand (MW) | Energy Efficiency | 0.00027382 | 0.00057243 | 0.00089616 | 0.0012453 | 0.0016201 | 0.0020211 | 0.0024486 | 0.0029025 | 0.0033832 | 0.0038908 | 0.0044256 | 0.0049879 | 0.0055779
Scenario 1: Reference | SDG&E | Com | WaterHeat | Com - Office (Small) | Electric Demand (MW) | Fuel Substitution | 0 | 0 | 0 | 0 | 0 | 0.0032355 | 0.0069546 | 0.011128 | 0.015693 | 0.020821 | 0.026552 | 0.032741 | 0.03927
Scenario 1: Reference | SDG&E | Com | WaterHeat | Com - Office (Small) | Electric Energy (GWh/year) | Energy Efficiency | 0.029233 | 0.061114 | 0.095676 | 0.13295 | 0.17296 | 0.21579 | 0.26142 | 0.30989 | 0.36121 | 0.41541 | 0.47251 | 0.53254 | 0.59554
Scenario 1: Reference | SDG&E | Com | WaterHeat | Com - Office (Small) | Electric Energy (GWh/year) | Fuel Substitution | -0.17698 | -0.3727 | -0.58712 | -0.8202 | -1.0719 | -0.70985 | -0.29363 | 0.17341 | 0.6843 | 1.2583 | 1.8997 | 2.5923 | 3.3231
Scenario 1: Reference | SDG&E | Com | WaterHeat | Com - Office (Small) | Gas Energy (MMTherm/year) | Energy Efficiency | 0.0067112 | 0.013391 | 0.020108 | 0.026779 | 0.026913 | 0.026677 | 0.026427 | 0.026166 | 0.019823 | 0.013544 | 0.013203 | 0.012907 | 0.018617
Scenario 1: Reference | SDG&E | Com | WaterHeat | Com - Office (Small) | Gas Energy (MMTherm/year) | Fuel Substitution | 0.019633 | 0.041341 | 0.065117 | 0.09096 | 0.11887 | 0.11887 | 0.11887 | 0.11887 | 0.11887 | 0.11887 | 0.11887 | 0.11887 | 0.11887
Scenario 1: Reference | SDG&E | Com | WaterHeat | Com - Other | Electric Demand (MW) | Energy Efficiency | 0.13271 | 0.27868 | 0.43828 | 0.61193 | 0.79962 | 1.0022 | 1.22 | 1.4532 | 1.7021 | 1.9671 | 2.2485 | 2.5466 | 2.8621
Scenario 1: Reference | SDG&E | Com | WaterHeat | Com - Other | Electric Demand (MW) | Fuel Substitution | 0 | 0 | 0 | 0 | 0 | 1.783 | 3.8442 | 6.1705 | 8.7301 | 11.6408 | 14.9199 | 18.4865 | 22.2733
Scenario 1: Reference | SDG&E | Com | WaterHeat | Com - Other | Electric Energy (GWh/year) | Energy Efficiency | 0.85648 | 1.7985 | 2.8285 | 3.9491 | 5.1604 | 6.4681 | 7.8735 | 9.3784 | 10.9846 | 12.6949 | 14.5108 | 16.435 | 18.4709
Scenario 1: Reference | SDG&E | Com | WaterHeat | Com - Other | Electric Energy (GWh/year) | Fuel Substitution | -6.6508 | -14.0286 | -22.1394 | -30.9922 | -40.5956 | -28.5202 | -14.5611 | 1.1943 | 18.5297 | 38.2428 | 60.4509 | 84.6065 | 110.2535
Scenario 1: Reference | SDG&E | Com | WaterHeat | Com - Other | Gas Energy (MMTherm/year) | Energy Efficiency | 0.028112 | 0.056877 | 0.086299 | 0.11573 | 0.13295 | 0.13576 | 0.13576 | 0.13575 | 0.12272 | 0.10976 | 0.10926 | 0.10924 | 0.12173
Scenario 1: Reference | SDG&E | Com | WaterHeat | Com - Other | Gas Energy (MMTherm/year) | Fuel Substitution | 0.74315 | 1.5671 | 2.4725 | 3.4604 | 4.5318 | 4.5318 | 4.5318 | 4.5318 | 4.5318 | 4.5318 | 4.5318 | 4.5318 | 4.5318
Scenario 1: Reference | SDG&E | Com | WaterHeat | Com - Refrig. Warehouse | Electric Demand (MW) | Energy Efficiency | 8.8045e-05 | 0.00018432 | 0.00028899 | 0.00040166 | 0.00052274 | 0.00065249 | 0.00079128 | 0.00093928 | 0.0010969 | 0.0012642 | 0.0014417 | 0.0016297 | 0.0018283
Scenario 1: Reference | SDG&E | Com | WaterHeat | Com - Refrig. Warehouse | Electric Demand (MW) | Fuel Substitution | 0 | 0 | 0 | 0 | 0 | 0.00029672 | 0.00063926 | 0.0010252 | 0.0014491 | 0.0019197 | 0.0024476 | 0.0030197 | 0.0036253
Scenario 1: Reference | SDG&E | Com | WaterHeat | Com - Refrig. Warehouse | Electric Energy (GWh/year) | Energy Efficiency | 0.0010122 | 0.0021191 | 0.0033225 | 0.0046178 | 0.0060099 | 0.0075016 | 0.0090972 | 0.010799 | 0.012611 | 0.014535 | 0.016575 | 0.018736 | 0.02102
Scenario 1: Reference | SDG&E | Com | WaterHeat | Com - Refrig. Warehouse | Electric Energy (GWh/year) | Fuel Substitution | -0.0020178 | -0.0042403 | -0.0066668 | -0.0092973 | -0.012132 | -0.0085572 | -0.0044304 | 0.00021964 | 0.0053256 | 0.010996 | 0.017356 | 0.024248 | 0.031544
Scenario 1: Reference | SDG&E | Com | WaterHeat | Com - Refrig. Warehouse | Gas Energy (MMTherm/year) | Energy Efficiency | 6.4719e-06 | 1.3203e-05 | 2.0194e-05 | 2.7388e-05 | 3.4817e-05 | 3.4817e-05 | 3.4817e-05 | 0.000155 | 0.000155 | 0.000155 | 0.00027438 | 0.00027323 | 0.00039187
Scenario 1: Reference | SDG&E | Com | WaterHeat | Com - Refrig. Warehouse | Gas Energy (MMTherm/year) | Fuel Substitution | 0.00023765 | 0.00049918 | 0.00078451 | 0.0010936 | 0.0014266 | 0.0014266 | 0.0014266 | 0.0014266 | 0.0014266 | 0.0014266 | 0.0014266 | 0.0014266 | 0.0014266
Scenario 1: Reference | SDG&E | Com | WaterHeat | Com - Restaurant | Electric Demand (MW) | Energy Efficiency | 0.039244 | 0.08135 | 0.12632 | 0.17401 | 0.231 | 0.29231 | 0.35793 | 0.42796 | 0.50239 | 0.58133 | 0.66487 | 0.75309 | 0.84606
Scenario 1: Reference | SDG&E | Com | WaterHeat | Com - Restaurant | Electric Demand (MW) | Fuel Substitution | 0 | 0 | 0 | 0 | 0 | 1.7032 | 3.6595 | 5.8539 | 8.2546 | 10.951 | 13.97 | 17.2374 | 20.6921
Scenario 1: Reference | SDG&E | Com | WaterHeat | Com - Restaurant | Electric Energy (GWh/year) | Energy Efficiency | 0.20136 | 0.4174 | 0.64816 | 0.89283 | 1.1853 | 1.4999 | 1.8367 | 2.196 | 2.578 | 2.9831 | 3.4118 | 3.8645 | 4.3416
Scenario 1: Reference | SDG&E | Com | WaterHeat | Com - Restaurant | Electric Energy (GWh/year) | Fuel Substitution | -4.1197 | -8.6621 | -13.6205 | -18.9891 | -24.7813 | -15.6224 | -5.1021 | 6.6985 | 19.6089 | 34.1092 | 50.345 | 67.9163 | 86.495
Scenario 1: Reference | SDG&E | Com | WaterHeat | Com - Restaurant | Gas Energy (MMTherm/year) | Energy Efficiency | 0.0096483 | 0.019464 | 0.029449 | 0.039568 | 0.051353 | 0.055628 | 0.055853 | 0.058047 | 0.058356 | 0.058712 | 0.060819 | 0.060986 | 0.063061
Scenario 1: Reference | SDG&E | Com | WaterHeat | Com - Restaurant | Gas Energy (MMTherm/year) | Fuel Substitution | 0.478 | 1.0049 | 1.5799 | 2.2025 | 2.874 | 2.874 | 2.874 | 2.874 | 2.874 | 2.874 | 2.874 | 2.874 | 2.874
Scenario 1: Reference | SDG&E | Com | WaterHeat | Com - Retail | Electric Demand (MW) | Energy Efficiency | 0.0088091 | 0.018244 | 0.028299 | 0.03873 | 0.049726 | 0.061313 | 0.073454 | 0.086134 | 0.099213 | 0.11284 | 0.127 | 0.14184 | 0.15722
Scenario 1: Reference | SDG&E | Com | WaterHeat | Com - Retail | Electric Demand (MW) | Fuel Substitution | 0 | 0 | 0 | 0 | 0 | 0.064279 | 0.13802 | 0.22054 | 0.31052 | 0.40866 | 0.51744 | 0.63405 | 0.7563
Scenario 1: Reference | SDG&E | Com | WaterHeat | Com - Retail | Electric Energy (GWh/year) | Energy Efficiency | 0.05438 | 0.11272 | 0.17498 | 0.2403 | 0.30914 | 0.38165 | 0.45762 | 0.53695 | 0.61919 | 0.70482 | 0.79377 | 0.88654 | 0.98268
Scenario 1: Reference | SDG&E | Com | WaterHeat | Com - Retail | Electric Energy (GWh/year) | Fuel Substitution | -0.20275 | -0.42647 | -0.67087 | -0.93566 | -1.2206 | -0.79942 | -0.31628 | 0.22441 | 0.8139 | 1.4569 | 2.1696 | 2.9336 | 3.7346
Scenario 1: Reference | SDG&E | Com | WaterHeat | Com - Retail | Gas Energy (MMTherm/year) | Energy Efficiency | 0.012263 | 0.024487 | 0.03666 | 0.048758 | 0.04877 | 0.048501 | 0.048211 | 0.047901 | 0.036104 | 0.024383 | 0.024013 | 0.02364 | 0.034708
Scenario 1: Reference | SDG&E | Com | WaterHeat | Com - Retail | Gas Energy (MMTherm/year) | Fuel Substitution | 0.022074 | 0.04643 | 0.073035 | 0.10186 | 0.13287 | 0.13287 | 0.13287 | 0.13287 | 0.13287 | 0.13287 | 0.13287 | 0.13287 | 0.13287
Scenario 1: Reference | SDG&E | Com | WaterHeat | Com - School | Electric Demand (MW) | Energy Efficiency | 0.0054219 | 0.011355 | 0.01781 | 0.024795 | 0.032328 | 0.040422 | 0.049075 | 0.0583 | 0.068112 | 0.07852 | 0.089536 | 0.10117 | 0.11344
Scenario 1: Reference | SDG&E | Com | WaterHeat | Com - School | Electric Demand (MW) | Fuel Substitution | 0 | 0 | 0 | 0 | 0 | 0.17054 | 0.36618 | 0.58532 | 0.82476 | 1.1004 | 1.4095 | 1.7444 | 2.0985
Scenario 1: Reference | SDG&E | Com | WaterHeat | Com - School | Electric Energy (GWh/year) | Energy Efficiency | 0.07361 | 0.15416 | 0.24179 | 0.33663 | 0.4389 | 0.5488 | 0.6663 | 0.79155 | 0.92478 | 1.0661 | 1.2157 | 1.3737 | 1.5403
Scenario 1: Reference | SDG&E | Com | WaterHeat | Com - School | Electric Energy (GWh/year) | Fuel Substitution | -1.1273 | -2.3737 | -3.7392 | -5.2241 | -6.8291 | -4.3998 | -1.6129 | 1.509 | 4.92 | 8.8468 | 13.251 | 18.0215 | 23.0658
Scenario 1: Reference | SDG&E | Com | WaterHeat | Com - School | Gas Energy (MMTherm/year) | Energy Efficiency | 0.010064 | 0.020196 | 0.030393 | 0.040587 | 0.046583 | 0.046814 | 0.046301 | 0.045795 | 0.042074 | 0.038494 | 0.037994 | 0.037523 | 0.040259
Scenario 1: Reference | SDG&E | Com | WaterHeat | Com - School | Gas Energy (MMTherm/year) | Fuel Substitution | 0.12921 | 0.27204 | 0.4285 | 0.59864 | 0.78253 | 0.78253 | 0.78253 | 0.78253 | 0.78253 | 0.78253 | 0.78253 | 0.78253 | 0.78253
Scenario 1: Reference | SDG&E | Com | WaterHeat | Com - Warehouse | Electric Demand (MW) | Energy Efficiency | 0.0005534 | 0.001125 | 0.0017176 | 0.0021148 | 0.0025514 | 0.0030284 | 0.0035452 | 0.0041022 | 0.0045486 | 0.0050403 | 0.0055766 | 0.0063086 | 0.007082
Scenario 1: Reference | SDG&E | Com | WaterHeat | Com - Warehouse | Electric Demand (MW) | Fuel Substitution | 0 | 0 | 0 | 0 | 0 | 0.00091837 | 0.0019801 | 0.0031786 | 0.0044971 | 0.0059818 | 0.0076505 | 0.0094622 | 0.011383
Scenario 1: Reference | SDG&E | Com | WaterHeat | Com - Warehouse | Electric Energy (GWh/year) | Energy Efficiency | 0.0095215 | 0.019849 | 0.031012 | 0.042362 | 0.054635 | 0.067869 | 0.082072 | 0.097265 | 0.11299 | 0.12976 | 0.14759 | 0.16696 | 0.18743
Scenario 1: Reference | SDG&E | Com | WaterHeat | Com - Warehouse | Electric Energy (GWh/year) | Fuel Substitution | -0.015966 | -0.033631 | -0.053002 | -0.0741 | -0.096943 | -0.071438 | -0.041951 | -0.0086672 | 0.02795 | 0.069184 | 0.11553 | 0.16585 | 0.2192
Scenario 1: Reference | SDG&E | Com | WaterHeat | Com - Warehouse | Gas Energy (MMTherm/year) | Energy Efficiency | 0.0097711 | 0.019569 | 0.029389 | 0.03896 | 0.039284 | 0.039334 | 0.039373 | 0.039402 | 0.029811 | 0.020214 | 0.020012 | 0.020012 | 0.029401
Scenario 1: Reference | SDG&E | Com | WaterHeat | Com - Warehouse | Gas Energy (MMTherm/year) | Fuel Substitution | 0.0018245 | 0.0038416 | 0.0060523 | 0.0084589 | 0.011063 | 0.011063 | 0.011063 | 0.011063 | 0.011063 | 0.011063 | 0.011063 | 0.011063 | 0.011063
Scenario 1: Reference | SDG&E | Com | WholeBlg | Com - College | Electric Demand (MW) | Energy Efficiency | 0.031626 | 0.064258 | 0.097959 | 0.13294 | 0.16935 | 0.20686 | 0.24604 | 0.28686 | 0.32563 | 0.34029 | 0.35394 | 0.36803 | 0.38166
Scenario 1: Reference | SDG&E | Com | WholeBlg | Com - College | Electric Energy (GWh/year) | Energy Efficiency | 0.28821 | 0.58559 | 0.89271 | 1.2115 | 1.5433 | 1.8854 | 2.2427 | 2.6149 | 2.9684 | 3.1019 | 3.2263 | 3.3548 | 3.479
Scenario 1: Reference | SDG&E | Com | WholeBlg | Com - College | Gas Energy (MMTherm/year) | Energy Efficiency | 0.0032688 | 0.0065294 | 0.0097743 | 0.012688 | 0.014504 | 0.014431 | 0.014343 | 0.014238 | 0.014114 | 0.013985 | 0.01385 | 0.013709 | 0.013602
Scenario 1: Reference | SDG&E | Com | WholeBlg | Com - Grocery | Electric Demand (MW) | Energy Efficiency | 0.076189 | 0.15465 | 0.23555 | 0.31935 | 0.40639 | 0.49589 | 0.58886 | 0.68534 | 0.77648 | 0.80895 | 0.83862 | 0.86904 | 0.89653
Scenario 1: Reference | SDG&E | Com | WholeBlg | Com - Grocery | Electric Energy (GWh/year) | Energy Efficiency | 0.69432 | 1.4093 | 2.1466 | 2.9103 | 3.7035 | 4.5196 | 5.3674 | 6.2473 | 7.0782 | 7.374 | 7.6445 | 7.9218 | 8.1724
Scenario 1: Reference | SDG&E | Com | WholeBlg | Com - Grocery | Gas Energy (MMTherm/year) | Energy Efficiency | 0.0011322 | 0.0022779 | 0.0034353 | 0.0044959 | 0.0051924 | 0.0052445 | 0.0052907 | 0.0053304 | 0.0053639 | 0.0053925 | 0.0054202 | 0.0054465 | 0.0054683
Scenario 1: Reference | SDG&E | Com | WholeBlg | Com - Health | Electric Demand (MW) | Energy Efficiency | 0.088077 | 0.17873 | 0.27206 | 0.36855 | 0.46847 | 0.57081 | 0.67692 | 0.78658 | 0.8895 | 0.92432 | 0.95558 | 0.98735 | 1.0188
Scenario 1: Reference | SDG&E | Com | WholeBlg | Com - Health | Electric Energy (GWh/year) | Energy Efficiency | 0.80266 | 1.6288 | 2.4793 | 3.3586 | 4.2692 | 5.2025 | 6.1701 | 7.1701 | 8.1085 | 8.4257 | 8.7107 | 9.0003 | 9.2872
Scenario 1: Reference | SDG&E | Com | WholeBlg | Com - Health | Gas Energy (MMTherm/year) | Energy Efficiency | 0.0054812 | 0.011079 | 0.016781 | 0.02206 | 0.025615 | 0.026061 | 0.026445 | 0.026766 | 0.027033 | 0.027252 | 0.02747 | 0.027689 | 0.027875
Scenario 1: Reference | SDG&E | Com | WholeBlg | Com - Lodging | Electric Demand (MW) | Energy Efficiency | 0.044237 | 0.089512 | 0.13588 | 0.18364 | 0.23289 | 0.28316 | 0.33512 | 0.3887 | 0.43868 | 0.4542 | 0.46779 | 0.4815 | 0.49499
Scenario 1: Reference | SDG&E | Com | WholeBlg | Com - Lodging | Electric Energy (GWh/year) | Energy Efficiency | 0.40314 | 0.81573 | 1.2383 | 1.6735 | 2.1224 | 2.5807 | 3.0546 | 3.5432 | 3.9989 | 4.1403 | 4.2642 | 4.3892 | 4.5121
Scenario 1: Reference | SDG&E | Com | WholeBlg | Com - Lodging | Gas Energy (MMTherm/year) | Energy Efficiency | 0.0040204 | 0.0080692 | 0.012139 | 0.015844 | 0.018235 | 0.018324 | 0.018392 | 0.018433 | 0.018449 | 0.018453 | 0.01845 | 0.01844 | 0.018435
Scenario 1: Reference | SDG&E | Com | WholeBlg | Com - Office (Large) | Electric Demand (MW) | Energy Efficiency | 0.15161 | 0.3067 | 0.4654 | 0.62844 | 0.79624 | 0.96711 | 1.1436 | 1.3253 | 1.4944 | 1.545 | 1.5887 | 1.6328 | 1.6783
Scenario 1: Reference | SDG&E | Com | WholeBlg | Com - Office (Large) | Electric Energy (GWh/year) | Energy Efficiency | 1.3816 | 2.795 | 4.2412 | 5.727 | 7.2563 | 8.8144 | 10.4238 | 12.081 | 13.6225 | 14.0837 | 14.4823 | 14.8843 | 15.2985
Scenario 1: Reference | SDG&E | Com | WholeBlg | Com - Office (Large) | Gas Energy (MMTherm/year) | Energy Efficiency | 0.0069284 | 0.013889 | 0.020865 | 0.027188 | 0.031225 | 0.031287 | 0.031325 | 0.031331 | 0.031307 | 0.031287 | 0.031262 | 0.031228 | 0.031203
Scenario 1: Reference | SDG&E | Com | WholeBlg | Com - Office (Small) | Electric Demand (MW) | Energy Efficiency | 0.045435 | 0.091732 | 0.13896 | 0.18739 | 0.23717 | 0.28781 | 0.34001 | 0.39371 | 0.44357 | 0.45808 | 0.47068 | 0.48355 | 0.49621
Scenario 1: Reference | SDG&E | Com | WholeBlg | Com - Office (Small) | Electric Energy (GWh/year) | Energy Efficiency | 0.41405 | 0.83596 | 1.2664 | 1.7077 | 2.1614 | 2.6232 | 3.0992 | 3.5889 | 4.0435 | 4.1756 | 4.2905 | 4.4078 | 4.5233
Scenario 1: Reference | SDG&E | Com | WholeBlg | Com - Office (Small) | Gas Energy (MMTherm/year) | Energy Efficiency | 0.00060879 | 0.0012255 | 0.0018491 | 0.0024215 | 0.0027988 | 0.0028296 | 0.002856 | 0.002878 | 0.0028958 | 0.0029098 | 0.0029228 | 0.0029351 | 0.0029454
Scenario 1: Reference | SDG&E | Com | WholeBlg | Com - Other | Electric Demand (MW) | Energy Efficiency | 0.080177 | 0.16242 | 0.24682 | 0.33389 | 0.42388 | 0.51593 | 0.61147 | 0.71031 | 0.80302 | 0.83368 | 0.86112 | 0.88909 | 0.91772
Scenario 1: Reference | SDG&E | Com | WholeBlg | Com - Other | Electric Energy (GWh/year) | Energy Efficiency | 0.73066 | 1.4801 | 2.2493 | 3.0427 | 3.8629 | 4.7023 | 5.5735 | 6.4749 | 7.3202 | 7.5995 | 7.8496 | 8.1046 | 8.3655
Scenario 1: Reference | SDG&E | Com | WholeBlg | Com - Other | Gas Energy (MMTherm/year) | Energy Efficiency | 0.0090077 | 0.018133 | 0.027361 | 0.035829 | 0.04141 | 0.041872 | 0.042293 | 0.042663 | 0.042987 | 0.043279 | 0.043563 | 0.043835 | 0.044058
Scenario 1: Reference | SDG&E | Com | WholeBlg | Com - Refrig. Warehouse | Electric Demand (MW) | Energy Efficiency | 0.0016645 | 0.003412 | 0.0052495 | 0.007193 | 0.0092458 | 0.011378 | 0.013609 | 0.015945 | 0.018195 | 0.019193 | 0.020137 | 0.0211 | 0.021971
Scenario 1: Reference | SDG&E | Com | WholeBlg | Com - Refrig. Warehouse | Electric Energy (GWh/year) | Energy Efficiency | 0.015169 | 0.031094 | 0.047839 | 0.06555 | 0.084258 | 0.1037 | 0.12404 | 0.14534 | 0.16586 | 0.17495 | 0.18356 | 0.19234 | 0.20028
Scenario 1: Reference | SDG&E | Com | WholeBlg | Com - Refrig. Warehouse | Gas Energy (MMTherm/year) | Energy Efficiency | 3.831e-05 | 7.6997e-05 | 0.00011601 | 0.0001517 | 0.00017505 | 0.00017655 | 0.00017777 | 0.00017872 | 0.00017943 | 0.00017986 | 0.00018026 | 0.00018066 | 0.00018106
Scenario 1: Reference | SDG&E | Com | WholeBlg | Com - Restaurant | Electric Demand (MW) | Energy Efficiency | 0.072999 | 0.15209 | 0.23791 | 0.28751 | 0.33892 | 0.39168 | 0.44643 | 0.50318 | 0.55663 | 0.57502 | 0.59176 | 0.60896 | 0.6247
Scenario 1: Reference | SDG&E | Com | WholeBlg | Com - Restaurant | Electric Energy (GWh/year) | Energy Efficiency | 1.0277 | 2.175 | 3.455 | 3.907 | 4.3756 | 4.8567 | 5.3559 | 5.8734 | 6.3608 | 6.5283 | 6.6809 | 6.8377 | 6.9812
Scenario 1: Reference | SDG&E | Com | WholeBlg | Com - Restaurant | Gas Energy (MMTherm/year) | Energy Efficiency | -0.00030117 | -0.0012667 | -0.0029816 | 0.00049101 | 0.0027744 | 0.0029468 | 0.0030923 | 0.0032115 | 0.0033063 | 0.0033715 | 0.0034329 | 0.0034915 | 0.0035438
Scenario 1: Reference | SDG&E | Com | WholeBlg | Com - Retail | Electric Demand (MW) | Energy Efficiency | 0.05755 | 0.11374 | 0.16847 | 0.22205 | 0.27519 | 0.3269 | 0.37872 | 0.43086 | 0.47529 | 0.46289 | 0.44625 | 0.42885 | 0.41164
Scenario 1: Reference | SDG&E | Com | WholeBlg | Com - Retail | Electric Energy (GWh/year) | Energy Efficiency | 2.7576 | 5.9494 | 9.6037 | 13.727 | 18.2406 | 23.1632 | 28.46 | 34.0636 | 39.8387 | 45.3015 | 50.8801 | 56.5937 | 62.4496
Scenario 1: Reference | SDG&E | Com | WholeBlg | Com - Retail | Gas Energy (MMTherm/year) | Energy Efficiency | 0.016222 | 0.035514 | 0.058076 | 0.083847 | 0.11203 | 0.14259 | 0.17571 | 0.21091 | 0.24776 | 0.28602 | 0.32534 | 0.36564 | 0.4069
Scenario 1: Reference | SDG&E | Com | WholeBlg | Com - School | Electric Demand (MW) | Energy Efficiency | 0.027604 | 0.055848 | 0.084769 | 0.11455 | 0.14528 | 0.17667 | 0.20923 | 0.24289 | 0.27442 | 0.28456 | 0.29362 | 0.30291 | 0.31229
Scenario 1: Reference | SDG&E | Com | WholeBlg | Com - School | Electric Energy (GWh/year) | Energy Efficiency | 0.25156 | 0.50894 | 0.7725 | 1.0439 | 1.324 | 1.6102 | 1.9071 | 2.2141 | 2.5016 | 2.5939 | 2.6766 | 2.7612 | 2.8467
Scenario 1: Reference | SDG&E | Com | WholeBlg | Com - School | Gas Energy (MMTherm/year) | Energy Efficiency | 0.0015809 | 0.0031735 | 0.0047753 | 0.0062351 | 0.0071812 | 0.0072248 | 0.0072617 | 0.0072908 | 0.0073123 | 0.0073296 | 0.0073465 | 0.0073629 | 0.0073785
Scenario 1: Reference | SDG&E | Com | WholeBlg | Com - Warehouse | Electric Demand (MW) | Energy Efficiency | 0.025755 | 0.052238 | 0.079496 | 0.1077 | 0.13694 | 0.16692 | 0.19807 | 0.23034 | 0.26073 | 0.27125 | 0.28077 | 0.29048 | 0.30036
Scenario 1: Reference | SDG&E | Com | WholeBlg | Com - Warehouse | Electric Energy (GWh/year) | Energy Efficiency | 0.23471 | 0.47605 | 0.72445 | 0.98147 | 1.2479 | 1.5213 | 1.8054 | 2.0997 | 2.3767 | 2.4726 | 2.5594 | 2.6479 | 2.7379
Scenario 1: Reference | SDG&E | Com | WholeBlg | Com - Warehouse | Gas Energy (MMTherm/year) | Energy Efficiency | 0.0022739 | 0.0045821 | 0.0069217 | 0.0090754 | 0.010506 | 0.010645 | 0.010766 | 0.010871 | 0.010959 | 0.011031 | 0.011099 | 0.011165 | 0.011222
Scenario 1: Reference | SDG&E | Ind | WholeBlg | Ind - All Other Industrial | Electric Demand (MW) | Energy Efficiency | 0.033862 | 0.06771 | 0.10156 | 0.13553 | 0.16955 | 0.17404 | 0.17864 | 0.18328 | 0.18784 | 0.19239 | 0.19688 | 0.20037 | 0.20043
Scenario 1: Reference | SDG&E | Ind | WholeBlg | Ind - All Other Industrial | Electric Energy (GWh/year) | Energy Efficiency | 0.246 | 0.49189 | 0.73779 | 0.98453 | 1.2317 | 1.2693 | 1.3077 | 1.3464 | 1.3845 | 1.4226 | 1.4602 | 1.4894 | 1.4899
Scenario 1: Reference | SDG&E | Ind | WholeBlg | Ind - All Other Industrial | Gas Energy (MMTherm/year) | Energy Efficiency | 0.0051345 | 0.010294 | 0.01547 | 0.020663 | 0.025869 | 0.028066 | 0.030249 | 0.032425 | 0.034598 | 0.03677 | 0.038951 | 0.040686 | 0.040765
Scenario 1: Reference | SDG&E | Ind | WholeBlg | Ind - Chemicals | Electric Demand (MW) | Energy Efficiency | 0.037323 | 0.07495 | 0.11288 | 0.15121 | 0.18985 | 0.19618 | 0.20252 | 0.20878 | 0.21488 | 0.22087 | 0.22673 | 0.23142 | 0.2323
Scenario 1: Reference | SDG&E | Ind | WholeBlg | Ind - Chemicals | Electric Energy (GWh/year) | Energy Efficiency | 0.27114 | 0.54449 | 0.82001 | 1.0985 | 1.3792 | 1.4306 | 1.4822 | 1.5333 | 1.5832 | 1.6324 | 1.6807 | 1.7193 | 1.7259
Scenario 1: Reference | SDG&E | Ind | WholeBlg | Ind - Chemicals | Gas Energy (MMTherm/year) | Energy Efficiency | 0.0063209 | 0.012683 | 0.019082 | 0.025512 | 0.03197 | 0.03474 | 0.037499 | 0.040246 | 0.042985 | 0.045718 | 0.048448 | 0.050615 | 0.050727
Scenario 1: Reference | SDG&E | Ind | WholeBlg | Ind - Electronics | Electric Demand (MW) | Energy Efficiency | 0.11765 | 0.23673 | 0.35729 | 0.4797 | 0.6037 | 0.62654 | 0.64985 | 0.67345 | 0.69695 | 0.72055 | 0.74403 | 0.76404 | 0.7721
Scenario 1: Reference | SDG&E | Ind | WholeBlg | Ind - Electronics | Electric Energy (GWh/year) | Energy Efficiency | 0.85473 | 1.7198 | 2.5956 | 3.4848 | 4.3856 | 4.5688 | 4.7557 | 4.9448 | 5.1335 | 5.3232 | 5.5121 | 5.6724 | 5.7324
Scenario 1: Reference | SDG&E | Ind | WholeBlg | Ind - Electronics | Gas Energy (MMTherm/year) | Energy Efficiency | 0.0069633 | 0.01404 | 0.02123 | 0.028529 | 0.035935 | 0.039357 | 0.042815 | 0.046312 | 0.049853 | 0.05344 | 0.057075 | 0.06014 | 0.060982
Scenario 1: Reference | SDG&E | Ind | WholeBlg | Ind - Fabricated Metals | Electric Demand (MW) | Energy Efficiency | 0.01941 | 0.038954 | 0.058644 | 0.07849 | 0.098425 | 0.10147 | 0.10445 | 0.10734 | 0.1101 | 0.1128 | 0.11543 | 0.11745 | 0.11746
Scenario 1: Reference | SDG&E | Ind | WholeBlg | Ind - Fabricated Metals | Electric Energy (GWh/year) | Energy Efficiency | 0.14101 | 0.28299 | 0.42603 | 0.5702 | 0.71501 | 0.73997 | 0.76454 | 0.78839 | 0.81139 | 0.83394 | 0.85595 | 0.87291 | 0.87305
Scenario 1: Reference | SDG&E | Ind | WholeBlg | Ind - Fabricated Metals | Gas Energy (MMTherm/year) | Energy Efficiency | 0.0018897 | 0.0037994 | 0.0057284 | 0.0076693 | 0.0096182 | 0.010461 | 0.011292 | 0.01211 | 0.01292 | 0.013725 | 0.014526 | 0.015157 | 0.015169
Scenario 1: Reference | SDG&E | Ind | WholeBlg | Ind - Food | Electric Demand (MW) | Energy Efficiency | 0.052883 | 0.1056 | 0.15818 | 0.21081 | 0.26339 | 0.26975 | 0.27628 | 0.28286 | 0.28933 | 0.29577 | 0.30208 | 0.30676 | 0.30606
Scenario 1: Reference | SDG&E | Ind | WholeBlg | Ind - Food | Electric Energy (GWh/year) | Energy Efficiency | 0.38418 | 0.76716 | 1.1491 | 1.5315 | 1.9134 | 1.9674 | 2.0225 | 2.0781 | 2.1329 | 2.1873 | 2.2409 | 2.2809 | 2.2757
Scenario 1: Reference | SDG&E | Ind | WholeBlg | Ind - Food | Gas Energy (MMTherm/year) | Energy Efficiency | 0.010219 | 0.020394 | 0.030517 | 0.040587 | 0.050602 | 0.054555 | 0.058467 | 0.062342 | 0.066186 | 0.070002 | 0.073797 | 0.076664 | 0.0762
Scenario 1: Reference | SDG&E | Ind | WholeBlg | Ind - Industrial Machinery | Electric Demand (MW) | Energy Efficiency | 0.036172 | 0.072632 | 0.10942 | 0.14652 | 0.18376 | 0.18951 | 0.19513 | 0.20054 | 0.20574 | 0.21086 | 0.21589 | 0.21979 | 0.21996
Scenario 1: Reference | SDG&E | Ind | WholeBlg | Ind - Industrial Machinery | Electric Energy (GWh/year) | Energy Efficiency | 0.26278 | 0.52765 | 0.7949 | 1.0644 | 1.3349 | 1.382 | 1.4282 | 1.4729 | 1.5161 | 1.5588 | 1.6008 | 1.6335 | 1.6349
Scenario 1: Reference | SDG&E | Ind | WholeBlg | Ind - Industrial Machinery | Gas Energy (MMTherm/year) | Energy Efficiency | 0.013021 | 0.026241 | 0.039661 | 0.053198 | 0.066798 | 0.072777 | 0.078649 | 0.084413 | 0.090119 | 0.095802 | 0.10148 | 0.10598 | 0.10623
Scenario 1: Reference | SDG&E | Ind | WholeBlg | Ind - Lumber & Furniture | Electric Demand (MW) | Energy Efficiency | 0.0025797 | 0.0051575 | 0.0077355 | 0.010322 | 0.012913 | 0.013255 | 0.013602 | 0.01395 | 0.014291 | 0.014626 | 0.014955 | 0.015204 | 0.015191
Scenario 1: Reference | SDG&E | Ind | WholeBlg | Ind - Lumber & Furniture | Electric Energy (GWh/year) | Energy Efficiency | 0.018741 | 0.037468 | 0.056195 | 0.074986 | 0.093809 | 0.09667 | 0.099573 | 0.10248 | 0.10533 | 0.10815 | 0.11092 | 0.11303 | 0.11293
Scenario 1: Reference | SDG&E | Ind | WholeBlg | Ind - Lumber & Furniture | Gas Energy (MMTherm/year) | Energy Efficiency | 6.5547e-05 | 0.00013156 | 0.00019795 | 0.00026466 | 0.00033168 | 0.00036029 | 0.00038843 | 0.00041617 | 0.00044358 | 0.00047068 | 0.00049764 | 0.00051875 | 0.0005185
Scenario 1: Reference | SDG&E | Ind | WholeBlg | Ind - Paper | Electric Demand (MW) | Energy Efficiency | 0.0033328 | 0.0066419 | 0.0099291 | 0.013212 | 0.016487 | 0.016838 | 0.017201 | 0.017573 | 0.01794 | 0.01831 | 0.018681 | 0.018958 | 0.018903
Scenario 1: Reference | SDG&E | Ind | WholeBlg | Ind - Paper | Electric Energy (GWh/year) | Energy Efficiency | 0.024212 | 0.048251 | 0.072131 | 0.095983 | 0.11977 | 0.12281 | 0.12593 | 0.12912 | 0.13227 | 0.13543 | 0.13861 | 0.141 | 0.14058
Scenario 1: Reference | SDG&E | Ind | WholeBlg | Ind - Paper | Gas Energy (MMTherm/year) | Energy Efficiency | 3.6864e-06 | 7.3518e-06 | 1.0994e-05 | 1.462e-05 | 1.8231e-05 | 1.9656e-05 | 2.1069e-05 | 2.2477e-05 | 2.3879e-05 | 2.5279e-05 | 2.6681e-05 | 2.7758e-05 | 2.7641e-05
Scenario 1: Reference | SDG&E | Ind | WholeBlg | Ind - Petroleum | Electric Demand (MW) | Energy Efficiency | 0.0019522 | 0.0038997 | 0.0058445 | 0.0077935 | 0.0097433 | 0.0099899 | 0.010244 | 0.010502 | 0.010757 | 0.011011 | 0.011259 | 0.011448 | 0.011438
Scenario 1: Reference | SDG&E | Ind | WholeBlg | Ind - Petroleum | Electric Energy (GWh/year) | Energy Efficiency | 0.014183 | 0.02833 | 0.042458 | 0.056616 | 0.070781 | 0.072859 | 0.074994 | 0.077155 | 0.079291 | 0.08142 | 0.083513 | 0.08511 | 0.085034
Scenario 1: Reference | SDG&E | Ind | WholeBlg | Ind - Petroleum | Gas Energy (MMTherm/year) | Energy Efficiency | 4.7142e-06 | 9.4394e-06 | 1.4175e-05 | 1.8919e-05 | 2.367e-05 | 2.5654e-05 | 2.7626e-05 | 2.9588e-05 | 3.1539e-05 | 3.3483e-05 | 3.5421e-05 | 3.6934e-05 | 3.6912e-05
Scenario 1: Reference | SDG&E | Ind | WholeBlg | Ind - Plastics | Electric Demand (MW) | Energy Efficiency | 0.013439 | 0.026883 | 0.040339 | 0.053853 | 0.067399 | 0.069242 | 0.071123 | 0.073011 | 0.074862 | 0.076695 | 0.078485 | 0.079859 | 0.079862
Scenario 1: Reference | SDG&E | Ind | WholeBlg | Ind - Plastics | Electric Energy (GWh/year) | Energy Efficiency | 0.097631 | 0.19529 | 0.29305 | 0.39122 | 0.48962 | 0.50499 | 0.52063 | 0.53633 | 0.55175 | 0.56706 | 0.58205 | 0.59361 | 0.59364
Scenario 1: Reference | SDG&E | Ind | WholeBlg | Ind - Plastics | Gas Energy (MMTherm/year) | Energy Efficiency | 0.0013305 | 0.0027186 | 0.0041591 | 0.0056465 | 0.0071789 | 0.0079666 | 0.0087452 | 0.0095085 | 0.010262 | 0.011007 | 0.011749 | 0.012373 | 0.012564
Scenario 1: Reference | SDG&E | Ind | WholeBlg | Ind - Primary Metals | Electric Demand (MW) | Energy Efficiency | 0.0045046 | 0.0090507 | 0.013645 | 0.018296 | 0.022989 | 0.023784 | 0.024583 | 0.025375 | 0.02615 | 0.026921 | 0.027683 | 0.028306 | 0.028466
Scenario 1: Reference | SDG&E | Ind | WholeBlg | Ind - Primary Metals | Electric Energy (GWh/year) | Energy Efficiency | 0.032725 | 0.06575 | 0.099125 | 0.13291 | 0.167 | 0.17344 | 0.17992 | 0.18635 | 0.19266 | 0.19895 | 0.20518 | 0.21026 | 0.21145
Scenario 1: Reference | SDG&E | Ind | WholeBlg | Ind - Primary Metals | Gas Energy (MMTherm/year) | Energy Efficiency | 0.0067757 | 0.013575 | 0.020397 | 0.027239 | 0.034095 | 0.036984 | 0.039865 | 0.04274 | 0.04561 | 0.048478 | 0.051345 | 0.053608 | 0.053668
Scenario 1: Reference | SDG&E | Ind | WholeBlg | Ind - Printing & Publishing | Electric Demand (MW) | Energy Efficiency | 0.017106 | 0.034185 | 0.051253 | 0.068368 | 0.085499 | 0.087707 | 0.089973 | 0.092262 | 0.094514 | 0.096757 | 0.09896 | 0.10064 | 0.10058
Scenario 1: Reference | SDG&E | Ind | WholeBlg | Ind - Printing & Publishing | Electric Energy (GWh/year) | Energy Efficiency | 0.12427 | 0.24835 | 0.37233 | 0.49667 | 0.62111 | 0.63966 | 0.65864 | 0.67778 | 0.69665 | 0.71546 | 0.73398 | 0.74816 | 0.74769
Scenario 1: Reference | SDG&E | Ind | WholeBlg | Ind - Printing & Publishing | Gas Energy (MMTherm/year) | Energy Efficiency | 0.00044457 | 0.00089521 | 0.0013514 | 0.0018131 | 0.0022794 | 0.0024882 | 0.0026963 | 0.0029041 | 0.003112 | 0.0033204 | 0.0035297 | 0.0037004 | 0.0037271
Scenario 1: Reference | SDG&E | Ind | WholeBlg | Ind - Stone-Glass-Clay | Electric Demand (MW) | Energy Efficiency | 0.0046715 | 0.0093799 | 0.014117 | 0.018895 | 0.023702 | 0.024453 | 0.025194 | 0.025926 | 0.026636 | 0.027332 | 0.028012 | 0.028549 | 0.028609
Scenario 1: Reference | SDG&E | Ind | WholeBlg | Ind - Stone-Glass-Clay | Electric Energy (GWh/year) | Energy Efficiency | 0.033938 | 0.068142 | 0.10256 | 0.13727 | 0.17218 | 0.17832 | 0.18441 | 0.19042 | 0.19627 | 0.20204 | 0.20769 | 0.21215 | 0.21261
Scenario 1: Reference | SDG&E | Ind | WholeBlg | Ind - Stone-Glass-Clay | Gas Energy (MMTherm/year) | Energy Efficiency | 0.0055295 | 0.01116 | 0.016868 | 0.02264 | 0.02847 | 0.031095 | 0.033688 | 0.03626 | 0.038817 | 0.041364 | 0.04391 | 0.04597 | 0.046232
Scenario 1: Reference | SDG&E | Ind | WholeBlg | Ind - Textiles | Electric Demand (MW) | Energy Efficiency | 0.0020004 | 0.0039948 | 0.0059843 | 0.0079722 | 0.0099524 | 0.010176 | 0.010397 | 0.010611 | 0.010815 | 0.011014 | 0.011208 | 0.011342 | 0.011273
Scenario 1: Reference | SDG&E | Ind | WholeBlg | Ind - Textiles | Electric Energy (GWh/year) | Energy Efficiency | 0.014532 | 0.029021 | 0.043474 | 0.057914 | 0.072299 | 0.074219 | 0.076116 | 0.077963 | 0.079735 | 0.081475 | 0.083174 | 0.084368 | 0.083856
Scenario 1: Reference | SDG&E | Ind | WholeBlg | Ind - Textiles | Gas Energy (MMTherm/year) | Energy Efficiency | 7.1658e-05 | 0.00014352 | 0.00021557 | 0.00028772 | 0.00035989 | 0.00038993 | 0.00041975 | 0.00044934 | 0.00047875 | 0.00050803 | 0.00053721 | 0.00055993 | 0.0005593
Scenario 1: Reference | SDG&E | Ind | WholeBlg | Ind - Transportation Equipment | Electric Demand (MW) | Energy Efficiency | 0.073716 | 0.14777 | 0.22262 | 0.29814 | 0.37391 | 0.38545 | 0.39701 | 0.40813 | 0.41898 | 0.42993 | 0.44092 | 0.44969 | 0.45084
Scenario 1: Reference | SDG&E | Ind | WholeBlg | Ind - Transportation Equipment | Electric Energy (GWh/year) | Energy Efficiency | 0.53553 | 1.0735 | 1.6173 | 2.1658 | 2.7163 | 2.8109 | 2.9058 | 2.9976 | 3.0875 | 3.1782 | 3.2692 | 3.3417 | 3.3504
Scenario 1: Reference | SDG&E | Ind | WholeBlg | Ind - Transportation Equipment | Gas Energy (MMTherm/year) | Energy Efficiency | 0.004166 | 0.0083291 | 0.01249 | 0.016647 | 0.0208 | 0.022504 | 0.024203 | 0.025898 | 0.02759 | 0.029278 | 0.030963 | 0.032274 | 0.03223
Scenario 1: Reference | SDG&E | Res | AppPlug | Res - Multi Family | Electric Demand (MW) | Energy Efficiency | 3.2238e-05 | 6.4961e-05 | 9.8106e-05 | 0.00071171 | 0.0014045 | 0.0021033 | 0.0028073 | 0.0035153 | 0.0042265 | 0.0049403 | 0.0056566 | 0.0063759 | 0.0070657
Scenario 1: Reference | SDG&E | Res | AppPlug | Res - Multi Family | Electric Energy (GWh/year) | Energy Efficiency | 0.00022892 | 0.00046129 | 0.00069666 | 0.0050539 | 0.0099735 | 0.014936 | 0.019935 | 0.024962 | 0.030012 | 0.035081 | 0.040168 | 0.045275 | 0.050174
Scenario 1: Reference | SDG&E | Res | AppPlug | Res - Multi Family | Electric Energy (GWh/year) | Fuel Substitution | -3.8633e-06 | -8.0968e-06 | -1.2706e-05 | -1.7699e-05 | -2.3077e-05 | -2.3077e-05 | -2.3077e-05 | -2.3077e-05 | -2.3077e-05 | -2.3077e-05 | -2.3077e-05 | -2.3077e-05 | -2.3077e-05
Scenario 1: Reference | SDG&E | Res | AppPlug | Res - Multi Family | Gas Energy (MMTherm/year) | Energy Efficiency | 2.1995e-05 | 4.4321e-05 | 6.6935e-05 | 0.00048558 | 0.00095826 | 0.001435 | 0.0019153 | 0.0023984 | 0.0028836 | 0.0033706 | 0.0038593 | 0.00435 | 0.0048207
Scenario 1: Reference | SDG&E | Res | AppPlug | Res - Multi Family | Gas Energy (MMTherm/year) | Fuel Substitution | 8.1882e-07 | 1.7161e-06 | 2.6931e-06 | 3.7512e-06 | 4.8911e-06 | 4.8911e-06 | 4.8911e-06 | 4.8911e-06 | 4.8911e-06 | 4.8911e-06 | 4.8911e-06 | 4.8911e-06 | 4.8911e-06
Scenario 1: Reference | SDG&E | Res | AppPlug | Res - Single Family | Electric Demand (MW) | Energy Efficiency | 0 | 0 | 0 | 0 | 0 | 1.4201e-05 | 2.953e-05 | 4.4927e-05 | 6.0381e-05 | 7.5886e-05 | 9.1441e-05 | 0.00010705 | 0.00012271
Scenario 1: Reference | SDG&E | Res | AppPlug | Res - Single Family | Electric Energy (GWh/year) | Energy Efficiency | 0 | 0 | 0 | 0 | 0 | 9.0418e-05 | 0.00018802 | 0.00028605 | 0.00038445 | 0.00048317 | 0.00058221 | 0.00068159 | 0.00078131
Scenario 1: Reference | SDG&E | Res | AppPlug | Res - Single Family | Electric Energy (GWh/year) | Fuel Substitution | -3.5824e-06 | -7.4757e-06 | -1.1682e-05 | -1.6204e-05 | -2.1044e-05 | -2.1044e-05 | -2.1044e-05 | -2.1044e-05 | -2.1044e-05 | -2.1044e-05 | -2.1044e-05 | -2.1044e-05 | -2.1044e-05
Scenario 1: Reference | SDG&E | Res | AppPlug | Res - Single Family | Gas Energy (MMTherm/year) | Energy Efficiency | 1.3664e-09 | 3.4314e-09 | 5.7574e-09 | 8.3101e-09 | 1.1023e-08 | 1.7045e-05 | 3.5433e-05 | 5.3902e-05 | 7.2438e-05 | 9.1037e-05 | 0.0001097 | 0.00012842 | 0.0001472
Scenario 1: Reference | SDG&E | Res | AppPlug | Res - Single Family | Gas Energy (MMTherm/year) | Fuel Substitution | 7.6001e-07 | 1.586e-06 | 2.4784e-06 | 3.4378e-06 | 4.4645e-06 | 4.4645e-06 | 4.4645e-06 | 4.4645e-06 | 4.4645e-06 | 4.4645e-06 | 4.4645e-06 | 4.4645e-06 | 4.4645e-06
Scenario 1: Reference | SDG&E | Res | BROs | Income Qualified - Multi Family IQ | Electric Demand (MW) | Energy Efficiency | 0.75079 | 0.77168 | 0.79386 | 0.81959 | 0.84639 | 0.87536 | 0.90326 | 0.933 | 0.96101 | 0.98825 | 1.0114 | 0.96908 | 0.99268
Scenario 1: Reference | SDG&E | Res | BROs | Income Qualified - Multi Family IQ | Electric Energy (GWh/year) | Energy Efficiency | 3.3676 | 3.4808 | 3.6031 | 3.7455 | 3.8972 | 4.0641 | 4.232 | 4.4151 | 4.5975 | 4.7843 | 4.9603 | 4.8829 | 5.0881
Scenario 1: Reference | SDG&E | Res | BROs | Income Qualified - Multi Family IQ | Gas Energy (MMTherm/year) | Energy Efficiency | 0.061453 | 0.062715 | 0.064211 | 0.06593 | 0.067803 | 0.06974 | 0.071817 | 0.074003 | 0.07638 | 0.078911 | 0.081736 | 0.084893 | 0.088418
Scenario 1: Reference | SDG&E | Res | BROs | Income Qualified - Single Family IQ | Electric Demand (MW) | Energy Efficiency | 1.4012 | 1.4302 | 1.4612 | 1.5036 | 1.5477 | 1.5954 | 1.6408 | 1.6894 | 1.7347 | 1.7782 | 1.8142 | 1.744 | 1.7817
Scenario 1: Reference | SDG&E | Res | BROs | Income Qualified - Single Family IQ | Electric Energy (GWh/year) | Energy Efficiency | 6.2891 | 6.4562 | 6.6377 | 6.8781 | 7.1344 | 7.4168 | 7.6991 | 8.0082 | 8.3148 | 8.6278 | 8.9201 | 8.8036 | 9.1517
Scenario 1: Reference | SDG&E | Res | BROs | Income Qualified - Single Family IQ | Gas Energy (MMTherm/year) | Energy Efficiency | 0.20572 | 0.20904 | 0.21307 | 0.21779 | 0.22296 | 0.22831 | 0.23399 | 0.23999 | 0.24653 | 0.25359 | 0.26152 | 0.27042 | 0.28043
Scenario 1: Reference | SDG&E | Res | BROs | Res - Multi Family | Electric Demand (MW) | Energy Efficiency | 4.9533 | 5.0618 | 5.1776 | 5.3325 | 5.494 | 5.6688 | 5.8359 | 6.0149 | 6.1825 | 6.3446 | 6.4804 | 6.6558 | 6.8371
Scenario 1: Reference | SDG&E | Res | BROs | Res - Multi Family | Electric Energy (GWh/year) | Energy Efficiency | 22.2177 | 22.8324 | 23.5 | 24.3693 | 25.297 | 26.319 | 27.3427 | 28.4633 | 29.577 | 30.7156 | 31.7824 | 33.106 | 34.5312
Scenario 1: Reference | SDG&E | Res | BROs | Res - Multi Family | Gas Energy (MMTherm/year) | Energy Efficiency | 0.69719 | 0.70875 | 0.72277 | 0.73911 | 0.75704 | 0.77558 | 0.79528 | 0.81607 | 0.83874 | 0.86316 | 0.89058 | 0.92135 | 0.95587
Scenario 1: Reference | SDG&E | Res | BROs | Res - Single Family | Electric Demand (MW) | Energy Efficiency | 2.0795 | 2.1375 | 2.1989 | 2.2694 | 2.3426 | 2.4218 | 2.4977 | 2.5785 | 2.6544 | 2.7278 | 2.7898 | 2.8686 | 2.9496
Scenario 1: Reference | SDG&E | Res | BROs | Res - Single Family | Electric Energy (GWh/year) | Energy Efficiency | 9.3337 | 9.649 | 9.9894 | 10.3814 | 10.7991 | 11.2584 | 11.7198 | 12.2226 | 12.723 | 13.2352 | 13.7166 | 14.3092 | 14.9459
Scenario 1: Reference | SDG&E | Res | BROs | Res - Single Family | Gas Energy (MMTherm/year) | Energy Efficiency | 0.19225 | 0.19619 | 0.20086 | 0.20622 | 0.21207 | 0.21811 | 0.22459 | 0.23141 | 0.23883 | 0.24673 | 0.25555 | 0.2654 | 0.27641
Scenario 1: Reference | SDG&E | Res | BldgEnv | Res - Multi Family | Electric Demand (MW) | Energy Efficiency | 0 | 0 | 0 | 5.1947e-05 | 0.00010276 | 0.0005048 | 0.0008983 | 0.0012835 | 0.0016608 | 0.0020303 | 0.0023924 | 0.0027473 | 0.0030951
Scenario 1: Reference | SDG&E | Res | BldgEnv | Res - Multi Family | Electric Energy (GWh/year) | Energy Efficiency | 0 | 0 | 0 | 0.00024371 | 0.00048211 | 0.0012648 | 0.0020309 | 0.0027809 | 0.0035153 | 0.0042348 | 0.0049397 | 0.0056305 | 0.0063078
Scenario 1: Reference | SDG&E | Res | BldgEnv | Res - Multi Family | Gas Energy (MMTherm/year) | Energy Efficiency | 0 | 0 | 0 | 8.7761e-05 | 0.00017361 | 0.00059739 | 0.0010122 | 0.0014182 | 0.0018159 | 0.0022054 | 0.002587 | 0.0029611 | 0.0033278
Scenario 1: Reference | SDG&E | Res | BldgEnv | Res - Single Family | Electric Demand (MW) | Energy Efficiency | 0.007352 | 0.014735 | 0.022083 | 0.029323 | 0.036346 | 0.043195 | 0.049863 | 0.055531 | 0.056535 | 0.056188 | 0.055862 | 0.049698 | 0.043668
Scenario 1: Reference | SDG&E | Res | BldgEnv | Res - Single Family | Electric Energy (GWh/year) | Energy Efficiency | 0.014568 | 0.028703 | 0.042478 | 0.055942 | 0.069155 | 0.082086 | 0.094742 | 0.10847 | 0.11155 | 0.11591 | 0.12014 | 0.10777 | 0.09568
Scenario 1: Reference | SDG&E | Res | BldgEnv | Res - Single Family | Gas Energy (MMTherm/year) | Energy Efficiency | 0.0044099 | 0.0087625 | 0.013046 | 0.017245 | 0.021332 | 0.025319 | 0.029207 | 0.032909 | 0.0337 | 0.034222 | 0.034733 | 0.031059 | 0.027476
Scenario 1: Reference | SDG&E | Res | HVAC | Res - Multi Family | Electric Demand (MW) | Energy Efficiency | 0.051358 | 0.092445 | 0.073956 | 0.059165 | 0.047332 | 0.037865 | 0.030292 | 0.024234 | 0.019387 | 0.01551 | 0.012408 | 0.0099262 | 0.007941
Scenario 1: Reference | SDG&E | Res | HVAC | Res - Multi Family | Electric Energy (GWh/year) | Energy Efficiency | 0.0399 | 0.07182 | 0.057456 | 0.045965 | 0.036772 | 0.033782 | 0.032089 | 0.031354 | 0.031319 | 0.0318 | 0.032667 | 0.033846 | 0.035259
Scenario 1: Reference | SDG&E | Res | HVAC | Res - Multi Family | Electric Energy (GWh/year) | Fuel Substitution | -0.00090832 | -0.0018413 | -0.0028979 | -0.0039701 | -0.0050589 | -0.0050589 | -0.0050589 | -0.0050589 | -0.0050589 | -0.0050589 | -0.0050589 | -0.0050589 | -0.0050589
Scenario 1: Reference | SDG&E | Res | HVAC | Res - Multi Family | Gas Energy (MMTherm/year) | Energy Efficiency | 0 | 0 | 0 | 0 | 0 | 0.0005666 | 0.0011106 | 0.0016262 | 0.0021105 | 0.0025639 | 0.0029893 | 0.0033926 | 0.0037762
Scenario 1: Reference | SDG&E | Res | HVAC | Res - Multi Family | Gas Energy (MMTherm/year) | Fuel Substitution | 0.00055734 | 0.0011333 | 0.0017932 | 0.002463 | 0.003143 | 0.003143 | 0.003143 | 0.003143 | 0.003143 | 0.003143 | 0.003143 | 0.003143 | 0.003143
Scenario 1: Reference | SDG&E | Res | HVAC | Res - Single Family | Electric Demand (MW) | Energy Efficiency | 0.77451 | 1.4928 | 1.7791 | 2.1263 | 2.4922 | 2.6596 | 2.8414 | 3.0344 | 3.0243 | 2.9958 | 2.9729 | 2.9546 | 2.94
Scenario 1: Reference | SDG&E | Res | HVAC | Res - Single Family | Electric Demand (MW) | Fuel Substitution | 0 | 0 | 0 | 0 | 0 | 3.1604e-05 | 6.618e-05 | 0.00010224 | 0.00010224 | 0.00010224 | 0.00010224 | 0.00010224 | 0.00010224
Scenario 1: Reference | SDG&E | Res | HVAC | Res - Single Family | Electric Energy (GWh/year) | Energy Efficiency | 0.46245 | 0.92118 | 1.2256 | 1.5593 | 1.8979 | 2.0384 | 2.1842 | 2.3336 | 2.344 | 2.3396 | 2.3369 | 2.3355 | 2.3353
Scenario 1: Reference | SDG&E | Res | HVAC | Res - Single Family | Electric Energy (GWh/year) | Fuel Substitution | -0.083117 | -0.16919 | -0.25736 | -0.34707 | -0.43797 | -0.43794 | -0.43791 | -0.43787 | -0.43787 | -0.43787 | -0.43787 | -0.43787 | -0.43787
Scenario 1: Reference | SDG&E | Res | HVAC | Res - Single Family | Gas Energy (MMTherm/year) | Energy Efficiency | 0.0030873 | 0.0065486 | 0.010244 | 0.014035 | 0.017727 | 0.017979 | 0.018155 | 0.018252 | 0.019069 | 0.019915 | 0.020701 | 0.021439 | 0.022132
Scenario 1: Reference | SDG&E | Res | HVAC | Res - Single Family | Gas Energy (MMTherm/year) | Fuel Substitution | 0.019938 | 0.040568 | 0.061698 | 0.08324 | 0.10505 | 0.10505 | 0.10505 | 0.10505 | 0.10505 | 0.10505 | 0.10505 | 0.10505 | 0.10505
Scenario 1: Reference | SDG&E | Res | WaterHeat | Res - Multi Family | Electric Demand (MW) | Energy Efficiency | 0.48392 | 0.96431 | 1.4384 | 1.907 | 2.3655 | 2.8171 | 3.261 | 3.6971 | 4.125 | 4.5458 | 4.9602 | 5.3648 | 5.765
Scenario 1: Reference | SDG&E | Res | WaterHeat | Res - Multi Family | Electric Demand (MW) | Fuel Substitution | 0 | 0 | 0 | 0 | 0 | 0.00037987 | 0.00082062 | 0.0013191 | 0.0018619 | 0.0024364 | 0.0030327 | 0.0036438 | 0.0042648
Scenario 1: Reference | SDG&E | Res | WaterHeat | Res - Multi Family | Electric Energy (GWh/year) | Energy Efficiency | 2.3797 | 4.7423 | 7.0736 | 9.3767 | 11.6294 | 13.8478 | 16.0277 | 18.1683 | 20.2676 | 22.3312 | 24.3627 | 26.3356 | 28.2873
Scenario 1: Reference | SDG&E | Res | WaterHeat | Res - Multi Family | Electric Energy (GWh/year) | Fuel Substitution | -0.18827 | -0.38339 | -0.5838 | -0.78875 | -0.99761 | -0.99565 | -0.99336 | -0.99078 | -0.98797 | -0.98499 | -0.98191 | -0.97874 | -0.97553
Scenario 1: Reference | SDG&E | Res | WaterHeat | Res - Multi Family | Gas Energy (MMTherm/year) | Energy Efficiency | 0.12957 | 0.25299 | 0.36947 | 0.4724 | 0.56858 | 0.61481 | 0.65592 | 0.6857 | 0.71107 | 0.73253 | 0.75043 | 0.69416 | 0.64031
Scenario 1: Reference | SDG&E | Res | WaterHeat | Res - Multi Family | Gas Energy (MMTherm/year) | Fuel Substitution | 0.013677 | 0.027853 | 0.042414 | 0.057305 | 0.072481 | 0.072481 | 0.072481 | 0.072481 | 0.072481 | 0.072481 | 0.072481 | 0.072481 | 0.072481
Scenario 1: Reference | SDG&E | Res | WaterHeat | Res - Single Family | Electric Demand (MW) | Energy Efficiency | 0.27472 | 0.55084 | 0.8251 | 1.095 | 1.3576 | 1.6186 | 1.8739 | 2.1235 | 2.3681 | 2.6082 | 2.8443 | 3.0719 | 3.2967
Scenario 1: Reference | SDG&E | Res | WaterHeat | Res - Single Family | Electric Demand (MW) | Fuel Substitution | 0 | 0 | 0 | 0 | 0 | 0.0019106 | 0.0040463 | 0.0064271 | 0.0090082 | 0.011731 | 0.014549 | 0.017433 | 0.020361
Scenario 1: Reference | SDG&E | Res | WaterHeat | Res - Single Family | Electric Energy (GWh/year) | Energy Efficiency | 1.4122 | 2.8307 | 4.2386 | 5.623 | 6.9687 | 8.307 | 9.6152 | 10.8929 | 12.1439 | 13.371 | 14.5769 | 15.7256 | 16.8609
Scenario 1: Reference | SDG&E | Res | WaterHeat | Res - Single Family | Electric Energy (GWh/year) | Fuel Substitution | -0.01241 | -0.025199 | -0.03829 | -0.051668 | -0.06533 | -0.054913 | -0.04327 | -0.030291 | -0.016221 | -0.0013808 | 0.013983 | 0.029702 | 0.045664
Scenario 1: Reference | SDG&E | Res | WaterHeat | Res - Single Family | Gas Energy (MMTherm/year) | Energy Efficiency | 0.47392 | 0.94651 | 1.4073 | 1.8474 | 2.2564 | 2.4083 | 2.5392 | 2.6392 | 2.7201 | 2.7856 | 2.8391 | 2.6396 | 2.4487
Scenario 1: Reference | SDG&E | Res | WaterHeat | Res - Single Family | Gas Energy (MMTherm/year) | Fuel Substitution | 0.0017879 | 0.0036308 | 0.0055172 | 0.0074452 | 0.009414 | 0.009414 | 0.009414 | 0.009414 | 0.009414 | 0.009414 | 0.009414 | 0.009414 | 0.009414
Scenario 2: High TRC | PG&E | Ag | WholeBlg | Ag - Dairies, fishing, hunting | Electric Demand (MW) | Energy Efficiency | 0.10172 | 0.20453 | 0.30867 | 0.4141 | 0.52099 | 0.62905 | 0.73827 | 0.84855 | 0.91017 | 0.92046 | 0.93063 | 0.94048 | 0.94995
Scenario 2: High TRC | PG&E | Ag | WholeBlg | Ag - Dairies, fishing, hunting | Electric Energy (GWh/year) | Energy Efficiency | 0.43333 | 0.8713 | 1.3149 | 1.7641 | 2.2194 | 2.6797 | 3.145 | 3.6148 | 3.8773 | 3.9212 | 3.9645 | 4.0064 | 4.0468
Scenario 2: High TRC | PG&E | Ag | WholeBlg | Ag - Dairies, fishing, hunting | Gas Energy (MMTherm/year) | Energy Efficiency | 0.0017339 | 0.0034678 | 0.0052016 | 0.0069355 | 0.0086694 | 0.010403 | 0.012137 | 0.013871 | 0.014755 | 0.014755 | 0.014755 | 0.014755 | 0.014755
Scenario 2: High TRC | PG&E | Ag | WholeBlg | Ag - Irrigated Agriculture, vineyards, forestry and greenhouses | Electric Demand (MW) | Energy Efficiency | 0.83085 | 1.6856 | 2.5647 | 3.4673 | 4.3932 | 5.3401 | 6.3079 | 7.2963 | 7.8988 | 8.0861 | 8.2692 | 8.4474 | 8.6211
Scenario 2: High TRC | PG&E | Ag | WholeBlg | Ag - Irrigated Agriculture, vineyards, forestry and greenhouses | Electric Energy (GWh/year) | Energy Efficiency | 3.5394 | 7.1808 | 10.9254 | 14.7707 | 18.715 | 22.7485 | 26.8715 | 31.0822 | 33.6487 | 34.4467 | 35.2265 | 35.9859 | 36.7259
Scenario 2: High TRC | PG&E | Ag | WholeBlg | Ag - Irrigated Agriculture, vineyards, forestry and greenhouses | Gas Energy (MMTherm/year) | Energy Efficiency | 0.014204 | 0.028408 | 0.042612 | 0.056816 | 0.07102 | 0.085224 | 0.099428 | 0.11363 | 0.12087 | 0.12087 | 0.12087 | 0.12087 | 0.12087
Scenario 2: High TRC | PG&E | Ag | WholeBlg | Ag - Water pumping | Electric Demand (MW) | Energy Efficiency | 0.54978 | 1.093 | 1.6293 | 2.1585 | 2.6805 | 3.1962 | 3.706 | 4.2099 | 4.4375 | 4.381 | 4.3236 | 4.2653 | 4.2063
Scenario 2: High TRC | PG&E | Ag | WholeBlg | Ag - Water pumping | Electric Energy (GWh/year) | Energy Efficiency | 2.342 | 4.656 | 6.9406 | 9.1953 | 11.419 | 13.6157 | 15.7874 | 17.9339 | 18.9038 | 18.663 | 18.4183 | 18.1702 | 17.9186
Scenario 2: High TRC | PG&E | Ag | WholeBlg | Ag - Water pumping | Gas Energy (MMTherm/year) | Energy Efficiency | 0.00072949 | 0.001459 | 0.0021885 | 0.002918 | 0.0036475 | 0.004377 | 0.0051065 | 0.0058359 | 0.0062078 | 0.0062078 | 0.0062078 | 0.0062078 | 0.0062078
Scenario 2: High TRC | PG&E | Com | AppPlug | Com - Health | Gas Energy (MMTherm/year) | Energy Efficiency | 0.74397 | 1.5342 | 2.362 | 3.211 | 3.3176 | 3.3848 | 4.1339 | 4.3717 | 4.7776 | 4.9984 | 5.1927 | 5.2065 | 5.1853
Scenario 2: High TRC | PG&E | Com | AppPlug | Com - Lodging | Gas Energy (MMTherm/year) | Energy Efficiency | 0.50248 | 1.1072 | 1.7301 | 2.3656 | 2.7049 | 2.9741 | 3.2351 | 3.4874 | 3.7297 | 3.9619 | 3.7736 | 3.5228 | 4.5931
Scenario 2: High TRC | PG&E | Com | AppPlug | Com - Other | Gas Energy (MMTherm/year) | Energy Efficiency | 0.0013845 | 0.0029349 | 0.0046656 | 0.0065701 | 0.0086287 | 0.010875 | 0.01193 | 0.012989 | 0.014 | 0.014978 | 0.01594 | 0.016844 | 0.01768
Scenario 2: High TRC | PG&E | Com | BROs | Com - Lodging | Electric Energy (GWh/year) | Energy Efficiency | 0.0092629 | 0.028303 | 0.048333 | 0.069439 | 0.091887 | 0.11582 | 0.1415 | 0.16859 | 0.19725 | 0.23009 | 0.26451 | 0.29744 | 0.3298
Scenario 2: High TRC | PG&E | Com | BROs | Com - Other | Electric Energy (GWh/year) | Energy Efficiency | 0.035729 | 0.11297 | 0.20124 | 0.29925 | 0.40928 | 0.53746 | 0.68187 | 0.82265 | 0.96827 | 1.1441 | 1.3315 | 1.5157 | 1.6951
Scenario 2: High TRC | PG&E | Com | BROs | Com - Retail | Electric Demand (MW) | Energy Efficiency | 0.0042778 | 0.01298 | 0.021951 | 0.03122 | 0.040884 | 0.051 | 0.061733 | 0.073691 | 0.086155 | 0.099434 | 0.1131 | 0.12583 | 0.13947
Scenario 2: High TRC | PG&E | Com | BROs | Com - Retail | Electric Energy (GWh/year) | Energy Efficiency | 0.046249 | 0.14033 | 0.23733 | 0.33754 | 0.44201 | 0.55139 | 0.66742 | 0.79671 | 0.93146 | 1.075 | 1.2228 | 1.3604 | 1.5079
Scenario 2: High TRC | PG&E | Com | BldgEnv | Com - College | Electric Demand (MW) | Energy Efficiency | 0.00064239 | 0.0013062 | 0.0020151 | 0.0027588 | 0.0035278 | 0.0043151 | 0.0051327 | 0.0059028 | 0.0067505 | 0.0076058 | 0.0084748 | 0.0093259 | 0.010182
Scenario 2: High TRC | PG&E | Com | BldgEnv | Com - College | Electric Energy (GWh/year) | Energy Efficiency | 0.00018475 | 0.0003763 | 0.00058024 | 0.00079418 | 0.0010154 | 0.0012418 | 0.0014769 | 0.0016991 | 0.0019421 | 0.002188 | 0.0024381 | 0.0026829 | 0.0029293
Scenario 2: High TRC | PG&E | Com | BldgEnv | Com - College | Gas Energy (MMTherm/year) | Energy Efficiency | 4.2839e-05 | 8.574e-05 | 0.00013301 | 0.00018274 | 0.00023431 | 0.00028726 | 0.00034233 | 0.00039311 | 0.00045226 | 0.00051044 | 0.00056914 | 0.00062612 | 0.00068283
Scenario 2: High TRC | PG&E | Com | BldgEnv | Com - Grocery | Electric Demand (MW) | Energy Efficiency | 0.0011848 | 0.0024061 | 0.0035822 | 0.0047721 | 0.0060119 | 0.0073154 | 0.0086769 | 0.0097275 | 0.010851 | 0.012136 | 0.01352 | 0.014949 | 0.016424
Scenario 2: High TRC | PG&E | Com | BldgEnv | Com - Grocery | Electric Energy (GWh/year) | Energy Efficiency | 0.00033988 | 0.00069052 | 0.001022 | 0.0013652 | 0.0017228 | 0.0020988 | 0.0024915 | 0.0027968 | 0.0031229 | 0.0035016 | 0.0039015 | 0.0043143 | 0.0047403
Scenario 2: High TRC | PG&E | Com | BldgEnv | Com - Grocery | Gas Energy (MMTherm/year) | Energy Efficiency | 7.787e-05 | 0.00015742 | 0.00023385 | 0.00031077 | 0.00039092 | 0.00047518 | 0.00056318 | 0.00062979 | 0.00070178 | 0.00078439 | 0.00087384 | 0.00096616 | 0.0010615
Scenario 2: High TRC | PG&E | Com | BldgEnv | Com - Health | Electric Demand (MW) | Energy Efficiency | 0.039854 | 0.081146 | 0.14024 | 0.19693 | 0.2491 | 0.30716 | 0.35621 | 0.35689 | 0.34674 | 0.31011 | 0.26811 | 0.22414 | 0.16965
Scenario 2: High TRC | PG&E | Com | BldgEnv | Com - Health | Electric Energy (GWh/year) | Energy Efficiency | 0.015452 | 0.031445 | 0.057332 | 0.082122 | 0.10488 | 0.12706 | 0.14572 | 0.14563 | 0.14137 | 0.12389 | 0.10453 | 0.084732 | 0.063888
Scenario 2: High TRC | PG&E | Com | BldgEnv | Com - Health | Gas Energy (MMTherm/year) | Energy Efficiency | 0.0066833 | 0.013609 | 0.023195 | 0.032396 | 0.040855 | 0.050618 | 0.058875 | 0.059022 | 0.05735 | 0.051561 | 0.04485 | 0.037787 | 0.028628
Scenario 2: High TRC | PG&E | Com | BldgEnv | Com - Lodging | Electric Demand (MW) | Energy Efficiency | 0.055052 | 0.10717 | 0.15423 | 0.19458 | 0.2273 | 0.25208 | 0.26927 | 0.22562 | 0.17912 | 0.13499 | 0.097647 | 0.068065 | 0.046498
Scenario 2: High TRC | PG&E | Com | BldgEnv | Com - Lodging | Electric Energy (GWh/year) | Energy Efficiency | 0.027732 | 0.05394 | 0.077548 | 0.097734 | 0.11403 | 0.12632 | 0.13478 | 0.11262 | 0.089087 | 0.066969 | 0.048322 | 0.033617 | 0.022968
Scenario 2: High TRC | PG&E | Com | BldgEnv | Com - Lodging | Gas Energy (MMTherm/year) | Energy Efficiency | 0.016088 | 0.031325 | 0.04509 | 0.056902 | 0.066486 | 0.073755 | 0.078805 | 0.066076 | 0.052502 | 0.039588 | 0.028655 | 0.019983 | 0.013651
Scenario 2: High TRC | PG&E | Com | BldgEnv | Com - Office (Large) | Electric Demand (MW) | Energy Efficiency | 0.0088532 | 0.018033 | 0.027592 | 0.037416 | 0.047533 | 0.057867 | 0.068442 | 0.078424 | 0.088429 | 0.098527 | 0.10866 | 0.11883 | 0.12902
Scenario 2: High TRC | PG&E | Com | BldgEnv | Com - Office (Large) | Electric Energy (GWh/year) | Energy Efficiency | 0.0025542 | 0.0052028 | 0.0079611 | 0.010796 | 0.013716 | 0.016698 | 0.01975 | 0.022633 | 0.025523 | 0.028439 | 0.031367 | 0.034303 | 0.037246
Scenario 2: High TRC | PG&E | Com | BldgEnv | Com - Office (Large) | Gas Energy (MMTherm/year) | Energy Efficiency | 0.00057222 | 0.0011655 | 0.0017833 | 0.0024183 | 0.0030721 | 0.00374 | 0.0044234 | 0.0050683 | 0.0057148 | 0.0063672 | 0.0070222 | 0.007679 | 0.0083373
Scenario 2: High TRC | PG&E | Com | BldgEnv | Com - Office (Small) | Electric Demand (MW) | Energy Efficiency | 0.0016574 | 0.0033985 | 0.0052273 | 0.0054647 | 0.024682 | 0.026561 | 0.028502 | 0.030223 | 0.032002 | 0.033837 | 0.035726 | 0.037663 | 0.039648
Scenario 2: High TRC | PG&E | Com | BldgEnv | Com - Office (Small) | Electric Energy (GWh/year) | Energy Efficiency | 0.00047772 | 0.00097969 | 0.001507 | 0.0015748 | 0.0071233 | 0.0076653 | 0.0082253 | 0.0087224 | 0.0092363 | 0.0097665 | 0.010312 | 0.010872 | 0.011445
Scenario 2: High TRC | PG&E | Com | BldgEnv | Com - Office (Small) | Gas Energy (MMTherm/year) | Energy Efficiency | 0.00010714 | 0.00021972 | 0.00033795 | 0.00035335 | 0.0015949 | 0.0017164 | 0.0018419 | 0.0019531 | 0.002068 | 0.0021866 | 0.0023086 | 0.0024338 | 0.0025621
Scenario 2: High TRC | PG&E | Com | BldgEnv | Com - Other | Electric Demand (MW) | Energy Efficiency | 0.0015574 | 0.0031835 | 0.0048859 | 0.0066542 | 0.0084724 | 0.010363 | 0.01233 | 0.013944 | 0.015605 | 0.017327 | 0.019107 | 0.02094 | 0.022827
Scenario 2: High TRC | PG&E | Com | BldgEnv | Com - Other | Electric Energy (GWh/year) | Energy Efficiency | 0.00045112 | 0.00092227 | 0.0014156 | 0.0019282 | 0.0024553 | 0.0030036 | 0.003574 | 0.0040429 | 0.0045257 | 0.005026 | 0.0055435 | 0.0060761 | 0.0066242
Scenario 2: High TRC | PG&E | Com | BldgEnv | Com - Other | Gas Energy (MMTherm/year) | Energy Efficiency | 0.00010072 | 0.00020588 | 0.00031596 | 0.0004303 | 0.00054785 | 0.00067011 | 0.00079728 | 0.00090149 | 0.0010088 | 0.00112 | 0.0012351 | 0.0013535 | 0.0014754
Scenario 2: High TRC | PG&E | Com | BldgEnv | Com - Refrig. Warehouse | Electric Demand (MW) | Energy Efficiency | 0.00041775 | 0.00085666 | 0.0013158 | 0.0017944 | 0.0022916 | 0.002807 | 0.003336 | 0.0038081 | 0.0042874 | 0.0047746 | 0.0052684 | 0.0057697 | 0.0062793
Scenario 2: High TRC | PG&E | Com | BldgEnv | Com - Refrig. Warehouse | Electric Energy (GWh/year) | Energy Efficiency | 0.0001243 | 0.00025497 | 0.00039159 | 0.00053382 | 0.00068125 | 0.00083366 | 0.00098958 | 0.001125 | 0.0012618 | 0.0014002 | 0.0015401 | 0.0016819 | 0.001826
Scenario 2: High TRC | PG&E | Com | BldgEnv | Com - Refrig. Warehouse | Gas Energy (MMTherm/year) | Energy Efficiency | 3.7769e-05 | 7.7542e-05 | 0.00011892 | 0.00016147 | 0.00020472 | 0.0002483 | 0.0002916 | 0.00031927 | 0.00034536 | 0.00037027 | 0.0003944 | 0.00041834 | 0.0004427
Scenario 2: High TRC | PG&E | Com | BldgEnv | Com - Restaurant | Electric Demand (MW) | Energy Efficiency | 0.00057912 | 0.0010836 | 0.0016104 | 0.0021576 | 0.0027233 | 0.0033053 | 0.0039061 | 0.0043284 | 0.0048602 | 0.0054106 | 0.0059775 | 0.0059523 | 0.01273
Scenario 2: High TRC | PG&E | Com | BldgEnv | Com - Restaurant | Electric Energy (GWh/year) | Energy Efficiency | 0.00016595 | 0.00031129 | 0.00046307 | 0.00062074 | 0.00078377 | 0.00095151 | 0.0011247 | 0.0012475 | 0.0014011 | 0.00156 | 0.0017237 | 0.0017165 | 0.0036737
Scenario 2: High TRC | PG&E | Com | BldgEnv | Com - Restaurant | Gas Energy (MMTherm/year) | Energy Efficiency | 3.7452e-05 | 7.0033e-05 | 0.00010405 | 0.00013938 | 0.00017591 | 0.00021349 | 0.00025229 | 0.00027948 | 0.00031381 | 0.00034932 | 0.00038591 | 0.00038428 | 0.00082214
Scenario 2: High TRC | PG&E | Com | BldgEnv | Com - Retail | Electric Demand (MW) | Energy Efficiency | 0.0027649 | 0.0057063 | 0.008484 | 0.0090394 | 0.036332 | 0.039445 | 0.043005 | 0.075889 | 0.079116 | 0.082793 | 0.086238 | 0.089775 | 0.093365
Scenario 2: High TRC | PG&E | Com | BldgEnv | Com - Retail | Electric Energy (GWh/year) | Energy Efficiency | 0.00079152 | 0.0016341 | 0.0024354 | 0.0025901 | 0.010466 | 0.011355 | 0.012378 | 0.025463 | 0.026396 | 0.027455 | 0.028452 | 0.029476 | 0.030509
Scenario 2: High TRC | PG&E | Com | BldgEnv | Com - Retail | Gas Energy (MMTherm/year) | Energy Efficiency | 0.00018975 | 0.00039099 | 0.0005703 | 0.00061611 | 0.0023885 | 0.0025977 | 0.0028341 | 0.004761 | 0.0049647 | 0.0052065 | 0.0054214 | 0.0056413 | 0.0058654
Scenario 2: High TRC | PG&E | Com | BldgEnv | Com - School | Electric Demand (MW) | Energy Efficiency | 0.0024736 | 0.0050613 | 0.0077541 | 0.010533 | 0.013367 | 0.016262 | 0.019203 | 0.021957 | 0.02476 | 0.027611 | 0.030504 | 0.033448 | 0.036426
Scenario 2: High TRC | PG&E | Com | BldgEnv | Com - School | Electric Energy (GWh/year) | Energy Efficiency | 0.0007135 | 0.00146 | 0.0022369 | 0.0030388 | 0.0038564 | 0.0046919 | 0.0055404 | 0.0063359 | 0.0071456 | 0.0079689 | 0.0088046 | 0.0096549 | 0.010515
Scenario 2: High TRC | PG&E | Com | BldgEnv | Com - School | Gas Energy (MMTherm/year) | Energy Efficiency | 0.00015989 | 0.00032716 | 0.00050121 | 0.00068085 | 0.00086398 | 0.0010511 | 0.0012412 | 0.0014191 | 0.0016002 | 0.0017844 | 0.0019714 | 0.0021616 | 0.002354
Scenario 2: High TRC | PG&E | Com | BldgEnv | Com - Warehouse | Electric Demand (MW) | Energy Efficiency | 0.14531 | 0.288 | 0.42219 | 0.54273 | 0.64582 | 0.72935 | 0.7928 | 0.69513 | 0.58295 | 0.46461 | 0.35371 | 0.26054 | 0.18722
Scenario 2: High TRC | PG&E | Com | BldgEnv | Com - Warehouse | Electric Energy (GWh/year) | Energy Efficiency | 0.073265 | 0.14513 | 0.21258 | 0.27305 | 0.32461 | 0.36625 | 0.39773 | 0.348 | 0.29109 | 0.23125 | 0.1757 | 0.12919 | 0.092752
Scenario 2: High TRC | PG&E | Com | BldgEnv | Com - Warehouse | Gas Energy (MMTherm/year) | Energy Efficiency | 0.042456 | 0.084162 | 0.1234 | 0.15866 | 0.18884 | 0.21331 | 0.23193 | 0.20345 | 0.17073 | 0.13617 | 0.10372 | 0.07643 | 0.05493
Scenario 2: High TRC | PG&E | Com | ComRefrig | Com - College | Electric Demand (MW) | Energy Efficiency | 0.00016302 | 0.00026635 | 0.00032583 | 0.0003562 | 0.00037305 | 0.000384 | 0.00039169 | 0.00039889 | 0.00040563 | 0.00041194 | 0.00041785 | 0.00042338 | 0.00042856
Scenario 2: High TRC | PG&E | Com | ComRefrig | Com - College | Electric Energy (GWh/year) | Energy Efficiency | 0.001171 | 0.0019207 | 0.0023574 | 0.0025843 | 0.0027103 | 0.00279 | 0.0028444 | 0.0028953 | 0.0029429 | 0.0029875 | 0.0030293 | 0.0030683 | 0.0031049
Scenario 2: High TRC | PG&E | Com | ComRefrig | Com - Grocery | Electric Demand (MW) | Energy Efficiency | 0.12023 | 0.17882 | 0.20693 | 0.22301 | 0.23306 | 0.24246 | 0.25127 | 0.25952 | 0.26724 | 0.27447 | 0.28124 | 0.28758 | 0.29351
Scenario 2: High TRC | PG&E | Com | ComRefrig | Com - Grocery | Electric Energy (GWh/year) | Energy Efficiency | 0.8779 | 1.3157 | 1.5283 | 1.6465 | 1.7175 | 1.784 | 1.8462 | 1.9045 | 1.959 | 2.01 | 2.0578 | 2.1026 | 2.1445
Scenario 2: High TRC | PG&E | Com | ComRefrig | Com - Refrig. Warehouse | Electric Demand (MW) | Energy Efficiency | 0.00035076 | 0.00056373 | 0.00067983 | 0.00073395 | 0.0007677 | 0.00078931 | 0.00080744 | 0.00082442 | 0.00084032 | 0.0008552 | 0.00086913 | 0.00088218 | 0.0008944
Scenario 2: High TRC | PG&E | Com | ComRefrig | Com - Refrig. Warehouse | Electric Energy (GWh/year) | Energy Efficiency | 0.0025248 | 0.004074 | 0.0049297 | 0.0053374 | 0.0055871 | 0.0057417 | 0.0058699 | 0.0059899 | 0.0061022 | 0.0062074 | 0.0063058 | 0.006398 | 0.0064843
Scenario 2: High TRC | PG&E | Com | ComRefrig | Com - Restaurant | Electric Demand (MW) | Energy Efficiency | 0.0042489 | 0.0063792 | 0.0073963 | 0.007992 | 0.0083405 | 0.0086669 | 0.0089724 | 0.0092585 | 0.0095263 | 0.0097771 | 0.010012 | 0.010232 | 0.010438
Scenario 2: High TRC | PG&E | Com | ComRefrig | Com - Restaurant | Electric Energy (GWh/year) | Energy Efficiency | 0.031008 | 0.046897 | 0.05461 | 0.059008 | 0.061471 | 0.063777 | 0.065936 | 0.067957 | 0.069849 | 0.07162 | 0.073278 | 0.07483 | 0.076283
Scenario 2: High TRC | PG&E | Com | ComRefrig | Com - Retail | Electric Demand (MW) | Energy Efficiency | 0.055521 | 0.083419 | 0.08845 | 0.098541 | 0.10442 | 0.10857 | 0.11246 | 0.11611 | 0.11952 | 0.12271 | 0.1257 | 0.1285 | 0.13112
Scenario 2: High TRC | PG&E | Com | ComRefrig | Com - Retail | Electric Energy (GWh/year) | Energy Efficiency | 0.40472 | 0.61223 | 0.64775 | 0.72358 | 0.76632 | 0.79567 | 0.82316 | 0.84889 | 0.87297 | 0.89552 | 0.91663 | 0.93639 | 0.95489
Scenario 2: High TRC | PG&E | Com | ComRefrig | Com - School | Electric Demand (MW) | Energy Efficiency | 1.4538e-05 | 2.7715e-05 | 4.0054e-05 | 5.1607e-05 | 6.2424e-05 | 7.2553e-05 | 8.2037e-05 | 9.0917e-05 | 9.9232e-05 | 0.00010702 | 0.00011431 | 0.00012113 | 0.00012753
Scenario 2: High TRC | PG&E | Com | ComRefrig | Com - School | Electric Energy (GWh/year) | Energy Efficiency | 0.00010296 | 0.00019591 | 0.00028293 | 0.0003644 | 0.00044067 | 0.00051207 | 0.00057892 | 0.00064151 | 0.0007001 | 0.00075495 | 0.00080631 | 0.00085439 | 0.0008994
Scenario 2: High TRC | PG&E | Com | FoodServ | Com - College | Electric Demand (MW) | Energy Efficiency | 0.011439 | 0.023267 | 0.03613 | 0.049454 | 0.063095 | 0.077011 | 0.091265 | 0.10579 | 0.12067 | 0.13588 | 0.15136 | 0.16654 | 0.18196
Scenario 2: High TRC | PG&E | Com | FoodServ | Com - College | Electric Demand (MW) | Fuel Substitution | -0.00016056 | -0.00034299 | -0.00055138 | -0.00078334 | -0.0010393 | -0.0013198 | -0.001625 | -0.0019553 | -0.0023111 | -0.0026926 | -0.0031002 | -0.0035343 | -0.0039954
Scenario 2: High TRC | PG&E | Com | FoodServ | Com - College | Electric Energy (GWh/year) | Energy Efficiency | 0.054519 | 0.11097 | 0.1722 | 0.23571 | 0.30083 | 0.36738 | 0.43568 | 0.5054 | 0.57699 | 0.65027 | 0.72503 | 0.7966 | 0.86939
Scenario 2: High TRC | PG&E | Com | FoodServ | Com - College | Electric Energy (GWh/year) | Fuel Substitution | -0.0014822 | -0.0031456 | -0.0050074 | -0.007056 | -0.0092912 | -0.011713 | -0.014321 | -0.017179 | -0.020314 | -0.023768 | -0.02759 | -0.031824 | -0.036517
Scenario 2: High TRC | PG&E | Com | FoodServ | Com - College | Gas Energy (MMTherm/year) | Energy Efficiency | 0.02728 | 0.054994 | 0.082699 | 0.11244 | 0.14109 | 0.16996 | 0.19913 | 0.22847 | 0.2581 | 0.28796 | 0.31801 | 0.34815 | 0.37584
Scenario 2: High TRC | PG&E | Com | FoodServ | Com - College | Gas Energy (MMTherm/year) | Fuel Substitution | 0.00015319 | 0.00032492 | 0.00051648 | 0.00072707 | 0.00095662 | 0.0012051 | 0.0014725 | 0.0017652 | 0.0020858 | 0.0024387 | 0.0028287 | 0.0032602 | 0.003738
Scenario 2: High TRC | PG&E | Com | FoodServ | Com - Grocery | Electric Demand (MW) | Energy Efficiency | 0.061881 | 0.12555 | 0.19536 | 0.26769 | 0.34179 | 0.41784 | 0.49578 | 0.5756 | 0.6571 | 0.74027 | 0.82512 | 0.90875 | 0.99394
Scenario 2: High TRC | PG&E | Com | FoodServ | Com - Grocery | Electric Demand (MW) | Fuel Substitution | -0.00082238 | -0.0017541 | -0.002817 | -0.0039967 | -0.0052945 | -0.0067116 | -0.0082487 | -0.0099066 | -0.011685 | -0.013585 | -0.015607 | -0.01775 | -0.020016
Scenario 2: High TRC | PG&E | Com | FoodServ | Com - Grocery | Electric Energy (GWh/year) | Energy Efficiency | 0.29414 | 0.59719 | 0.92857 | 1.2723 | 1.6252 | 1.988 | 2.3606 | 2.743 | 3.1343 | 3.5344 | 3.9434 | 4.3361 | 4.7371
Scenario 2: High TRC | PG&E | Com | FoodServ | Com - Grocery | Electric Energy (GWh/year) | Fuel Substitution | -0.014142 | -0.030004 | -0.047686 | -0.067118 | -0.088285 | -0.11117 | -0.13575 | -0.16223 | -0.19069 | -0.22125 | -0.25406 | -0.28928 | -0.32706
Scenario 2: High TRC | PG&E | Com | FoodServ | Com - Grocery | Gas Energy (MMTherm/year) | Energy Efficiency | 0.15229 | 0.30757 | 0.46571 | 0.62644 | 0.78925 | 0.95432 | 1.1214 | 1.2904 | 1.4608 | 1.6327 | 1.8061 | 1.9808 | 2.1066
Scenario 2: High TRC | PG&E | Com | FoodServ | Com - Grocery | Gas Energy (MMTherm/year) | Fuel Substitution | 0.0014665 | 0.0031104 | 0.0049395 | 0.0069486 | 0.0091361 | 0.0115 | 0.014038 | 0.016771 | 0.019705 | 0.022855 | 0.026234 | 0.029857 | 0.033743
Scenario 2: High TRC | PG&E | Com | FoodServ | Com - Health | Electric Demand (MW) | Energy Efficiency | 0.021575 | 0.043972 | 0.068659 | 0.094171 | 0.1206 | 0.14793 | 0.17611 | 0.2051 | 0.23474 | 0.26484 | 0.2952 | 0.32507 | 0.35561
Scenario 2: High TRC | PG&E | Com | FoodServ | Com - Health | Electric Demand (MW) | Fuel Substitution | -0.00036335 | -0.00077813 | -0.0012526 | -0.0017822 | -0.0023676 | -0.0030099 | -0.0037097 | -0.0044681 | -0.0052857 | -0.0061634 | -0.0071024 | -0.0081039 | -0.0091693
Scenario 2: High TRC | PG&E | Com | FoodServ | Com - Health | Electric Energy (GWh/year) | Energy Efficiency | 0.10519 | 0.21454 | 0.33479 | 0.45922 | 0.58836 | 0.72217 | 0.86042 | 1.0029 | 1.1489 | 1.2975 | 1.4475 | 1.5911 | 1.7381
Scenario 2: High TRC | PG&E | Com | FoodServ | Com - Health | Electric Energy (GWh/year) | Fuel Substitution | -0.0040177 | -0.0085803 | -0.013724 | -0.019428 | -0.025755 | -0.03273 | -0.040392 | -0.048796 | -0.057987 | -0.068025 | -0.078974 | -0.090915 | -0.10394
Scenario 2: High TRC | PG&E | Com | FoodServ | Com - Health | Gas Energy (MMTherm/year) | Energy Efficiency | 0.070721 | 0.14273 | 0.21658 | 0.29132 | 0.36716 | 0.44336 | 0.52255 | 0.60118 | 0.68048 | 0.76021 | 0.84014 | 0.92084 | 0.98792
Scenario 2: High TRC | PG&E | Com | FoodServ | Com - Health | Gas Energy (MMTherm/year) | Fuel Substitution | 0.00042586 | 0.0009089 | 0.0014518 | 0.0020534 | 0.0027196 | 0.0034531 | 0.0042576 | 0.0051388 | 0.0061011 | 0.0071506 | 0.0082938 | 0.0095391 | 0.010896
Scenario 2: High TRC | PG&E | Com | FoodServ | Com - Lodging | Electric Demand (MW) | Energy Efficiency | 0.03161 | 0.06464 | 0.099583 | 0.13608 | 0.17426 | 0.21401 | 0.25537 | 0.29834 | 0.34287 | 0.389 | 0.43669 | 0.47665 | 0.51796
Scenario 2: High TRC | PG&E | Com | FoodServ | Com - Lodging | Electric Demand (MW) | Fuel Substitution | -0.00038673 | -0.0008274 | -0.0013256 | -0.0018809 | -0.0024941 | -0.0031658 | -0.0038967 | -0.004687 | -0.0055373 | -0.0064478 | -0.007419 | -0.0084515 | -0.0095479
Scenario 2: High TRC | PG&E | Com | FoodServ | Com - Lodging | Electric Energy (GWh/year) | Energy Efficiency | 0.19021 | 0.38833 | 0.59667 | 0.81365 | 1.0401 | 1.2756 | 1.5202 | 1.774 | 2.0368 | 2.3088 | 2.5898 | 2.7985 | 3.0147
Scenario 2: High TRC | PG&E | Com | FoodServ | Com - Lodging | Electric Energy (GWh/year) | Fuel Substitution | -0.0042601 | -0.0090664 | -0.014433 | -0.020355 | -0.026869 | -0.033989 | -0.04175 | -0.050176 | -0.05929 | -0.069122 | -0.079709 | -0.091101 | -0.10336
Scenario 2: High TRC | PG&E | Com | FoodServ | Com - Lodging | Gas Energy (MMTherm/year) | Energy Efficiency | 0.054163 | 0.10966 | 0.16642 | 0.22425 | 0.28324 | 0.34314 | 0.4039 | 0.46547 | 0.52777 | 0.59085 | 0.65465 | 0.71891 | 0.76987
Scenario 2: High TRC | PG&E | Com | FoodServ | Com - Lodging | Gas Energy (MMTherm/year) | Fuel Substitution | 0.00043792 | 0.00093152 | 0.0014819 | 0.0020887 | 0.0027554 | 0.0034835 | 0.0042763 | 0.0051362 | 0.0060654 | 0.007067 | 0.0081447 | 0.0093034 | 0.01055
Scenario 2: High TRC | PG&E | Com | FoodServ | Com - Office (Large) | Electric Demand (MW) | Energy Efficiency | 0.0020699 | 0.0041501 | 0.0062453 | 0.0083516 | 0.010472 | 0.012605 | 0.014754 | 0.016914 | 0.019082 | 0.021262 | 0.023452 | 0.023585 | 0.023719
Scenario 2: High TRC | PG&E | Com | FoodServ | Com - Office (Large) | Electric Energy (GWh/year) | Energy Efficiency | 0.018155 | 0.036401 | 0.054779 | 0.073253 | 0.091854 | 0.11056 | 0.12941 | 0.14836 | 0.16737 | 0.18649 | 0.20571 | 0.20687 | 0.20804
Scenario 2: High TRC | PG&E | Com | FoodServ | Com - Office (Small) | Electric Demand (MW) | Energy Efficiency | 0.00052989 | 0.0010649 | 0.0016052 | 0.0019955 | 0.0033133 | 0.0038612 | 0.0044142 | 0.0049722 | 0.005535 | 0.0061026 | 0.0066752 | 0.006723 | 0.0067708
Scenario 2: High TRC | PG&E | Com | FoodServ | Com - Office (Small) | Electric Energy (GWh/year) | Energy Efficiency | 0.0046478 | 0.00934 | 0.014079 | 0.017503 | 0.029062 | 0.033868 | 0.038718 | 0.043612 | 0.048548 | 0.053527 | 0.05855 | 0.058969 | 0.059388
Scenario 2: High TRC | PG&E | Com | FoodServ | Com - Other | Electric Demand (MW) | Energy Efficiency | 0.10719 | 0.21829 | 0.33732 | 0.46101 | 0.58888 | 0.72136 | 0.85861 | 1.0006 | 1.1469 | 1.2977 | 1.4531 | 1.6128 | 1.7767
Scenario 2: High TRC | PG&E | Com | FoodServ | Com - Other | Electric Demand (MW) | Fuel Substitution | -0.0032938 | -0.0070476 | -0.011333 | -0.016115 | -0.021404 | -0.02721 | -0.033539 | -0.040398 | -0.047793 | -0.05573 | -0.064213 | -0.07325 | -0.082848
Scenario 2: High TRC | PG&E | Com | FoodServ | Com - Other | Electric Energy (GWh/year) | Energy Efficiency | 0.51039 | 1.0416 | 1.6117 | 2.2066 | 2.8244 | 3.4673 | 4.1364 | 4.8316 | 5.5512 | 6.2961 | 7.0662 | 7.8606 | 8.6787
Scenario 2: High TRC | PG&E | Com | FoodServ | Com - Other | Electric Energy (GWh/year) | Fuel Substitution | -0.018182 | -0.038812 | -0.0622 | -0.088196 | -0.11683 | -0.14815 | -0.18217 | -0.219 | -0.25885 | -0.30183 | -0.34814 | -0.39796 | -0.45145
Scenario 2: High TRC | PG&E | Com | FoodServ | Com - Other | Gas Energy (MMTherm/year) | Energy Efficiency | 0.19833 | 0.40038 | 0.60592 | 0.81447 | 1.0255 | 1.2392 | 1.4556 | 1.6742 | 1.8943 | 2.1161 | 2.3396 | 2.5647 | 2.7772
Scenario 2: High TRC | PG&E | Com | FoodServ | Com - Other | Gas Energy (MMTherm/year) | Fuel Substitution | 0.0017355 | 0.0037031 | 0.0059266 | 0.0083963 | 0.011115 | 0.014086 | 0.017312 | 0.020803 | 0.02458 | 0.028654 | 0.033045 | 0.037769 | 0.042845
Scenario 2: High TRC | PG&E | Com | FoodServ | Com - Restaurant | Electric Demand (MW) | Energy Efficiency | 0.16301 | 0.33051 | 0.50841 | 0.69208 | 0.88094 | 1.075 | 1.2746 | 1.4796 | 1.69 | 1.9058 | 2.1268 | 2.2778 | 2.9099
Scenario 2: High TRC | PG&E | Com | FoodServ | Com - Restaurant | Electric Demand (MW) | Fuel Substitution | -0.0048816 | -0.01043 | -0.016722 | -0.023724 | -0.031447 | -0.039901 | -0.049092 | -0.059025 | -0.069704 | -0.081133 | -0.093314 | -0.10486 | -0.11696
Scenario 2: High TRC | PG&E | Com | FoodServ | Com - Restaurant | Electric Energy (GWh/year) | Energy Efficiency | 0.84807 | 1.7205 | 2.644 | 3.5986 | 4.5819 | 5.5941 | 6.6373 | 7.7111 | 8.8151 | 9.9496 | 11.1139 | 11.8645 | 15.0707
Scenario 2: High TRC | PG&E | Com | FoodServ | Com - Restaurant | Electric Energy (GWh/year) | Fuel Substitution | -0.044431 | -0.094558 | -0.15074 | -0.21284 | -0.28088 | -0.35486 | -0.43477 | -0.52084 | -0.6133 | -0.71232 | -0.81818 | -0.91889 | -1.0236
Scenario 2: High TRC | PG&E | Com | FoodServ | Com - Restaurant | Gas Energy (MMTherm/year) | Energy Efficiency | 0.39548 | 0.79784 | 1.2068 | 1.6215 | 2.0411 | 2.4648 | 2.8925 | 3.3237 | 3.7577 | 4.1946 | 4.6339 | 4.9816 | 5.8608
Scenario 2: High TRC | PG&E | Com | FoodServ | Com - Restaurant | Gas Energy (MMTherm/year) | Fuel Substitution | 0.0044411 | 0.009448 | 0.015049 | 0.021236 | 0.02801 | 0.035371 | 0.043318 | 0.051873 | 0.061058 | 0.070891 | 0.0814 | 0.091393 | 0.10175
Scenario 2: High TRC | PG&E | Com | FoodServ | Com - Retail | Electric Demand (MW) | Energy Efficiency | 0.0024771 | 0.0050674 | 0.0077839 | 0.0089831 | 0.025193 | 0.028074 | 0.031159 | 0.034359 | 0.037647 | 0.04102 | 0.044477 | 0.046578 | 0.048745
Scenario 2: High TRC | PG&E | Com | FoodServ | Com - Retail | Electric Energy (GWh/year) | Energy Efficiency | 0.017674 | 0.035939 | 0.054862 | 0.06538 | 0.15504 | 0.17482 | 0.19566 | 0.2171 | 0.23902 | 0.26138 | 0.2842 | 0.29487 | 0.30587
Scenario 2: High TRC | PG&E | Com | FoodServ | Com - Retail | Gas Energy (MMTherm/year) | Energy Efficiency | 0.00024654 | 0.00051756 | 0.00081589 | 0.00081589 | 0.0040104 | 0.0043448 | 0.0047231 | 0.0051258 | 0.0055473 | 0.0059867 | 0.0064433 | 0.0069152 | 0.0074021
Scenario 2: High TRC | PG&E | Com | FoodServ | Com - School | Electric Demand (MW) | Energy Efficiency | 0.054731 | 0.11146 | 0.17085 | 0.23233 | 0.2955 | 0.36049 | 0.42721 | 0.4957 | 0.56593 | 0.63788 | 0.71151 | 0.78285 | 0.85573
Scenario 2: High TRC | PG&E | Com | FoodServ | Com - School | Electric Demand (MW) | Fuel Substitution | -0.0001905 | -0.00040394 | -0.00065131 | -0.00092265 | -0.0012176 | -0.0015357 | -0.0018765 | -0.0022396 | -0.0026243 | -0.0030301 | -0.0034566 | -0.0039049 | -0.004384
Scenario 2: High TRC | PG&E | Com | FoodServ | Com - School | Electric Energy (GWh/year) | Energy Efficiency | 0.27049 | 0.55127 | 0.84539 | 1.1504 | 1.4645 | 1.7884 | 2.1218 | 2.465 | 2.8178 | 3.1801 | 3.5517 | 3.8977 | 4.2521
Scenario 2: High TRC | PG&E | Com | FoodServ | Com - School | Electric Energy (GWh/year) | Fuel Substitution | -0.0018718 | -0.003916 | -0.0061775 | -0.0086858 | -0.011487 | -0.014615 | -0.018098 | -0.021978 | -0.026301 | -0.031118 | -0.036481 | -0.042463 | -0.049358
Scenario 2: High TRC | PG&E | Com | FoodServ | Com - School | Gas Energy (MMTherm/year) | Energy Efficiency | 0.066336 | 0.1335 | 0.2014 | 0.26984 | 0.3386 | 0.40776 | 0.47724 | 0.54712 | 0.61738 | 0.68805 | 0.75914 | 0.83072 | 0.89697
Scenario 2: High TRC | PG&E | Com | FoodServ | Com - School | Gas Energy (MMTherm/year) | Fuel Substitution | 0.00019671 | 0.00041136 | 0.00064702 | 0.00090779 | 0.0011982 | 0.0015216 | 0.0018807 | 0.0022797 | 0.0027232 | 0.0032161 | 0.0037638 | 0.0043738 | 0.0050784
Scenario 2: High TRC | PG&E | Com | HVAC | Com - College | Electric Demand (MW) | Energy Efficiency | 0.080044 | 0.16223 | 0.2446 | 0.33062 | 0.41465 | 0.49622 | 0.57849 | 0.66046 | 0.74379 | 0.82796 | 0.91247 | 0.99513 | 1.0779
Scenario 2: High TRC | PG&E | Com | HVAC | Com - College | Electric Energy (GWh/year) | Energy Efficiency | 0.14183 | 0.28691 | 0.43197 | 0.5877 | 0.73682 | 0.87903 | 1.0222 | 1.1656 | 1.3109 | 1.4575 | 1.6048 | 1.7501 | 1.8958
Scenario 2: High TRC | PG&E | Com | HVAC | Com - College | Electric Energy (GWh/year) | Fuel Substitution | -0.083233 | -0.17264 | -0.26834 | -0.36966 | -0.47334 | -0.47334 | -0.47334 | -0.47334 | -0.47334 | -0.47334 | -0.47334 | -0.47334 | -0.47334
Scenario 2: High TRC | PG&E | Com | HVAC | Com - College | Gas Energy (MMTherm/year) | Energy Efficiency | 0.011533 | 0.023463 | 0.034367 | 0.052713 | 0.065195 | 0.072076 | 0.079002 | 0.085905 | 0.092945 | 0.10008 | 0.10723 | 0.11418 | 0.12113
Scenario 2: High TRC | PG&E | Com | HVAC | Com - College | Gas Energy (MMTherm/year) | Fuel Substitution | 0.013883 | 0.029557 | 0.046328 | 0.06408 | 0.083285 | 0.083285 | 0.083285 | 0.083285 | 0.083285 | 0.083285 | 0.083285 | 0.083285 | 0.083285
Scenario 2: High TRC | PG&E | Com | HVAC | Com - Grocery | Electric Demand (MW) | Energy Efficiency | 0.19183 | 0.40059 | 0.62547 | 0.86522 | 1.1181 | 1.3833 | 1.6598 | 1.9474 | 2.2446 | 2.5501 | 2.8629 | 3.1819 | 3.5065
Scenario 2: High TRC | PG&E | Com | HVAC | Com - Grocery | Electric Demand (MW) | Fuel Substitution | 0 | 0 | 0 | 0 | 0 | 0.0041367 | 0.0084517 | 0.01287 | 0.017347 | 0.021854 | 0.026371 | 0.030884 | 0.035383
Scenario 2: High TRC | PG&E | Com | HVAC | Com - Grocery | Electric Energy (GWh/year) | Energy Efficiency | 0.72365 | 1.5118 | 2.3614 | 3.2677 | 4.2238 | 5.2271 | 6.2736 | 7.3632 | 8.4893 | 9.6474 | 10.8333 | 12.0432 | 13.2746
Scenario 2: High TRC | PG&E | Com | HVAC | Com - Grocery | Electric Energy (GWh/year) | Fuel Substitution | -0.68827 | -1.4314 | -2.225 | -3.0635 | -3.9402 | -3.9028 | -3.8637 | -3.8238 | -3.7833 | -3.7426 | -3.7018 | -3.661 | -3.6203
Scenario 2: High TRC | PG&E | Com | HVAC | Com - Grocery | Gas Energy (MMTherm/year) | Energy Efficiency | 0.013049 | 0.027253 | 0.04257 | 0.058914 | 0.076149 | 0.094247 | 0.11314 | 0.13283 | 0.15318 | 0.17411 | 0.19556 | 0.21744 | 0.23972
Scenario 2: High TRC | PG&E | Com | HVAC | Com - Grocery | Gas Energy (MMTherm/year) | Fuel Substitution | 0.10158 | 0.2112 | 0.32819 | 0.45175 | 0.58094 | 0.58094 | 0.58094 | 0.58094 | 0.58094 | 0.58094 | 0.58094 | 0.58094 | 0.58094
Scenario 2: High TRC | PG&E | Com | HVAC | Com - Health | Electric Demand (MW) | Energy Efficiency | 0.26113 | 0.53663 | 0.82484 | 1.12 | 1.4214 | 1.7258 | 1.9819 | 2.2468 | 2.5149 | 2.7972 | 3.0923 | 3.4012 | 3.7224
Scenario 2: High TRC | PG&E | Com | HVAC | Com - Health | Electric Demand (MW) | Fuel Substitution | 0 | 0 | 0 | 0 | 0 | 4.178e-06 | 8.5572e-06 | 1.3063e-05 | 1.3063e-05 | 1.7707e-05 | 2.2386e-05 | 2.7087e-05 | 3.1799e-05
Scenario 2: High TRC | PG&E | Com | HVAC | Com - Health | Electric Energy (GWh/year) | Energy Efficiency | 1.4433 | 2.9466 | 4.4988 | 6.0678 | 7.6496 | 9.2326 | 10.3255 | 11.4447 | 12.3835 | 13.3931 | 14.565 | 15.8792 | 17.2531
Scenario 2: High TRC | PG&E | Com | HVAC | Com - Health | Electric Energy (GWh/year) | Fuel Substitution | -0.16498 | -0.34423 | -0.53659 | -0.74064 | -0.95478 | -0.95474 | -0.95468 | -0.95463 | -0.95463 | -0.95458 | -0.95452 | -0.95447 | -0.95441
Scenario 2: High TRC | PG&E | Com | HVAC | Com - Health | Gas Energy (MMTherm/year) | Energy Efficiency | 0.055246 | 0.11434 | 0.17743 | 0.24332 | 0.31202 | 0.37683 | 0.41699 | 0.45716 | 0.46209 | 0.46608 | 0.48877 | 0.52469 | 0.55939
Scenario 2: High TRC | PG&E | Com | HVAC | Com - Health | Gas Energy (MMTherm/year) | Fuel Substitution | 0.035444 | 0.073892 | 0.11511 | 0.15881 | 0.20469 | 0.20469 | 0.20469 | 0.20469 | 0.20469 | 0.20469 | 0.20469 | 0.20469 | 0.20469
Scenario 2: High TRC | PG&E | Com | HVAC | Com - Lodging | Electric Demand (MW) | Energy Efficiency | 0.13279 | 0.27747 | 0.43236 | 0.59797 | 0.77411 | 0.95854 | 1.1493 | 1.3481 | 1.5399 | 1.7335 | 1.9323 | 2.1358 | 2.3434
Scenario 2: High TRC | PG&E | Com | HVAC | Com - Lodging | Electric Demand (MW) | Fuel Substitution | 0 | 0 | 0 | 0 | 0 | 0.0014009 | 0.0028637 | 0.0043629 | 0.0043652 | 0.0043675 | 0.0043699 | 0.004372 | 0.0043741
Scenario 2: High TRC | PG&E | Com | HVAC | Com - Lodging | Electric Energy (GWh/year) | Energy Efficiency | 0.6945 | 1.4371 | 2.2098 | 3.0281 | 3.8909 | 4.788 | 5.5432 | 6.3253 | 6.9068 | 7.487 | 8.082 | 8.6915 | 9.3148
Scenario 2: High TRC | PG&E | Com | HVAC | Com - Lodging | Electric Energy (GWh/year) | Fuel Substitution | -0.1941 | -0.40383 | -0.62781 | -0.86436 | -1.1116 | -1.1038 | -1.0956 | -1.0872 | -1.0872 | -1.0872 | -1.0871 | -1.0871 | -1.0871
Scenario 2: High TRC | PG&E | Com | HVAC | Com - Lodging | Gas Energy (MMTherm/year) | Energy Efficiency | 0.03127 | 0.064665 | 0.10017 | 0.13731 | 0.17599 | 0.21351 | 0.23652 | 0.25938 | 0.26351 | 0.26769 | 0.27197 | 0.27644 | 0.28122
Scenario 2: High TRC | PG&E | Com | HVAC | Com - Lodging | Gas Energy (MMTherm/year) | Fuel Substitution | 0.032867 | 0.068356 | 0.10623 | 0.14623 | 0.18803 | 0.18803 | 0.18803 | 0.18803 | 0.18803 | 0.18803 | 0.18803 | 0.18803 | 0.18803
Scenario 2: High TRC | PG&E | Com | HVAC | Com - Office (Large) | Electric Demand (MW) | Energy Efficiency | 0.022543 | 0.072286 | 0.13533 | 0.20087 | 0.26867 | 0.32475 | 0.38241 | 0.4413 | 0.46504 | 0.47618 | 0.48734 | 0.4985 | 0.50959
Scenario 2: High TRC | PG&E | Com | HVAC | Com - Office (Large) | Electric Energy (GWh/year) | Energy Efficiency | 0.065489 | 0.24149 | 0.47135 | 0.71107 | 0.95977 | 1.1697 | 1.5053 | 1.8452 | 2.0397 | 2.0659 | 2.0921 | 2.1184 | 2.1445
Scenario 2: High TRC | PG&E | Com | HVAC | Com - Office (Large) | Electric Energy (GWh/year) | Fuel Substitution | -5.1343e-06 | -0.00023523 | -0.00047483 | -0.00072152 | -0.00097286 | -0.00097286 | -0.00097286 | -0.00097286 | -0.00097286 | -0.00097286 | -0.00097286 | -0.00097286 | -0.00097286
Scenario 2: High TRC | PG&E | Com | HVAC | Com - Office (Large) | Gas Energy (MMTherm/year) | Energy Efficiency | 0.033364 | 0.068771 | 0.10569 | 0.14353 | 0.18216 | 0.18339 | 0.18967 | 0.19596 | 0.20123 | 0.20126 | 0.20129 | 0.20132 | 0.20135
Scenario 2: High TRC | PG&E | Com | HVAC | Com - Office (Large) | Gas Energy (MMTherm/year) | Fuel Substitution | 4.5299e-06 | 3.3118e-05 | 6.288e-05 | 9.352e-05 | 0.00012474 | 0.00012474 | 0.00012474 | 0.00012474 | 0.00012474 | 0.00012474 | 0.00012474 | 0.00012474 | 0.00012474
Scenario 2: High TRC | PG&E | Com | HVAC | Com - Office (Small) | Electric Demand (MW) | Energy Efficiency | 0.052449 | 0.10644 | 0.16187 | 0.17663 | 0.66309 | 0.71693 | 0.77147 | 0.82658 | 0.88203 | 0.93788 | 0.99413 | 1.0507 | 1.1076
Scenario 2: High TRC | PG&E | Com | HVAC | Com - Office (Small) | Electric Energy (GWh/year) | Energy Efficiency | 0.078104 | 0.15839 | 0.24068 | 0.27336 | 0.94797 | 1.0284 | 1.1098 | 1.1921 | 1.2749 | 1.3582 | 1.4422 | 1.5268 | 1.6116
Scenario 2: High TRC | PG&E | Com | HVAC | Com - Office (Small) | Electric Energy (GWh/year) | Fuel Substitution | -0.00091791 | -0.0019051 | -0.00083866 | 6.8493e-05 | -0.033841 | -0.033841 | -0.033841 | -0.033841 | -0.033841 | -0.033841 | -0.033841 | -0.033841 | -0.033841
Scenario 2: High TRC | PG&E | Com | HVAC | Com - Office (Small) | Gas Energy (MMTherm/year) | Energy Efficiency | 0.0040785 | 0.00831 | 0.012679 | 0.019625 | 0.10571 | 0.10988 | 0.11411 | 0.11839 | 0.12269 | 0.12702 | 0.13138 | 0.13577 | 0.1402
Scenario 2: High TRC | PG&E | Com | HVAC | Com - Office (Small) | Gas Energy (MMTherm/year) | Fuel Substitution | 0.00066549 | 0.0013806 | 0.0024747 | 0.003413 | 0.0094077 | 0.0094077 | 0.0094077 | 0.0094077 | 0.0094077 | 0.0094077 | 0.0094077 | 0.0094077 | 0.0094077
Scenario 2: High TRC | PG&E | Com | HVAC | Com - Other | Electric Demand (MW) | Energy Efficiency | 1.6566 | 2.8688 | 3.8447 | 4.842 | 5.8563 | 6.9039 | 7.0886 | 7.7817 | 8.7381 | 9.7091 | 10.6993 | 11.7059 | 12.7295
Scenario 2: High TRC | PG&E | Com | HVAC | Com - Other | Electric Energy (GWh/year) | Energy Efficiency | 2.3164 | 4.1045 | 5.6274 | 7.1825 | 8.7727 | 10.4368 | 11.0508 | 12.4142 | 13.9697 | 15.5468 | 17.1571 | 18.7963 | 20.4643
Scenario 2: High TRC | PG&E | Com | HVAC | Com - Other | Electric Energy (GWh/year) | Fuel Substitution | -1.1666 | -2.4288 | -3.7779 | -5.204 | -6.6961 | -6.6961 | -6.6961 | -6.6961 | -6.6961 | -6.6961 | -6.6961 | -6.6961 | -6.6961
Scenario 2: High TRC | PG&E | Com | HVAC | Com - Other | Gas Energy (MMTherm/year) | Energy Efficiency | 0.21351 | 0.36532 | 0.48508 | 0.60756 | 0.7316 | 0.8584 | 0.86789 | 0.95949 | 1.0744 | 1.1913 | 1.3104 | 1.4313 | 1.5542
Scenario 2: High TRC | PG&E | Com | HVAC | Com - Other | Gas Energy (MMTherm/year) | Fuel Substitution | 0.20206 | 0.4205 | 0.65388 | 0.90053 | 1.1586 | 1.1586 | 1.1586 | 1.1586 | 1.1586 | 1.1586 | 1.1586 | 1.1586 | 1.1586
Scenario 2: High TRC | PG&E | Com | HVAC | Com - Restaurant | Electric Demand (MW) | Energy Efficiency | 0.029442 | 0.059469 | 0.090319 | 0.12179 | 0.15373 | 0.186 | 0.21878 | 0.25187 | 0.28517 | 0.31875 | 0.35255 | 0.35572 | 0.69583
Scenario 2: High TRC | PG&E | Com | HVAC | Com - Restaurant | Electric Energy (GWh/year) | Energy Efficiency | 0.044777 | 0.090701 | 0.13818 | 0.18695 | 0.23679 | 0.28746 | 0.33901 | 0.39143 | 0.44444 | 0.49809 | 0.55226 | 0.56127 | 1.067
Scenario 2: High TRC | PG&E | Com | HVAC | Com - Restaurant | Electric Energy (GWh/year) | Fuel Substitution | -0.022989 | -0.073568 | -0.12752 | -0.18442 | -0.2438 | -0.2438 | -0.2438 | -0.2438 | -0.2438 | -0.2438 | -0.2438 | -0.2438 | -0.2438
Scenario 2: High TRC | PG&E | Com | HVAC | Com - Restaurant | Gas Energy (MMTherm/year) | Energy Efficiency | 0.09228 | 0.19298 | 0.30167 | 0.41756 | 0.53972 | 0.66722 | 0.79934 | 0.93525 | 1.0742 | 1.2158 | 1.3594 | 1.4708 | 1.8249
Scenario 2: High TRC | PG&E | Com | HVAC | Com - Restaurant | Gas Energy (MMTherm/year) | Fuel Substitution | 0.0056951 | 0.015822 | 0.026615 | 0.037996 | 0.049877 | 0.049877 | 0.049877 | 0.049877 | 0.049877 | 0.049877 | 0.049877 | 0.049877 | 0.049877
Scenario 2: High TRC | PG&E | Com | HVAC | Com - Retail | Electric Demand (MW) | Energy Efficiency | 0.38177 | 0.79364 | 1.2312 | 1.5235 | 3.1128 | 3.5858 | 4.0891 | 4.6113 | 5.0992 | 5.5892 | 6.093 | 6.6085 | 7.1351
Scenario 2: High TRC | PG&E | Com | HVAC | Com - Retail | Electric Demand (MW) | Fuel Substitution | 0 | 0 | 0 | 0 | 0 | 7.5845e-06 | 1.5507e-05 | 2.3627e-05 | 2.3627e-05 | 2.3627e-05 | 2.3627e-05 | 2.3627e-05 | 2.3627e-05
Scenario 2: High TRC | PG&E | Com | HVAC | Com - Retail | Electric Energy (GWh/year) | Energy Efficiency | 0.928 | 1.9269 | 2.8464 | 3.5506 | 6.6731 | 7.7422 | 8.8572 | 10.024 | 10.9432 | 11.8724 | 12.9087 | 13.9968 | 15.1293
Scenario 2: High TRC | PG&E | Com | HVAC | Com - Retail | Electric Energy (GWh/year) | Fuel Substitution | -0.14081 | -0.28391 | -0.43665 | -0.58284 | -0.72998 | -0.72993 | -0.72988 | -0.72982 | -0.72982 | -0.72982 | -0.72982 | -0.72982 | -0.72982
Scenario 2: High TRC | PG&E | Com | HVAC | Com - Retail | Gas Energy (MMTherm/year) | Energy Efficiency | 0.026284 | 0.054504 | 0.08464 | 0.10455 | 0.22242 | 0.24896 | 0.2776 | 0.30724 | 0.33763 | 0.36696 | 0.39703 | 0.42891 | 0.46233
Scenario 2: High TRC | PG&E | Com | HVAC | Com - Retail | Gas Energy (MMTherm/year) | Fuel Substitution | 0.02718 | 0.057521 | 0.089879 | 0.12084 | 0.1547 | 0.1547 | 0.1547 | 0.1547 | 0.1547 | 0.1547 | 0.1547 | 0.1547 | 0.1547
Scenario 2: High TRC | PG&E | Com | HVAC | Com - School | Electric Demand (MW) | Energy Efficiency | 0.04707 | 0.098896 | 0.15527 | 0.21408 | 0.27412 | 0.32965 | 0.38239 | 0.43683 | 0.48527 | 0.53273 | 0.58091 | 0.63544 | 0.69251
Scenario 2: High TRC | PG&E | Com | HVAC | Com - School | Electric Energy (GWh/year) | Energy Efficiency | 0.3266 | 0.68277 | 1.06 | 1.4498 | 1.8462 | 2.2298 | 2.5995 | 2.9782 | 3.3 | 3.6071 | 3.917 | 4.2879 | 4.6811
Scenario 2: High TRC | PG&E | Com | HVAC | Com - School | Electric Energy (GWh/year) | Fuel Substitution | -0.14932 | -0.30802 | -0.47463 | -0.64758 | -0.82568 | -0.82568 | -0.82568 | -0.82568 | -0.82568 | -0.82568 | -0.82568 | -0.82568 | -0.82568
Scenario 2: High TRC | PG&E | Com | HVAC | Com - School | Gas Energy (MMTherm/year) | Energy Efficiency | 0.030782 | 0.069152 | 0.11557 | 0.16486 | 0.21467 | 0.24914 | 0.28385 | 0.31871 | 0.35164 | 0.38393 | 0.41626 | 0.45101 | 0.48658
Scenario 2: High TRC | PG&E | Com | HVAC | Com - School | Gas Energy (MMTherm/year) | Fuel Substitution | 0.02242 | 0.04624 | 0.071244 | 0.097197 | 0.12479 | 0.12479 | 0.12479 | 0.12479 | 0.12479 | 0.12479 | 0.12479 | 0.12479 | 0.12479
Scenario 2: High TRC | PG&E | Com | HVAC | Com - Warehouse | Electric Demand (MW) | Energy Efficiency | 0.019206 | 0.04054 | 0.063432 | 0.087795 | 0.11351 | 0.14787 | 0.18541 | 0.22437 | 0.24398 | 0.25936 | 0.27508 | 0.29111 | 0.3155
Scenario 2: High TRC | PG&E | Com | HVAC | Com - Warehouse | Electric Energy (GWh/year) | Energy Efficiency | 0.073587 | 0.15635 | 0.24524 | 0.33991 | 0.43989 | 0.56379 | 0.69737 | 0.84059 | 0.9209 | 0.98301 | 1.0466 | 1.1114 | 1.2002
Scenario 2: High TRC | PG&E | Com | HVAC | Com - Warehouse | Electric Energy (GWh/year) | Fuel Substitution | -0.10401 | -0.21684 | -0.33777 | -0.46597 | -0.6005 | -0.6005 | -0.6005 | -0.6005 | -0.6005 | -0.6005 | -0.6005 | -0.6005 | -0.6005
Scenario 2: High TRC | PG&E | Com | HVAC | Com - Warehouse | Gas Energy (MMTherm/year) | Energy Efficiency | 0.0020478 | 0.0043758 | 0.0068842 | 0.0095621 | 0.012395 | 0.015913 | 0.01971 | 0.023835 | 0.026218 | 0.028043 | 0.029914 | 0.031828 | 0.03447
Scenario 2: High TRC | PG&E | Com | HVAC | Com - Warehouse | Gas Energy (MMTherm/year) | Fuel Substitution | 0.016134 | 0.033626 | 0.052368 | 0.072234 | 0.093079 | 0.093079 | 0.093079 | 0.093079 | 0.093079 | 0.093079 | 0.093079 | 0.093079 | 0.093079
Scenario 2: High TRC | PG&E | Com | Lighting | Com - Grocery | Electric Demand (MW) | Energy Efficiency | 0.0077191 | 0.015979 | 0.037708 | 0.061803 | 0.086456 | 0.11167 | 0.13733 | 0.16338 | 0.18975 | 0.20357 | 0.2159 | 0.22863 | 0.24175
Scenario 2: High TRC | PG&E | Com | Lighting | Com - Grocery | Electric Energy (GWh/year) | Energy Efficiency | 0.044109 | 0.091308 | 0.21556 | 0.35334 | 0.49432 | 0.63848 | 0.78524 | 0.93419 | 1.085 | 1.164 | 1.2344 | 1.3072 | 1.3821
Scenario 2: High TRC | PG&E | Com | Lighting | Com - Grocery | Gas Energy (MMTherm/year) | Energy Efficiency | -0.00060785 | -0.0012583 | -0.0029736 | -0.0048757 | -0.0068219 | -0.008812 | -0.010838 | -0.012894 | -0.014976 | -0.016064 | -0.017035 | -0.018038 | -0.019071
Scenario 2: High TRC | PG&E | Com | Lighting | Com - Health | Electric Demand (MW) | Energy Efficiency | 0.019804 | 0.040899 | 0.063447 | 0.11864 | 0.17938 | 0.24155 | 0.30491 | 0.36923 | 0.40218 | 0.43197 | 0.46251 | 0.49398 | 0.52636
Scenario 2: High TRC | PG&E | Com | Lighting | Com - Health | Electric Energy (GWh/year) | Energy Efficiency | 0.11776 | 0.24319 | 0.37727 | 0.70637 | 1.0685 | 1.4393 | 1.817 | 2.2005 | 2.3966 | 2.5737 | 2.7553 | 2.9424 | 3.135
Scenario 2: High TRC | PG&E | Com | Lighting | Com - Health | Gas Energy (MMTherm/year) | Energy Efficiency | -0.0014303 | -0.002954 | -0.0045826 | -0.0085746 | -0.012967 | -0.017464 | -0.022046 | -0.026698 | -0.029079 | -0.03123 | -0.033436 | -0.035709 | -0.038048
Scenario 2: High TRC | PG&E | Com | Lighting | Com - Refrig. Warehouse | Electric Demand (MW) | Energy Efficiency | 0.00029811 | 0.00060799 | 0.00092866 | 0.0012593 | 0.0015993 | 0.0019482 | 0.0023042 | 0.0026667 | 0.0030349 | 0.0034088 | 0.003788 | 0.0041724 | 0.0045619
Scenario 2: High TRC | PG&E | Com | Lighting | Com - Refrig. Warehouse | Electric Energy (GWh/year) | Energy Efficiency | 0.0027386 | 0.0055854 | 0.0085315 | 0.01157 | 0.014694 | 0.017899 | 0.021169 | 0.024501 | 0.027884 | 0.03132 | 0.034804 | 0.038337 | 0.041917
Scenario 2: High TRC | PG&E | Com | Lighting | Com - Restaurant | Electric Demand (MW) | Energy Efficiency | 0 | 0 | 0.0041572 | 0.0094192 | 0.014904 | 0.020585 | 0.026523 | 0.032718 | 0.03915 | 0.045807 | 0.052675 | 0.057984 | 0.077251
Scenario 2: High TRC | PG&E | Com | Lighting | Com - Restaurant | Electric Energy (GWh/year) | Energy Efficiency | 0 | 0 | 0.024932 | 0.056491 | 0.089383 | 0.12346 | 0.15907 | 0.19622 | 0.2348 | 0.27473 | 0.31591 | 0.34776 | 0.46331
Scenario 2: High TRC | PG&E | Com | Lighting | Com - Restaurant | Gas Energy (MMTherm/year) | Energy Efficiency | 0 | 0 | -0.00027019 | -0.00061219 | -0.00096865 | -0.0013379 | -0.0017238 | -0.0021264 | -0.0025445 | -0.0029772 | -0.0034235 | -0.0037687 | -0.0050209
Scenario 2: High TRC | PG&E | Com | Lighting | Com - Retail | Electric Demand (MW) | Energy Efficiency | 0.10724 | 0.21829 | 0.33287 | 0.42501 | 0.68542 | 0.80695 | 0.93145 | 1.0578 | 1.1858 | 1.3153 | 1.4463 | 1.5788 | 1.7128
Scenario 2: High TRC | PG&E | Com | Lighting | Com - Retail | Electric Energy (GWh/year) | Energy Efficiency | 0.63849 | 1.2996 | 1.9818 | 2.5304 | 4.0809 | 4.8045 | 5.5457 | 6.2981 | 7.0599 | 7.831 | 8.6111 | 9.4 | 10.1977
Scenario 2: High TRC | PG&E | Com | Lighting | Com - Retail | Gas Energy (MMTherm/year) | Energy Efficiency | -0.0039271 | -0.0079934 | -0.012189 | -0.015564 | -0.025102 | -0.029552 | -0.034112 | -0.03874 | -0.043426 | -0.048169 | -0.052968 | -0.057821 | -0.062729
Scenario 2: High TRC | PG&E | Com | WaterHeat | Com - College | Electric Demand (MW) | Energy Efficiency | 2.3295e-06 | -7.2032e-08 | -1.7429e-05 | 1.7243e-05 | 1.6672e-07 | 2.6527e-05 | 5.9667e-05 | 0.00010123 | 0.00015348 | 0.00021909 | 0.00030137 | 0.00040417 | 0.00053294
Scenario 2: High TRC | PG&E | Com | WaterHeat | Com - College | Electric Demand (MW) | Fuel Substitution | 0 | 0 | 0 | 0 | 0 | 0.19135 | 0.4346 | 0.73729 | 1.1049 | 1.574 | 2.1683 | 2.8899 | 3.7408
Scenario 2: High TRC | PG&E | Com | WaterHeat | Com - College | Electric Energy (GWh/year) | Energy Efficiency | 1.9175e-05 | -6.5995e-06 | -0.00017222 | 0.00014024 | -2.8392e-05 | 0.00018787 | 0.00045974 | 0.00080074 | 0.0012294 | 0.0017676 | 0.0024427 | 0.003286 | 0.0043424
Scenario 2: High TRC | PG&E | Com | WaterHeat | Com - College | Electric Energy (GWh/year) | Fuel Substitution | -0.67782 | -1.5144 | -2.5364 | -3.7748 | -5.2643 | -3.6203 | -1.5303 | 1.0704 | 4.2287 | 8.2598 | 13.3667 | 19.5668 | 26.8787
Scenario 2: High TRC | PG&E | Com | WaterHeat | Com - College | Gas Energy (MMTherm/year) | Energy Efficiency | 0.05049 | 0.12817 | 0.19784 | 0.30462 | 0.37891 | 0.41925 | 0.48121 | 0.54597 | 0.55598 | 0.60732 | 0.64009 | 0.6474 | 0.67764
Scenario 2: High TRC | PG&E | Com | WaterHeat | Com - College | Gas Energy (MMTherm/year) | Fuel Substitution | 0.07668 | 0.1713 | 0.28691 | 0.42706 | 0.59573 | 0.59573 | 0.59573 | 0.59573 | 0.59573 | 0.59573 | 0.59573 | 0.59573 | 0.59573
Scenario 2: High TRC | PG&E | Com | WaterHeat | Com - Grocery | Electric Demand (MW) | Energy Efficiency | 4.9862e-05 | 0.00010985 | 0.00018249 | 0.00027093 | 0.00037896 | 0.00049858 | 0.00064903 | 0.00083823 | 0.0010758 | 0.001374 | 0.0017485 | 0.0022186 | 0.0028088
Scenario 2: High TRC | PG&E | Com | WaterHeat | Com - Grocery | Electric Energy (GWh/year) | Energy Efficiency | 0.00026319 | 0.00057986 | 0.0009634 | 0.0014304 | 0.0020008 | 0.0026327 | 0.0034275 | 0.0044269 | 0.0056817 | 0.0072573 | 0.0092355 | 0.011719 | 0.014837
Scenario 2: High TRC | PG&E | Com | WaterHeat | Com - Grocery | Electric Energy (GWh/year) | Fuel Substitution | -0.02857 | -0.063369 | -0.10573 | -0.15723 | -0.21969 | -0.21969 | -0.21969 | -0.21969 | -0.21969 | -0.21969 | -0.21969 | -0.21969 | -0.21969
Scenario 2: High TRC | PG&E | Com | WaterHeat | Com - Grocery | Gas Energy (MMTherm/year) | Energy Efficiency | 0.031198 | 0.067579 | 0.10996 | 0.15839 | 0.19165 | 0.22504 | 0.25652 | 0.28978 | 0.29319 | 0.32474 | 0.35173 | 0.37133 | 0.41074
Scenario 2: High TRC | PG&E | Com | WaterHeat | Com - Grocery | Gas Energy (MMTherm/year) | Fuel Substitution | 0.0038335 | 0.0085029 | 0.014187 | 0.021097 | 0.029478 | 0.029478 | 0.029478 | 0.029478 | 0.029478 | 0.029478 | 0.029478 | 0.029478 | 0.029478
Scenario 2: High TRC | PG&E | Com | WaterHeat | Com - Health | Electric Demand (MW) | Energy Efficiency | 6.8862e-05 | 0.00013352 | 0.00019611 | 0.00025865 | 0.00032601 | 0.00051164 | 0.00074581 | 0.0010408 | 0.0014118 | 0.0018771 | 0.0024591 | 0.0031905 | 0.0041094
Scenario 2: High TRC | PG&E | Com | WaterHeat | Com - Health | Electric Demand (MW) | Fuel Substitution | 0 | 0 | 0 | 0 | 0 | 0.50001 | 1.1401 | 1.9418 | 2.9209 | 4.1702 | 5.7658 | 7.716 | 10.0288
Scenario 2: High TRC | PG&E | Com | WaterHeat | Com - Health | Electric Energy (GWh/year) | Energy Efficiency | 0.00051861 | 0.00099968 | 0.0014606 | 0.001919 | 0.0024151 | 0.0039675 | 0.0059258 | 0.0083932 | 0.011496 | 0.015387 | 0.020254 | 0.026371 | 0.034055
Scenario 2: High TRC | PG&E | Com | WaterHeat | Com - Health | Electric Energy (GWh/year) | Fuel Substitution | -1.7729 | -3.9754 | -6.683 | -9.9824 | -13.9712 | -9.6003 | -4.0048 | 3.0029 | 11.5615 | 22.4825 | 36.4312 | 53.4799 | 73.6984
Scenario 2: High TRC | PG&E | Com | WaterHeat | Com - Health | Gas Energy (MMTherm/year) | Energy Efficiency | 0.11802 | 0.25223 | 0.40585 | 0.57886 | 0.71217 | 0.78532 | 0.86002 | 0.93006 | 0.92836 | 0.9675 | 0.97749 | 0.95494 | 0.96848
Scenario 2: High TRC | PG&E | Com | WaterHeat | Com - Health | Gas Energy (MMTherm/year) | Fuel Substitution | 0.20636 | 0.46253 | 0.7774 | 1.1612 | 1.6256 | 1.6256 | 1.6256 | 1.6256 | 1.6256 | 1.6256 | 1.6256 | 1.6256 | 1.6256
Scenario 2: High TRC | PG&E | Com | WaterHeat | Com - Lodging | Electric Demand (MW) | Energy Efficiency | 0.00095406 | 0.0019308 | 0.0029126 | 0.0038805 | 0.0046974 | 0.0047576 | 0.0048292 | 0.0048904 | 0.0047692 | 0.0046635 | 0.0045805 | 0.0045339 | 0.0047089
Scenario 2: High TRC | PG&E | Com | WaterHeat | Com - Lodging | Electric Demand (MW) | Fuel Substitution | 0 | 0 | 0 | 0 | 0 | 0.48642 | 1.1061 | 1.8797 | 2.8222 | 4.0398 | 5.5946 | 7.4942 | 9.7462
Scenario 2: High TRC | PG&E | Com | WaterHeat | Com - Lodging | Electric Energy (GWh/year) | Energy Efficiency | 0.0075337 | 0.015182 | 0.022867 | 0.030494 | 0.036991 | 0.037478 | 0.038011 | 0.038524 | 0.037696 | 0.036988 | 0.03646 | 0.036196 | 0.037621
Scenario 2: High TRC | PG&E | Com | WaterHeat | Com - Lodging | Electric Energy (GWh/year) | Fuel Substitution | -1.8116 | -4.0503 | -6.7921 | -10.1246 | -14.1473 | -10.0059 | -4.7295 | 1.8563 | 9.881 | 20.2483 | 33.4863 | 49.6611 | 68.8356
Scenario 2: High TRC | PG&E | Com | WaterHeat | Com - Lodging | Gas Energy (MMTherm/year) | Energy Efficiency | 0.4339 | 0.8936 | 1.38 | 1.8835 | 2.3372 | 2.4153 | 2.4775 | 2.5221 | 2.4478 | 2.3939 | 2.2207 | 2.1341 | 2.098
Scenario 2: High TRC | PG&E | Com | WaterHeat | Com - Lodging | Gas Energy (MMTherm/year) | Fuel Substitution | 0.20707 | 0.46285 | 0.77615 | 1.1572 | 1.6176 | 1.6176 | 1.6176 | 1.6176 | 1.6176 | 1.6176 | 1.6176 | 1.6176 | 1.6176
Scenario 2: High TRC | PG&E | Com | WaterHeat | Com - Office (Large) | Electric Demand (MW) | Energy Efficiency | 4.9674e-05 | 0.00010103 | 0.00015472 | 0.00021145 | 0.00027253 | 0.00031668 | 0.00037261 | 0.00044324 | 0.00053222 | 0.00064447 | 0.0007859 | 0.00096405 | 0.0011884
Scenario 2: High TRC | PG&E | Com | WaterHeat | Com - Office (Large) | Electric Demand (MW) | Fuel Substitution | 0 | 0 | 0 | 0 | 0 | 0.057934 | 0.13096 | 0.22127 | 0.33038 | 0.47351 | 0.655 | 0.87529 | 1.1347
Scenario 2: High TRC | PG&E | Com | WaterHeat | Com - Office (Large) | Electric Energy (GWh/year) | Energy Efficiency | 0.00096535 | 0.0019584 | 0.0029901 | 0.004073 | 0.0052306 | 0.0060373 | 0.0070591 | 0.0083497 | 0.0099756 | 0.012027 | 0.014611 | 0.017866 | 0.021966
Scenario 2: High TRC | PG&E | Com | WaterHeat | Com - Office (Large) | Electric Energy (GWh/year) | Fuel Substitution | -0.38472 | -0.85821 | -1.4349 | -2.131 | -2.965 | -1.8566 | -0.45926 | 1.2685 | 3.3563 | 6.095 | 9.5677 | 13.783 | 18.7467
Scenario 2: High TRC | PG&E | Com | WaterHeat | Com - Office (Large) | Gas Energy (MMTherm/year) | Energy Efficiency | 0.31475 | 0.64752 | 0.98114 | 1.2943 | 1.3035 | 1.1881 | 1.0159 | 0.8131 | 0.60229 | 0.44662 | 0.34708 | 0.29839 | 0.29731
Scenario 2: High TRC | PG&E | Com | WaterHeat | Com - Office (Large) | Gas Energy (MMTherm/year) | Fuel Substitution | 0.042682 | 0.095209 | 0.15919 | 0.23645 | 0.32903 | 0.32903 | 0.32903 | 0.32903 | 0.32903 | 0.32903 | 0.32903 | 0.32903 | 0.32903
Scenario 2: High TRC | PG&E | Com | WaterHeat | Com - Office (Small) | Electric Demand (MW) | Energy Efficiency | -1.8458e-07 | -3.5127e-07 | -4.7795e-07 | -4.8064e-07 | -7.8841e-07 | 7.5229e-07 | 2.7313e-06 | 5.2545e-06 | 8.4545e-06 | 1.2501e-05 | 1.7608e-05 | 2.4043e-05 | 3.2146e-05
Scenario 2: High TRC | PG&E | Com | WaterHeat | Com - Office (Small) | Electric Demand (MW) | Fuel Substitution | 0 | 0 | 0 | 0 | 0 | 0.0023394 | 0.0053221 | 0.0090454 | 0.013579 | 0.019589 | 0.02722 | 0.036498 | 0.047448
Scenario 2: High TRC | PG&E | Com | WaterHeat | Com - Office (Small) | Electric Energy (GWh/year) | Energy Efficiency | -2.6172e-05 | -5.139e-05 | -7.3339e-05 | -7.992e-05 | -0.00014346 | 2.4777e-05 | 0.00024088 | 0.0005164 | 0.00086582 | 0.0013077 | 0.0018653 | 0.0025681 | 0.0034528
Scenario 2: High TRC | PG&E | Com | WaterHeat | Com - Office (Small) | Electric Energy (GWh/year) | Fuel Substitution | -0.10259 | -0.22913 | -0.38352 | -0.54006 | -0.73529 | -0.46785 | -0.12686 | 0.29882 | 0.81713 | 1.5042 | 2.3768 | 3.4376 | 4.6895
Scenario 2: High TRC | PG&E | Com | WaterHeat | Com - Office (Small) | Gas Energy (MMTherm/year) | Energy Efficiency | 0.067794 | 0.15234 | 0.1562 | 0.24293 | 0.28388 | 0.32151 | 0.45242 | 0.50798 | 0.4941 | 0.50861 | 0.49312 | 0.44781 | 0.43179
Scenario 2: High TRC | PG&E | Com | WaterHeat | Com - Office (Small) | Gas Energy (MMTherm/year) | Fuel Substitution | 0.011302 | 0.025242 | 0.042251 | 0.059498 | 0.081082 | 0.081082 | 0.081082 | 0.081082 | 0.081082 | 0.081082 | 0.081082 | 0.081082 | 0.081082
Scenario 2: High TRC | PG&E | Com | WaterHeat | Com - Other | Electric Demand (MW) | Energy Efficiency | -0.00014768 | -0.00030004 | -0.00044315 | -0.00055582 | -0.000608 | 0.00050201 | 0.0018958 | 0.0036435 | 0.0058304 | 0.0085685 | 0.011996 | 0.016285 | 0.021653
Scenario 2: High TRC | PG&E | Com | WaterHeat | Com - Other | Electric Demand (MW) | Fuel Substitution | 0 | 0 | 0 | 0 | 0 | 2.2786 | 5.1695 | 8.7616 | 13.1178 | 18.6528 | 25.6573 | 34.1522 | 44.1581
Scenario 2: High TRC | PG&E | Com | WaterHeat | Com - Other | Electric Energy (GWh/year) | Energy Efficiency | -0.00094628 | -0.0019206 | -0.0028324 | -0.0035438 | -0.0038596 | 0.0033462 | 0.012394 | 0.023739 | 0.037936 | 0.05571 | 0.077961 | 0.1058 | 0.14065
Scenario 2: High TRC | PG&E | Com | WaterHeat | Com - Other | Electric Energy (GWh/year) | Fuel Substitution | -6.8641 | -15.303 | -25.5801 | -37.9975 | -52.8954 | -37.3868 | -17.7108 | 6.7378 | 36.3881 | 74.0626 | 121.7404 | 179.5626 | 247.6708
Scenario 2: High TRC | PG&E | Com | WaterHeat | Com - Other | Gas Energy (MMTherm/year) | Energy Efficiency | 0.23402 | 0.51014 | 0.83524 | 1.1976 | 1.4884 | 1.7114 | 1.9407 | 2.1772 | 2.195 | 2.3785 | 2.4945 | 2.5201 | 2.6451
Scenario 2: High TRC | PG&E | Com | WaterHeat | Com - Other | Gas Energy (MMTherm/year) | Fuel Substitution | 0.76585 | 1.7071 | 2.8535 | 4.2392 | 5.9029 | 5.9029 | 5.9029 | 5.9029 | 5.9029 | 5.9029 | 5.9029 | 5.9029 | 5.9029
Scenario 2: High TRC | PG&E | Com | WaterHeat | Com - Refrig. Warehouse | Electric Demand (MW) | Energy Efficiency | 2.1878e-06 | 4.8926e-06 | 8.2683e-06 | 1.2516e-05 | 1.7896e-05 | 2.5779e-05 | 3.5747e-05 | 4.8343e-05 | 6.4234e-05 | 8.4277e-05 | 0.00010954 | 0.00014137 | 0.00018147
Scenario 2: High TRC | PG&E | Com | WaterHeat | Com - Refrig. Warehouse | Electric Demand (MW) | Fuel Substitution | 0 | 0 | 0 | 0 | 0 | 0.0033305 | 0.0075787 | 0.01289 | 0.019372 | 0.027736 | 0.038427 | 0.0515 | 0.067003
Scenario 2: High TRC | PG&E | Com | WaterHeat | Com - Refrig. Warehouse | Electric Energy (GWh/year) | Energy Efficiency | 2.5212e-05 | 5.6359e-05 | 9.5217e-05 | 0.0001441 | 0.00020603 | 0.00029722 | 0.00041251 | 0.00055822 | 0.00074203 | 0.00097388 | 0.0012661 | 0.0016343 | 0.0020982
Scenario 2: High TRC | PG&E | Com | WaterHeat | Com - Refrig. Warehouse | Electric Energy (GWh/year) | Fuel Substitution | -0.01702 | -0.038067 | -0.063869 | -0.095271 | -0.13323 | -0.093009 | -0.041708 | 0.02243 | 0.10071 | 0.20171 | 0.33082 | 0.4887 | 0.67593
Scenario 2: High TRC | PG&E | Com | WaterHeat | Com - Refrig. Warehouse | Gas Energy (MMTherm/year) | Energy Efficiency | 0.00045118 | 0.00092451 | 0.0014206 | 0.0098827 | 0.020282 | 0.039211 | 0.061909 | 0.080582 | 0.089992 | 0.1046 | 0.11753 | 0.12716 | 0.14307
Scenario 2: High TRC | PG&E | Com | WaterHeat | Com - Refrig. Warehouse | Gas Energy (MMTherm/year) | Fuel Substitution | 0.0020156 | 0.0045074 | 0.0075628 | 0.011284 | 0.015786 | 0.015786 | 0.015786 | 0.015786 | 0.015786 | 0.015786 | 0.015786 | 0.015786 | 0.015786
Scenario 2: High TRC | PG&E | Com | WaterHeat | Com - Restaurant | Electric Demand (MW) | Energy Efficiency | -0.00032446 | -0.00069455 | -0.0011111 | -0.001572 | -0.0020723 | -0.0018009 | -0.0014609 | -0.0010354 | -0.00050327 | 0.00016222 | 0.00099415 | 0.0018401 | 0.0043718
Scenario 2: High TRC | PG&E | Com | WaterHeat | Com - Restaurant | Electric Demand (MW) | Fuel Substitution | 0 | 0 | 0 | 0 | 0 | 1.6826 | 3.8088 | 6.4404 | 9.6204 | 13.6557 | 18.7431 | 24.2848 | 31.1847
Scenario 2: High TRC | PG&E | Com | WaterHeat | Com - Restaurant | Electric Energy (GWh/year) | Energy Efficiency | -0.001658 | -0.0035493 | -0.0056781 | -0.0080337 | -0.010591 | -0.0092002 | -0.007458 | -0.0052776 | -0.0025508 | 0.00085941 | 0.0051225 | 0.0094573 | 0.022431
Scenario 2: High TRC | PG&E | Com | WaterHeat | Com - Restaurant | Electric Energy (GWh/year) | Fuel Substitution | -3.0563 | -6.814 | -11.3822 | -16.8839 | -23.456 | -14.4194 | -3 | 11.1339 | 28.2141 | 49.8882 | 77.2135 | 106.9798 | 144.0415
Scenario 2: High TRC | PG&E | Com | WaterHeat | Com - Restaurant | Gas Energy (MMTherm/year) | Energy Efficiency | 0.041862 | 0.087135 | 0.13613 | 0.21486 | 0.30251 | 0.37352 | 0.43462 | 0.47266 | 0.4817 | 0.48461 | 0.42686 | 0.40524 | 0.40775
Scenario 2: High TRC | PG&E | Com | WaterHeat | Com - Restaurant | Gas Energy (MMTherm/year) | Fuel Substitution | 0.34894 | 0.77792 | 1.2995 | 1.9277 | 2.6784 | 2.6784 | 2.6784 | 2.6784 | 2.6784 | 2.6784 | 2.6784 | 2.6784 | 2.6784
Scenario 2: High TRC | PG&E | Com | WaterHeat | Com - Retail | Electric Demand (MW) | Energy Efficiency | 0.0031598 | 0.0064118 | 0.0068725 | 0.0066177 | 0.006204 | 0.0084586 | 0.0080577 | 0.0074768 | 0.0049834 | 0.0027635 | 0.00088088 | 0.0011645 | 0.0015203
Scenario 2: High TRC | PG&E | Com | WaterHeat | Com - Retail | Electric Demand (MW) | Fuel Substitution | 0 | 0 | 0 | 0 | 0 | 0.073483 | 0.16679 | 0.28283 | 0.42367 | 0.60515 | 0.83498 | 1.1138 | 1.4424
Scenario 2: High TRC | PG&E | Com | WaterHeat | Com - Retail | Electric Energy (GWh/year) | Energy Efficiency | 0.010023 | 0.020345 | 0.02183 | 0.021059 | 0.019837 | 0.027204 | 0.026214 | 0.024728 | 0.017271 | 0.010795 | 0.0055331 | 0.0073184 | 0.0095582
Scenario 2: High TRC | PG&E | Com | WaterHeat | Com - Retail | Electric Energy (GWh/year) | Fuel Substitution | -0.17491 | -0.39007 | -0.65166 | -0.94031 | -1.2894 | -0.80374 | -0.18706 | 0.57989 | 1.5107 | 2.7103 | 4.2293 | 6.0724 | 8.244
Scenario 2: High TRC | PG&E | Com | WaterHeat | Com - Retail | Gas Energy (MMTherm/year) | Energy Efficiency | 0.12335 | 0.27847 | 0.42936 | 0.64069 | 0.77635 | 0.92373 | 1.1191 | 1.2916 | 1.2933 | 1.4074 | 1.465 | 1.4538 | 1.5174
Scenario 2: High TRC | PG&E | Com | WaterHeat | Com - Retail | Gas Energy (MMTherm/year) | Fuel Substitution | 0.018663 | 0.041618 | 0.069529 | 0.10033 | 0.13758 | 0.13758 | 0.13758 | 0.13758 | 0.13758 | 0.13758 | 0.13758 | 0.13758 | 0.13758
Scenario 2: High TRC | PG&E | Com | WaterHeat | Com - School | Electric Demand (MW) | Energy Efficiency | 1.7634e-06 | 2.6903e-06 | 3.1595e-06 | 1.75e-06 | 1.0898e-06 | 8.0434e-07 | 0.00010627 | 0.00019588 | 0.00019539 | 8.9155e-05 | -1.2434e-06 | -1.5952e-06 | -2.038e-06
Scenario 2: High TRC | PG&E | Com | WaterHeat | Com - School | Electric Demand (MW) | Fuel Substitution | 0 | 0 | 0 | 0 | 0 | -0.00037763 | -0.00085326 | -0.0014403 | -0.0021482 | -0.0030719 | -0.0042378 | -0.0056487 | -0.0073068
Scenario 2: High TRC | PG&E | Com | WaterHeat | Com - School | Electric Energy (GWh/year) | Energy Efficiency | -0.00016148 | -0.0004071 | -0.00073594 | -0.0011469 | -0.0016178 | -0.00090133 | 0.00033793 | 0.0017631 | 0.0031994 | 0.0046742 | 0.0066696 | 0.0095447 | 0.013165
Scenario 2: High TRC | PG&E | Com | WaterHeat | Com - School | Electric Energy (GWh/year) | Fuel Substitution | -1.1495 | -2.5634 | -4.2843 | -6.3603 | -8.8451 | -5.6228 | -1.5639 | 3.4463 | 9.4879 | 17.3705 | 27.322 | 39.3643 | 53.5165
Scenario 2: High TRC | PG&E | Com | WaterHeat | Com - School | Gas Energy (MMTherm/year) | Energy Efficiency | 0.17112 | 0.36258 | 0.56926 | 0.78223 | 0.85643 | 0.85345 | 0.80622 | 0.72274 | 0.59293 | 0.4768 | 0.36771 | 0.28715 | 0.25886
Scenario 2: High TRC | PG&E | Com | WaterHeat | Com - School | Gas Energy (MMTherm/year) | Fuel Substitution | 0.13028 | 0.29053 | 0.48559 | 0.72095 | 1.0027 | 1.0027 | 1.0027 | 1.0027 | 1.0027 | 1.0027 | 1.0027 | 1.0027 | 1.0027
Scenario 2: High TRC | PG&E | Com | WaterHeat | Com - Warehouse | Electric Demand (MW) | Energy Efficiency | 0.0020827 | 0.0043621 | 0.0068428 | 0.0074354 | 0.0080003 | 0.0084927 | 0.0088686 | 0.0090864 | 0.0061288 | 0.0030991 | 6.3468e-05 | 7.9924e-05 | 0.00010062
Scenario 2: High TRC | PG&E | Com | WaterHeat | Com - Warehouse | Electric Demand (MW) | Fuel Substitution | 0 | 0 | 0 | 0 | 0 | 0.0013319 | 0.0030339 | 0.005164 | 0.0077649 | 0.011149 | 0.015459 | 0.020715 | 0.026936
Scenario 2: High TRC | PG&E | Com | WaterHeat | Com - Warehouse | Electric Energy (GWh/year) | Energy Efficiency | 0.006662 | 0.013955 | 0.021895 | 0.023862 | 0.025755 | 0.027414 | 0.028728 | 0.029574 | 0.020394 | 0.011036 | 0.0017232 | 0.0021663 | 0.0027237
Scenario 2: High TRC | PG&E | Com | WaterHeat | Com - Warehouse | Electric Energy (GWh/year) | Fuel Substitution | -0.017954 | -0.040362 | -0.068016 | -0.10183 | -0.14286 | -0.10527 | -0.057228 | 0.0028979 | 0.076314 | 0.17183 | 0.2935 | 0.44187 | 0.61748
Scenario 2: High TRC | PG&E | Com | WaterHeat | Com - Warehouse | Gas Energy (MMTherm/year) | Energy Efficiency | 0.089848 | 0.20161 | 0.33945 | 0.50261 | 0.61632 | 0.74247 | 0.87966 | 1.021 | 1.0309 | 1.1426 | 1.2192 | 1.2501 | 1.3453
Scenario 2: High TRC | PG&E | Com | WaterHeat | Com - Warehouse | Gas Energy (MMTherm/year) | Fuel Substitution | 0.0020494 | 0.0046045 | 0.0077564 | 0.011611 | 0.01629 | 0.01629 | 0.01629 | 0.01629 | 0.01629 | 0.01629 | 0.01629 | 0.01629 | 0.01629
Scenario 2: High TRC | PG&E | Com | WholeBlg | Com - College | Electric Demand (MW) | Energy Efficiency | 0.036766 | 0.074234 | 0.11233 | 0.15115 | 0.19079 | 0.23091 | 0.2722 | 0.31477 | 0.35401 | 0.3652 | 0.37514 | 0.38503 | 0.3957
Scenario 2: High TRC | PG&E | Com | WholeBlg | Com - College | Electric Energy (GWh/year) | Energy Efficiency | 0.33505 | 0.6765 | 1.0237 | 1.3774 | 1.7387 | 2.1045 | 2.4811 | 2.8693 | 3.2272 | 3.3291 | 3.4332 | 3.5373 | 3.649
Scenario 2: High TRC | PG&E | Com | WholeBlg | Com - College | Gas Energy (MMTherm/year) | Energy Efficiency | 0.0093115 | 0.018544 | 0.027665 | 0.035772 | 0.040686 | 0.040184 | 0.039637 | 0.039059 | 0.038468 | 0.037899 | 0.037593 | 0.037321 | 0.037222
Scenario 2: High TRC | PG&E | Com | WholeBlg | Com - Grocery | Electric Demand (MW) | Energy Efficiency | 0.32403 | 0.65673 | 0.99781 | 1.3485 | 1.7099 | 2.079 | 2.4605 | 2.8667 | 3.2476 | 3.3844 | 3.5074 | 3.632 | 3.7533
Scenario 2: High TRC | PG&E | Com | WholeBlg | Com - Grocery | Electric Energy (GWh/year) | Energy Efficiency | 2.9529 | 5.9848 | 9.0931 | 12.2887 | 15.5827 | 18.9485 | 22.427 | 26.1311 | 29.6049 | 30.8509 | 31.9722 | 33.1077 | 34.2132
Scenario 2: High TRC | PG&E | Com | WholeBlg | Com - Grocery | Gas Energy (MMTherm/year) | Energy Efficiency | 0.0078308 | 0.0157 | 0.023586 | 0.030737 | 0.035312 | 0.035397 | 0.035455 | 0.035495 | 0.035535 | 0.03559 | 0.035694 | 0.035834 | 0.036
Scenario 2: High TRC | PG&E | Com | WholeBlg | Com - Health | Electric Demand (MW) | Energy Efficiency | 0.35798 | 0.72695 | 1.1064 | 1.4976 | 1.902 | 2.3159 | 2.7452 | 3.1945 | 3.617 | 3.772 | 3.9113 | 4.0519 | 4.1905
Scenario 2: High TRC | PG&E | Com | WholeBlg | Com - Health | Electric Energy (GWh/year) | Energy Efficiency | 3.2623 | 6.6248 | 10.0827 | 13.6478 | 17.3327 | 21.1077 | 25.0219 | 29.1192 | 32.9716 | 34.3835 | 35.6538 | 36.9355 | 38.1991
Scenario 2: High TRC | PG&E | Com | WholeBlg | Com - Health | Gas Energy (MMTherm/year) | Energy Efficiency | 0.029918 | 0.060335 | 0.091176 | 0.11957 | 0.13846 | 0.14038 | 0.14215 | 0.14382 | 0.14546 | 0.14711 | 0.14895 | 0.15094 | 0.15276
Scenario 2: High TRC | PG&E | Com | WholeBlg | Com - Lodging | Electric Demand (MW) | Energy Efficiency | 0.046737 | 0.094785 | 0.14408 | 0.19476 | 0.24703 | 0.30046 | 0.35581 | 0.41285 | 0.46635 | 0.48474 | 0.50118 | 0.5179 | 0.53434
Scenario 2: High TRC | PG&E | Com | WholeBlg | Com - Lodging | Electric Energy (GWh/year) | Energy Efficiency | 0.42591 | 0.86378 | 1.313 | 1.7749 | 2.2512 | 2.7384 | 3.2432 | 3.7634 | 4.2512 | 4.4187 | 4.5685 | 4.7209 | 4.8708
Scenario 2: High TRC | PG&E | Com | WholeBlg | Com - Lodging | Gas Energy (MMTherm/year) | Energy Efficiency | 0.010613 | 0.021238 | 0.03185 | 0.041431 | 0.047496 | 0.047471 | 0.047418 | 0.047357 | 0.047311 | 0.047311 | 0.047397 | 0.047557 | 0.047776
Scenario 2: High TRC | PG&E | Com | WholeBlg | Com - Office (Large) | Electric Demand (MW) | Energy Efficiency | 0.50711 | 1.0273 | 1.5596 | 2.1053 | 2.6664 | 3.2383 | 3.8296 | 4.4255 | 4.9804 | 5.1515 | 5.3002 | 5.451 | 5.6042
Scenario 2: High TRC | PG&E | Com | WholeBlg | Com - Office (Large) | Electric Energy (GWh/year) | Energy Efficiency | 4.6213 | 9.3619 | 14.2126 | 19.1861 | 24.2994 | 29.5141 | 34.9068 | 40.3407 | 45.4006 | 46.9592 | 48.3143 | 49.6889 | 51.0856
Scenario 2: High TRC | PG&E | Com | WholeBlg | Com - Office (Large) | Gas Energy (MMTherm/year) | Energy Efficiency | 0.032095 | 0.064444 | 0.096955 | 0.12654 | 0.14565 | 0.14642 | 0.14711 | 0.14774 | 0.14839 | 0.14937 | 0.15055 | 0.15187 | 0.15313
Scenario 2: High TRC | PG&E | Com | WholeBlg | Com - Office (Small) | Electric Demand (MW) | Energy Efficiency | 0.091498 | 0.18545 | 0.28177 | 0.38073 | 0.48271 | 0.58681 | 0.69454 | 0.80915 | 0.9166 | 0.95511 | 0.98966 | 1.0246 | 1.0595
Scenario 2: High TRC | PG&E | Com | WholeBlg | Com - Office (Small) | Electric Energy (GWh/year) | Energy Efficiency | 0.83383 | 1.69 | 2.5678 | 3.4697 | 4.399 | 5.3483 | 6.3307 | 7.3759 | 8.3555 | 8.7064 | 9.0213 | 9.34 | 9.6583
Scenario 2: High TRC | PG&E | Com | WholeBlg | Com - Office (Small) | Gas Energy (MMTherm/year) | Energy Efficiency | 0.0047828 | 0.0096218 | 0.014505 | 0.018975 | 0.021904 | 0.022112 | 0.022303 | 0.022485 | 0.022669 | 0.022854 | 0.023075 | 0.023324 | 0.023557
Scenario 2: High TRC | PG&E | Com | WholeBlg | Com - Other | Electric Demand (MW) | Energy Efficiency | 0.36054 | 0.75036 | 1.1677 | 1.6102 | 2.083 | 2.5899 | 3.132 | 3.6886 | 4.2298 | 4.512 | 4.7736 | 5.0317 | 5.2795
Scenario 2: High TRC | PG&E | Com | WholeBlg | Com - Other | Electric Energy (GWh/year) | Energy Efficiency | 3.2857 | 6.8381 | 10.6414 | 14.6738 | 18.9828 | 23.6049 | 28.5472 | 33.6228 | 38.5572 | 41.1284 | 43.5137 | 45.8665 | 48.1258
Scenario 2: High TRC | PG&E | Com | WholeBlg | Com - Other | Gas Energy (MMTherm/year) | Energy Efficiency | 0.055623 | 0.11181 | 0.16843 | 0.22014 | 0.25384 | 0.25577 | 0.25743 | 0.25892 | 0.26037 | 0.2619 | 0.26382 | 0.26605 | 0.26828
Scenario 2: High TRC | PG&E | Com | WholeBlg | Com - Refrig. Warehouse | Electric Demand (MW) | Energy Efficiency | 0.048373 | 0.098677 | 0.15093 | 0.2053 | 0.26203 | 0.32055 | 0.38155 | 0.44867 | 0.51288 | 0.54137 | 0.56815 | 0.59542 | 0.62119
Scenario 2: High TRC | PG&E | Com | WholeBlg | Com - Refrig. Warehouse | Electric Energy (GWh/year) | Energy Efficiency | 0.44083 | 0.89925 | 1.3754 | 1.871 | 2.3879 | 2.9215 | 3.4778 | 4.0899 | 4.6753 | 4.9349 | 5.1789 | 5.4275 | 5.6625
Scenario 2: High TRC | PG&E | Com | WholeBlg | Com - Refrig. Warehouse | Gas Energy (MMTherm/year) | Energy Efficiency | 0.00031279 | 0.00063288 | 0.00095958 | 0.001263 | 0.0014691 | 0.0014989 | 0.0015273 | 0.0015547 | 0.001582 | 0.0016092 | 0.001639 | 0.0016708 | 0.0016988
Scenario 2: High TRC | PG&E | Com | WholeBlg | Com - Restaurant | Electric Demand (MW) | Energy Efficiency | 0.12233 | 0.24761 | 0.37569 | 0.50693 | 0.64181 | 0.77912 | 0.92062 | 1.0675 | 1.2044 | 1.2496 | 1.2893 | 1.3282 | 1.3788
Scenario 2: High TRC | PG&E | Com | WholeBlg | Com - Restaurant | Electric Energy (GWh/year) | Energy Efficiency | 1.1218 | 2.2709 | 3.4464 | 4.6513 | 5.8902 | 7.1527 | 8.4542 | 9.8057 | 11.0663 | 11.4912 | 11.8673 | 12.2222 | 12.8531
Scenario 2: High TRC | PG&E | Com | WholeBlg | Com - Restaurant | Gas Energy (MMTherm/year) | Energy Efficiency | 0.018277 | 0.036817 | 0.055574 | 0.072787 | 0.084128 | 0.085004 | 0.085756 | 0.086419 | 0.08704 | 0.087624 | 0.088324 | 0.089273 | 0.088316
Scenario 2: High TRC | PG&E | Com | WholeBlg | Com - Retail | Electric Demand (MW) | Energy Efficiency | 0.18485 | 0.37288 | 0.56375 | 0.75842 | 0.9522 | 1.1525 | 1.3582 | 1.5725 | 1.77 | 1.8253 | 1.8717 | 1.9181 | 1.9673
Scenario 2: High TRC | PG&E | Com | WholeBlg | Com - Retail | Electric Energy (GWh/year) | Energy Efficiency | 1.7445 | 3.5246 | 5.3382 | 7.1123 | 9.6955 | 11.6145 | 13.5912 | 15.6552 | 17.5732 | 18.203 | 18.76 | 19.3264 | 19.9271
Scenario 2: High TRC | PG&E | Com | WholeBlg | Com - Retail | Gas Energy (MMTherm/year) | Energy Efficiency | 0.007687 | 0.015435 | 0.02323 | 0.02981 | 0.039587 | 0.040214 | 0.040877 | 0.041587 | 0.042354 | 0.043213 | 0.044181 | 0.045248 | 0.046407
Scenario 2: High TRC | PG&E | Com | WholeBlg | Com - School | Electric Demand (MW) | Energy Efficiency | 0.057799 | 0.11701 | 0.17757 | 0.23963 | 0.3034 | 0.36842 | 0.43574 | 0.50689 | 0.57344 | 0.59639 | 0.61689 | 0.63771 | 0.65913
Scenario 2: High TRC | PG&E | Com | WholeBlg | Com - School | Electric Energy (GWh/year) | Energy Efficiency | 0.52673 | 1.0663 | 1.6182 | 2.1837 | 2.7649 | 3.3579 | 3.9718 | 4.6206 | 5.2274 | 5.4365 | 5.6233 | 5.8131 | 6.0084
Scenario 2: High TRC | PG&E | Com | WholeBlg | Com - School | Gas Energy (MMTherm/year) | Energy Efficiency | 0.02248 | 0.044845 | 0.067024 | 0.086843 | 0.099032 | 0.098209 | 0.097293 | 0.096313 | 0.095313 | 0.094386 | 0.093561 | 0.092812 | 0.09236
Scenario 2: High TRC | PG&E | Com | WholeBlg | Com - Warehouse | Electric Demand (MW) | Energy Efficiency | 0.2105 | 0.4285 | 0.65395 | 0.88757 | 1.1303 | 1.3803 | 1.6406 | 1.9303 | 2.2067 | 2.3274 | 2.4408 | 2.5565 | 2.6684
Scenario 2: High TRC | PG&E | Com | WholeBlg | Com - Warehouse | Electric Energy (GWh/year) | Energy Efficiency | 1.9183 | 3.905 | 5.9595 | 8.0885 | 10.3008 | 12.5803 | 14.9541 | 17.5956 | 20.1157 | 21.2157 | 22.249 | 23.3034 | 24.3241
Scenario 2: High TRC | PG&E | Com | WholeBlg | Com - Warehouse | Gas Energy (MMTherm/year) | Energy Efficiency | 0.0049734 | 0.009999 | 0.015063 | 0.019688 | 0.022703 | 0.022885 | 0.023053 | 0.023212 | 0.023374 | 0.023557 | 0.023773 | 0.024013 | 0.024234
Scenario 2: High TRC | PG&E | Ind | WholeBlg | Ind - All Other Industrial | Electric Demand (MW) | Energy Efficiency | 0.064882 | 0.13016 | 0.19553 | 0.26104 | 0.32652 | 0.3355 | 0.34418 | 0.35295 | 0.3616 | 0.37038 | 0.37903 | 0.38594 | 0.38629
Scenario 2: High TRC | PG&E | Ind | WholeBlg | Ind - All Other Industrial | Electric Energy (GWh/year) | Energy Efficiency | 0.47135 | 0.9456 | 1.4205 | 1.8963 | 2.372 | 2.4468 | 2.5195 | 2.5928 | 2.6652 | 2.7386 | 2.8111 | 2.8689 | 2.8714
Scenario 2: High TRC | PG&E | Ind | WholeBlg | Ind - All Other Industrial | Gas Energy (MMTherm/year) | Energy Efficiency | 0.011597 | 0.023242 | 0.034924 | 0.046639 | 0.05838 | 0.063332 | 0.06827 | 0.073205 | 0.078143 | 0.083093 | 0.088065 | 0.092034 | 0.092266
Scenario 2: High TRC | PG&E | Ind | WholeBlg | Ind - Chemicals | Electric Demand (MW) | Energy Efficiency | 0.27072 | 0.54547 | 0.82276 | 1.1026 | 1.3842 | 1.4316 | 1.477 | 1.522 | 1.5658 | 1.6098 | 1.6529 | 1.6884 | 1.6963
Scenario 2: High TRC | PG&E | Ind | WholeBlg | Ind - Chemicals | Electric Energy (GWh/year) | Energy Efficiency | 1.9667 | 3.9627 | 5.977 | 8.0099 | 10.0552 | 10.4396 | 10.8099 | 11.1774 | 11.5372 | 11.8978 | 12.2522 | 12.5437 | 12.6031
Scenario 2: High TRC | PG&E | Ind | WholeBlg | Ind - Chemicals | Gas Energy (MMTherm/year) | Energy Efficiency | 0.38695 | 0.77653 | 1.1684 | 1.5623 | 1.9579 | 2.1278 | 2.2972 | 2.4659 | 2.6344 | 2.8026 | 2.9708 | 3.1047 | 3.1129
Scenario 2: High TRC | PG&E | Ind | WholeBlg | Ind - Electronics | Electric Demand (MW) | Energy Efficiency | 0.52545 | 1.0562 | 1.5898 | 2.1266 | 2.6652 | 2.7484 | 2.8292 | 2.9109 | 2.9918 | 3.0739 | 3.155 | 3.2217 | 3.2349
Scenario 2: High TRC | PG&E | Ind | WholeBlg | Ind - Electronics | Electric Energy (GWh/year) | Energy Efficiency | 3.8173 | 7.6731 | 11.5496 | 15.4491 | 19.3617 | 20.0428 | 20.7082 | 21.3804 | 22.0469 | 22.7224 | 23.3904 | 23.9384 | 24.0369
Scenario 2: High TRC | PG&E | Ind | WholeBlg | Ind - Electronics | Gas Energy (MMTherm/year) | Energy Efficiency | 0.049928 | 0.10005 | 0.15035 | 0.20081 | 0.25142 | 0.27286 | 0.2943 | 0.31575 | 0.33722 | 0.35872 | 0.38025 | 0.39738 | 0.39832
Scenario 2: High TRC | PG&E | Ind | WholeBlg | Ind - Fabricated Metals | Electric Demand (MW) | Energy Efficiency | 0.1034 | 0.20835 | 0.31432 | 0.42103 | 0.52804 | 0.54519 | 0.56112 | 0.57646 | 0.59117 | 0.60578 | 0.62 | 0.63129 | 0.63192
Scenario 2: High TRC | PG&E | Ind | WholeBlg | Ind - Fabricated Metals | Electric Energy (GWh/year) | Energy Efficiency | 0.75118 | 1.5136 | 2.2834 | 3.0586 | 3.8359 | 3.9758 | 4.1069 | 4.2339 | 4.3564 | 4.4783 | 4.5973 | 4.6919 | 4.6969
Scenario 2: High TRC | PG&E | Ind | WholeBlg | Ind - Fabricated Metals | Gas Energy (MMTherm/year) | Energy Efficiency | 0.027211 | 0.054786 | 0.082698 | 0.11082 | 0.13911 | 0.1515 | 0.16373 | 0.17579 | 0.18777 | 0.19969 | 0.21159 | 0.22107 | 0.22166
Scenario 2: High TRC | PG&E | Ind | WholeBlg | Ind - Food | Electric Demand (MW) | Energy Efficiency | 0.63332 | 1.2706 | 1.9086 | 2.5479 | 3.1865 | 3.2735 | 3.3571 | 3.4412 | 3.5238 | 3.6074 | 3.6892 | 3.7534 | 3.7529
Scenario 2: High TRC | PG&E | Ind | WholeBlg | Ind - Food | Electric Energy (GWh/year) | Energy Efficiency | 4.6009 | 9.2302 | 13.8654 | 18.5092 | 23.1487 | 23.8735 | 24.5748 | 25.2795 | 25.9733 | 26.674 | 27.3624 | 27.9024 | 27.8989
Scenario 2: High TRC | PG&E | Ind | WholeBlg | Ind - Food | Gas Energy (MMTherm/year) | Energy Efficiency | 0.73435 | 1.4711 | 2.2095 | 2.949 | 3.689 | 3.9982 | 4.306 | 4.6126 | 4.9184 | 5.2237 | 5.5287 | 5.7679 | 5.7684
Scenario 2: High TRC | PG&E | Ind | WholeBlg | Ind - Industrial Machinery | Electric Demand (MW) | Energy Efficiency | 0.093429 | 0.1883 | 0.28417 | 0.38074 | 0.47754 | 0.49313 | 0.50767 | 0.52168 | 0.5352 | 0.54881 | 0.56218 | 0.57296 | 0.57413
Scenario 2: High TRC | PG&E | Ind | WholeBlg | Ind - Industrial Machinery | Electric Energy (GWh/year) | Energy Efficiency | 0.67874 | 1.3679 | 2.0644 | 2.7659 | 3.4691 | 3.5961 | 3.7156 | 3.8315 | 3.944 | 4.057 | 4.1684 | 4.258 | 4.267
Scenario 2: High TRC | PG&E | Ind | WholeBlg | Ind - Industrial Machinery | Gas Energy (MMTherm/year) | Energy Efficiency | 0.01383 | 0.02792 | 0.042269 | 0.056779 | 0.071395 | 0.077961 | 0.084436 | 0.090818 | 0.097166 | 0.10352 | 0.10989 | 0.11505 | 0.11571
Scenario 2: High TRC | PG&E | Ind | WholeBlg | Ind - Lumber & Furniture | Electric Demand (MW) | Energy Efficiency | 0.079637 | 0.15963 | 0.23963 | 0.31972 | 0.3997 | 0.41027 | 0.42048 | 0.43079 | 0.44092 | 0.45116 | 0.46117 | 0.46896 | 0.46863
Scenario 2: High TRC | PG&E | Ind | WholeBlg | Ind - Lumber & Furniture | Electric Energy (GWh/year) | Energy Efficiency | 0.57854 | 1.1597 | 1.7409 | 2.3226 | 2.9037 | 2.9921 | 3.0781 | 3.1648 | 3.2501 | 3.3362 | 3.4206 | 3.4865 | 3.4841
Scenario 2: High TRC | PG&E | Ind | WholeBlg | Ind - Lumber & Furniture | Gas Energy (MMTherm/year) | Energy Efficiency | 0.0076642 | 0.015363 | 0.023088 | 0.030837 | 0.038606 | 0.041881 | 0.045128 | 0.048353 | 0.051563 | 0.05476 | 0.057959 | 0.060484 | 0.060525
Scenario 2: High TRC | PG&E | Ind | WholeBlg | Ind - Paper | Electric Demand (MW) | Energy Efficiency | 0.034954 | 0.070042 | 0.10514 | 0.14034 | 0.17554 | 0.18029 | 0.18497 | 0.18979 | 0.19463 | 0.19968 | 0.20487 | 0.20932 | 0.21041
Scenario 2: High TRC | PG&E | Ind | WholeBlg | Ind - Paper | Electric Energy (GWh/year) | Energy Efficiency | 0.25393 | 0.50883 | 0.76382 | 1.0195 | 1.2752 | 1.3149 | 1.3541 | 1.3942 | 1.4345 | 1.4764 | 1.5192 | 1.5556 | 1.5636
Scenario 2: High TRC | PG&E | Ind | WholeBlg | Ind - Paper | Gas Energy (MMTherm/year) | Energy Efficiency | 0.025705 | 0.051574 | 0.077623 | 0.10386 | 0.13027 | 0.14171 | 0.15318 | 0.16468 | 0.17624 | 0.18789 | 0.19969 | 0.20935 | 0.21081
Scenario 2: High TRC | PG&E | Ind | WholeBlg | Ind - Petroleum | Electric Demand (MW) | Energy Efficiency | 0.50195 | 1.0059 | 1.5097 | 2.0138 | 2.5171 | 2.5827 | 2.6463 | 2.7108 | 2.7742 | 2.8383 | 2.901 | 2.9497 | 2.947
Scenario 2: High TRC | PG&E | Ind | WholeBlg | Ind - Petroleum | Electric Energy (GWh/year) | Energy Efficiency | 3.6465 | 7.3075 | 10.9672 | 14.6294 | 18.2852 | 18.8358 | 19.3723 | 19.9144 | 20.4491 | 20.9891 | 21.5186 | 21.9299 | 21.9102
Scenario 2: High TRC | PG&E | Ind | WholeBlg | Ind - Petroleum | Gas Energy (MMTherm/year) | Energy Efficiency | 1.1016 | 2.2064 | 3.314 | 4.4243 | 5.5363 | 6.0022 | 6.4658 | 6.9268 | 7.3858 | 7.8432 | 8.2994 | 8.6563 | 8.6545
Scenario 2: High TRC | PG&E | Ind | WholeBlg | Ind - Plastics | Electric Demand (MW) | Energy Efficiency | 0.097656 | 0.19607 | 0.29479 | 0.39388 | 0.49309 | 0.50742 | 0.52125 | 0.53511 | 0.54868 | 0.56234 | 0.57565 | 0.58622 | 0.5868
Scenario 2: High TRC | PG&E | Ind | WholeBlg | Ind - Plastics | Electric Energy (GWh/year) | Energy Efficiency | 0.70944 | 1.4244 | 2.1415 | 2.8614 | 3.5821 | 3.7005 | 3.8154 | 3.9307 | 4.0438 | 4.1576 | 4.2689 | 4.3572 | 4.3616
Scenario 2: High TRC | PG&E | Ind | WholeBlg | Ind - Plastics | Gas Energy (MMTherm/year) | Energy Efficiency | 0.010097 | 0.020785 | 0.032034 | 0.043807 | 0.056092 | 0.062907 | 0.069753 | 0.076576 | 0.083419 | 0.090297 | 0.097244 | 0.10339 | 0.10634
Scenario 2: High TRC | PG&E | Ind | WholeBlg | Ind - Primary Metals | Electric Demand (MW) | Energy Efficiency | 0.055326 | 0.11173 | 0.16896 | 0.22696 | 0.2855 | 0.29637 | 0.30684 | 0.31724 | 0.32745 | 0.33778 | 0.34799 | 0.35669 | 0.35971
Scenario 2: High TRC | PG&E | Ind | WholeBlg | Ind - Primary Metals | Electric Energy (GWh/year) | Energy Efficiency | 0.40193 | 0.81168 | 1.2274 | 1.6488 | 2.074 | 2.1611 | 2.2455 | 2.3294 | 2.4122 | 2.4957 | 2.5786 | 2.6488 | 2.6714
Scenario 2: High TRC | PG&E | Ind | WholeBlg | Ind - Primary Metals | Gas Energy (MMTherm/year) | Energy Efficiency | 0.038596 | 0.077383 | 0.11636 | 0.15548 | 0.19473 | 0.21141 | 0.22807 | 0.2447 | 0.26132 | 0.27795 | 0.29458 | 0.30779 | 0.30846
Scenario 2: High TRC | PG&E | Ind | WholeBlg | Ind - Printing & Publishing | Electric Demand (MW) | Energy Efficiency | 0.056602 | 0.11344 | 0.17026 | 0.22713 | 0.2839 | 0.2913 | 0.29845 | 0.30568 | 0.31278 | 0.31997 | 0.32702 | 0.3325 | 0.33221
Scenario 2: High TRC | PG&E | Ind | WholeBlg | Ind - Printing & Publishing | Electric Energy (GWh/year) | Energy Efficiency | 0.4112 | 0.8241 | 1.2369 | 1.65 | 2.0624 | 2.1245 | 2.1848 | 2.2456 | 2.3056 | 2.3662 | 2.4257 | 2.472 | 2.4699
Scenario 2: High TRC | PG&E | Ind | WholeBlg | Ind - Printing & Publishing | Gas Energy (MMTherm/year) | Energy Efficiency | 0.0080454 | 0.016145 | 0.024292 | 0.032486 | 0.040713 | 0.044235 | 0.047736 | 0.051224 | 0.054705 | 0.058189 | 0.061687 | 0.064484 | 0.064678
Scenario 2: High TRC | PG&E | Ind | WholeBlg | Ind - Stone-Glass-Clay | Electric Demand (MW) | Energy Efficiency | 0.18133 | 0.36572 | 0.55191 | 0.73978 | 0.9287 | 0.96066 | 0.99076 | 1.0204 | 1.0492 | 1.0779 | 1.1061 | 1.1293 | 1.134
Scenario 2: High TRC | PG&E | Ind | WholeBlg | Ind - Stone-Glass-Clay | Electric Energy (GWh/year) | Energy Efficiency | 1.3173 | 2.6568 | 4.0094 | 5.3742 | 6.7466 | 7.0054 | 7.2512 | 7.4939 | 7.7306 | 7.9671 | 8.1995 | 8.3905 | 8.4261
Scenario 2: High TRC | PG&E | Ind | WholeBlg | Ind - Stone-Glass-Clay | Gas Energy (MMTherm/year) | Energy Efficiency | 0.30835 | 0.62093 | 0.93692 | 1.2558 | 1.5772 | 1.7197 | 1.8614 | 2.0026 | 2.1435 | 2.2844 | 2.4256 | 2.5398 | 2.554
Scenario 2: High TRC | PG&E | Ind | WholeBlg | Ind - Textiles | Electric Demand (MW) | Energy Efficiency | 0.0037419 | 0.0075002 | 0.011256 | 0.015001 | 0.018721 | 0.019155 | 0.019549 | 0.019925 | 0.020281 | 0.02064 | 0.020991 | 0.021241 | 0.021115
Scenario 2: High TRC | PG&E | Ind | WholeBlg | Ind - Textiles | Electric Energy (GWh/year) | Energy Efficiency | 0.027184 | 0.054486 | 0.081768 | 0.10898 | 0.136 | 0.1397 | 0.14312 | 0.1464 | 0.14954 | 0.15269 | 0.15578 | 0.15802 | 0.15709
Scenario 2: High TRC | PG&E | Ind | WholeBlg | Ind - Textiles | Gas Energy (MMTherm/year) | Energy Efficiency | 0.00099146 | 0.0019838 | 0.002977 | 0.0039701 | 0.0049624 | 0.0053714 | 0.005778 | 0.0061822 | 0.0065845 | 0.0069854 | 0.0073853 | 0.0076959 | 0.0076841
Scenario 2: High TRC | PG&E | Ind | WholeBlg | Ind - Transportation Equipment | Electric Demand (MW) | Energy Efficiency | 0.091891 | 0.1849 | 0.27911 | 0.3741 | 0.46934 | 0.48472 | 0.49948 | 0.51377 | 0.52779 | 0.54221 | 0.55669 | 0.5687 | 0.57124
Scenario 2: High TRC | PG&E | Ind | WholeBlg | Ind - Transportation Equipment | Electric Energy (GWh/year) | Energy Efficiency | 0.66756 | 1.3432 | 2.0277 | 2.7177 | 3.4095 | 3.5348 | 3.6557 | 3.7733 | 3.8891 | 4.0079 | 4.1271 | 4.2255 | 4.2445
Scenario 2: High TRC | PG&E | Ind | WholeBlg | Ind - Transportation Equipment | Gas Energy (MMTherm/year) | Energy Efficiency | 0.028305 | 0.056583 | 0.084835 | 0.11306 | 0.14124 | 0.15277 | 0.16427 | 0.17574 | 0.18717 | 0.19857 | 0.20995 | 0.21877 | 0.21839
Scenario 2: High TRC | PG&E | Res | AppPlug | Res - Multi Family | Electric Demand (MW) | Energy Efficiency | 0 | 0 | 0 | 0 | 0 | 0 | 0.005875 | 0.012341 | 0.018825 | 0.025325 | 0.031845 | 0.038389 | 0.044956
Scenario 2: High TRC | PG&E | Res | AppPlug | Res - Multi Family | Electric Energy (GWh/year) | Energy Efficiency | 0 | 0 | 0 | 0 | 0 | 0 | 0.036883 | 0.077473 | 0.11818 | 0.15899 | 0.19992 | 0.241 | 0.28223
Scenario 2: High TRC | PG&E | Res | AppPlug | Res - Multi Family | Electric Energy (GWh/year) | Fuel Substitution | -9.3345e-06 | -1.9543e-05 | -3.0649e-05 | -4.2668e-05 | -5.5612e-05 | -5.5612e-05 | -5.5612e-05 | -5.5612e-05 | -5.5612e-05 | -5.5612e-05 | -5.5612e-05 | -5.5612e-05 | -5.5612e-05
Scenario 2: High TRC | PG&E | Res | AppPlug | Res - Multi Family | Gas Energy (MMTherm/year) | Energy Efficiency | 0 | 0 | 0 | 0 | 0 | 0 | 0.0042243 | 0.0088731 | 0.013535 | 0.018209 | 0.022898 | 0.027603 | 0.032324
Scenario 2: High TRC | PG&E | Res | AppPlug | Res - Multi Family | Gas Energy (MMTherm/year) | Fuel Substitution | 1.9007e-06 | 3.9794e-06 | 6.2408e-06 | 8.6882e-06 | 1.1324e-05 | 1.1324e-05 | 1.1324e-05 | 1.1324e-05 | 1.1324e-05 | 1.1324e-05 | 1.1324e-05 | 1.1324e-05 | 1.1324e-05
Scenario 2: High TRC | PG&E | Res | AppPlug | Res - Single Family | Electric Energy (GWh/year) | Fuel Substitution | -5.3841e-05 | -0.00011243 | -0.00017583 | -0.00024409 | -0.00031726 | -0.00031726 | -0.00031726 | -0.00031726 | -0.00031726 | -0.00031726 | -0.00031726 | -0.00031726 | -0.00031726
Scenario 2: High TRC | PG&E | Res | AppPlug | Res - Single Family | Gas Energy (MMTherm/year) | Fuel Substitution | 1.0982e-05 | 2.2933e-05 | 3.5865e-05 | 4.9787e-05 | 6.4711e-05 | 6.4711e-05 | 6.4711e-05 | 6.4711e-05 | 6.4711e-05 | 6.4711e-05 | 6.4711e-05 | 6.4711e-05 | 6.4711e-05
Scenario 2: High TRC | PG&E | Res | BROs | Income Qualified - Multi Family IQ | Electric Demand (MW) | Energy Efficiency | 1.623 | 1.6709 | 1.7214 | 1.7831 | 1.8478 | 1.9187 | 1.982 | 2.0541 | 2.1245 | 2.1955 | 2.2587 | 1.8609 | 1.8945
Scenario 2: High TRC | PG&E | Res | BROs | Income Qualified - Multi Family IQ | Electric Energy (GWh/year) | Energy Efficiency | 10.6811 | 10.9986 | 11.335 | 11.7479 | 12.1836 | 12.6629 | 13.0969 | 13.5941 | 14.086 | 14.5894 | 15.0493 | 13.6623 | 14.0609
Scenario 2: High TRC | PG&E | Res | BROs | Income Qualified - Multi Family IQ | Gas Energy (MMTherm/year) | Energy Efficiency | 0.33747 | 0.3416 | 0.34653 | 0.35218 | 0.35848 | 0.36518 | 0.37096 | 0.37786 | 0.38531 | 0.3932 | 0.40185 | 0.37716 | 0.38512
Scenario 2: High TRC | PG&E | Res | BROs | Income Qualified - Single Family IQ | Electric Demand (MW) | Energy Efficiency | 6.1031 | 6.2502 | 6.4032 | 6.6001 | 6.8056 | 7.0298 | 7.2345 | 7.464 | 7.6846 | 7.9 | 8.0855 | 6.766 | 6.8634
Scenario 2: High TRC | PG&E | Res | BROs | Income Qualified - Single Family IQ | Electric Energy (GWh/year) | Energy Efficiency | 40.3232 | 41.3154 | 42.3541 | 43.6939 | 45.1022 | 46.649 | 48.0842 | 49.705 | 51.2902 | 52.8685 | 54.2785 | 49.6746 | 50.9392
Scenario 2: High TRC | PG&E | Res | BROs | Income Qualified - Single Family IQ | Gas Energy (MMTherm/year) | Energy Efficiency | 1.1712 | 1.1841 | 1.1994 | 1.2169 | 1.2365 | 1.2571 | 1.2757 | 1.2974 | 1.3208 | 1.3447 | 1.371 | 1.2945 | 1.3191
Scenario 2: High TRC | PG&E | Res | BROs | Res - Multi Family | Electric Demand (MW) | Energy Efficiency | 14.4651 | 14.8265 | 15.2033 | 15.6855 | 16.1896 | 16.74 | 17.2452 | 17.8118 | 18.3592 | 18.8969 | 19.3653 | 19.9455 | 20.5435
Scenario 2: High TRC | PG&E | Res | BROs | Res - Multi Family | Electric Energy (GWh/year) | Energy Efficiency | 95.1952 | 97.5953 | 100.1119 | 103.3436 | 106.7446 | 110.4812 | 113.9553 | 117.88 | 121.7288 | 125.5728 | 129.0254 | 133.3031 | 137.7944
Scenario 2: High TRC | PG&E | Res | BROs | Res - Multi Family | Gas Energy (MMTherm/year) | Energy Efficiency | 4.0162 | 4.0618 | 4.1158 | 4.1776 | 4.2467 | 4.3194 | 4.3851 | 4.4616 | 4.5442 | 4.6287 | 4.7217 | 4.8246 | 4.9387
Scenario 2: High TRC | PG&E | Res | BROs | Res - Single Family | Electric Demand (MW) | Energy Efficiency | 3.7579 | 3.8667 | 3.9812 | 4.1214 | 4.2681 | 4.4286 | 4.571 | 4.7333 | 4.891 | 5.0499 | 5.1903 | 5.3602 | 5.5342
Scenario 2: High TRC | PG&E | Res | BROs | Res - Single Family | Electric Energy (GWh/year) | Energy Efficiency | 24.8286 | 25.5597 | 26.3341 | 27.2841 | 28.2858 | 29.3876 | 30.3811 | 31.5201 | 32.6449 | 33.7953 | 34.8429 | 36.1128 | 37.4389
Scenario 2: High TRC | PG&E | Res | BROs | Res - Single Family | Gas Energy (MMTherm/year) | Energy Efficiency | 0.99461 | 1.0065 | 1.0208 | 1.0372 | 1.0555 | 1.075 | 1.0917 | 1.1116 | 1.1332 | 1.1561 | 1.1812 | 1.2088 | 1.2395
Scenario 2: High TRC | PG&E | Res | BldgEnv | Res - Single Family | Electric Demand (MW) | Energy Efficiency | 0.015015 | 0.032388 | 0.050605 | 0.068746 | 0.086354 | 0.10324 | 0.11931 | 0.12857 | 0.1372 | 0.13175 | 0.12653 | 0.12153 | 0.11674
Scenario 2: High TRC | PG&E | Res | BldgEnv | Res - Single Family | Electric Energy (GWh/year) | Energy Efficiency | -0.0047044 | -0.0092285 | -0.013577 | -0.017754 | -0.021766 | -0.025617 | -0.02931 | -0.028126 | -0.026972 | -0.02262 | -0.018448 | -0.014448 | -0.010615
Scenario 2: High TRC | PG&E | Res | BldgEnv | Res - Single Family | Gas Energy (MMTherm/year) | Energy Efficiency | 0.002649 | 0.0057634 | 0.0090507 | 0.012333 | 0.015523 | 0.018583 | 0.021494 | 0.023349 | 0.025082 | 0.024259 | 0.02347 | 0.022714 | 0.021991
Scenario 2: High TRC | PG&E | Res | HVAC | Res - Multi Family | Electric Demand (MW) | Energy Efficiency | 0.0011428 | 0.0024337 | 0.015138 | 0.031411 | 0.049738 | 0.0692 | 0.08948 | 0.11052 | 0.13224 | 0.15462 | 0.17766 | 0.20135 | 0.22568
Scenario 2: High TRC | PG&E | Res | HVAC | Res - Multi Family | Electric Demand (MW) | Fuel Substitution | 0 | 0 | 0 | 0 | 0 | 5.5015e-06 | 1.1479e-05 | 1.7904e-05 | 2.4725e-05 | 3.2144e-05 | 4.0038e-05 | 4.8309e-05 | 5.6884e-05
Scenario 2: High TRC | PG&E | Res | HVAC | Res - Multi Family | Electric Energy (GWh/year) | Energy Efficiency | 0.010556 | 0.02248 | 0.12027 | 0.24501 | 0.38748 | 0.53921 | 0.69733 | 0.86139 | 1.0307 | 1.2052 | 1.3848 | 1.5695 | 1.7591
Scenario 2: High TRC | PG&E | Res | HVAC | Res - Multi Family | Electric Energy (GWh/year) | Fuel Substitution | -6.6419e-05 | -0.00013729 | -0.00021205 | -0.00029061 | -0.00038364 | -0.00034164 | -0.00029602 | -0.00024698 | -0.00019491 | -0.00013828 | -7.8024e-05 | -1.4898e-05 | 5.055e-05
Scenario 2: High TRC | PG&E | Res | HVAC | Res - Multi Family | Gas Energy (MMTherm/year) | Fuel Substitution | 1.7472e-05 | 3.612e-05 | 5.5791e-05 | 7.647e-05 | 0.00010054 | 0.00010054 | 0.00010054 | 0.00010054 | 0.00010054 | 0.00010054 | 0.00010054 | 0.00010054 | 0.00010054
Scenario 2: High TRC | PG&E | Res | HVAC | Res - Single Family | Electric Demand (MW) | Energy Efficiency | 0.68265 | 1.4687 | 2.3304 | 3.2497 | 4.2154 | 4.7404 | 5.255 | 5.787 | 5.8618 | 5.865 | 5.8684 | 5.8719 | 5.8754
Scenario 2: High TRC | PG&E | Res | HVAC | Res - Single Family | Electric Demand (MW) | Fuel Substitution | 0 | 0 | 0 | 0 | 0 | 0.00016076 | 0.00033307 | 0.00051634 | 0.00054905 | 0.00058468 | 0.00062263 | 0.00066242 | 0.00070372
Scenario 2: High TRC | PG&E | Res | HVAC | Res - Single Family | Electric Energy (GWh/year) | Energy Efficiency | 0.74876 | 1.6107 | 2.5533 | 3.5572 | 4.6102 | 5.2301 | 5.8565 | 6.5038 | 6.6092 | 6.6309 | 6.6533 | 6.6762 | 6.6997
Scenario 2: High TRC | PG&E | Res | HVAC | Res - Single Family | Electric Energy (GWh/year) | Fuel Substitution | -0.0051966 | -0.010762 | -0.017067 | -0.024843 | -0.033239 | -0.032475 | -0.031655 | -0.030782 | -0.030629 | -0.030462 | -0.030284 | -0.030097 | -0.029904
Scenario 2: High TRC | PG&E | Res | HVAC | Res - Single Family | Gas Energy (MMTherm/year) | Energy Efficiency | 0.014262 | 0.031082 | 0.049609 | 0.069218 | 0.089531 | 0.085982 | 0.082466 | 0.078831 | 0.078338 | 0.078338 | 0.078338 | 0.078338 | 0.078338
Scenario 2: High TRC | PG&E | Res | HVAC | Res - Single Family | Gas Energy (MMTherm/year) | Fuel Substitution | 0.00070405 | 0.001459 | 0.0023283 | 0.0034056 | 0.0045766 | 0.0045766 | 0.0045766 | 0.0045766 | 0.0045766 | 0.0045766 | 0.0045766 | 0.0045766 | 0.0045766
Scenario 2: High TRC | PG&E | Res | WaterHeat | Res - Multi Family | Electric Demand (MW) | Energy Efficiency | 0.00203 | 0.0040822 | 0.0061399 | 0.0081028 | 0.0099217 | 0.01243 | 0.014815 | 0.018654 | 0.056879 | 0.10032 | 0.14534 | 0.22629 | 0.31375
Scenario 2: High TRC | PG&E | Res | WaterHeat | Res - Multi Family | Electric Demand (MW) | Fuel Substitution | 0 | 0 | 0 | 0 | 0 | 0.0089329 | 0.019536 | 0.031768 | 0.045475 | 0.060976 | 0.078668 | 0.098367 | 0.11967
Scenario 2: High TRC | PG&E | Res | WaterHeat | Res - Multi Family | Electric Energy (GWh/year) | Energy Efficiency | 0.015671 | 0.031557 | 0.047536 | 0.062882 | 0.077234 | 0.09535 | 0.11258 | 0.13787 | 0.35327 | 0.59737 | 0.85003 | 1.3079 | 1.8031
Scenario 2: High TRC | PG&E | Res | WaterHeat | Res - Multi Family | Electric Energy (GWh/year) | Fuel Substitution | -2.6427 | -5.5556 | -8.7439 | -12.2122 | -15.9626 | -15.9085 | -15.8443 | -15.7702 | -15.6873 | -15.5935 | -15.4865 | -15.3674 | -15.2387
Scenario 2: High TRC | PG&E | Res | WaterHeat | Res - Multi Family | Gas Energy (MMTherm/year) | Energy Efficiency | 0.046766 | 0.11609 | 0.18712 | 0.25861 | 0.32966 | 0.36322 | 0.39509 | 0.42528 | 0.45379 | 0.4807 | 0.50622 | 0.51324 | 0.49842
Scenario 2: High TRC | PG&E | Res | WaterHeat | Res - Multi Family | Gas Energy (MMTherm/year) | Fuel Substitution | 0.20233 | 0.42538 | 0.66958 | 0.9353 | 1.2227 | 1.2227 | 1.2227 | 1.2227 | 1.2227 | 1.2227 | 1.2227 | 1.2227 | 1.2227
Scenario 2: High TRC | PG&E | Res | WaterHeat | Res - Single Family | Electric Demand (MW) | Energy Efficiency | 0.15218 | 0.31765 | 0.49385 | 0.67924 | 0.87298 | 1.0787 | 1.2922 | 1.5134 | 1.536 | 1.6181 | 1.7106 | 1.8043 | 2.0446
Scenario 2: High TRC | PG&E | Res | WaterHeat | Res - Single Family | Electric Demand (MW) | Fuel Substitution | 0 | 0 | 0 | 0 | 0 | 0.052739 | 0.11522 | 0.18712 | 0.26739 | 0.35671 | 0.45784 | 0.57035 | 0.69197
Scenario 2: High TRC | PG&E | Res | WaterHeat | Res - Single Family | Electric Energy (GWh/year) | Energy Efficiency | 1.0365 | 2.1627 | 3.3616 | 4.6228 | 5.9406 | 7.3424 | 8.7973 | 10.3038 | 10.4596 | 11.0308 | 11.6748 | 12.3243 | 13.973
Scenario 2: High TRC | PG&E | Res | WaterHeat | Res - Single Family | Electric Energy (GWh/year) | Fuel Substitution | -0.056714 | -0.13711 | -0.2397 | -0.36468 | -0.51313 | -0.12598 | 0.33266 | 0.8605 | 1.45 | 2.1061 | 2.8488 | 3.6751 | 4.5683
Scenario 2: High TRC | PG&E | Res | WaterHeat | Res - Single Family | Gas Energy (MMTherm/year) | Energy Efficiency | 0.20004 | 0.48815 | 0.87471 | 1.2702 | 1.6689 | 1.8017 | 1.9274 | 2.046 | 2.1579 | 2.264 | 2.365 | 2.4615 | 2.4863
Scenario 2: High TRC | PG&E | Res | WaterHeat | Res - Single Family | Gas Energy (MMTherm/year) | Fuel Substitution | 0.0076814 | 0.01857 | 0.032464 | 0.049389 | 0.069493 | 0.069493 | 0.069493 | 0.069493 | 0.069493 | 0.069493 | 0.069493 | 0.069493 | 0.069493
Scenario 2: High TRC | PG&E | Res | WholeBlg | Res - Multi Family | Electric Demand (MW) | Energy Efficiency | 0 | 0 | 0 | 0 | 0 | 0 | 0 | 0.00087325 | 0.0016911 | 0.002458 | 0.0031689 | 0.003837 | 0.0044624
Scenario 2: High TRC | PG&E | Res | WholeBlg | Res - Multi Family | Electric Energy (GWh/year) | Energy Efficiency | 0 | 0 | 0 | 0 | 0 | 0 | 0 | 0.0084357 | 0.016336 | 0.023744 | 0.030611 | 0.037066 | 0.043107
Scenario 2: High TRC | PG&E | Res | WholeBlg | Res - Multi Family | Gas Energy (MMTherm/year) | Energy Efficiency | 0 | 0 | 0 | 0 | 0 | 0 | 0 | 6.2672e-05 | 0.00012137 | 0.00017641 | 0.00022743 | 0.00027538 | 0.00032026
Scenario 2: High TRC | PG&E | Res | WholeBlg | Res - Single Family | Electric Demand (MW) | Energy Efficiency | 0 | 0 | 0 | 0 | 0 | 0 | 0.0072041 | 0.013952 | 0.020154 | 0.025918 | 0.031184 | 0.036038 | 0.040522
Scenario 2: High TRC | PG&E | Res | WholeBlg | Res - Single Family | Electric Energy (GWh/year) | Energy Efficiency | 0 | 0 | 0 | 0 | 0 | 0 | 0.032251 | 0.062461 | 0.090226 | 0.11603 | 0.13961 | 0.16134 | 0.18141
Scenario 2: High TRC | PG&E | Res | WholeBlg | Res - Single Family | Gas Energy (MMTherm/year) | Energy Efficiency | 0 | 0 | 0 | 0 | 0 | 0 | 0.00018596 | 0.00036015 | 0.00052024 | 0.00066902 | 0.00080497 | 0.00093026 | 0.001046
Scenario 2: High TRC | SCE | Ag | WholeBlg | Ag - Dairies, fishing, hunting | Electric Demand (MW) | Energy Efficiency | 0.042678 | 0.08561 | 0.12877 | 0.17213 | 0.2157 | 0.25945 | 0.30337 | 0.34749 | 0.37087 | 0.37256 | 0.37419 | 0.37578 | 0.37732
Scenario 2: High TRC | SCE | Ag | WholeBlg | Ag - Dairies, fishing, hunting | Electric Energy (GWh/year) | Energy Efficiency | 0.18181 | 0.3647 | 0.54855 | 0.73329 | 0.91887 | 1.1052 | 1.2924 | 1.4803 | 1.5799 | 1.5871 | 1.594 | 1.6008 | 1.6074
Scenario 2: High TRC | SCE | Ag | WholeBlg | Ag - Irrigated Agriculture, vineyards, forestry and greenhouses | Electric Demand (MW) | Energy Efficiency | 0.10273 | 0.2108 | 0.3238 | 0.44148 | 0.5637 | 0.69015 | 0.82063 | 0.95525 | 1.0437 | 1.0815 | 1.1184 | 1.1547 | 1.1906
Scenario 2: High TRC | SCE | Ag | WholeBlg | Ag - Irrigated Agriculture, vineyards, forestry and greenhouses | Electric Energy (GWh/year) | Energy Efficiency | 0.43761 | 0.89799 | 1.3794 | 1.8807 | 2.4014 | 2.94 | 3.4959 | 4.0694 | 4.4463 | 4.6073 | 4.7645 | 4.9191 | 5.0718
Scenario 2: High TRC | SCE | Ag | WholeBlg | Ag - Water pumping | Electric Demand (MW) | Energy Efficiency | 0.59452 | 1.1885 | 1.7821 | 2.375 | 2.9674 | 3.5592 | 4.1506 | 4.7417 | 5.0408 | 5.0367 | 5.0325 | 5.0281 | 5.0234
Scenario 2: High TRC | SCE | Ag | WholeBlg | Ag - Water pumping | Electric Energy (GWh/year) | Energy Efficiency | 2.5326 | 5.0632 | 7.5915 | 10.1174 | 12.6409 | 15.1622 | 17.6816 | 20.1994 | 21.4738 | 21.4562 | 21.4381 | 21.4194 | 21.3997
Scenario 2: High TRC | SCE | Com | BROs | Com - Lodging | Electric Energy (GWh/year) | Energy Efficiency | 0.024629 | 0.075049 | 0.12786 | 0.1837 | 0.24339 | 0.3069 | 0.37469 | 0.4464 | 0.52142 | 0.60058 | 0.68322 | 0.76716 | 0.84977
Scenario 2: High TRC | SCE | Com | BROs | Com - Other | Electric Energy (GWh/year) | Energy Efficiency | 0.039575 | 0.12025 | 0.20412 | 0.29214 | 0.38552 | 0.48417 | 0.58908 | 0.69953 | 0.81427 | 0.93457 | 1.0593 | 1.1855 | 1.3193
Scenario 2: High TRC | SCE | Com | BROs | Com - Retail | Electric Demand (MW) | Energy Efficiency | 0.0073178 | 0.022189 | 0.037579 | 0.053618 | 0.070487 | 0.0882 | 0.10692 | 0.12652 | 0.14672 | 0.16773 | 0.18929 | 0.21088 | 0.23333
Scenario 2: High TRC | SCE | Com | BROs | Com - Retail | Electric Energy (GWh/year) | Energy Efficiency | 0.079116 | 0.23989 | 0.40628 | 0.57969 | 0.76207 | 0.95357 | 1.156 | 1.3678 | 1.5863 | 1.8134 | 2.0465 | 2.2799 | 2.5227
Scenario 2: High TRC | SCE | Com | BldgEnv | Com - College | Electric Demand (MW) | Energy Efficiency | 0.0014447 | 0.0029746 | 0.004543 | 0.0060953 | 0.0075732 | 0.0089285 | 0.010122 | 0.0097247 | 0.0083085 | 0.0067855 | 0.0052829 | 0.003857 | 0.0025579
Scenario 2: High TRC | SCE | Com | BldgEnv | Com - College | Electric Energy (GWh/year) | Energy Efficiency | 0.000493 | 0.0010151 | 0.0015503 | 0.00208 | 0.0025842 | 0.0030464 | 0.0034535 | 0.0033169 | 0.0028322 | 0.002312 | 0.0017987 | 0.0013116 | 0.00086788
Scenario 2: High TRC | SCE | Com | BldgEnv | Com - College | Gas Energy (MMTherm/year) | Energy Efficiency | 0.001571 | 0.0032348 | 0.0049403 | 0.0066274 | 0.0082331 | 0.0097044 | 0.010999 | 0.010556 | 0.0090013 | 0.0073394 | 0.0056997 | 0.0041437 | 0.0027262
Scenario 2: High TRC | SCE | Com | BldgEnv | Com - Grocery | Electric Demand (MW) | Energy Efficiency | 0.0001349 | 0.00027651 | 0.00042277 | 0.000563 | 0.00071135 | 0.00086678 | 0.0010279 | 0.0011633 | 0.0013061 | 0.0012776 | 0.0012628 | 0.0012488 | 0.0012355
Scenario 2: High TRC | SCE | Com | BldgEnv | Com - Grocery | Electric Energy (GWh/year) | Energy Efficiency | 4.4433e-05 | 9.1073e-05 | 0.00013925 | 0.00018544 | 0.0002343 | 0.00028549 | 0.00033858 | 0.00038316 | 0.0004302 | 0.00042081 | 0.00041595 | 0.00041133 | 0.00040695
Scenario 2: High TRC | SCE | Com | BldgEnv | Com - Grocery | Gas Energy (MMTherm/year) | Energy Efficiency | 9.3978e-05 | 0.00019263 | 0.00029452 | 0.00039222 | 0.00049557 | 0.00060386 | 0.00071614 | 0.00081046 | 0.00090995 | 0.0008901 | 0.00087983 | 0.00087006 | 0.00086079
Scenario 2: High TRC | SCE | Com | BldgEnv | Com - Health | Electric Demand (MW) | Energy Efficiency | 0.00013068 | 0.00026684 | 0.00040985 | 0.00055535 | 0.00070554 | 0.0008585 | 0.001015 | 0.0011256 | 0.00124 | 0.0012059 | 0.0011735 | 0.0011429 | 0.0011141
Scenario 2: High TRC | SCE | Com | BldgEnv | Com - Health | Electric Energy (GWh/year) | Energy Efficiency | 6.0334e-05 | 0.0001232 | 0.00018923 | 0.00025641 | 0.00032575 | 0.00039637 | 0.00046861 | 0.0005197 | 0.00057249 | 0.00055678 | 0.00054182 | 0.00052766 | 0.00051438
Scenario 2: High TRC | SCE | Com | BldgEnv | Com - Health | Gas Energy (MMTherm/year) | Energy Efficiency | 0.00010335 | 0.00021103 | 0.00032413 | 0.0004392 | 0.00055799 | 0.00067896 | 0.0008027 | 0.0008902 | 0.00098063 | 0.00095371 | 0.00092809 | 0.00090383 | 0.00088108
Scenario 2: High TRC | SCE | Com | BldgEnv | Com - Lodging | Electric Demand (MW) | Energy Efficiency | 0.00012181 | 0.00026953 | 0.00044828 | 0.0006641 | 0.00092411 | 0.0012365 | 0.0016108 | 0.001937 | 0.0017952 | 0.0016182 | 0.0014043 | 0.0011465 | 0.00083651
Scenario 2: High TRC | SCE | Com | BldgEnv | Com - Lodging | Electric Energy (GWh/year) | Energy Efficiency | 7.6281e-05 | 0.00016877 | 0.00028069 | 0.00041581 | 0.00057858 | 0.00077415 | 0.0010084 | 0.0012126 | 0.001124 | 0.0010132 | 0.00087929 | 0.00071793 | 0.00052394
Scenario 2: High TRC | SCE | Com | BldgEnv | Com - Lodging | Gas Energy (MMTherm/year) | Energy Efficiency | 4.829e-05 | 0.00010691 | 0.00017789 | 0.00026368 | 0.00036708 | 0.00049141 | 0.00064042 | 0.00077031 | 0.00071267 | 0.00064195 | 0.00055648 | 0.00045341 | 0.00032948
Scenario 2: High TRC | SCE | Com | BldgEnv | Com - Office (Large) | Electric Demand (MW) | Energy Efficiency | 0.003208 | 0.0065191 | 0.0099089 | 0.013375 | 0.016937 | 0.020583 | 0.024278 | 0.027706 | 0.031155 | 0.030874 | 0.030606 | 0.030351 | 0.03011
Scenario 2: High TRC | SCE | Com | BldgEnv | Com - Office (Large) | Electric Energy (GWh/year) | Energy Efficiency | 0.0010874 | 0.0022097 | 0.0033587 | 0.0045336 | 0.005741 | 0.0069769 | 0.0082292 | 0.0093913 | 0.01056 | 0.010465 | 0.010374 | 0.010288 | 0.010206
Scenario 2: High TRC | SCE | Com | BldgEnv | Com - Office (Large) | Gas Energy (MMTherm/year) | Energy Efficiency | 0.00090751 | 0.0018442 | 0.0028032 | 0.0037837 | 0.0047914 | 0.0058228 | 0.006868 | 0.0078379 | 0.0088137 | 0.0087339 | 0.0086582 | 0.0085862 | 0.0085179
Scenario 2: High TRC | SCE | Com | BldgEnv | Com - Office (Small) | Electric Demand (MW) | Energy Efficiency | 0.00013624 | 0.00027853 | 0.00042586 | 0.00056906 | 0.00057061 | 0.00080675 | 0.00082733 | 0.00082345 | 0.00082136 | 0.00079944 | 0.00078802 | 0.00078647 | 0.000785
Scenario 2: High TRC | SCE | Com | BldgEnv | Com - Office (Small) | Electric Energy (GWh/year) | Energy Efficiency | 4.4876e-05 | 9.1744e-05 | 0.00014027 | 0.00018744 | 0.00018784 | 0.00024818 | 0.00025344 | 0.0002506 | 0.00024832 | 0.00024109 | 0.00023733 | 0.00023694 | 0.00023656
Scenario 2: High TRC | SCE | Com | BldgEnv | Com - Office (Small) | Gas Energy (MMTherm/year) | Energy Efficiency | 4.4758e-05 | 9.1501e-05 | 0.0001399 | 0.00018694 | 0.00018716 | 0.00022075 | 0.00022368 | 0.00021846 | 0.00021374 | 0.00020653 | 0.00020278 | 0.00020256 | 0.00020235
Scenario 2: High TRC | SCE | Com | BldgEnv | Com - Other | Electric Demand (MW) | Energy Efficiency | 0.0060166 | 0.011503 | 0.016287 | 0.020272 | 0.023445 | 0.025854 | 0.027597 | 0.023847 | 0.02069 | 0.016883 | 0.013944 | 0.011883 | 0.010649
Scenario 2: High TRC | SCE | Com | BldgEnv | Com - Other | Electric Energy (GWh/year) | Energy Efficiency | 0.0020539 | 0.0039263 | 0.0055584 | 0.0069174 | 0.0079984 | 0.0088182 | 0.0094101 | 0.0081251 | 0.0070427 | 0.0057421 | 0.0047376 | 0.0040336 | 0.0036122
Scenario 2: High TRC | SCE | Com | BldgEnv | Com - Other | Gas Energy (MMTherm/year) | Energy Efficiency | 0.0042384 | 0.0080271 | 0.01123 | 0.013775 | 0.01565 | 0.016896 | 0.017589 | 0.01404 | 0.010958 | 0.0080511 | 0.0058239 | 0.0042861 | 0.0033964
Scenario 2: High TRC | SCE | Com | BldgEnv | Com - Refrig. Warehouse | Electric Demand (MW) | Energy Efficiency | 2.3536e-05 | 2.5901e-05 | 2.8364e-05 | 3.0868e-05 | 3.3453e-05 | 3.6143e-05 | 3.8956e-05 | 4.1797e-05 | 4.4757e-05 | 4.4687e-05 | 4.4616e-05 | 4.4544e-05 | 4.447e-05
Scenario 2: High TRC | SCE | Com | BldgEnv | Com - Refrig. Warehouse | Electric Energy (GWh/year) | Energy Efficiency | 1.0984e-05 | 1.2087e-05 | 1.3237e-05 | 1.4405e-05 | 1.5611e-05 | 1.6867e-05 | 1.8179e-05 | 1.9505e-05 | 2.0887e-05 | 2.0854e-05 | 2.0821e-05 | 2.0787e-05 | 2.0753e-05
Scenario 2: High TRC | SCE | Com | BldgEnv | Com - Refrig. Warehouse | Gas Energy (MMTherm/year) | Energy Efficiency | 1.3285e-05 | 1.462e-05 | 1.601e-05 | 1.7423e-05 | 1.8882e-05 | 2.0401e-05 | 2.1988e-05 | 2.3592e-05 | 2.5263e-05 | 2.5223e-05 | 2.5183e-05 | 2.5143e-05 | 2.5101e-05
Scenario 2: High TRC | SCE | Com | BldgEnv | Com - Retail | Electric Demand (MW) | Energy Efficiency | 0.00035586 | 0.00072576 | 0.0011054 | 0.0014954 | 0.0018964 | 0.0023017 | 0.0026843 | 0.0029903 | 0.0032994 | 0.0032241 | 0.0031523 | 0.0030843 | 0.0030221
Scenario 2: High TRC | SCE | Com | BldgEnv | Com - Retail | Electric Energy (GWh/year) | Energy Efficiency | 0.00012058 | 0.000246 | 0.00037478 | 0.00050717 | 0.00064334 | 0.00078106 | 0.00091138 | 0.0010165 | 0.0011227 | 0.0010979 | 0.0010743 | 0.0010519 | 0.0010314
Scenario 2: High TRC | SCE | Com | BldgEnv | Com - Retail | Gas Energy (MMTherm/year) | Energy Efficiency | 0.00012541 | 0.00025595 | 0.0003901 | 0.0005281 | 0.00067015 | 0.00081394 | 0.00095046 | 0.001062 | 0.0011746 | 0.0011499 | 0.0011263 | 0.0011039 | 0.0010835
Scenario 2: High TRC | SCE | Com | BldgEnv | Com - School | Electric Demand (MW) | Energy Efficiency | 0.00018379 | 0.00037493 | 0.00057326 | 0.00077757 | 0.00098623 | 0.0011995 | 0.0014153 | 0.0016137 | 0.0018159 | 0.0017976 | 0.0017801 | 0.0017636 | 0.0017478
Scenario 2: High TRC | SCE | Com | BldgEnv | Com - School | Electric Energy (GWh/year) | Energy Efficiency | 6.0536e-05 | 0.00012349 | 0.00018882 | 0.00025612 | 0.00032485 | 0.00039509 | 0.00046619 | 0.00053154 | 0.00059814 | 0.00059209 | 0.00058635 | 0.00058089 | 0.0005757
Scenario 2: High TRC | SCE | Com | BldgEnv | Com - School | Gas Energy (MMTherm/year) | Energy Efficiency | 6.0375e-05 | 0.00012317 | 0.00018832 | 0.00025544 | 0.00032398 | 0.00039404 | 0.00046494 | 0.00053012 | 0.00059654 | 0.00059051 | 0.00058478 | 0.00057934 | 0.00057416
Scenario 2: High TRC | SCE | Com | BldgEnv | Com - Warehouse | Electric Demand (MW) | Energy Efficiency | 0.0015317 | 0.0032801 | 0.0052396 | 0.0073984 | 0.009733 | 0.012198 | 0.014737 | 0.015914 | 0.014559 | 0.012791 | 0.010843 | 0.0087435 | 0.0065335
Scenario 2: High TRC | SCE | Com | BldgEnv | Com - Warehouse | Electric Energy (GWh/year) | Energy Efficiency | 0.0007418 | 0.0015873 | 0.0025335 | 0.0035756 | 0.0047032 | 0.0058946 | 0.007123 | 0.0077148 | 0.0071181 | 0.0062892 | 0.0053764 | 0.0043927 | 0.0033575
Scenario 2: High TRC | SCE | Com | BldgEnv | Com - Warehouse | Gas Energy (MMTherm/year) | Energy Efficiency | 0.00087012 | 0.0018631 | 0.0029756 | 0.0042013 | 0.0055269 | 0.0069267 | 0.0083687 | 0.009042 | 0.0082844 | 0.0072857 | 0.0061855 | 0.0049995 | 0.0037513
Scenario 2: High TRC | SCE | Com | ComRefrig | Com - College | Electric Demand (MW) | Energy Efficiency | 0 | 0 | 3.2266e-05 | 6.6745e-05 | 8.4821e-05 | 9.6617e-05 | 0.00010486 | 0.00011123 | 0.0001172 | 0.00012278 | 0.00012802 | 0.00013291 | 0.0001375
Scenario 2: High TRC | SCE | Com | ComRefrig | Com - College | Electric Energy (GWh/year) | Energy Efficiency | 0 | 0 | 0.00021677 | 0.00048003 | 0.00062156 | 0.00071257 | 0.00077392 | 0.00081993 | 0.000863 | 0.00090332 | 0.00094106 | 0.0009764 | 0.0010095
Scenario 2: High TRC | SCE | Com | ComRefrig | Com - Grocery | Electric Demand (MW) | Energy Efficiency | 0 | 0 | 0.02019 | 0.050079 | 0.068507 | 0.081101 | 0.092893 | 0.10393 | 0.11427 | 0.12395 | 0.13302 | 0.1415 | 0.14945
Scenario 2: High TRC | SCE | Com | ComRefrig | Com - Grocery | Electric Energy (GWh/year) | Energy Efficiency | 0 | 0 | 0.13564 | 0.37144 | 0.51091 | 0.60184 | 0.68695 | 0.76663 | 0.84122 | 0.91105 | 0.97642 | 1.0376 | 1.0949
Scenario 2: High TRC | SCE | Com | ComRefrig | Com - Refrig. Warehouse | Electric Demand (MW) | Energy Efficiency | 0 | 0 | 9.4551e-05 | 0.00019328 | 0.00025041 | 0.00027927 | 0.00029886 | 0.00031245 | 0.0003237 | 0.00033422 | 0.00034408 | 0.00035331 | 0.00036196
Scenario 2: High TRC | SCE | Com | ComRefrig | Com - Refrig. Warehouse | Electric Energy (GWh/year) | Energy Efficiency | 0 | 0 | 0.00063521 | 0.0013774 | 0.0018138 | 0.0020405 | 0.0021906 | 0.0022907 | 0.0023719 | 0.0024478 | 0.0025189 | 0.0025855 | 0.0026478
Scenario 2: High TRC | SCE | Com | ComRefrig | Com - Restaurant | Electric Demand (MW) | Energy Efficiency | 0 | 0 | 0.00090221 | 0.0021328 | 0.0029116 | 0.003469 | 0.0039908 | 0.0044795 | 0.0049371 | 0.0053655 | 0.0057667 | 0.0061424 | 0.0064942
Scenario 2: High TRC | SCE | Com | ComRefrig | Com - Restaurant | Electric Energy (GWh/year) | Energy Efficiency | 0 | 0 | 0.0060612 | 0.015708 | 0.021563 | 0.025582 | 0.029345 | 0.032868 | 0.036166 | 0.039253 | 0.042143 | 0.044849 | 0.047382
Scenario 2: High TRC | SCE | Com | ComRefrig | Com - Retail | Electric Demand (MW) | Energy Efficiency | 0 | 0 | 0.011546 | 0.02606 | 0.035198 | 0.041078 | 0.046585 | 0.05174 | 0.056567 | 0.061087 | 0.06532 | 0.069282 | 0.072993
Scenario 2: High TRC | SCE | Com | ComRefrig | Com - Retail | Electric Energy (GWh/year) | Energy Efficiency | 0 | 0 | 0.077568 | 0.19242 | 0.26209 | 0.30455 | 0.3443 | 0.38151 | 0.41635 | 0.44896 | 0.47949 | 0.50806 | 0.53482
Scenario 2: High TRC | SCE | Com | ComRefrig | Com - School | Electric Demand (MW) | Energy Efficiency | 0 | 0 | 9.2516e-06 | 2.1062e-05 | 3.212e-05 | 4.2476e-05 | 5.2172e-05 | 6.1253e-05 | 6.9755e-05 | 7.7717e-05 | 8.5173e-05 | 9.2155e-05 | 9.8692e-05
Scenario 2: High TRC | SCE | Com | ComRefrig | Com - School | Electric Energy (GWh/year) | Energy Efficiency | 0 | 0 | 6.2154e-05 | 0.0001471 | 0.00022663 | 0.00030108 | 0.00037079 | 0.00043604 | 0.00049714 | 0.00055433 | 0.00060788 | 0.00065801 | 0.00070495
Scenario 2: High TRC | SCE | Com | FoodServ | Com - College | Electric Demand (MW) | Energy Efficiency | 0 | 0 | 0.0026792 | 0.0055394 | 0.008897 | 0.014823 | 0.021297 | 0.027915 | 0.034643 | 0.041424 | 0.048272 | 0.05539 | 0.062555
Scenario 2: High TRC | SCE | Com | FoodServ | Com - College | Electric Demand (MW) | Fuel Substitution | -0.00018943 | -0.00041033 | -0.00066272 | -0.00094666 | -0.0012622 | -0.0016132 | -0.0019966 | -0.0024121 | -0.0028595 | -0.0033385 | -0.0038484 | -0.0043888 | -0.004961
Scenario 2: High TRC | SCE | Com | FoodServ | Com - College | Electric Energy (GWh/year) | Energy Efficiency | 0 | 0 | 0.013124 | 0.027134 | 0.045281 | 0.078377 | 0.11455 | 0.15152 | 0.18908 | 0.22697 | 0.26524 | 0.3049 | 0.34484
Scenario 2: High TRC | SCE | Com | FoodServ | Com - College | Electric Energy (GWh/year) | Fuel Substitution | -0.0022097 | -0.0047997 | -0.0077738 | -0.011137 | -0.014895 | -0.019076 | -0.023691 | -0.028761 | -0.034303 | -0.040335 | -0.046879 | -0.053953 | -0.061582
Scenario 2: High TRC | SCE | Com | FoodServ | Com - College | Gas Energy (MMTherm/year) | Energy Efficiency | 0 | 0 | 0.00029063 | 0.00060089 | 0.00091745 | 0.0012523 | 0.0016028 | 0.0019604 | 0.0023229 | 0.0026861 | 0.0030519 | 0.0034404 | 0.0038302
Scenario 2: High TRC | SCE | Com | FoodServ | Com - College | Gas Energy (MMTherm/year) | Fuel Substitution | 0.00022917 | 0.00049775 | 0.00080612 | 0.0011548 | 0.0015443 | 0.0019769 | 0.0024543 | 0.0029783 | 0.0035507 | 0.0041733 | 0.0048483 | 0.0055775 | 0.0063638
Scenario 2: High TRC | SCE | Com | FoodServ | Com - Grocery | Electric Demand (MW) | Energy Efficiency | 0 | 0 | 0.011979 | 0.024514 | 0.041308 | 0.07821 | 0.11935 | 0.16161 | 0.20475 | 0.24853 | 0.29291 | 0.33777 | 0.38305
Scenario 2: High TRC | SCE | Com | FoodServ | Com - Grocery | Electric Demand (MW) | Fuel Substitution | -0.001159 | -0.002512 | -0.0040584 | -0.0057975 | -0.007729 | -0.0098779 | -0.012223 | -0.014764 | -0.017497 | -0.02042 | -0.023531 | -0.026826 | -0.030318
Scenario 2: High TRC | SCE | Com | FoodServ | Com - Grocery | Electric Energy (GWh/year) | Energy Efficiency | 0 | 0 | 0.058677 | 0.12008 | 0.21641 | 0.43092 | 0.6699 | 0.91515 | 1.1653 | 1.4192 | 1.6764 | 1.9364 | 2.1989
Scenario 2: High TRC | SCE | Com | FoodServ | Com - Grocery | Electric Energy (GWh/year) | Fuel Substitution | -0.022766 | -0.049173 | -0.079213 | -0.11289 | -0.1502 | -0.19134 | -0.23627 | -0.28505 | -0.33787 | -0.39486 | -0.45613 | -0.5218 | -0.59223
Scenario 2: High TRC | SCE | Com | FoodServ | Com - Grocery | Gas Energy (MMTherm/year) | Energy Efficiency | 0 | 0 | 0.0012994 | 0.0026592 | 0.0040868 | 0.0055667 | 0.0070821 | 0.0086413 | 0.010233 | 0.011846 | 0.013481 | 0.015132 | 0.016798
Scenario 2: High TRC | SCE | Com | FoodServ | Com - Grocery | Gas Energy (MMTherm/year) | Fuel Substitution | 0.002365 | 0.0051077 | 0.0082273 | 0.011724 | 0.015597 | 0.019863 | 0.024521 | 0.029575 | 0.035046 | 0.040947 | 0.047289 | 0.054084 | 0.061375
Scenario 2: High TRC | SCE | Com | FoodServ | Com - Health | Electric Demand (MW) | Energy Efficiency | 0 | 0 | 0.008357 | 0.016868 | 0.026757 | 0.042641 | 0.059915 | 0.077442 | 0.09515 | 0.11279 | 0.13028 | 0.14804 | 0.16618
Scenario 2: High TRC | SCE | Com | FoodServ | Com - Health | Electric Demand (MW) | Fuel Substitution | -0.00046351 | -0.0010079 | -0.0016334 | -0.0023407 | -0.0031299 | -0.0040094 | -0.0049729 | -0.0060204 | -0.0071511 | -0.0083644 | -0.0096591 | -0.011036 | -0.012508
Scenario 2: High TRC | SCE | Com | FoodServ | Com - Health | Electric Energy (GWh/year) | Energy Efficiency | 0 | 0 | 0.040935 | 0.082625 | 0.13523 | 0.22303 | 0.31872 | 0.41587 | 0.5141 | 0.6121 | 0.7095 | 0.80835 | 0.90918
Scenario 2: High TRC | SCE | Com | FoodServ | Com - Health | Electric Energy (GWh/year) | Fuel Substitution | -0.0062752 | -0.013623 | -0.022052 | -0.031576 | -0.042215 | -0.05404 | -0.067057 | -0.081295 | -0.096806 | -0.11364 | -0.13184 | -0.15145 | -0.1726
Scenario 2: High TRC | SCE | Com | FoodServ | Com - Health | Gas Energy (MMTherm/year) | Energy Efficiency | 0 | 0 | 0.00090652 | 0.0018298 | 0.0027857 | 0.0037586 | 0.004761 | 0.0057684 | 0.0067773 | 0.0077663 | 0.0087304 | 0.0097111 | 0.010719
Scenario 2: High TRC | SCE | Com | FoodServ | Com - Health | Gas Energy (MMTherm/year) | Fuel Substitution | 0.00066699 | 0.001448 | 0.0023441 | 0.0033563 | 0.0044869 | 0.005742 | 0.0071227 | 0.008632 | 0.010275 | 0.012057 | 0.013982 | 0.016055 | 0.018292
Scenario 2: High TRC | SCE | Com | FoodServ | Com - Lodging | Electric Demand (MW) | Energy Efficiency | 0 | 0 | 0.0068758 | 0.013961 | 0.030364 | 0.066122 | 0.10629 | 0.14737 | 0.18917 | 0.23154 | 0.27443 | 0.31777 | 0.36152
Scenario 2: High TRC | SCE | Com | FoodServ | Com - Lodging | Electric Demand (MW) | Fuel Substitution | -0.00048855 | -0.0010596 | -0.0017135 | -0.0024506 | -0.0032712 | -0.0041781 | -0.0051695 | -0.0062454 | -0.0074055 | -0.0086492 | -0.0099757 | -0.011387 | -0.012888
Scenario 2: High TRC | SCE | Com | FoodServ | Com - Lodging | Electric Energy (GWh/year) | Energy Efficiency | 0 | 0 | 0.03368 | 0.068385 | 0.18388 | 0.41661 | 0.67522 | 0.93942 | 1.2081 | 1.4803 | 1.7559 | 2.0344 | 2.3156
Scenario 2: High TRC | SCE | Com | FoodServ | Com - Lodging | Electric Energy (GWh/year) | Fuel Substitution | -0.0061646 | -0.013347 | -0.02155 | -0.030783 | -0.041062 | -0.052418 | -0.064862 | -0.078411 | -0.093112 | -0.10901 | -0.12612 | -0.14451 | -0.16426
Scenario 2: High TRC | SCE | Com | FoodServ | Com - Lodging | Gas Energy (MMTherm/year) | Energy Efficiency | 0 | 0 | 0.00074585 | 0.0015144 | 0.0023093 | 0.0031261 | 0.0039607 | 0.0048102 | 0.005668 | 0.0065299 | 0.0073966 | 0.0082662 | 0.009138
Scenario 2: High TRC | SCE | Com | FoodServ | Com - Lodging | Gas Energy (MMTherm/year) | Fuel Substitution | 0.00063791 | 0.001381 | 0.0022298 | 0.0031849 | 0.0042481 | 0.0054221 | 0.0067081 | 0.0081078 | 0.0096261 | 0.011267 | 0.013033 | 0.014931 | 0.016972
Scenario 2: High TRC | SCE | Com | FoodServ | Com - Office (Large) | Electric Demand (MW) | Energy Efficiency | 0 | 0 | 0 | 0 | 0.0018713 | 0.0041956 | 0.0065281 | 0.0088702 | 0.011218 | 0.01357 | 0.015929 | 0.018294 | 0.020665
Scenario 2: High TRC | SCE | Com | FoodServ | Com - Office (Large) | Electric Energy (GWh/year) | Energy Efficiency | 0 | 0 | 0 | 0 | 0.016414 | 0.036801 | 0.057259 | 0.077802 | 0.098394 | 0.11902 | 0.13972 | 0.16046 | 0.18126
Scenario 2: High TRC | SCE | Com | FoodServ | Com - Office (Small) | Electric Demand (MW) | Energy Efficiency | 0 | 0 | 0 | 0 | 0.00044135 | 0.0019253 | 0.0025383 | 0.0031562 | 0.0037787 | 0.0044056 | 0.0050371 | 0.005673 | 0.0063135
Scenario 2: High TRC | SCE | Com | FoodServ | Com - Office (Small) | Electric Energy (GWh/year) | Energy Efficiency | 0 | 0 | 0 | 0 | 0.0038711 | 0.016887 | 0.022264 | 0.027684 | 0.033144 | 0.038642 | 0.044181 | 0.049759 | 0.055377
Scenario 2: High TRC | SCE | Com | FoodServ | Com - Other | Electric Demand (MW) | Energy Efficiency | 0 | 0 | 0.011886 | 0.024344 | 0.037309 | 0.1418 | 0.26632 | 0.39465 | 0.52592 | 0.65983 | 0.79605 | 0.93425 | 1.0744
Scenario 2: High TRC | SCE | Com | FoodServ | Com - Other | Electric Demand (MW) | Fuel Substitution | -0.0046198 | -0.010018 | -0.016197 | -0.023159 | -0.030884 | -0.039493 | -0.048911 | -0.059139 | -0.070174 | -0.082012 | -0.094645 | -0.10808 | -0.12232
Scenario 2: High TRC | SCE | Com | FoodServ | Com - Other | Electric Energy (GWh/year) | Energy Efficiency | 0 | 0 | 0.058222 | 0.11925 | 0.18275 | 0.77859 | 1.4906 | 2.2245 | 2.9753 | 3.7412 | 4.5203 | 5.3108 | 6.1121
Scenario 2: High TRC | SCE | Com | FoodServ | Com - Other | Electric Energy (GWh/year) | Fuel Substitution | -0.027799 | -0.06032 | -0.097588 | -0.13965 | -0.18643 | -0.23862 | -0.29594 | -0.35846 | -0.42629 | -0.49952 | -0.57822 | -0.66253 | -0.75261
Scenario 2: High TRC | SCE | Com | FoodServ | Com - Other | Gas Energy (MMTherm/year) | Energy Efficiency | 0 | 0 | 0.0012893 | 0.0026408 | 0.0040471 | 0.0055017 | 0.007007 | 0.0085494 | 0.010114 | 0.011708 | 0.01333 | 0.014975 | 0.016646
Scenario 2: High TRC | SCE | Com | FoodServ | Com - Other | Gas Energy (MMTherm/year) | Fuel Substitution | 0.0026767 | 0.0058085 | 0.0093977 | 0.013448 | 0.017955 | 0.022975 | 0.028487 | 0.034499 | 0.041022 | 0.048065 | 0.055638 | 0.063754 | 0.072434
Scenario 2: High TRC | SCE | Com | FoodServ | Com - Restaurant | Electric Demand (MW) | Energy Efficiency | 0 | 0 | 0.059606 | 0.12146 | 0.21734 | 0.48825 | 0.79672 | 1.1125 | 1.4342 | 1.7606 | 2.0911 | 2.425 | 2.762
Scenario 2: High TRC | SCE | Com | FoodServ | Com - Restaurant | Electric Demand (MW) | Fuel Substitution | -0.01093 | -0.023684 | -0.038266 | -0.054683 | -0.072944 | -0.093186 | -0.11532 | -0.13933 | -0.16524 | -0.19302 | -0.22266 | -0.25416 | -0.28756
Scenario 2: High TRC | SCE | Com | FoodServ | Com - Restaurant | Electric Energy (GWh/year) | Energy Efficiency | 0 | 0 | 0.29197 | 0.59494 | 1.1873 | 2.8124 | 4.6566 | 6.5436 | 8.4656 | 10.4154 | 12.3901 | 14.3851 | 16.3994
Scenario 2: High TRC | SCE | Com | FoodServ | Com - Restaurant | Electric Energy (GWh/year) | Fuel Substitution | -0.10655 | -0.23047 | -0.3718 | -0.53058 | -0.707 | -0.90183 | -1.1149 | -1.3463 | -1.5966 | -1.8665 | -2.1561 | -2.4662 | -2.7981
Scenario 2: High TRC | SCE | Com | FoodServ | Com - Restaurant | Gas Energy (MMTherm/year) | Energy Efficiency | 0 | 0 | 0.0064658 | 0.013175 | 0.020141 | 0.027241 | 0.034421 | 0.041706 | 0.049074 | 0.056489 | 0.063957 | 0.071451 | 0.078977
Scenario 2: High TRC | SCE | Com | FoodServ | Com - Restaurant | Gas Energy (MMTherm/year) | Fuel Substitution | 0.010705 | 0.023153 | 0.037346 | 0.05329 | 0.071002 | 0.090544 | 0.1119 | 0.1351 | 0.16019 | 0.18724 | 0.21627 | 0.24736 | 0.28064
Scenario 2: High TRC | SCE | Com | FoodServ | Com - Retail | Electric Demand (MW) | Energy Efficiency | 0 | 0 | 0.0037465 | 0.0076472 | 0.013746 | 0.020278 | 0.026908 | 0.033649 | 0.040465 | 0.047332 | 0.054253 | 0.061204 | 0.068186
Scenario 2: High TRC | SCE | Com | FoodServ | Com - Retail | Electric Energy (GWh/year) | Energy Efficiency | 0 | 0 | 0.018352 | 0.037458 | 0.07521 | 0.11631 | 0.15797 | 0.20026 | 0.24299 | 0.28604 | 0.32944 | 0.37306 | 0.4169
Scenario 2: High TRC | SCE | Com | FoodServ | Com - Retail | Gas Energy (MMTherm/year) | Energy Efficiency | 0 | 0 | 0.0004064 | 0.00082953 | 0.0012704 | 0.001724 | 0.002186 | 0.0026577 | 0.0031353 | 0.0036163 | 0.0041011 | 0.0045872 | 0.0050745
Scenario 2: High TRC | SCE | Com | FoodServ | Com - School | Electric Demand (MW) | Energy Efficiency | 0 | 0 | 0.010181 | 0.020564 | 0.034901 | 0.070679 | 0.1115 | 0.15289 | 0.1947 | 0.23685 | 0.27918 | 0.32174 | 0.3644
Scenario 2: High TRC | SCE | Com | FoodServ | Com - School | Electric Demand (MW) | Fuel Substitution | -0.00025987 | -0.0005615 | -0.00090461 | -0.0012889 | -0.0017141 | -0.0021939 | -0.0027169 | -0.0032822 | -0.0038892 | -0.0045367 | -0.0052238 | -0.0059501 | -0.0067211
Scenario 2: High TRC | SCE | Com | FoodServ | Com - School | Electric Energy (GWh/year) | Energy Efficiency | 0 | 0 | 0.04987 | 0.10073 | 0.18594 | 0.39805 | 0.6396 | 0.88448 | 1.132 | 1.3814 | 1.6321 | 1.8842 | 2.1371
Scenario 2: High TRC | SCE | Com | FoodServ | Com - School | Electric Energy (GWh/year) | Fuel Substitution | -0.0036055 | -0.007819 | -0.012643 | -0.018082 | -0.024153 | -0.030954 | -0.038464 | -0.046713 | -0.055737 | -0.065566 | -0.07623 | -0.087765 | -0.10024
Scenario 2: High TRC | SCE | Com | FoodServ | Com - School | Gas Energy (MMTherm/year) | Energy Efficiency | 0 | 0 | 0.0011044 | 0.0022306 | 0.0033663 | 0.0045109 | 0.0056524 | 0.0067926 | 0.007931 | 0.0090669 | 0.010195 | 0.011322 | 0.012439
Scenario 2: High TRC | SCE | Com | FoodServ | Com - School | Gas Energy (MMTherm/year) | Fuel Substitution | 0.00037829 | 0.00082021 | 0.001326 | 0.0018961 | 0.0025321 | 0.0032422 | 0.0040254 | 0.0048848 | 0.005824 | 0.0068461 | 0.0079538 | 0.0091511 | 0.010446
Scenario 2: High TRC | SCE | Com | HVAC | Com - College | Electric Demand (MW) | Energy Efficiency | 0.02926 | 0.05987 | 0.092399 | 0.12701 | 0.16289 | 0.2009 | 0.24089 | 0.28231 | 0.32499 | 0.36859 | 0.41322 | 0.46041 | 0.50851
Scenario 2: High TRC | SCE | Com | HVAC | Com - College | Electric Energy (GWh/year) | Energy Efficiency | 0.070989 | 0.14466 | 0.22179 | 0.30255 | 0.38572 | 0.47247 | 0.56258 | 0.65519 | 0.75005 | 0.84663 | 0.94508 | 1.0476 | 1.1517
Scenario 2: High TRC | SCE | Com | HVAC | Com - College | Electric Energy (GWh/year) | Fuel Substitution | 0.0076782 | 0.015582 | 0.023636 | 0.032874 | 0.042169 | 0.042169 | 0.042169 | 0.042169 | 0.042169 | 0.042169 | 0.042169 | 0.042169 | 0.042169
Scenario 2: High TRC | SCE | Com | HVAC | Com - College | Gas Energy (MMTherm/year) | Energy Efficiency | 0.00098161 | 0.0020268 | 0.0031731 | 0.0044326 | 0.0057564 | 0.0071991 | 0.0087539 | 0.010385 | 0.012085 | 0.01383 | 0.015631 | 0.017584 | 0.019584
Scenario 2: High TRC | SCE | Com | HVAC | Com - College | Gas Energy (MMTherm/year) | Fuel Substitution | 0.0010572 | 0.0021445 | 0.0032518 | 0.0044544 | 0.0056641 | 0.0056641 | 0.0056641 | 0.0056641 | 0.0056641 | 0.0056641 | 0.0056641 | 0.0056641 | 0.0056641
Scenario 2: High TRC | SCE | Com | HVAC | Com - Grocery | Electric Demand (MW) | Energy Efficiency | 0.0073473 | 0.014954 | 0.022862 | 0.031016 | 0.03941 | 0.048026 | 0.10516 | 0.17687 | 0.19716 | 0.20573 | 0.21443 | 0.22324 | 0.23217
Scenario 2: High TRC | SCE | Com | HVAC | Com - Grocery | Electric Demand (MW) | Fuel Substitution | 0 | 0 | 0 | 0 | 0 | 0.013226 | 0.026555 | 0.039908 | 0.05323 | 0.066488 | 0.079661 | 0.087021 | 0.094322
Scenario 2: High TRC | SCE | Com | HVAC | Com - Grocery | Electric Energy (GWh/year) | Energy Efficiency | 0.016268 | 0.033192 | 0.050825 | 0.069088 | 0.08798 | 0.10747 | 0.32265 | 0.59643 | 0.66176 | 0.67941 | 0.69732 | 0.71547 | 0.73385
Scenario 2: High TRC | SCE | Com | HVAC | Com - Grocery | Electric Energy (GWh/year) | Fuel Substitution | -0.68211 | -1.3776 | -2.0796 | -2.7837 | -3.487 | -3.4115 | -3.3353 | -3.2589 | -3.1827 | -3.1068 | -3.0314 | -2.9743 | -2.9177
Scenario 2: High TRC | SCE | Com | HVAC | Com - Grocery | Gas Energy (MMTherm/year) | Energy Efficiency | 0.00012049 | 0.00025397 | 0.0004007 | 0.00056136 | 0.00073677 | 0.00092725 | 0.001642 | 0.0025241 | 0.002689 | 0.002689 | 0.002689 | 0.002689 | 0.002689
Scenario 2: High TRC | SCE | Com | HVAC | Com - Grocery | Gas Energy (MMTherm/year) | Fuel Substitution | 0.11766 | 0.23781 | 0.35927 | 0.48125 | 0.60319 | 0.60319 | 0.60319 | 0.60319 | 0.60319 | 0.60319 | 0.60319 | 0.60319 | 0.60319
Scenario 2: High TRC | SCE | Com | HVAC | Com - Health | Electric Demand (MW) | Energy Efficiency | 0.029698 | 0.060417 | 0.092173 | 0.12498 | 0.15871 | 0.19321 | 0.22852 | 0.26449 | 0.30067 | 0.33721 | 0.37412 | 0.4116 | 0.4497
Scenario 2: High TRC | SCE | Com | HVAC | Com - Health | Electric Demand (MW) | Fuel Substitution | 0 | 0 | 0 | 0 | 0 | 0.010685 | 0.021559 | 0.03255 | 0.04294 | 0.053354 | 0.063768 | 0.069728 | 0.075676
Scenario 2: High TRC | SCE | Com | HVAC | Com - Health | Electric Energy (GWh/year) | Energy Efficiency | 0.19513 | 0.39696 | 0.60562 | 0.82089 | 1.0422 | 1.2685 | 1.5001 | 1.7359 | 1.9736 | 2.2137 | 2.4562 | 2.7024 | 2.9527
Scenario 2: High TRC | SCE | Com | HVAC | Com - Health | Electric Energy (GWh/year) | Fuel Substitution | -0.051487 | -0.073306 | -0.094902 | -0.13653 | -0.1779 | -0.11341 | -0.047713 | 0.01872 | 0.082688 | 0.14681 | 0.21094 | 0.2584 | 0.30576
Scenario 2: High TRC | SCE | Com | HVAC | Com - Health | Gas Energy (MMTherm/year) | Energy Efficiency | 0 | 0 | 0 | 7.7893e-05 | 0.00017906 | 0.0002889 | 0.00040789 | 0.00053574 | 0.0005572 | 0.0005572 | 0.0005572 | 0.0005572 | 0.0005572
Scenario 2: High TRC | SCE | Com | HVAC | Com - Health | Gas Energy (MMTherm/year) | Fuel Substitution | 0.021708 | 0.045696 | 0.070087 | 0.097381 | 0.12481 | 0.12481 | 0.12481 | 0.12481 | 0.12481 | 0.12481 | 0.12481 | 0.12481 | 0.12481
Scenario 2: High TRC | SCE | Com | HVAC | Com - Lodging | Electric Demand (MW) | Energy Efficiency | 0.029133 | 0.060244 | 0.093383 | 0.13103 | 0.17428 | 0.22081 | 0.27009 | 0.32214 | 0.34882 | 0.36893 | 0.38936 | 0.41009 | 0.43111
Scenario 2: High TRC | SCE | Com | HVAC | Com - Lodging | Electric Demand (MW) | Fuel Substitution | 0 | 0 | 0 | 0 | 0 | 0.0055708 | 0.011199 | 0.01685 | 0.019437 | 0.022018 | 0.024585 | 0.027137 | 0.029671
Scenario 2: High TRC | SCE | Com | HVAC | Com - Lodging | Electric Energy (GWh/year) | Energy Efficiency | 0.14344 | 0.29532 | 0.45577 | 0.63446 | 0.83656 | 1.0523 | 1.2793 | 1.5176 | 1.6621 | 1.7827 | 1.9051 | 2.0294 | 2.1555
Scenario 2: High TRC | SCE | Com | HVAC | Com - Lodging | Electric Energy (GWh/year) | Fuel Substitution | -0.087409 | -0.17646 | -0.26626 | -0.35624 | -0.44603 | -0.41843 | -0.39051 | -0.36248 | -0.34574 | -0.32904 | -0.31243 | -0.29592 | -0.27953
Scenario 2: High TRC | SCE | Com | HVAC | Com - Lodging | Gas Energy (MMTherm/year) | Energy Efficiency | 0.00084609 | 0.0017859 | 0.0028241 | 0.0039626 | 0.005347 | 0.0068883 | 0.0085562 | 0.010354 | 0.010726 | 0.010726 | 0.010726 | 0.010726 | 0.010726
Scenario 2: High TRC | SCE | Com | HVAC | Com - Lodging | Gas Energy (MMTherm/year) | Fuel Substitution | 0.019152 | 0.038724 | 0.058527 | 0.078427 | 0.098331 | 0.098331 | 0.098331 | 0.098331 | 0.098331 | 0.098331 | 0.098331 | 0.098331 | 0.098331
Scenario 2: High TRC | SCE | Com | HVAC | Com - Office (Large) | Electric Demand (MW) | Energy Efficiency | 0.023586 | 0.0477 | 0.072269 | 0.09727 | 0.12272 | 0.1486 | 0.17481 | 0.20134 | 0.22811 | 0.25507 | 0.28224 | 0.30957 | 0.33705
Scenario 2: High TRC | SCE | Com | HVAC | Com - Office (Large) | Electric Energy (GWh/year) | Energy Efficiency | 0.057153 | 0.11558 | 0.17512 | 0.2357 | 0.29738 | 0.36007 | 0.42357 | 0.48787 | 0.55274 | 0.61807 | 0.6839 | 0.75011 | 0.81671
Scenario 2: High TRC | SCE | Com | HVAC | Com - Office (Large) | Electric Energy (GWh/year) | Fuel Substitution | -1.5445e-05 | -3.0904e-05 | -4.6225e-05 | -0.00065952 | -0.0012573 | -0.0012573 | -0.0012573 | -0.0012573 | -0.0012573 | -0.0012573 | -0.0012573 | -0.0012573 | -0.0012573
Scenario 2: High TRC | SCE | Com | HVAC | Com - Office (Large) | Gas Energy (MMTherm/year) | Fuel Substitution | 1.3584e-05 | 2.7178e-05 | 4.0648e-05 | 0.00011733 | 0.00019213 | 0.00019213 | 0.00019213 | 0.00019213 | 0.00019213 | 0.00019213 | 0.00019213 | 0.00019213 | 0.00019213
Scenario 2: High TRC | SCE | Com | HVAC | Com - Office (Small) | Electric Demand (MW) | Energy Efficiency | 0.028943 | 0.059338 | 0.091128 | 0.12426 | 0.13528 | 0.40272 | 0.43718 | 0.47276 | 0.50935 | 0.54682 | 0.58512 | 0.62416 | 0.6639
Scenario 2: High TRC | SCE | Com | HVAC | Com - Office (Small) | Electric Energy (GWh/year) | Energy Efficiency | 0.052301 | 0.10703 | 0.16408 | 0.22335 | 0.24697 | 0.67139 | 0.73297 | 0.7964 | 0.86148 | 0.92802 | 0.99594 | 1.0651 | 1.1354
Scenario 2: High TRC | SCE | Com | HVAC | Com - Office (Small) | Electric Energy (GWh/year) | Fuel Substitution | -0.00060352 | -0.0012184 | -0.0018386 | -0.0024719 | -0.0030139 | -0.0030139 | -0.0030139 | -0.0030139 | -0.0030139 | -0.0030139 | -0.0030139 | -0.0030139 | -0.0030139
Scenario 2: High TRC | SCE | Com | HVAC | Com - Office (Small) | Gas Energy (MMTherm/year) | Energy Efficiency | 0.00092484 | 0.0019148 | 0.0029684 | 0.0040839 | 0.0040839 | 0.018243 | 0.01941 | 0.020631 | 0.021899 | 0.023208 | 0.024556 | 0.025938 | 0.027351
Scenario 2: High TRC | SCE | Com | HVAC | Com - Office (Small) | Gas Energy (MMTherm/year) | Fuel Substitution | 7.439e-05 | 0.00015022 | 0.00022675 | 0.00030883 | 0.0003791 | 0.0003791 | 0.0003791 | 0.0003791 | 0.0003791 | 0.0003791 | 0.0003791 | 0.0003791 | 0.0003791
Scenario 2: High TRC | SCE | Com | HVAC | Com - Other | Electric Demand (MW) | Energy Efficiency | 0.38293 | 0.79924 | 1.2496 | 1.7332 | 2.2497 | 2.7984 | 3.3743 | 3.9803 | 4.6056 | 5.2589 | 5.9401 | 6.6468 | 7.3796
Scenario 2: High TRC | SCE | Com | HVAC | Com - Other | Electric Demand (MW) | Fuel Substitution | 0 | 0 | 0 | 0 | 0 | 0 | 4.5468e-05 | 4.5468e-05 | 4.5468e-05 | 4.5468e-05 | 4.5468e-05 | 4.5468e-05 | 4.5468e-05
Scenario 2: High TRC | SCE | Com | HVAC | Com - Other | Electric Energy (GWh/year) | Energy Efficiency | 0.67058 | 1.3921 | 2.1638 | 2.9824 | 3.8455 | 4.7503 | 5.5905 | 6.4642 | 7.2881 | 8.1538 | 9.063 | 10.0144 | 11.0102
Scenario 2: High TRC | SCE | Com | HVAC | Com - Other | Electric Energy (GWh/year) | Fuel Substitution | -0.059889 | -0.12077 | -0.10657 | -0.091642 | -0.065797 | -0.065797 | -0.065458 | -0.065458 | -0.065458 | -0.065458 | -0.065458 | -0.065458 | -0.065458
Scenario 2: High TRC | SCE | Com | HVAC | Com - Other | Gas Energy (MMTherm/year) | Energy Efficiency | 0.040938 | 0.084755 | 0.13129 | 0.18022 | 0.23131 | 0.28426 | 0.32629 | 0.36939 | 0.40421 | 0.44134 | 0.48104 | 0.52336 | 0.56854
Scenario 2: High TRC | SCE | Com | HVAC | Com - Other | Gas Energy (MMTherm/year) | Fuel Substitution | 0.034224 | 0.069291 | 0.11307 | 0.15718 | 0.20294 | 0.20294 | 0.20294 | 0.20294 | 0.20294 | 0.20294 | 0.20294 | 0.20294 | 0.20294
Scenario 2: High TRC | SCE | Com | HVAC | Com - Restaurant | Electric Demand (MW) | Energy Efficiency | 0.029249 | 0.060679 | 0.094318 | 0.13022 | 0.1685 | 0.20858 | 0.25018 | 0.2934 | 0.33805 | 0.38385 | 0.43078 | 0.47856 | 0.52715
Scenario 2: High TRC | SCE | Com | HVAC | Com - Restaurant | Electric Demand (MW) | Fuel Substitution | 0 | 0 | 0 | 0 | 0 | 6.2373e-06 | 1.2517e-05 | 1.8803e-05 | 2.5071e-05 | 3.1308e-05 | 3.7504e-05 | 4.3655e-05 | 4.9757e-05
Scenario 2: High TRC | SCE | Com | HVAC | Com - Restaurant | Electric Energy (GWh/year) | Energy Efficiency | 0.032245 | 0.066331 | 0.10226 | 0.14003 | 0.17973 | 0.22092 | 0.2634 | 0.30723 | 0.35225 | 0.39829 | 0.4453 | 0.49311 | 0.54167
Scenario 2: High TRC | SCE | Com | HVAC | Com - Restaurant | Electric Energy (GWh/year) | Fuel Substitution | 0.011665 | 0.023628 | 0.035774 | 0.048015 | 0.060286 | 0.060337 | 0.060388 | 0.06044 | 0.060491 | 0.060542 | 0.060593 | 0.060643 | 0.060693
Scenario 2: High TRC | SCE | Com | HVAC | Com - Restaurant | Gas Energy (MMTherm/year) | Energy Efficiency | 0.0014676 | 0.0030604 | 0.0047809 | 0.0066332 | 0.0086249 | 0.010721 | 0.012906 | 0.015185 | 0.017548 | 0.019978 | 0.022473 | 0.025019 | 0.027611
Scenario 2: High TRC | SCE | Com | HVAC | Com - Restaurant | Gas Energy (MMTherm/year) | Fuel Substitution | 0.0012638 | 0.0025586 | 0.0038721 | 0.005195 | 0.0065206 | 0.0065206 | 0.0065206 | 0.0065206 | 0.0065206 | 0.0065206 | 0.0065206 | 0.0065206 | 0.0065206
Scenario 2: High TRC | SCE | Com | HVAC | Com - Retail | Electric Demand (MW) | Energy Efficiency | 0.1227 | 0.25581 | 0.39876 | 0.5522 | 0.71686 | 0.89382 | 1.0792 | 1.2751 | 1.3942 | 1.4977 | 1.6036 | 1.7112 | 1.8204
Scenario 2: High TRC | SCE | Com | HVAC | Com - Retail | Electric Demand (MW) | Fuel Substitution | 0 | 0 | 0 | 0 | 0 | 0.020725 | 0.041816 | 0.063103 | 0.063103 | 0.063103 | 0.063103 | 0.063103 | 0.063103
Scenario 2: High TRC | SCE | Com | HVAC | Com - Retail | Electric Energy (GWh/year) | Energy Efficiency | 0.25583 | 0.5322 | 0.82831 | 1.1447 | 1.4823 | 1.8453 | 2.2034 | 2.5812 | 2.7308 | 2.8347 | 2.9414 | 3.0507 | 3.1629
Scenario 2: High TRC | SCE | Com | HVAC | Com - Retail | Electric Energy (GWh/year) | Fuel Substitution | 0.045897 | 0.09298 | 0.1408 | 0.18901 | 0.23725 | 0.31461 | 0.39335 | 0.47284 | 0.47284 | 0.47284 | 0.47284 | 0.47284 | 0.47284
Scenario 2: High TRC | SCE | Com | HVAC | Com - Retail | Gas Energy (MMTherm/year) | Energy Efficiency | 0.0034763 | 0.0071732 | 0.011054 | 0.015108 | 0.019323 | 0.023667 | 0.02691 | 0.030233 | 0.031302 | 0.032217 | 0.033244 | 0.034386 | 0.035656
Scenario 2: High TRC | SCE | Com | HVAC | Com - Retail | Gas Energy (MMTherm/year) | Fuel Substitution | 0.0030762 | 0.0062299 | 0.009431 | 0.012657 | 0.015883 | 0.015883 | 0.015883 | 0.015883 | 0.015883 | 0.015883 | 0.015883 | 0.015883 | 0.015883
Scenario 2: High TRC | SCE | Com | HVAC | Com - School | Electric Demand (MW) | Energy Efficiency | 0.059379 | 0.12175 | 0.18716 | 0.25528 | 0.32563 | 0.39833 | 0.47274 | 0.54898 | 0.627 | 0.70669 | 0.78767 | 0.87018 | 0.95365
Scenario 2: High TRC | SCE | Com | HVAC | Com - School | Electric Energy (GWh/year) | Energy Efficiency | 0.056494 | 0.11564 | 0.17745 | 0.24165 | 0.30783 | 0.37607 | 0.44582 | 0.51718 | 0.59011 | 0.66451 | 0.74005 | 0.81693 | 0.89468
Scenario 2: High TRC | SCE | Com | HVAC | Com - School | Electric Energy (GWh/year) | Fuel Substitution | -0.0012178 | -0.0024399 | -0.003654 | -0.0048527 | -0.0060313 | -0.0060313 | -0.0060313 | -0.0060313 | -0.0060313 | -0.0060313 | -0.0060313 | -0.0060313 | -0.0060313
Scenario 2: High TRC | SCE | Com | HVAC | Com - School | Gas Energy (MMTherm/year) | Energy Efficiency | 0.0030372 | 0.0062394 | 0.0096096 | 0.01313 | 0.016774 | 0.020549 | 0.024417 | 0.028387 | 0.032455 | 0.036616 | 0.040847 | 0.045164 | 0.049533
Scenario 2: High TRC | SCE | Com | HVAC | Com - School | Gas Energy (MMTherm/year) | Fuel Substitution | 0.0009886 | 0.0019854 | 0.0029806 | 0.003967 | 0.0049399 | 0.0049399 | 0.0049399 | 0.0049399 | 0.0049399 | 0.0049399 | 0.0049399 | 0.0049399 | 0.0049399
Scenario 2: High TRC | SCE | Com | HVAC | Com - Warehouse | Electric Demand (MW) | Energy Efficiency | 0.0019901 | 0.0040478 | 0.0061668 | 0.0083478 | 0.010594 | 0.012898 | 0.015255 | 0.017664 | 0.020064 | 0.022504 | 0.024981 | 0.027493 | 0.030037
Scenario 2: High TRC | SCE | Com | HVAC | Com - Warehouse | Electric Demand (MW) | Fuel Substitution | 0 | 0 | 0 | 0 | 0 | 2.4532e-06 | 4.9389e-06 | 7.4415e-06 | 7.4415e-06 | 7.4415e-06 | 7.4415e-06 | 7.4415e-06 | 7.4415e-06
Scenario 2: High TRC | SCE | Com | HVAC | Com - Warehouse | Electric Energy (GWh/year) | Energy Efficiency | 0.0062105 | 0.012632 | 0.019245 | 0.026051 | 0.03306 | 0.04025 | 0.047606 | 0.055125 | 0.062631 | 0.070261 | 0.078009 | 0.085863 | 0.093822
Scenario 2: High TRC | SCE | Com | HVAC | Com - Warehouse | Electric Energy (GWh/year) | Fuel Substitution | -0.11403 | -0.23087 | -0.34327 | -0.45649 | -0.57005 | -0.57002 | -0.56998 | -0.56995 | -0.56995 | -0.56995 | -0.56995 | -0.56995 | -0.56995
Scenario 2: High TRC | SCE | Com | HVAC | Com - Warehouse | Gas Energy (MMTherm/year) | Fuel Substitution | 0.020164 | 0.040854 | 0.063142 | 0.085632 | 0.10822 | 0.10822 | 0.10822 | 0.10822 | 0.10822 | 0.10822 | 0.10822 | 0.10822 | 0.10822
Scenario 2: High TRC | SCE | Com | Lighting | Com - College | Electric Demand (MW) | Energy Efficiency | 0 | 0 | 0 | 0 | 0 | 0 | 0 | 0.0093299 | 0.011611 | 0.011611 | 0.011611 | 0.011611 | 0.011611
Scenario 2: High TRC | SCE | Com | Lighting | Com - College | Electric Energy (GWh/year) | Energy Efficiency | 0 | 0 | 0 | 0 | 0 | 0 | 0 | 0.035061 | 0.043634 | 0.043634 | 0.043634 | 0.043634 | 0.043634
Scenario 2: High TRC | SCE | Com | Lighting | Com - College | Gas Energy (MMTherm/year) | Energy Efficiency | 0 | 0 | 0 | 0 | 0 | 0 | 0 | -0.00019421 | -0.0002417 | -0.0002417 | -0.0002417 | -0.0002417 | -0.0002417
Scenario 2: High TRC | SCE | Com | Lighting | Com - Grocery | Electric Demand (MW) | Energy Efficiency | 0.033078 | 0.067928 | 0.1044 | 0.14245 | 0.18208 | 0.22317 | 0.26559 | 0.30934 | 0.35431 | 0.40039 | 0.44756 | 0.49567 | 0.54461
Scenario 2: High TRC | SCE | Com | Lighting | Com - Grocery | Electric Energy (GWh/year) | Energy Efficiency | 0.18564 | 0.38122 | 0.58587 | 0.7994 | 1.0218 | 1.2523 | 1.4903 | 1.7358 | 1.9881 | 2.2466 | 2.5113 | 2.7811 | 3.0557
Scenario 2: High TRC | SCE | Com | Lighting | Com - Grocery | Gas Energy (MMTherm/year) | Energy Efficiency | -0.0019611 | -0.0040272 | -0.0061893 | -0.0084452 | -0.010795 | -0.013231 | -0.015745 | -0.018339 | -0.021005 | -0.023737 | -0.026534 | -0.029386 | -0.032287
Scenario 2: High TRC | SCE | Com | Lighting | Com - Health | Electric Demand (MW) | Energy Efficiency | 0.034794 | 0.071555 | 0.11029 | 0.15068 | 0.19278 | 0.23641 | 0.28163 | 0.32819 | 0.376 | 0.42482 | 0.47453 | 0.52534 | 0.57723
Scenario 2: High TRC | SCE | Com | Lighting | Com - Health | Electric Energy (GWh/year) | Energy Efficiency | 0.20349 | 0.41848 | 0.64505 | 0.88127 | 1.1275 | 1.3827 | 1.6472 | 1.9196 | 2.1992 | 2.4848 | 2.7756 | 3.0728 | 3.3764
Scenario 2: High TRC | SCE | Com | Lighting | Com - Health | Gas Energy (MMTherm/year) | Energy Efficiency | -0.0013327 | -0.0027408 | -0.0042247 | -0.0057717 | -0.0073842 | -0.0090558 | -0.010788 | -0.012572 | -0.014403 | -0.016273 | -0.018178 | -0.020124 | -0.022112
Scenario 2: High TRC | SCE | Com | Lighting | Com - Office (Large) | Electric Demand (MW) | Energy Efficiency | 0 | 0 | 0 | 0 | 0 | 0 | 0 | 0.017982 | 0.025709 | 0.025709 | 0.025709 | 0.025709 | 0.025709
Scenario 2: High TRC | SCE | Com | Lighting | Com - Office (Large) | Electric Energy (GWh/year) | Energy Efficiency | 0 | 0 | 0 | 0 | 0 | 0 | 0 | 0.12497 | 0.17867 | 0.17867 | 0.17867 | 0.17867 | 0.17867
Scenario 2: High TRC | SCE | Com | Lighting | Com - Office (Large) | Gas Energy (MMTherm/year) | Energy Efficiency | 0 | 0 | 0 | 0 | 0 | 0 | 0 | -0.00029618 | -0.00042344 | -0.00042344 | -0.00042344 | -0.00042344 | -0.00042344
Scenario 2: High TRC | SCE | Com | Lighting | Com - Refrig. Warehouse | Electric Demand (MW) | Energy Efficiency | 0.0010955 | 0.0015426 | 0.0020103 | 0.0024957 | 0.0029989 | 0.00352 | 0.0040584 | 0.0046127 | 0.0051828 | 0.0057677 | 0.0063663 | 0.0069778 | 0.007601
Scenario 2: High TRC | SCE | Com | Lighting | Com - Refrig. Warehouse | Electric Energy (GWh/year) | Energy Efficiency | 0.010403 | 0.014648 | 0.019088 | 0.023697 | 0.028476 | 0.033424 | 0.038537 | 0.043801 | 0.049215 | 0.054769 | 0.060454 | 0.066262 | 0.072181
Scenario 2: High TRC | SCE | Com | Lighting | Com - Restaurant | Electric Demand (MW) | Energy Efficiency | 0.0050676 | 0.012174 | 0.019892 | 0.028218 | 0.049733 | 0.074437 | 0.099985 | 0.12636 | 0.1535 | 0.18135 | 0.20989 | 0.23906 | 0.2688
Scenario 2: High TRC | SCE | Com | Lighting | Com - Restaurant | Electric Energy (GWh/year) | Energy Efficiency | 0.030786 | 0.073958 | 0.12085 | 0.17143 | 0.30186 | 0.45161 | 0.60647 | 0.76633 | 0.93087 | 1.0997 | 1.2727 | 1.4496 | 1.6299
Scenario 2: High TRC | SCE | Com | Lighting | Com - Restaurant | Gas Energy (MMTherm/year) | Energy Efficiency | -0.00015108 | -0.00036293 | -0.00059304 | -0.00084124 | -0.0014817 | -0.002217 | -0.0029775 | -0.0037624 | -0.0045703 | -0.0053995 | -0.006249 | -0.0071172 | -0.0080027
Scenario 2: High TRC | SCE | Com | Lighting | Com - Retail | Electric Demand (MW) | Energy Efficiency | 0.12558 | 0.25799 | 0.39668 | 0.54147 | 0.69228 | 0.84863 | 1.0101 | 1.1765 | 1.3474 | 1.5225 | 1.7016 | 1.8842 | 2.0697
Scenario 2: High TRC | SCE | Com | Lighting | Com - Retail | Electric Energy (GWh/year) | Energy Efficiency | 0.7475 | 1.5357 | 2.3612 | 3.2231 | 4.1207 | 5.0513 | 6.0121 | 7.0026 | 8.02 | 9.0623 | 10.1283 | 11.2146 | 12.3189
Scenario 2: High TRC | SCE | Com | Lighting | Com - Retail | Gas Energy (MMTherm/year) | Energy Efficiency | -0.0019097 | -0.0039235 | -0.0060327 | -0.0082348 | -0.010528 | -0.012906 | -0.015361 | -0.017892 | -0.020492 | -0.023156 | -0.02588 | -0.028656 | -0.031478
Scenario 2: High TRC | SCE | Com | Lighting | Com - Warehouse | Electric Demand (MW) | Energy Efficiency | 0 | 0 | 0 | 0 | 0 | 0.0017684 | 0.0040601 | 0.0064813 | 0.0069529 | 0.0069529 | 0.0069529 | 0.0069529 | 0.0069529
Scenario 2: High TRC | SCE | Com | Lighting | Com - Warehouse | Electric Energy (GWh/year) | Energy Efficiency | 0 | 0 | 0 | 0 | 0 | 0.014817 | 0.034019 | 0.054305 | 0.058257 | 0.058257 | 0.058257 | 0.058257 | 0.058257
Scenario 2: High TRC | SCE | Com | Lighting | Com - Warehouse | Gas Energy (MMTherm/year) | Energy Efficiency | 0 | 0 | 0 | 0 | 0 | -5.7221e-05 | -0.00013138 | -0.00020972 | -0.00022498 | -0.00022498 | -0.00022498 | -0.00022498 | -0.00022498
Scenario 2: High TRC | SCE | Com | WaterHeat | Com - College | Electric Demand (MW) | Energy Efficiency | 0.00013082 | 0.00028912 | 0.00048073 | 0.00071232 | 0.00099048 | 0.0013256 | 0.0017285 | 0.0022114 | 0.0027893 | 0.0034793 | 0.0043034 | 0.0052935 | 0.0064748
Scenario 2: High TRC | SCE | Com | WaterHeat | Com - College | Electric Demand (MW) | Fuel Substitution | 0 | 0 | 0 | 0 | 0 | 0.37991 | 0.84162 | 1.3783 | 1.9731 | 2.609 | 3.2721 | 3.9529 | 4.6448
Scenario 2: High TRC | SCE | Com | WaterHeat | Com - College | Electric Energy (GWh/year) | Energy Efficiency | 0.00053541 | 0.0011833 | 0.0019675 | 0.0029153 | 0.0040537 | 0.005425 | 0.0070742 | 0.0090505 | 0.011415 | 0.01424 | 0.017612 | 0.021664 | 0.026499
Scenario 2: High TRC | SCE | Com | WaterHeat | Com - College | Electric Energy (GWh/year) | Fuel Substitution | -1.929 | -3.8605 | -5.7921 | -7.7233 | -9.655 | -8.0398 | -6.0767 | -3.7948 | -1.2652 | 1.4388 | 4.2587 | 7.1538 | 10.0961
Scenario 2: High TRC | SCE | Com | WaterHeat | Com - College | Gas Energy (MMTherm/year) | Fuel Substitution | 0.21323 | 0.42678 | 0.64039 | 0.854 | 1.0677 | 1.0677 | 1.0677 | 1.0677 | 1.0677 | 1.0677 | 1.0677 | 1.0677 | 1.0677
Scenario 2: High TRC | SCE | Com | WaterHeat | Com - Grocery | Electric Demand (MW) | Energy Efficiency | 0.00037946 | 0.00083923 | 0.001394 | 0.0020626 | 0.0028682 | 0.0038367 | 0.0049987 | 0.0063929 | 0.0080635 | 0.010062 | 0.012453 | 0.01531 | 0.018722
Scenario 2: High TRC | SCE | Com | WaterHeat | Com - Grocery | Electric Energy (GWh/year) | Energy Efficiency | 0.0021362 | 0.0047243 | 0.0078472 | 0.011611 | 0.016146 | 0.021599 | 0.028139 | 0.035988 | 0.045392 | 0.056644 | 0.070103 | 0.086186 | 0.1054
Scenario 2: High TRC | SCE | Com | WaterHeat | Com - Grocery | Electric Energy (GWh/year) | Fuel Substitution | -0.073259 | -0.14707 | -0.22134 | -0.29616 | -0.3716 | -0.3716 | -0.3716 | -0.3716 | -0.3716 | -0.3716 | -0.3716 | -0.3716 | -0.3716
Scenario 2: High TRC | SCE | Com | WaterHeat | Com - Grocery | Gas Energy (MMTherm/year) | Fuel Substitution | 0.0097167 | 0.019506 | 0.029358 | 0.039281 | 0.049287 | 0.049287 | 0.049287 | 0.049287 | 0.049287 | 0.049287 | 0.049287 | 0.049287 | 0.049287
Scenario 2: High TRC | SCE | Com | WaterHeat | Com - Health | Electric Demand (MW) | Energy Efficiency | 0.00038055 | 0.00084368 | 0.0014067 | 0.0020861 | 0.0029067 | 0.0038948 | 0.0050853 | 0.0065141 | 0.0082267 | 0.010272 | 0.012712 | 0.015634 | 0.019137
Scenario 2: High TRC | SCE | Com | WaterHeat | Com - Health | Electric Demand (MW) | Fuel Substitution | 0 | 0 | 0 | 0 | 0 | 0.43377 | 0.964 | 1.5843 | 2.2759 | 3.0187 | 3.7962 | 4.597 | 5.4134
Scenario 2: High TRC | SCE | Com | WaterHeat | Com - Health | Electric Energy (GWh/year) | Energy Efficiency | 0.0033633 | 0.0074564 | 0.012432 | 0.018437 | 0.02569 | 0.034422 | 0.044944 | 0.057571 | 0.072707 | 0.090786 | 0.11235 | 0.13817 | 0.16913
Scenario 2: High TRC | SCE | Com | WaterHeat | Com - Health | Electric Energy (GWh/year) | Fuel Substitution | -4.8341 | -9.686 | -14.55 | -19.425 | -24.3115 | -20.3138 | -15.4268 | -9.7095 | -3.3345 | 3.5122 | 10.6792 | 18.061 | 25.5864
Scenario 2: High TRC | SCE | Com | WaterHeat | Com - Health | Gas Energy (MMTherm/year) | Fuel Substitution | 0.54404 | 1.0902 | 1.638 | 2.1872 | 2.738 | 2.738 | 2.738 | 2.738 | 2.738 | 2.738 | 2.738 | 2.738 | 2.738
Scenario 2: High TRC | SCE | Com | WaterHeat | Com - Lodging | Electric Demand (MW) | Energy Efficiency | 7.9286e-05 | 0.0001759 | 0.00029331 | 0.00043548 | 0.00060753 | 0.00081537 | 0.001066 | 0.001368 | 0.0017309 | 0.0021667 | 0.0026896 | 0.0033164 | 0.0040673
Scenario 2: High TRC | SCE | Com | WaterHeat | Com - Lodging | Electric Demand (MW) | Fuel Substitution | 0 | 0 | 0 | 0 | 0 | 0.44085 | 0.98278 | 1.6193 | 2.3308 | 3.0965 | 3.8992 | 4.7265 | 5.5697
Scenario 2: High TRC | SCE | Com | WaterHeat | Com - Lodging | Electric Energy (GWh/year) | Energy Efficiency | 0.0006829 | 0.001515 | 0.0025263 | 0.0037508 | 0.0052327 | 0.0070229 | 0.0091818 | 0.011782 | 0.014909 | 0.018662 | 0.023166 | 0.028565 | 0.035032
Scenario 2: High TRC | SCE | Com | WaterHeat | Com - Lodging | Electric Energy (GWh/year) | Fuel Substitution | -4.8964 | -9.8027 | -14.7131 | -19.6557 | -24.6677 | -20.7084 | -15.841 | -10.1241 | -3.7325 | 3.1453 | 10.3553 | 17.7862 | 25.3603
Scenario 2: High TRC | SCE | Com | WaterHeat | Com - Lodging | Gas Energy (MMTherm/year) | Fuel Substitution | 0.54294 | 1.0873 | 1.6323 | 2.1811 | 2.7375 | 2.7375 | 2.7375 | 2.7375 | 2.7375 | 2.7375 | 2.7375 | 2.7375 | 2.7375
Scenario 2: High TRC | SCE | Com | WaterHeat | Com - Office (Large) | Electric Demand (MW) | Energy Efficiency | 0.00010078 | 0.0002232 | 0.00037118 | 0.00054962 | 0.0007647 | 0.0010234 | 0.0013338 | 0.0017056 | 0.00215 | 0.00268 | 0.0033123 | 0.0040655 | 0.0049626
Scenario 2: High TRC | SCE | Com | WaterHeat | Com - Office (Large) | Electric Demand (MW) | Fuel Substitution | 0 | 0 | 0 | 0 | 0 | 0.059279 | 0.13194 | 0.21683 | 0.31118 | 0.4121 | 0.51723 | 0.62486 | 0.7338
Scenario 2: High TRC | SCE | Com | WaterHeat | Com - Office (Large) | Electric Energy (GWh/year) | Energy Efficiency | 0.0019296 | 0.0042736 | 0.0071071 | 0.010524 | 0.014642 | 0.019596 | 0.025538 | 0.032659 | 0.041167 | 0.051315 | 0.063422 | 0.077844 | 0.09502
Scenario 2: High TRC | SCE | Com | WaterHeat | Com - Office (Large) | Electric Energy (GWh/year) | Fuel Substitution | -1.2367 | -2.4671 | -3.7081 | -4.9631 | -6.2321 | -5.0456 | -3.5911 | -1.8915 | -0.0024602 | 2.0179 | 4.1227 | 6.2777 | 8.4588
Scenario 2: High TRC | SCE | Com | WaterHeat | Com - Office (Large) | Gas Energy (MMTherm/year) | Fuel Substitution | 0.1349 | 0.26916 | 0.40455 | 0.54147 | 0.67992 | 0.67992 | 0.67992 | 0.67992 | 0.67992 | 0.67992 | 0.67992 | 0.67992 | 0.67992
Scenario 2: High TRC | SCE | Com | WaterHeat | Com - Office (Small) | Electric Demand (MW) | Energy Efficiency | 3.7141e-06 | 8.2144e-06 | 1.365e-05 | 2.02e-05 | 2.5815e-05 | 4.9654e-05 | 6.1031e-05 | 7.4839e-05 | 9.1505e-05 | 0.00011154 | 0.00013555 | 0.00016426 | 0.00019855
Scenario 2: High TRC | SCE | Com | WaterHeat | Com - Office (Small) | Electric Demand (MW) | Fuel Substitution | 0 | 0 | 0 | 0 | 0 | 0.0022591 | 0.0050274 | 0.008261 | 0.011856 | 0.015704 | 0.019719 | 0.02384 | 0.028024
Scenario 2: High TRC | SCE | Com | WaterHeat | Com - Office (Small) | Electric Energy (GWh/year) | Energy Efficiency | 0.00042723 | 0.0009449 | 0.0015702 | 0.0023236 | 0.0029695 | 0.0057117 | 0.0070203 | 0.0086087 | 0.010526 | 0.01283 | 0.015592 | 0.018895 | 0.022839
Scenario 2: High TRC | SCE | Com | WaterHeat | Com - Office (Small) | Electric Energy (GWh/year) | Fuel Substitution | -0.3175 | -0.63415 | -0.94956 | -1.2636 | -1.5358 | -1.2645 | -0.93212 | -0.54381 | -0.11213 | 0.34999 | 0.83221 | 1.3271 | 1.8296
Scenario 2: High TRC | SCE | Com | WaterHeat | Com - Office (Small) | Gas Energy (MMTherm/year) | Fuel Substitution | 0.034275 | 0.068463 | 0.10252 | 0.13644 | 0.16584 | 0.16584 | 0.16584 | 0.16584 | 0.16584 | 0.16584 | 0.16584 | 0.16584 | 0.16584
Scenario 2: High TRC | SCE | Com | WaterHeat | Com - Other | Electric Demand (MW) | Energy Efficiency | 0.0039515 | 0.0087531 | 0.014571 | 0.021603 | 0.030084 | 0.040297 | 0.052591 | 0.06736 | 0.085069 | 0.1063 | 0.13175 | 0.16223 | 0.19871
Scenario 2: High TRC | SCE | Com | WaterHeat | Com - Other | Electric Demand (MW) | Fuel Substitution | 0 | 0 | 0 | 0 | 0 | 2.7373 | 6.0709 | 9.9579 | 14.2809 | 18.9154 | 23.7605 | 28.743 | 33.8122
Scenario 2: High TRC | SCE | Com | WaterHeat | Com - Other | Electric Energy (GWh/year) | Energy Efficiency | 0.027032 | 0.059879 | 0.099681 | 0.14778 | 0.2058 | 0.27567 | 0.35977 | 0.4608 | 0.58194 | 0.7272 | 0.9013 | 1.1098 | 1.3594
Scenario 2: High TRC | SCE | Com | WaterHeat | Com - Other | Electric Energy (GWh/year) | Fuel Substitution | -25.0348 | -50.0983 | -75.1616 | -100.2192 | -125.15 | -105.6371 | -81.8713 | -54.1593 | -23.3383 | 9.7047 | 44.2495 | 79.7744 | 115.9176
Scenario 2: High TRC | SCE | Com | WaterHeat | Com - Other | Gas Energy (MMTherm/year) | Fuel Substitution | 2.7117 | 5.4274 | 8.144 | 10.861 | 13.5644 | 13.5644 | 13.5644 | 13.5644 | 13.5644 | 13.5644 | 13.5644 | 13.5644 | 13.5644
Scenario 2: High TRC | SCE | Com | WaterHeat | Com - Refrig. Warehouse | Electric Demand (MW) | Energy Efficiency | 2.6171e-05 | 4.0606e-05 | 5.8217e-05 | 7.9513e-05 | 0.00010521 | 0.00013616 | 0.00017339 | 0.00021804 | 0.00027157 | 0.00033567 | 0.0004123 | 0.00050395 | 0.00061344
Scenario 2: High TRC | SCE | Com | WaterHeat | Com - Refrig. Warehouse | Electric Demand (MW) | Fuel Substitution | 0 | 0 | 0 | 0 | 0 | 0.001768 | 0.0039518 | 0.0065237 | 0.0094031 | 0.012503 | 0.015753 | 0.019101 | 0.022513
Scenario 2: High TRC | SCE | Com | WaterHeat | Com - Refrig. Warehouse | Electric Energy (GWh/year) | Energy Efficiency | 0.00031971 | 0.00049606 | 0.00071119 | 0.00097135 | 0.0012853 | 0.0016634 | 0.0021182 | 0.0026636 | 0.0033176 | 0.0041006 | 0.0050368 | 0.0061563 | 0.0074939
Scenario 2: High TRC | SCE | Com | WaterHeat | Com - Refrig. Warehouse | Electric Energy (GWh/year) | Fuel Substitution | -0.027504 | -0.055098 | -0.080063 | -0.1072 | -0.1348 | -0.1123 | -0.084509 | -0.051773 | -0.015123 | 0.024336 | 0.065698 | 0.10832 | 0.15175
Scenario 2: High TRC | SCE | Com | WaterHeat | Com - Refrig. Warehouse | Gas Energy (MMTherm/year) | Fuel Substitution | 0.0031549 | 0.0063213 | 0.0091881 | 0.012309 | 0.015481 | 0.015481 | 0.015481 | 0.015481 | 0.015481 | 0.015481 | 0.015481 | 0.015481 | 0.015481
Scenario 2: High TRC | SCE | Com | WaterHeat | Com - Restaurant | Electric Demand (MW) | Energy Efficiency | 0.0015026 | 0.0033304 | 0.005547 | 0.0082292 | 0.01147 | 0.015371 | 0.020057 | 0.02568 | 0.032422 | 0.04049 | 0.05014 | 0.061667 | 0.075429
Scenario 2: High TRC | SCE | Com | WaterHeat | Com - Restaurant | Electric Demand (MW) | Fuel Substitution | 0 | 0 | 0 | 0 | 0 | 3.0493 | 6.7765 | 11.1273 | 15.9678 | 21.1591 | 26.5892 | 32.1773 | 37.8671
Scenario 2: High TRC | SCE | Com | WaterHeat | Com - Restaurant | Electric Energy (GWh/year) | Energy Efficiency | 0.0082033 | 0.018182 | 0.030284 | 0.044929 | 0.062627 | 0.083929 | 0.10951 | 0.14023 | 0.17704 | 0.22111 | 0.27382 | 0.3368 | 0.41198
Scenario 2: High TRC | SCE | Com | WaterHeat | Com - Restaurant | Electric Energy (GWh/year) | Fuel Substitution | -16.4752 | -32.9451 | -49.5023 | -66.3116 | -83.4086 | -66.0337 | -44.7937 | -19.9983 | 7.5893 | 37.1764 | 68.1252 | 99.9751 | 132.4043
Scenario 2: High TRC | SCE | Com | WaterHeat | Com - Restaurant | Gas Energy (MMTherm/year) | Fuel Substitution | 1.8587 | 3.7171 | 5.5854 | 7.4822 | 9.4113 | 9.4113 | 9.4113 | 9.4113 | 9.4113 | 9.4113 | 9.4113 | 9.4113 | 9.4113
Scenario 2: High TRC | SCE | Com | WaterHeat | Com - Retail | Electric Demand (MW) | Energy Efficiency | 0.00024858 | 0.00054977 | 0.00091319 | 0.0013511 | 0.0018781 | 0.002511 | 0.0032691 | 0.004177 | 0.0052623 | 0.0065577 | 0.0081029 | 0.0099436 | 0.012135
Scenario 2: High TRC | SCE | Com | WaterHeat | Com - Retail | Electric Demand (MW) | Fuel Substitution | 0 | 0 | 0 | 0 | 0 | 0.094725 | 0.20977 | 0.3436 | 0.49218 | 0.65123 | 0.81732 | 0.98796 | 1.1614
Scenario 2: High TRC | SCE | Com | WaterHeat | Com - Retail | Electric Energy (GWh/year) | Energy Efficiency | 0.0016582 | 0.0036675 | 0.0060919 | 0.0090131 | 0.01253 | 0.016752 | 0.021811 | 0.027869 | 0.035112 | 0.043757 | 0.054071 | 0.066357 | 0.080985
Scenario 2: High TRC | SCE | Com | WaterHeat | Com - Retail | Electric Energy (GWh/year) | Fuel Substitution | -0.71316 | -1.4251 | -2.1349 | -2.8424 | -3.5434 | -2.8834 | -2.0818 | -1.1492 | -0.1138 | 0.99465 | 2.1522 | 3.3413 | 4.5502
Scenario 2: High TRC | SCE | Com | WaterHeat | Com - Retail | Gas Energy (MMTherm/year) | Fuel Substitution | 0.075589 | 0.15105 | 0.22629 | 0.30128 | 0.37559 | 0.37559 | 0.37559 | 0.37559 | 0.37559 | 0.37559 | 0.37559 | 0.37559 | 0.37559
Scenario 2: High TRC | SCE | Com | WaterHeat | Com - School | Electric Demand (MW) | Energy Efficiency | 0.00012494 | 0.00027678 | 0.00046063 | 0.00068239 | 0.00094895 | 0.001269 | 0.0016521 | 0.0021105 | 0.0026586 | 0.0033132 | 0.0040943 | 0.0050264 | 0.0061369
Scenario 2: High TRC | SCE | Com | WaterHeat | Com - School | Electric Demand (MW) | Fuel Substitution | 0 | 0 | 0 | 0 | 0 | 0.20014 | 0.4446 | 0.72909 | 1.0443 | 1.3807 | 1.731 | 2.0896 | 2.4529
Scenario 2: High TRC | SCE | Com | WaterHeat | Com - School | Electric Energy (GWh/year) | Energy Efficiency | 0.0018511 | 0.0041007 | 0.0068245 | 0.01011 | 0.014059 | 0.018801 | 0.024477 | 0.031269 | 0.039388 | 0.049088 | 0.06066 | 0.074469 | 0.090922
Scenario 2: High TRC | SCE | Com | WaterHeat | Com - School | Electric Energy (GWh/year) | Fuel Substitution | -3.1753 | -6.3467 | -9.5512 | -12.7976 | -16.0845 | -13.0187 | -9.2736 | -4.9146 | -0.085062 | 5.0705 | 10.4371 | 15.9326 | 21.4998
Scenario 2: High TRC | SCE | Com | WaterHeat | Com - School | Gas Energy (MMTherm/year) | Fuel Substitution | 0.35409 | 0.70778 | 1.0652 | 1.4272 | 1.7937 | 1.7937 | 1.7937 | 1.7937 | 1.7937 | 1.7937 | 1.7937 | 1.7937 | 1.7937
Scenario 2: High TRC | SCE | Com | WaterHeat | Com - Warehouse | Electric Demand (MW) | Energy Efficiency | 1.1989e-05 | 2.6507e-05 | 4.4018e-05 | 6.5124e-05 | 9.0574e-05 | 0.00012117 | 0.00015787 | 0.00020189 | 0.00025399 | 0.00031617 | 0.00039033 | 0.00047865 | 0.00058384
Scenario 2: High TRC | SCE | Com | WaterHeat | Com - Warehouse | Electric Demand (MW) | Fuel Substitution | 0 | 0 | 0 | 0 | 0 | 0.0017805 | 0.0039406 | 0.0064526 | 0.0092412 | 0.012227 | 0.015345 | 0.018549 | 0.021807
Scenario 2: High TRC | SCE | Com | WaterHeat | Com - Warehouse | Electric Energy (GWh/year) | Energy Efficiency | 0.00033933 | 0.00075021 | 0.0012458 | 0.0018432 | 0.0025634 | 0.0034294 | 0.0044682 | 0.005714 | 0.007189 | 0.0089496 | 0.01105 | 0.013551 | 0.01653
Scenario 2: High TRC | SCE | Com | WaterHeat | Com - Warehouse | Electric Energy (GWh/year) | Fuel Substitution | -0.075303 | -0.1508 | -0.2264 | -0.30209 | -0.37788 | -0.32543 | -0.26178 | -0.18777 | -0.10561 | -0.017637 | 0.074236 | 0.16865 | 0.26467
Scenario 2: High TRC | SCE | Com | WaterHeat | Com - Warehouse | Gas Energy (MMTherm/year) | Fuel Substitution | 0.00833 | 0.016683 | 0.025051 | 0.03343 | 0.041824 | 0.041824 | 0.041824 | 0.041824 | 0.041824 | 0.041824 | 0.041824 | 0.041824 | 0.041824
Scenario 2: High TRC | SCE | Com | WholeBlg | Com - College | Electric Demand (MW) | Energy Efficiency | 0.080354 | 0.1625 | 0.24661 | 0.3331 | 0.4223 | 0.51338 | 0.60767 | 0.7049 | 0.7956 | 0.82383 | 0.84869 | 0.87404 | 0.89933
Scenario 2: High TRC | SCE | Com | WholeBlg | Com - College | Electric Energy (GWh/year) | Energy Efficiency | 0.73228 | 1.4809 | 2.2474 | 3.0355 | 3.8484 | 4.679 | 5.5389 | 6.4255 | 7.2526 | 7.5097 | 7.7363 | 7.9674 | 8.1979
Scenario 2: High TRC | SCE | Com | WholeBlg | Com - Grocery | Electric Demand (MW) | Energy Efficiency | 0.27552 | 0.55743 | 0.84664 | 1.1442 | 1.4515 | 1.7656 | 2.0896 | 2.4233 | 2.7344 | 2.8303 | 2.9143 | 2.9993 | 3.0737
Scenario 2: High TRC | SCE | Com | WholeBlg | Com - Grocery | Electric Energy (GWh/year) | Energy Efficiency | 2.5108 | 5.0799 | 7.7155 | 10.4274 | 13.2279 | 16.0917 | 19.0466 | 22.0896 | 24.9263 | 25.7996 | 26.5657 | 27.3407 | 28.0183
Scenario 2: High TRC | SCE | Com | WholeBlg | Com - Health | Electric Demand (MW) | Energy Efficiency | 0.2627 | 0.5325 | 0.80997 | 1.0963 | 1.3927 | 1.6963 | 2.0112 | 2.3365 | 2.6414 | 2.7424 | 2.8323 | 2.9234 | 3.0137
Scenario 2: High TRC | SCE | Com | WholeBlg | Com - Health | Electric Energy (GWh/year) | Energy Efficiency | 2.394 | 4.8528 | 7.3814 | 9.9907 | 12.6921 | 15.4607 | 18.3321 | 21.2987 | 24.0784 | 24.9987 | 25.8183 | 26.6485 | 27.4713
Scenario 2: High TRC | SCE | Com | WholeBlg | Com - Lodging | Electric Demand (MW) | Energy Efficiency | 0.12427 | 0.2515 | 0.38182 | 0.51597 | 0.6545 | 0.79604 | 0.94254 | 1.0937 | 1.2347 | 1.2791 | 1.3182 | 1.3581 | 1.3968
Scenario 2: High TRC | SCE | Com | WholeBlg | Com - Lodging | Electric Energy (GWh/year) | Energy Efficiency | 1.1325 | 2.292 | 3.4795 | 4.702 | 5.9645 | 7.2553 | 8.5913 | 9.9692 | 11.2554 | 11.6596 | 12.0166 | 12.3796 | 12.7324
Scenario 2: High TRC | SCE | Com | WholeBlg | Com - Office (Large) | Electric Demand (MW) | Energy Efficiency | 0.52284 | 1.0538 | 1.5936 | 2.1442 | 2.7076 | 3.2778 | 3.863 | 4.4611 | 5.0102 | 5.1459 | 5.2563 | 5.3667 | 5.4822
Scenario 2: High TRC | SCE | Com | WholeBlg | Com - Office (Large) | Electric Energy (GWh/year) | Energy Efficiency | 4.7646 | 9.6031 | 14.5229 | 19.5405 | 24.6749 | 29.875 | 35.2112 | 40.6657 | 45.6728 | 46.9084 | 47.9147 | 48.9207 | 49.9736
Scenario 2: High TRC | SCE | Com | WholeBlg | Com - Office (Small) | Electric Demand (MW) | Energy Efficiency | 0.091786 | 0.18524 | 0.28059 | 0.37817 | 0.47838 | 0.58017 | 0.68485 | 0.79215 | 0.89125 | 0.91818 | 0.94085 | 0.96361 | 0.98584
Scenario 2: High TRC | SCE | Com | WholeBlg | Com - Office (Small) | Electric Energy (GWh/year) | Energy Efficiency | 0.83645 | 1.6881 | 2.557 | 3.4463 | 4.3595 | 5.2878 | 6.2424 | 7.2209 | 8.1245 | 8.3698 | 8.5764 | 8.7839 | 8.9866
Scenario 2: High TRC | SCE | Com | WholeBlg | Com - Other | Electric Demand (MW) | Energy Efficiency | 0.39936 | 0.80652 | 1.222 | 1.6479 | 2.086 | 2.5317 | 2.9916 | 3.4644 | 3.9028 | 4.0283 | 4.1364 | 4.2461 | 4.3601
Scenario 2: High TRC | SCE | Com | WholeBlg | Com - Other | Electric Energy (GWh/year) | Energy Efficiency | 3.6394 | 7.3499 | 11.136 | 15.0177 | 19.0099 | 23.0746 | 27.2688 | 31.5799 | 35.5769 | 36.7207 | 37.7061 | 38.7061 | 39.7449
Scenario 2: High TRC | SCE | Com | WholeBlg | Com - Refrig. Warehouse | Electric Demand (MW) | Energy Efficiency | 0.030728 | 0.062592 | 0.095673 | 0.1302 | 0.16632 | 0.20365 | 0.2425 | 0.28289 | 0.32125 | 0.33603 | 0.34962 | 0.36342 | 0.37531
Scenario 2: High TRC | SCE | Com | WholeBlg | Com - Refrig. Warehouse | Electric Energy (GWh/year) | Energy Efficiency | 0.28003 | 0.5704 | 0.87188 | 1.1865 | 1.5157 | 1.8561 | 2.2104 | 2.5787 | 2.9285 | 3.0631 | 3.187 | 3.3128 | 3.4211
Scenario 2: High TRC | SCE | Com | WholeBlg | Com - Restaurant | Electric Demand (MW) | Energy Efficiency | 0.23361 | 0.47457 | 0.72357 | 0.98216 | 1.2517 | 1.5296 | 1.819 | 2.1199 | 2.4059 | 2.5194 | 2.6265 | 2.7378 | 2.8442
Scenario 2: High TRC | SCE | Com | WholeBlg | Com - Restaurant | Electric Energy (GWh/year) | Energy Efficiency | 2.2343 | 4.5531 | 6.9649 | 9.486 | 12.1318 | 14.8808 | 17.7597 | 20.772 | 23.6797 | 25.0463 | 26.3907 | 27.811 | 29.2274
Scenario 2: High TRC | SCE | Com | WholeBlg | Com - Restaurant | Gas Energy (MMTherm/year) | Energy Efficiency | -0.0011657 | -0.0025236 | -0.0040992 | -0.0059193 | -0.0080161 | -0.010386 | -0.013038 | -0.016011 | -0.019327 | -0.023002 | -0.02707 | -0.031553 | -0.036489
Scenario 2: High TRC | SCE | Com | WholeBlg | Com - Retail | Electric Demand (MW) | Energy Efficiency | 0.31335 | 0.63131 | 0.95456 | 1.2841 | 1.621 | 1.9617 | 2.3113 | 2.6684 | 2.9955 | 3.0716 | 3.1312 | 3.1895 | 3.2476
Scenario 2: High TRC | SCE | Com | WholeBlg | Com - Retail | Electric Energy (GWh/year) | Energy Efficiency | 3.4426 | 7.0234 | 10.7536 | 14.6588 | 18.7694 | 23.0633 | 27.5931 | 32.3707 | 37.0618 | 39.6623 | 42.3357 | 45.2307 | 48.3801
Scenario 2: High TRC | SCE | Com | WholeBlg | Com - Retail | Gas Energy (MMTherm/year) | Energy Efficiency | 0.0040287 | 0.0087173 | 0.014101 | 0.020294 | 0.027433 | 0.035578 | 0.044785 | 0.05522 | 0.066946 | 0.080042 | 0.094659 | 0.11088 | 0.12886
Scenario 2: High TRC | SCE | Com | WholeBlg | Com - School | Electric Demand (MW) | Energy Efficiency | 0.096541 | 0.19481 | 0.29491 | 0.39738 | 0.50257 | 0.6094 | 0.71941 | 0.83226 | 0.93651 | 0.96485 | 0.98871 | 1.0127 | 1.0371
Scenario 2: High TRC | SCE | Com | WholeBlg | Com - School | Electric Energy (GWh/year) | Energy Efficiency | 0.87978 | 1.7753 | 2.6876 | 3.6214 | 4.58 | 5.5542 | 6.5574 | 7.5866 | 8.5371 | 8.7952 | 9.0127 | 9.2315 | 9.4538
Scenario 2: High TRC | SCE | Com | WholeBlg | Com - Warehouse | Electric Demand (MW) | Energy Efficiency | 0.16086 | 0.32515 | 0.4931 | 0.66566 | 0.84354 | 1.025 | 1.2123 | 1.409 | 1.5928 | 1.6515 | 1.704 | 1.7579 | 1.813
Scenario 2: High TRC | SCE | Com | WholeBlg | Com - Warehouse | Electric Energy (GWh/year) | Energy Efficiency | 1.4659 | 2.9631 | 4.4937 | 6.0663 | 7.6873 | 9.3416 | 11.0501 | 13.1757 | 15.2261 | 16.1829 | 17.1343 | 18.1518 | 19.2416
Scenario 2: High TRC | SCE | Com | WholeBlg | Com - Warehouse | Gas Energy (MMTherm/year) | Energy Efficiency | 0 | 0 | 0 | 0 | 0 | 0 | 0 | -0.0036239 | -0.0077207 | -0.01233 | -0.017501 | -0.023257 | -0.029676
Scenario 2: High TRC | SCE | Ind | WholeBlg | Ind - All Other Industrial | Electric Demand (MW) | Energy Efficiency | 0.12727 | 0.25439 | 0.38167 | 0.50932 | 0.63723 | 0.65418 | 0.67141 | 0.68862 | 0.70561 | 0.72244 | 0.73908 | 0.75212 | 0.75237
Scenario 2: High TRC | SCE | Ind | WholeBlg | Ind - All Other Industrial | Electric Energy (GWh/year) | Energy Efficiency | 0.92461 | 1.8481 | 2.7727 | 3.7 | 4.6292 | 4.771 | 4.9149 | 5.0586 | 5.2008 | 5.3418 | 5.4815 | 5.591 | 5.5928
Scenario 2: High TRC | SCE | Ind | WholeBlg | Ind - Chemicals | Electric Demand (MW) | Energy Efficiency | 0.38538 | 0.77353 | 1.1654 | 1.5614 | 1.9611 | 2.0274 | 2.094 | 2.1595 | 2.2237 | 2.2867 | 2.3486 | 2.3993 | 2.4109
Scenario 2: High TRC | SCE | Ind | WholeBlg | Ind - Chemicals | Electric Energy (GWh/year) | Energy Efficiency | 2.7997 | 5.6195 | 8.4662 | 11.3429 | 14.2467 | 14.7851 | 15.3256 | 15.8592 | 16.3834 | 16.8997 | 17.4088 | 17.8241 | 17.9115
Scenario 2: High TRC | SCE | Ind | WholeBlg | Ind - Electronics | Electric Demand (MW) | Energy Efficiency | 0.18946 | 0.37909 | 0.56946 | 0.76091 | 0.95331 | 0.98111 | 1.0096 | 1.0383 | 1.0668 | 1.0951 | 1.1232 | 1.1458 | 1.1494
Scenario 2: High TRC | SCE | Ind | WholeBlg | Ind - Electronics | Electric Energy (GWh/year) | Energy Efficiency | 1.3764 | 2.7539 | 4.1369 | 5.5277 | 6.9253 | 7.1552 | 7.3901 | 7.6263 | 7.8613 | 8.0954 | 8.3277 | 8.5148 | 8.5409
Scenario 2: High TRC | SCE | Ind | WholeBlg | Ind - Fabricated Metals | Electric Demand (MW) | Energy Efficiency | 0.26179 | 0.52535 | 0.79159 | 1.0602 | 1.3306 | 1.3736 | 1.4161 | 1.4571 | 1.4969 | 1.5357 | 1.5737 | 1.6039 | 1.6074
Scenario 2: High TRC | SCE | Ind | WholeBlg | Ind - Fabricated Metals | Electric Energy (GWh/year) | Energy Efficiency | 1.9019 | 3.8165 | 5.7506 | 7.7018 | 9.6659 | 10.017 | 10.3647 | 10.7018 | 11.0298 | 11.3515 | 11.6677 | 11.9189 | 11.9451
Scenario 2: High TRC | SCE | Ind | WholeBlg | Ind - Food | Electric Demand (MW) | Energy Efficiency | 0.54495 | 1.0877 | 1.6299 | 2.1725 | 2.715 | 2.7814 | 2.8495 | 2.9176 | 2.985 | 3.0517 | 3.1174 | 3.1673 | 3.162
Scenario 2: High TRC | SCE | Ind | WholeBlg | Ind - Food | Electric Energy (GWh/year) | Energy Efficiency | 3.9589 | 7.902 | 11.8408 | 15.7823 | 19.7234 | 20.2859 | 20.8602 | 21.435 | 22.0038 | 22.5679 | 23.1249 | 23.5494 | 23.5103
Scenario 2: High TRC | SCE | Ind | WholeBlg | Ind - Industrial Machinery | Electric Demand (MW) | Energy Efficiency | 0.081888 | 0.16438 | 0.24781 | 0.33199 | 0.41666 | 0.43015 | 0.44345 | 0.45623 | 0.46864 | 0.48088 | 0.49297 | 0.50264 | 0.50392
Scenario 2: High TRC | SCE | Ind | WholeBlg | Ind - Industrial Machinery | Electric Energy (GWh/year) | Energy Efficiency | 0.5949 | 1.1942 | 1.8002 | 2.4117 | 3.0268 | 3.1369 | 3.2456 | 3.3507 | 3.4533 | 3.5546 | 3.6549 | 3.735 | 3.7448
Scenario 2: High TRC | SCE | Ind | WholeBlg | Ind - Lumber & Furniture | Electric Demand (MW) | Energy Efficiency | 0.045111 | 0.090143 | 0.13524 | 0.18046 | 0.2258 | 0.23179 | 0.23787 | 0.24389 | 0.2498 | 0.25559 | 0.26127 | 0.26567 | 0.2655
Scenario 2: High TRC | SCE | Ind | WholeBlg | Ind - Lumber & Furniture | Electric Energy (GWh/year) | Energy Efficiency | 0.32772 | 0.65486 | 0.98243 | 1.311 | 1.6403 | 1.6905 | 1.7413 | 1.7917 | 1.8412 | 1.8899 | 1.9379 | 1.975 | 1.9738
Scenario 2: High TRC | SCE | Ind | WholeBlg | Ind - Paper | Electric Demand (MW) | Energy Efficiency | 0.17664 | 0.34989 | 0.52069 | 0.68985 | 0.85743 | 0.86908 | 0.8823 | 0.89643 | 0.91107 | 0.92635 | 0.94241 | 0.95432 | 0.94931
Scenario 2: High TRC | SCE | Ind | WholeBlg | Ind - Paper | Electric Energy (GWh/year) | Energy Efficiency | 1.2832 | 2.5418 | 3.7826 | 5.0114 | 6.2288 | 6.3395 | 6.4609 | 6.5888 | 6.7199 | 6.8556 | 6.9966 | 7.1016 | 7.0631
Scenario 2: High TRC | SCE | Ind | WholeBlg | Ind - Petroleum | Electric Demand (MW) | Energy Efficiency | 0.67636 | 1.3498 | 2.0226 | 2.6959 | 3.3694 | 3.4522 | 3.5372 | 3.6225 | 3.7068 | 3.7902 | 3.8723 | 3.9348 | 3.9289
Scenario 2: High TRC | SCE | Ind | WholeBlg | Ind - Petroleum | Electric Energy (GWh/year) | Energy Efficiency | 4.9135 | 9.8061 | 14.6932 | 19.5847 | 24.4771 | 25.1777 | 25.8945 | 26.6131 | 27.3245 | 28.0294 | 28.7247 | 29.2559 | 29.2116
Scenario 2: High TRC | SCE | Ind | WholeBlg | Ind - Plastics | Electric Demand (MW) | Energy Efficiency | 0.31056 | 0.62078 | 0.93158 | 1.2435 | 1.5563 | 1.5985 | 1.6414 | 1.6842 | 1.7262 | 1.7675 | 1.8081 | 1.8396 | 1.8396
Scenario 2: High TRC | SCE | Ind | WholeBlg | Ind - Plastics | Electric Energy (GWh/year) | Energy Efficiency | 2.2561 | 4.5098 | 6.7676 | 9.0335 | 11.3055 | 11.6579 | 12.0156 | 12.3717 | 12.7226 | 13.0689 | 13.4097 | 13.6745 | 13.675
Scenario 2: High TRC | SCE | Ind | WholeBlg | Ind - Primary Metals | Electric Demand (MW) | Energy Efficiency | 0.14736 | 0.29637 | 0.44772 | 0.60146 | 0.75723 | 0.78613 | 0.81544 | 0.84452 | 0.8733 | 0.90201 | 0.93062 | 0.95497 | 0.96432
Scenario 2: High TRC | SCE | Ind | WholeBlg | Ind - Primary Metals | Electric Energy (GWh/year) | Energy Efficiency | 1.0705 | 2.153 | 3.2525 | 4.3694 | 5.5009 | 5.7325 | 5.9674 | 6.2009 | 6.4325 | 6.6639 | 6.8948 | 7.0904 | 7.1601
Scenario 2: High TRC | SCE | Ind | WholeBlg | Ind - Printing & Publishing | Electric Demand (MW) | Energy Efficiency | 0.052172 | 0.10414 | 0.15607 | 0.20806 | 0.26006 | 0.26646 | 0.273 | 0.27953 | 0.28598 | 0.29237 | 0.2987 | 0.30355 | 0.30313
Scenario 2: High TRC | SCE | Ind | WholeBlg | Ind - Printing & Publishing | Electric Energy (GWh/year) | Energy Efficiency | 0.37902 | 0.75653 | 1.1338 | 1.5115 | 1.8892 | 1.9434 | 1.9986 | 2.0536 | 2.1081 | 2.1621 | 2.2158 | 2.2569 | 2.2538
Scenario 2: High TRC | SCE | Ind | WholeBlg | Ind - Stone-Glass-Clay | Electric Demand (MW) | Energy Efficiency | 0.26418 | 0.53154 | 0.8023 | 1.0765 | 1.3539 | 1.4031 | 1.4519 | 1.4999 | 1.5469 | 1.5932 | 1.6389 | 1.6772 | 1.6888
Scenario 2: High TRC | SCE | Ind | WholeBlg | Ind - Stone-Glass-Clay | Electric Energy (GWh/year) | Energy Efficiency | 1.9192 | 3.8615 | 5.8284 | 7.8206 | 9.8351 | 10.2316 | 10.6253 | 11.0137 | 11.3955 | 11.7726 | 12.1458 | 12.4568 | 12.5437
Scenario 2: High TRC | SCE | Ind | WholeBlg | Ind - Textiles | Electric Demand (MW) | Energy Efficiency | 0.036978 | 0.07387 | 0.11078 | 0.14771 | 0.18462 | 0.18917 | 0.19374 | 0.1982 | 0.20255 | 0.20684 | 0.21107 | 0.21423 | 0.21368
Scenario 2: High TRC | SCE | Ind | WholeBlg | Ind - Textiles | Electric Energy (GWh/year) | Energy Efficiency | 0.26863 | 0.53664 | 0.80477 | 1.0731 | 1.3412 | 1.3797 | 1.4183 | 1.4561 | 1.4931 | 1.5297 | 1.5658 | 1.593 | 1.589
Scenario 2: High TRC | SCE | Ind | WholeBlg | Ind - Transportation Equipment | Electric Demand (MW) | Energy Efficiency | 0.31145 | 0.62377 | 0.93979 | 1.2584 | 1.5784 | 1.6271 | 1.6764 | 1.7237 | 1.7704 | 1.8174 | 1.8649 | 1.9034 | 1.9102
Scenario 2: High TRC | SCE | Ind | WholeBlg | Ind - Transportation Equipment | Electric Energy (GWh/year) | Energy Efficiency | 2.2626 | 4.5315 | 6.8272 | 9.1415 | 11.466 | 11.8658 | 12.2698 | 12.6601 | 13.0458 | 13.4345 | 13.8265 | 14.1439 | 14.1941
Scenario 2: High TRC | SCE | Res | AppPlug | Res - Multi Family | Electric Energy (GWh/year) | Fuel Substitution | -0.013953 | -0.029212 | -0.045804 | -0.063755 | -0.083093 | -0.083093 | -0.083093 | -0.083093 | -0.083093 | -0.083093 | -0.083093 | -0.083093 | -0.083093
Scenario 2: High TRC | SCE | Res | AppPlug | Res - Multi Family | Gas Energy (MMTherm/year) | Fuel Substitution | 0.0028417 | 0.0059496 | 0.0093289 | 0.012985 | 0.016923 | 0.016923 | 0.016923 | 0.016923 | 0.016923 | 0.016923 | 0.016923 | 0.016923 | 0.016923
Scenario 2: High TRC | SCE | Res | AppPlug | Res - Single Family | Electric Energy (GWh/year) | Fuel Substitution | -0.094692 | -0.19804 | -0.31009 | -0.43095 | -0.56073 | -0.56073 | -0.56073 | -0.56073 | -0.56073 | -0.56073 | -0.56073 | -0.56073 | -0.56073
Scenario 2: High TRC | SCE | Res | AppPlug | Res - Single Family | Gas Energy (MMTherm/year) | Fuel Substitution | 0.019221 | 0.040199 | 0.062944 | 0.087476 | 0.11382 | 0.11382 | 0.11382 | 0.11382 | 0.11382 | 0.11382 | 0.11382 | 0.11382 | 0.11382
Scenario 2: High TRC | SCE | Res | BROs | Income Qualified - Multi Family IQ | Electric Demand (MW) | Energy Efficiency | 2.6492 | 2.7675 | 2.8929 | 3.0048 | 3.0809 | 3.1625 | 3.2358 | 3.3198 | 3.4 | 3.4841 | 3.5569 | 3.6463 | 3.7381
Scenario 2: High TRC | SCE | Res | BROs | Income Qualified - Multi Family IQ | Electric Energy (GWh/year) | Energy Efficiency | 11.846 | 12.4085 | 13.0114 | 13.5709 | 13.9959 | 14.4595 | 14.8998 | 15.4065 | 15.9147 | 16.4624 | 16.9806 | 17.605 | 18.2718
Scenario 2: High TRC | SCE | Res | BROs | Income Qualified - Single Family IQ | Electric Demand (MW) | Energy Efficiency | 9.0294 | 9.3687 | 9.7261 | 10.067 | 10.2865 | 10.5247 | 10.7392 | 10.9854 | 11.2183 | 11.4547 | 11.6538 | 11.9071 | 12.1677
Scenario 2: High TRC | SCE | Res | BROs | Income Qualified - Single Family IQ | Electric Energy (GWh/year) | Energy Efficiency | 40.3774 | 42.0082 | 43.7462 | 45.4696 | 46.7327 | 48.1237 | 49.4539 | 50.9844 | 52.5144 | 54.1291 | 55.6414 | 57.4964 | 59.4833
Scenario 2: High TRC | SCE | Res | BROs | Res - Multi Family | Electric Demand (MW) | Energy Efficiency | 19.6664 | 20.4106 | 21.195 | 21.9413 | 22.4232 | 22.9459 | 23.4166 | 23.9569 | 24.4684 | 24.9885 | 25.4271 | 25.9842 | 26.5574
Scenario 2: High TRC | SCE | Res | BROs | Res - Multi Family | Electric Energy (GWh/year) | Energy Efficiency | 87.9402 | 91.5157 | 95.3273 | 99.0972 | 101.8653 | 104.9126 | 107.8264 | 111.1788 | 114.5307 | 118.0714 | 121.3894 | 125.4558 | 129.8108
Scenario 2: High TRC | SCE | Res | BROs | Res - Single Family | Electric Demand (MW) | Energy Efficiency | 4.7019 | 4.913 | 5.1369 | 5.336 | 5.4716 | 5.6171 | 5.7476 | 5.8972 | 6.0401 | 6.19 | 6.3198 | 6.4792 | 6.6427
Scenario 2: High TRC | SCE | Res | BROs | Res - Single Family | Electric Energy (GWh/year) | Energy Efficiency | 21.0259 | 22.0293 | 23.1049 | 24.101 | 24.8581 | 25.6837 | 26.4676 | 27.3698 | 28.2747 | 29.2506 | 30.174 | 31.2862 | 32.4738
Scenario 2: High TRC | SCE | Res | BldgEnv | Res - Single Family | Electric Demand (MW) | Energy Efficiency | 0.08821 | 0.17751 | 0.26612 | 0.35303 | 0.43839 | 0.52146 | 0.60197 | 0.67561 | 0.68803 | 0.68458 | 0.68127 | 0.60546 | 0.53179
Scenario 2: High TRC | SCE | Res | BldgEnv | Res - Single Family | Electric Energy (GWh/year) | Energy Efficiency | 0.19196 | 0.37965 | 0.56283 | 0.74133 | 0.91536 | 1.0848 | 1.2498 | 1.4241 | 1.4305 | 1.4436 | 1.4561 | 1.2654 | 1.08
Scenario 2: High TRC | SCE | Res | BldgEnv | Res - Single Family | Gas Energy (MMTherm/year) | Energy Efficiency | 0.033814 | 0.067445 | 0.10054 | 0.13288 | 0.16452 | 0.19531 | 0.22521 | 0.25325 | 0.25597 | 0.25521 | 0.25448 | 0.22338 | 0.19315
Scenario 2: High TRC | SCE | Res | HVAC | Res - Multi Family | Electric Demand (MW) | Energy Efficiency | 0.0040626 | 1.7486 | 3.182 | 2.5988 | 1.1753 | 0.74503 | 1.309 | 1.0264 | 0.80188 | 0.62562 | 0.4888 | 0.38373 | 0.30394
Scenario 2: High TRC | SCE | Res | HVAC | Res - Multi Family | Electric Demand (MW) | Fuel Substitution | 0 | 0 | 0 | 0 | 0 | 1.5126e-07 | 3.1368e-07 | 4.8512e-07 | 6.6296e-07 | 8.4513e-07 | 1.0302e-06 | 1.2171e-06 | 1.4054e-06
Scenario 2: High TRC | SCE | Res | HVAC | Res - Multi Family | Electric Energy (GWh/year) | Energy Efficiency | 0.037526 | 1.9883 | 3.6 | 2.9999 | 1.4793 | 1.0509 | 1.752 | 1.5325 | 1.3791 | 1.281 | 1.228 | 1.2115 | 1.2243
Scenario 2: High TRC | SCE | Res | HVAC | Res - Multi Family | Electric Energy (GWh/year) | Fuel Substitution | 4.9396e-06 | 9.2477e-06 | 1.3632e-05 | 2.1922e-05 | 3.0312e-05 | 3.1744e-05 | 3.3281e-05 | 3.4904e-05 | 3.6588e-05 | 3.8313e-05 | 4.0066e-05 | 4.1837e-05 | 4.362e-05
Scenario 2: High TRC | SCE | Res | HVAC | Res - Multi Family | Gas Energy (MMTherm/year) | Fuel Substitution | 8.2671e-06 | 1.7217e-05 | 2.6335e-05 | 3.7827e-05 | 4.9451e-05 | 4.9451e-05 | 4.9451e-05 | 4.9451e-05 | 4.9451e-05 | 4.9451e-05 | 4.9451e-05 | 4.9451e-05 | 4.9451e-05
Scenario 2: High TRC | SCE | Res | HVAC | Res - Single Family | Electric Demand (MW) | Energy Efficiency | 0.92858 | 21.6024 | 38.9805 | 33.7766 | 18.7854 | 15.3382 | 23.3446 | 21.4607 | 19.0474 | 16.9702 | 15.3225 | 14.021 | 12.9959
Scenario 2: High TRC | SCE | Res | HVAC | Res - Single Family | Electric Demand (MW) | Fuel Substitution | 0 | 0 | 0 | 0 | 0 | 5.4613e-06 | 1.1269e-05 | 1.7377e-05 | 1.8479e-05 | 1.9619e-05 | 2.0788e-05 | 2.1976e-05 | 2.3178e-05
Scenario 2: High TRC | SCE | Res | HVAC | Res - Single Family | Electric Energy (GWh/year) | Energy Efficiency | 0.86096 | 13.3386 | 23.9134 | 21.2696 | 12.9099 | 11.3391 | 16.4791 | 15.8273 | 14.4796 | 13.266 | 12.3044 | 11.5459 | 10.9496
Scenario 2: High TRC | SCE | Res | HVAC | Res - Single Family | Electric Energy (GWh/year) | Fuel Substitution | -0.00077336 | -0.0015836 | -0.0024116 | -0.0032618 | -0.0041654 | -0.0041311 | -0.0040946 | -0.0040561 | -0.0040485 | -0.0040407 | -0.0040326 | -0.0040244 | -0.0040161
Scenario 2: High TRC | SCE | Res | HVAC | Res - Single Family | Gas Energy (MMTherm/year) | Energy Efficiency | -0.0023475 | -0.0049666 | -0.0078085 | -0.010834 | -0.014037 | -0.01738 | -0.020587 | -0.023838 | -0.024293 | -0.024293 | -0.024293 | -0.024293 | -0.024293
Scenario 2: High TRC | SCE | Res | HVAC | Res - Single Family | Gas Energy (MMTherm/year) | Fuel Substitution | 0.00022053 | 0.00045097 | 0.00068634 | 0.00092879 | 0.0011943 | 0.0011943 | 0.0011943 | 0.0011943 | 0.0011943 | 0.0011943 | 0.0011943 | 0.0011943 | 0.0011943
Scenario 2: High TRC | SCE | Res | WaterHeat | Res - Multi Family | Electric Demand (MW) | Energy Efficiency | 0.0008413 | 0.0021967 | 0.0036153 | 0.0050333 | 0.013806 | 0.049747 | 0.091104 | 0.13395 | 0.17825 | 0.224 | 0.27117 | 0.3196 | 0.37046
Scenario 2: High TRC | SCE | Res | WaterHeat | Res - Multi Family | Electric Demand (MW) | Fuel Substitution | 0 | 0 | 0 | 0 | 0 | 0.14871 | 0.32601 | 0.532 | 0.75988 | 1.0031 | 1.2565 | 1.5167 | 1.7813
Scenario 2: High TRC | SCE | Res | WaterHeat | Res - Multi Family | Electric Energy (GWh/year) | Energy Efficiency | 0.0060438 | 0.014912 | 0.024072 | 0.033159 | 0.079078 | 0.26943 | 0.48848 | 0.71527 | 0.94965 | 1.1915 | 1.4409 | 1.6952 | 1.9624
Scenario 2: High TRC | SCE | Res | WaterHeat | Res - Multi Family | Electric Energy (GWh/year) | Fuel Substitution | -15.1951 | -30.6038 | -93.3428 | -157.165 | -221.9573 | -221.1301 | -220.1433 | -218.9967 | -217.7283 | -216.3747 | -214.9639 | -213.5156 | -212.0426
Scenario 2: High TRC | SCE | Res | WaterHeat | Res - Multi Family | Gas Energy (MMTherm/year) | Fuel Substitution | 1.1944 | 2.4029 | 6.8528 | 11.3763 | 15.9661 | 15.9661 | 15.9661 | 15.9661 | 15.9661 | 15.9661 | 15.9661 | 15.9661 | 15.9661
Scenario 2: High TRC | SCE | Res | WaterHeat | Res - Single Family | Electric Demand (MW) | Energy Efficiency | 0.023662 | 0.049982 | 0.078511 | 0.10902 | 0.14154 | 0.17586 | 0.21187 | 0.24952 | 0.28521 | 0.32194 | 0.36023 | 0.40009 | 0.44172
Scenario 2: High TRC | SCE | Res | WaterHeat | Res - Single Family | Electric Demand (MW) | Fuel Substitution | 0 | 0 | 0 | 0 | 0 | 1.0746 | 2.3451 | 3.8176 | 5.4433 | 7.1762 | 8.9809 | 10.8333 | 12.7176
Scenario 2: High TRC | SCE | Res | WaterHeat | Res - Single Family | Electric Energy (GWh/year) | Energy Efficiency | 0.12165 | 0.25684 | 0.40335 | 0.56 | 0.72691 | 0.90306 | 1.0879 | 1.2811 | 1.4664 | 1.6573 | 1.8562 | 2.0629 | 2.2788
Scenario 2: High TRC | SCE | Res | WaterHeat | Res - Single Family | Electric Energy (GWh/year) | Fuel Substitution | -8.6995 | -17.2482 | -25.5937 | -33.7932 | -41.917 | -35.9809 | -28.9627 | -20.8284 | -11.8472 | -2.2742 | 7.696 | 17.9295 | 28.3391
Scenario 2: High TRC | SCE | Res | WaterHeat | Res - Single Family | Gas Energy (MMTherm/year) | Fuel Substitution | 1.2111 | 2.4011 | 3.5627 | 4.7039 | 5.8346 | 5.8346 | 5.8346 | 5.8346 | 5.8346 | 5.8346 | 5.8346 | 5.8346 | 5.8346
Scenario 2: High TRC | SCE | Res | WholeBlg | Res - Single Family | Electric Demand (MW) | Energy Efficiency | 0 | 0 | 0 | 0 | 0 | 0 | 0 | 0 | 0.06255 | 0.11915 | 0.17057 | 0.21769 | 0.26086
Scenario 2: High TRC | SCE | Res | WholeBlg | Res - Single Family | Electric Energy (GWh/year) | Energy Efficiency | 0 | 0 | 0 | 0 | 0 | 0 | 0 | 0 | 0.28002 | 0.53343 | 0.76361 | 0.97457 | 1.1678
Scenario 2: High TRC | SCE | Res | WholeBlg | Res - Single Family | Gas Energy (MMTherm/year) | Energy Efficiency | 0 | 0 | 0 | 0 | 0 | 0 | 0 | 0 | 0.0016146 | 0.0030757 | 0.0044029 | 0.0056194 | 0.0067338
Scenario 2: High TRC | SCG | Ag | WholeBlg | Ag - Dairies, fishing, hunting | Gas Energy (MMTherm/year) | Energy Efficiency | 0.0049239 | 0.0098479 | 0.014772 | 0.019696 | 0.02462 | 0.029544 | 0.034468 | 0.039392 | 0.041901 | 0.041901 | 0.041901 | 0.041901 | 0.041901
Scenario 2: High TRC | SCG | Ag | WholeBlg | Ag - Irrigated Agriculture, vineyards, forestry and greenhouses | Gas Energy (MMTherm/year) | Energy Efficiency | 0.021124 | 0.042247 | 0.063371 | 0.084494 | 0.10562 | 0.12674 | 0.14786 | 0.16899 | 0.17976 | 0.17976 | 0.17976 | 0.17976 | 0.17976
Scenario 2: High TRC | SCG | Ag | WholeBlg | Ag - Water pumping | Gas Energy (MMTherm/year) | Energy Efficiency | 0.0069376 | 0.013875 | 0.020813 | 0.027751 | 0.034688 | 0.041626 | 0.048563 | 0.055501 | 0.059037 | 0.059037 | 0.059037 | 0.059037 | 0.059037
Scenario 2: High TRC | SCG | Com | AppPlug | Com - Health | Gas Energy (MMTherm/year) | Energy Efficiency | 0.90836 | 1.9148 | 3.0144 | 4.1792 | 4.642 | 5.0803 | 5.4869 | 5.8454 | 6.1457 | 6.3762 | 6.5321 | 6.4793 | 6.3437
Scenario 2: High TRC | SCG | Com | AppPlug | Com - Lodging | Gas Energy (MMTherm/year) | Energy Efficiency | 0.6302 | 1.3241 | 2.0796 | 2.8707 | 3.2433 | 3.6055 | 3.9562 | 4.2832 | 4.5742 | 4.831 | 5.0515 | 5.0569 | 5.0008
Scenario 2: High TRC | SCG | Com | AppPlug | Com - Other | Gas Energy (MMTherm/year) | Energy Efficiency | 0.0019687 | 0.00425 | 0.0068631 | 0.0098149 | 0.0099544 | 0.017015 | 0.019039 | 0.038653 | 0.055043 | 0.050795 | 0.050077 | 0.043307 | 0.04055
Scenario 2: High TRC | SCG | Com | BldgEnv | Com - College | Electric Demand (MW) | Energy Efficiency | 0.0042323 | 0.0084492 | 0.012511 | 0.016285 | 0.01966 | 0.022576 | 0.025039 | 0.023034 | 0.020615 | 0.01798 | 0.015325 | 0.012831 | 0.010784
Scenario 2: High TRC | SCG | Com | BldgEnv | Com - College | Electric Energy (GWh/year) | Energy Efficiency | 0.00144 | 0.0028749 | 0.0042568 | 0.0055412 | 0.0066894 | 0.007682 | 0.0085177 | 0.0078343 | 0.0070108 | 0.006114 | 0.0052107 | 0.0043627 | 0.003667
Scenario 2: High TRC | SCG | Com | BldgEnv | Com - College | Gas Energy (MMTherm/year) | Energy Efficiency | 0.0038406 | 0.0076553 | 0.011306 | 0.014665 | 0.01763 | 0.02014 | 0.022176 | 0.019973 | 0.017367 | 0.014553 | 0.011716 | 0.0090213 | 0.0067527
Scenario 2: High TRC | SCG | Com | BldgEnv | Com - Grocery | Electric Demand (MW) | Energy Efficiency | 0.0042697 | 0.0072382 | 0.0089334 | 0.0098221 | 0.010731 | 0.011628 | 0.012557 | 0.0098351 | 0.0084911 | 0.008483 | 0.0093482 | 0.010256 | 0.011238
Scenario 2: High TRC | SCG | Com | BldgEnv | Com - Grocery | Electric Energy (GWh/year) | Energy Efficiency | 0.0014532 | 0.0024638 | 0.0030413 | 0.0033445 | 0.0036546 | 0.0039606 | 0.0042774 | 0.0033524 | 0.0028961 | 0.0028942 | 0.0031894 | 0.0034991 | 0.0038341
Scenario 2: High TRC | SCG | Com | BldgEnv | Com - Grocery | Gas Energy (MMTherm/year) | Energy Efficiency | 0.0029258 | 0.0047944 | 0.0056328 | 0.0058122 | 0.0059977 | 0.0061868 | 0.0063823 | 0.0037785 | 0.0022475 | 0.0017593 | 0.0019435 | 0.0021343 | 0.002334
Scenario 2: High TRC | SCG | Com | BldgEnv | Com - Health | Electric Demand (MW) | Energy Efficiency | 0.0061214 | 0.011653 | 0.016421 | 0.020306 | 0.023315 | 0.025495 | 0.026966 | 0.022502 | 0.018649 | 0.015582 | 0.013417 | 0.012207 | 0.0119
Scenario 2: High TRC | SCG | Com | BldgEnv | Com - Health | Electric Energy (GWh/year) | Energy Efficiency | 0.0029185 | 0.005556 | 0.0078302 | 0.0096839 | 0.011121 | 0.012163 | 0.012867 | 0.010744 | 0.0089112 | 0.0074527 | 0.0064241 | 0.0058506 | 0.0057072
Scenario 2: High TRC | SCG | Com | BldgEnv | Com - Health | Gas Energy (MMTherm/year) | Energy Efficiency | 0.0037475 | 0.0070769 | 0.0098687 | 0.012054 | 0.013632 | 0.014638 | 0.015146 | 0.011765 | 0.0088097 | 0.0063996 | 0.0045995 | 0.003425 | 0.0028378
Scenario 2: High TRC | SCG | Com | BldgEnv | Com - Lodging | Electric Demand (MW) | Energy Efficiency | 0.00016451 | 0.00036355 | 0.00060387 | 0.00089336 | 0.0012413 | 0.0016582 | 0.0021562 | 0.0025871 | 0.0036201 | 0.0048308 | 0.006239 | 0.0078612 | 0.0097087
Scenario 2: High TRC | SCG | Com | BldgEnv | Com - Lodging | Electric Energy (GWh/year) | Energy Efficiency | 0.00010577 | 0.00023373 | 0.00038822 | 0.00057431 | 0.00079795 | 0.001066 | 0.0013861 | 0.001663 | 0.0023326 | 0.0031175 | 0.0040303 | 0.005082 | 0.0062799
Scenario 2: High TRC | SCG | Com | BldgEnv | Com - Lodging | Gas Energy (MMTherm/year) | Energy Efficiency | 6.203e-05 | 0.00013718 | 0.00022803 | 0.00033759 | 0.00046939 | 0.00062747 | 0.00081645 | 0.0009798 | 0.0013677 | 0.0018225 | 0.0023515 | 0.002961 | 0.0036552
Scenario 2: High TRC | SCG | Com | BldgEnv | Com - Office (Large) | Electric Demand (MW) | Energy Efficiency | 0.0049679 | 0.010084 | 0.015306 | 0.020629 | 0.026067 | 0.031612 | 0.037221 | 0.042303 | 0.047411 | 0.05252 | 0.05764 | 0.062743 | 0.067831
Scenario 2: High TRC | SCG | Com | BldgEnv | Com - Office (Large) | Electric Energy (GWh/year) | Energy Efficiency | 0.0016949 | 0.0034403 | 0.0052218 | 0.0070379 | 0.0088932 | 0.010785 | 0.012699 | 0.014433 | 0.016175 | 0.017918 | 0.019665 | 0.021407 | 0.023143
Scenario 2: High TRC | SCG | Com | BldgEnv | Com - Office (Large) | Gas Energy (MMTherm/year) | Energy Efficiency | 0.00064552 | 0.0013095 | 0.0019866 | 0.0026763 | 0.0033802 | 0.0040975 | 0.0048226 | 0.00547 | 0.0061209 | 0.006772 | 0.0074248 | 0.0080756 | 0.0087245
Scenario 2: High TRC | SCG | Com | BldgEnv | Com - Office (Small) | Electric Demand (MW) | Energy Efficiency | 0.0026104 | 0.004522 | 0.0057639 | 0.0065888 | 0.0067082 | 0.014311 | 0.015151 | 0.014027 | 0.01366 | 0.014013 | 0.014832 | 0.015628 | 0.016475
Scenario 2: High TRC | SCG | Com | BldgEnv | Com - Office (Small) | Electric Energy (GWh/year) | Energy Efficiency | 0.00088667 | 0.0015365 | 0.0019594 | 0.0022408 | 0.0022816 | 0.0048755 | 0.0051622 | 0.0047825 | 0.0046596 | 0.004781 | 0.0050604 | 0.0053318 | 0.0056209
Scenario 2: High TRC | SCG | Com | BldgEnv | Com - Office (Small) | Gas Energy (MMTherm/year) | Energy Efficiency | 0.00074221 | 0.0012304 | 0.0014758 | 0.0015831 | 0.0015983 | 0.0025709 | 0.0026798 | 0.002129 | 0.0018395 | 0.0017992 | 0.0019033 | 0.0020062 | 0.002114
Scenario 2: High TRC | SCG | Com | BldgEnv | Com - Other | Electric Demand (MW) | Energy Efficiency | 0.011886 | 0.022592 | 0.031758 | 0.039186 | 0.043413 | 0.048911 | 0.051479 | 0.042605 | 0.035062 | 0.029215 | 0.025255 | 0.023196 | 0.022928
Scenario 2: High TRC | SCG | Com | BldgEnv | Com - Other | Electric Energy (GWh/year) | Energy Efficiency | 0.0040466 | 0.007692 | 0.010813 | 0.013343 | 0.014782 | 0.016656 | 0.017531 | 0.014513 | 0.011948 | 0.0099596 | 0.0086137 | 0.0079151 | 0.0078262
Scenario 2: High TRC | SCG | Com | BldgEnv | Com - Other | Gas Energy (MMTherm/year) | Energy Efficiency | 0.0087464 | 0.016512 | 0.02301 | 0.028086 | 0.031291 | 0.034022 | 0.035119 | 0.027284 | 0.020475 | 0.01498 | 0.010952 | 0.0084045 | 0.0072493
Scenario 2: High TRC | SCG | Com | BldgEnv | Com - Refrig. Warehouse | Electric Demand (MW) | Energy Efficiency | 0.00085805 | 0.00095394 | 0.00096802 | 0.0018808 | 0.0022489 | 0.0026609 | 0.0031184 | 0.0036065 | 0.0044735 | 0.0053897 | 0.0063509 | 0.0070907 | 0.0077982
Scenario 2: High TRC | SCG | Com | BldgEnv | Com - Refrig. Warehouse | Electric Energy (GWh/year) | Energy Efficiency | 0.00029496 | 0.00032778 | 0.00033394 | 0.00064796 | 0.00077564 | 0.00091858 | 0.0010774 | 0.0012456 | 0.0015449 | 0.0018598 | 0.00219 | 0.0024445 | 0.0026876
Scenario 2: High TRC | SCG | Com | BldgEnv | Com - Refrig. Warehouse | Gas Energy (MMTherm/year) | Energy Efficiency | 0.00016834 | 0.00018672 | 0.00019344 | 0.00037296 | 0.00049074 | 0.00062396 | 0.00077317 | 0.00093164 | 0.0012277 | 0.001539 | 0.0018657 | 0.0021118 | 0.002345
Scenario 2: High TRC | SCG | Com | BldgEnv | Com - Restaurant | Electric Demand (MW) | Energy Efficiency | 0.00080935 | 0.0016643 | 0.0025643 | 0.0035101 | 0.0045033 | 0.0055341 | 0.0065968 | 0.0075295 | 0.0085009 | 0.0095058 | 0.010543 | 0.011608 | 0.012702
Scenario 2: High TRC | SCG | Com | BldgEnv | Com - Restaurant | Electric Energy (GWh/year) | Energy Efficiency | 0.0002762 | 0.00056794 | 0.00087507 | 0.0011978 | 0.0015367 | 0.0018884 | 0.002251 | 0.0025693 | 0.0029008 | 0.0032436 | 0.0035976 | 0.0039611 | 0.0043342
Scenario 2: High TRC | SCG | Com | BldgEnv | Com - Restaurant | Gas Energy (MMTherm/year) | Energy Efficiency | 0.00022107 | 0.00045393 | 0.00069846 | 0.00095483 | 0.0012235 | 0.0015019 | 0.0017885 | 0.0020342 | 0.0022903 | 0.0025553 | 0.002829 | 0.0031103 | 0.0033991
Scenario 2: High TRC | SCG | Com | BldgEnv | Com - Retail | Electric Demand (MW) | Energy Efficiency | 0.021421 | 0.039919 | 0.054928 | 0.058175 | 0.064677 | 0.074242 | 0.077896 | 0.062443 | 0.050062 | 0.041426 | 0.044815 | 0.042287 | 0.04325
Scenario 2: High TRC | SCG | Com | BldgEnv | Com - Retail | Electric Energy (GWh/year) | Energy Efficiency | 0.0072895 | 0.013585 | 0.018694 | 0.019802 | 0.022014 | 0.025275 | 0.026522 | 0.021269 | 0.01706 | 0.014127 | 0.015283 | 0.014427 | 0.014759
Scenario 2: High TRC | SCG | Com | BldgEnv | Com - Retail | Gas Energy (MMTherm/year) | Energy Efficiency | 0.028942 | 0.053298 | 0.072257 | 0.073423 | 0.082596 | 0.089014 | 0.090324 | 0.063542 | 0.041426 | 0.024796 | 0.026051 | 0.018334 | 0.015741
Scenario 2: High TRC | SCG | Com | BldgEnv | Com - School | Electric Demand (MW) | Energy Efficiency | 0.001097 | 0.0022341 | 0.0034112 | 0.0046224 | 0.0058488 | 0.0071009 | 0.0083653 | 0.0094947 | 0.010643 | 0.011811 | 0.012993 | 0.014193 | 0.015403
Scenario 2: High TRC | SCG | Com | BldgEnv | Com - School | Electric Energy (GWh/year) | Energy Efficiency | 0.00037425 | 0.00076218 | 0.0011638 | 0.001577 | 0.0019954 | 0.0024226 | 0.002854 | 0.0032393 | 0.0036311 | 0.0040296 | 0.0044328 | 0.0048423 | 0.0052551
Scenario 2: High TRC | SCG | Com | BldgEnv | Com - School | Gas Energy (MMTherm/year) | Energy Efficiency | 0.00014288 | 0.00029078 | 0.00044368 | 0.00060082 | 0.00075981 | 0.000922 | 0.0010857 | 0.0012295 | 0.0013757 | 0.0015245 | 0.0016751 | 0.0018281 | 0.0019824
Scenario 2: High TRC | SCG | Com | BldgEnv | Com - Warehouse | Electric Demand (MW) | Energy Efficiency | 0.0072291 | 0.015456 | 0.024649 | 0.034752 | 0.045655 | 0.057158 | 0.069003 | 0.074528 | 0.086305 | 0.096201 | 0.10388 | 0.10916 | 0.11209
Scenario 2: High TRC | SCG | Com | BldgEnv | Com - Warehouse | Electric Energy (GWh/year) | Energy Efficiency | 0.004617 | 0.0098704 | 0.01574 | 0.02219 | 0.029151 | 0.036496 | 0.04406 | 0.047601 | 0.055247 | 0.061691 | 0.066712 | 0.070198 | 0.072171
Scenario 2: High TRC | SCG | Com | BldgEnv | Com - Warehouse | Gas Energy (MMTherm/year) | Energy Efficiency | 0.0039469 | 0.0084596 | 0.013524 | 0.019102 | 0.025119 | 0.031459 | 0.037971 | 0.040723 | 0.047218 | 0.052557 | 0.056536 | 0.059055 | 0.060134
Scenario 2: High TRC | SCG | Com | FoodServ | Com - College | Electric Demand (MW) | Energy Efficiency | 0.0032904 | 0.0067984 | 0.010556 | 0.014574 | 0.018798 | 0.023283 | 0.028028 | 0.032985 | 0.038149 | 0.043489 | 0.049018 | 0.054848 | 0.06086
Scenario 2: High TRC | SCG | Com | FoodServ | Com - College | Electric Energy (GWh/year) | Energy Efficiency | 0.016125 | 0.03331 | 0.051714 | 0.071392 | 0.092071 | 0.11403 | 0.13726 | 0.16153 | 0.18681 | 0.21296 | 0.24002 | 0.26856 | 0.29799
Scenario 2: High TRC | SCG | Com | FoodServ | Com - College | Gas Energy (MMTherm/year) | Energy Efficiency | 0.021937 | 0.044841 | 0.068727 | 0.093574 | 0.11925 | 0.1458 | 0.17313 | 0.20112 | 0.22971 | 0.25882 | 0.28948 | 0.32106 | 0.35101
Scenario 2: High TRC | SCG | Com | FoodServ | Com - Grocery | Electric Demand (MW) | Energy Efficiency | 0.021428 | 0.044352 | 0.068633 | 0.094282 | 0.12131 | 0.1497 | 0.17938 | 0.21041 | 0.24268 | 0.27614 | 0.3108 | 0.34659 | 0.38352
Scenario 2: High TRC | SCG | Com | FoodServ | Com - Grocery | Electric Energy (GWh/year) | Energy Efficiency | 0.10503 | 0.21733 | 0.33625 | 0.46183 | 0.59414 | 0.73313 | 0.8784 | 1.0302 | 1.1882 | 1.3519 | 1.5215 | 1.6967 | 1.8773
Scenario 2: High TRC | SCG | Com | FoodServ | Com - Grocery | Gas Energy (MMTherm/year) | Energy Efficiency | 0.16024 | 0.32855 | 0.50441 | 0.68772 | 0.87833 | 1.0759 | 1.2799 | 1.4903 | 1.7063 | 1.9274 | 2.1781 | 2.4424 | 2.6607
Scenario 2: High TRC | SCG | Com | FoodServ | Com - Health | Electric Demand (MW) | Energy Efficiency | 0.0080688 | 0.016819 | 0.026299 | 0.03631 | 0.046971 | 0.05821 | 0.07018 | 0.082708 | 0.095772 | 0.1092 | 0.12291 | 0.13732 | 0.15251
Scenario 2: High TRC | SCG | Com | FoodServ | Com - Health | Electric Energy (GWh/year) | Energy Efficiency | 0.039256 | 0.08182 | 0.12793 | 0.17663 | 0.22849 | 0.28317 | 0.3414 | 0.40236 | 0.46593 | 0.53126 | 0.59799 | 0.66814 | 0.74205
Scenario 2: High TRC | SCG | Com | FoodServ | Com - Health | Gas Energy (MMTherm/year) | Energy Efficiency | 0.056647 | 0.11626 | 0.17886 | 0.24399 | 0.31175 | 0.38188 | 0.45453 | 0.5293 | 0.60604 | 0.68434 | 0.76925 | 0.85772 | 0.93732
Scenario 2: High TRC | SCG | Com | FoodServ | Com - Lodging | Electric Demand (MW) | Energy Efficiency | 0.010839 | 0.022403 | 0.034676 | 0.047594 | 0.061195 | 0.075486 | 0.090461 | 0.1061 | 0.12235 | 0.13916 | 0.15654 | 0.17446 | 0.19291
Scenario 2: High TRC | SCG | Com | FoodServ | Com - Lodging | Electric Energy (GWh/year) | Energy Efficiency | 0.053011 | 0.10955 | 0.16955 | 0.2327 | 0.29919 | 0.36904 | 0.44223 | 0.51868 | 0.5981 | 0.68025 | 0.76516 | 0.85273 | 0.94288
Scenario 2: High TRC | SCG | Com | FoodServ | Com - Lodging | Gas Energy (MMTherm/year) | Energy Efficiency | 0.046713 | 0.095926 | 0.1476 | 0.20158 | 0.25787 | 0.31639 | 0.37706 | 0.4398 | 0.5044 | 0.57071 | 0.64493 | 0.72305 | 0.79076
Scenario 2: High TRC | SCG | Com | FoodServ | Com - Other | Electric Demand (MW) | Energy Efficiency | 0.076203 | 0.15726 | 0.24291 | 0.33285 | 0.40488 | 0.52465 | 0.62649 | 0.73201 | 0.84094 | 0.95332 | 1.0691 | 1.1883 | 1.3108
Scenario 2: High TRC | SCG | Com | FoodServ | Com - Other | Electric Energy (GWh/year) | Energy Efficiency | 0.3708 | 0.76504 | 1.1814 | 1.6186 | 1.969 | 2.5507 | 3.0456 | 3.5583 | 4.0875 | 4.6335 | 5.1961 | 5.7749 | 6.3699
Scenario 2: High TRC | SCG | Com | FoodServ | Com - Other | Gas Energy (MMTherm/year) | Energy Efficiency | 0.2422 | 0.49798 | 0.76697 | 1.0487 | 1.2947 | 1.6466 | 1.9642 | 2.2928 | 2.6319 | 2.9813 | 3.3483 | 3.7276 | 4.1009
Scenario 2: High TRC | SCG | Com | FoodServ | Com - Restaurant | Electric Demand (MW) | Energy Efficiency | 0.19089 | 0.39382 | 0.60787 | 0.83311 | 1.0698 | 1.3169 | 1.5742 | 1.8416 | 2.119 | 2.4057 | 2.7014 | 3.0058 | 3.3189
Scenario 2: High TRC | SCG | Com | FoodServ | Com - Restaurant | Electric Energy (GWh/year) | Energy Efficiency | 0.94576 | 1.9507 | 3.0105 | 4.1255 | 5.2966 | 6.5198 | 7.7923 | 9.1151 | 10.4869 | 11.904 | 13.3658 | 14.8704 | 16.418
Scenario 2: High TRC | SCG | Com | FoodServ | Com - Restaurant | Gas Energy (MMTherm/year) | Energy Efficiency | 0.7277 | 1.4969 | 2.3065 | 3.1564 | 4.0463 | 4.9739 | 5.9373 | 6.9363 | 7.969 | 9.0332 | 10.2252 | 11.4843 | 12.5933
Scenario 2: High TRC | SCG | Com | FoodServ | Com - Retail | Electric Demand (MW) | Energy Efficiency | 0.001628 | 0.0034342 | 0.0054087 | 0.0075678 | 0.0075678 | 0.012981 | 0.015736 | 0.018704 | 0.021872 | 0.025235 | 0.028799 | 0.032553 | 0.0365
Scenario 2: High TRC | SCG | Com | FoodServ | Com - Retail | Electric Energy (GWh/year) | Energy Efficiency | 0.0079745 | 0.016822 | 0.026493 | 0.03707 | 0.03707 | 0.063586 | 0.077078 | 0.091619 | 0.10714 | 0.12361 | 0.14106 | 0.15945 | 0.17879
Scenario 2: High TRC | SCG | Com | FoodServ | Com - Retail | Gas Energy (MMTherm/year) | Energy Efficiency | 0.0001766 | 0.00037253 | 0.0005867 | 0.00082092 | 0.00082092 | 0.0014081 | 0.0017069 | 0.0020289 | 0.0023726 | 0.0027373 | 0.0031239 | 0.0035311 | 0.0039593
Scenario 2: High TRC | SCG | Com | FoodServ | Com - School | Electric Demand (MW) | Energy Efficiency | 0.020306 | 0.041654 | 0.064055 | 0.087464 | 0.11172 | 0.13692 | 0.16294 | 0.18977 | 0.21741 | 0.2459 | 0.27516 | 0.30524 | 0.33606
Scenario 2: High TRC | SCG | Com | FoodServ | Com - School | Electric Energy (GWh/year) | Energy Efficiency | 0.096727 | 0.19845 | 0.3052 | 0.4168 | 0.53242 | 0.65257 | 0.77667 | 0.90462 | 1.0365 | 1.1724 | 1.3119 | 1.4555 | 1.6025
Scenario 2: High TRC | SCG | Com | FoodServ | Com - School | Gas Energy (MMTherm/year) | Energy Efficiency | 0.054444 | 0.11121 | 0.17025 | 0.23142 | 0.29439 | 0.35915 | 0.42546 | 0.49321 | 0.56232 | 0.63275 | 0.70655 | 0.78242 | 0.85506
Scenario 2: High TRC | SCG | Com | HVAC | Com - College | Electric Demand (MW) | Energy Efficiency | 0.040402 | 0.080912 | 0.12251 | 0.16548 | 0.20866 | 0.2513 | 0.29522 | 0.33957 | 0.38426 | 0.42888 | 0.47366 | 0.52029 | 0.56702
Scenario 2: High TRC | SCG | Com | HVAC | Com - College | Electric Energy (GWh/year) | Energy Efficiency | 0.054692 | 0.10956 | 0.16577 | 0.22367 | 0.28187 | 0.33211 | 0.3838 | 0.43599 | 0.48858 | 0.54108 | 0.59379 | 0.64867 | 0.70367
Scenario 2: High TRC | SCG | Com | HVAC | Com - College | Gas Energy (MMTherm/year) | Energy Efficiency | 0.0081004 | 0.016248 | 0.024522 | 0.032943 | 0.041411 | 0.044208 | 0.047081 | 0.049982 | 0.052905 | 0.055824 | 0.058754 | 0.061805 | 0.064862
Scenario 2: High TRC | SCG | Com | HVAC | Com - Grocery | Gas Energy (MMTherm/year) | Energy Efficiency | 0.0038679 | 0.0078297 | 0.011838 | 0.016034 | 0.020306 | 0.024653 | 0.029049 | 0.033515 | 0.037951 | 0.042303 | 0.046707 | 0.051152 | 0.055672
Scenario 2: High TRC | SCG | Com | HVAC | Com - Health | Electric Demand (MW) | Energy Efficiency | 0.0019458 | 0.0039197 | 0.0059236 | 0.0079411 | 0.0099809 | 0.0099809 | 0.0099809 | 0.0099809 | 0.0099809 | 0.0099809 | 0.0099809 | 0.0099809 | 0.0099809
Scenario 2: High TRC | SCG | Com | HVAC | Com - Health | Electric Energy (GWh/year) | Energy Efficiency | 0.0097179 | 0.019577 | 0.029585 | 0.039661 | 0.049849 | 0.049849 | 0.049849 | 0.049849 | 0.049849 | 0.049849 | 0.049849 | 0.049849 | 0.049849
Scenario 2: High TRC | SCG | Com | HVAC | Com - Health | Gas Energy (MMTherm/year) | Energy Efficiency | 0.12364 | 0.25024 | 0.3776 | 0.50266 | 0.6234 | 0.73135 | 0.72659 | 0.70985 | 0.67334 | 0.63838 | 0.59815 | 0.55619 | 0.51516
Scenario 2: High TRC | SCG | Com | HVAC | Com - Lodging | Electric Demand (MW) | Energy Efficiency | 0.00081197 | 0.0016331 | 0.0024632 | 0.0033004 | 0.0041462 | 0.0041462 | 0.0041462 | 0.0041462 | 0.0041462 | 0.0041462 | 0.0041462 | 0.0041462 | 0.0041462
Scenario 2: High TRC | SCG | Com | HVAC | Com - Lodging | Electric Energy (GWh/year) | Energy Efficiency | 0.0040552 | 0.0081561 | 0.012302 | 0.016483 | 0.020708 | 0.020708 | 0.020708 | 0.020708 | 0.020708 | 0.020708 | 0.020708 | 0.020708 | 0.020708
Scenario 2: High TRC | SCG | Com | HVAC | Com - Lodging | Gas Energy (MMTherm/year) | Energy Efficiency | 0.061581 | 0.12408 | 0.1862 | 0.24653 | 0.30389 | 0.35467 | 0.34819 | 0.33566 | 0.29014 | 0.24645 | 0.20592 | 0.1695 | 0.13797
Scenario 2: High TRC | SCG | Com | HVAC | Com - Office (Large) | Electric Demand (MW) | Energy Efficiency | 0.014092 | 0.028174 | 0.042213 | 0.056221 | 0.070232 | 0.070232 | 0.070232 | 0.070232 | 0.070232 | 0.070232 | 0.070232 | 0.070232 | 0.070232
Scenario 2: High TRC | SCG | Com | HVAC | Com - Office (Large) | Electric Energy (GWh/year) | Energy Efficiency | 0.070379 | 0.14071 | 0.21082 | 0.28078 | 0.35076 | 0.35076 | 0.35076 | 0.35076 | 0.35076 | 0.35076 | 0.35076 | 0.35076 | 0.35076
Scenario 2: High TRC | SCG | Com | HVAC | Com - Office (Large) | Gas Energy (MMTherm/year) | Energy Efficiency | 0.042488 | 0.084946 | 0.12727 | 0.1695 | 0.21174 | 0.2118 | 0.21185 | 0.21191 | 0.21196 | 0.21201 | 0.21206 | 0.21211 | 0.21216
Scenario 2: High TRC | SCG | Com | HVAC | Com - Office (Small) | Electric Demand (MW) | Energy Efficiency | 0.046175 | 0.092493 | 0.13886 | 0.18535 | 0.18943 | 0.57019 | 0.60777 | 0.64541 | 0.68307 | 0.72068 | 0.75829 | 0.79585 | 0.83338
Scenario 2: High TRC | SCG | Com | HVAC | Com - Office (Small) | Electric Energy (GWh/year) | Energy Efficiency | 0.086882 | 0.17415 | 0.26165 | 0.34944 | 0.36988 | 0.91313 | 0.96678 | 1.0205 | 1.0742 | 1.1279 | 1.1815 | 1.2351 | 1.2886
Scenario 2: High TRC | SCG | Com | HVAC | Com - Office (Small) | Gas Energy (MMTherm/year) | Energy Efficiency | 0.020048 | 0.040258 | 0.060593 | 0.081047 | 0.09335 | 0.11529 | 0.11746 | 0.11963 | 0.1218 | 0.12396 | 0.12613 | 0.12828 | 0.13044
Scenario 2: High TRC | SCG | Com | HVAC | Com - Other | Electric Demand (MW) | Energy Efficiency | 0.93752 | 1.8952 | 2.8742 | 3.8932 | 3.9557 | 5.9813 | 7.0562 | 8.1473 | 9.2326 | 10.3116 | 11.4078 | 12.5181 | 13.645
Scenario 2: High TRC | SCG | Com | HVAC | Com - Other | Electric Energy (GWh/year) | Energy Efficiency | 1.3125 | 2.653 | 4.0233 | 5.4401 | 5.5197 | 8.3451 | 9.8402 | 11.3584 | 12.8755 | 14.3936 | 15.9349 | 17.4954 | 19.0786
Scenario 2: High TRC | SCG | Com | HVAC | Com - Other | Gas Energy (MMTherm/year) | Energy Efficiency | 0.066658 | 0.13472 | 0.2084 | 0.28613 | 0.29159 | 0.4452 | 0.52642 | 0.60882 | 0.69051 | 0.76591 | 0.84729 | 0.93061 | 1.0152
Scenario 2: High TRC | SCG | Com | HVAC | Com - Restaurant | Electric Demand (MW) | Energy Efficiency | 0.069835 | 0.141 | 0.21354 | 0.28763 | 0.3635 | 0.44044 | 0.5181 | 0.59675 | 0.67628 | 0.75646 | 0.83739 | 0.91889 | 1.0011
Scenario 2: High TRC | SCG | Com | HVAC | Com - Restaurant | Electric Energy (GWh/year) | Energy Efficiency | 0.044847 | 0.090536 | 0.1371 | 0.18465 | 0.23333 | 0.28269 | 0.33238 | 0.3827 | 0.43359 | 0.4849 | 0.53669 | 0.58885 | 0.64144
Scenario 2: High TRC | SCG | Com | HVAC | Com - Restaurant | Gas Energy (MMTherm/year) | Energy Efficiency | 0.34241 | 0.69695 | 1.0604 | 1.4311 | 1.8084 | 2.1932 | 2.5821 | 2.9753 | 3.3727 | 3.7742 | 4.1799 | 4.5897 | 5.0038
Scenario 2: High TRC | SCG | Com | HVAC | Com - Retail | Electric Demand (MW) | Energy Efficiency | 0.16783 | 0.33827 | 0.50989 | 0.68369 | 0.68567 | 1.0593 | 1.238 | 1.4195 | 1.6027 | 1.7873 | 1.9736 | 2.161 | 2.3499
Scenario 2: High TRC | SCG | Com | HVAC | Com - Retail | Electric Energy (GWh/year) | Energy Efficiency | 0.15304 | 0.30842 | 0.46488 | 0.62329 | 0.63333 | 0.95069 | 1.1024 | 1.2565 | 1.4119 | 1.5685 | 1.7267 | 1.8858 | 2.0461
Scenario 2: High TRC | SCG | Com | HVAC | Com - Retail | Gas Energy (MMTherm/year) | Energy Efficiency | 0.011506 | 0.023167 | 0.034924 | 0.046806 | 0.052805 | 0.06176 | 0.066032 | 0.070371 | 0.074741 | 0.079154 | 0.083608 | 0.088091 | 0.092608
Scenario 2: High TRC | SCG | Com | HVAC | Com - School | Electric Demand (MW) | Energy Efficiency | 0.15513 | 0.30839 | 0.46052 | 0.61134 | 0.75901 | 0.90003 | 1.0388 | 1.1754 | 1.3106 | 1.4448 | 1.5777 | 1.7101 | 1.8414
Scenario 2: High TRC | SCG | Com | HVAC | Com - School | Electric Energy (GWh/year) | Energy Efficiency | 0.14241 | 0.28345 | 0.42368 | 0.56295 | 0.69976 | 0.80834 | 0.91507 | 1.0202 | 1.1241 | 1.2274 | 1.3296 | 1.4315 | 1.5326
Scenario 2: High TRC | SCG | Com | HVAC | Com - School | Gas Energy (MMTherm/year) | Energy Efficiency | 0.040739 | 0.081229 | 0.12161 | 0.16182 | 0.2015 | 0.22453 | 0.24713 | 0.26943 | 0.2915 | 0.31341 | 0.33512 | 0.35677 | 0.37823
Scenario 2: High TRC | SCG | Com | HVAC | Com - Warehouse | Gas Energy (MMTherm/year) | Energy Efficiency | 0 | 0 | 0 | 0 | 0 | 2.201e-06 | 4.4782e-06 | 6.8373e-06 | 9.2555e-06 | 9.2555e-06 | 9.2555e-06 | 1.1832e-05 | 1.4464e-05
Scenario 2: High TRC | SCG | Com | WaterHeat | Com - College | Electric Demand (MW) | Energy Efficiency | -0.00034666 | -0.00069252 | -0.0010397 | -0.0013891 | -0.0017383 | -0.0017383 | -0.0017383 | -0.0017383 | -0.0017383 | -0.0017383 | -0.0017383 | -0.0017383 | -0.0017383
Scenario 2: High TRC | SCG | Com | WaterHeat | Com - College | Electric Energy (GWh/year) | Energy Efficiency | -0.0013616 | -0.00272 | -0.0040834 | -0.0054557 | -0.0068273 | -0.0068273 | -0.0068273 | -0.0068273 | -0.0068273 | -0.0068273 | -0.0068273 | -0.0068273 | -0.0068273
Scenario 2: High TRC | SCG | Com | WaterHeat | Com - College | Gas Energy (MMTherm/year) | Energy Efficiency | 0.044695 | 0.087396 | 0.12956 | 0.17078 | 0.20171 | 0.19934 | 0.19696 | 0.19483 | 0.19288 | 0.19111 | 0.18951 | 0.18804 | 0.18673
Scenario 2: High TRC | SCG | Com | WaterHeat | Com - Grocery | Electric Demand (MW) | Energy Efficiency | 1.6039e-05 | 3.2215e-05 | 4.8492e-05 | 6.4895e-05 | 8.1439e-05 | 8.1439e-05 | 8.1439e-05 | 8.1439e-05 | 8.1439e-05 | 8.1439e-05 | 8.1439e-05 | 8.1439e-05 | 8.1439e-05
Scenario 2: High TRC | SCG | Com | WaterHeat | Com - Grocery | Electric Energy (GWh/year) | Energy Efficiency | 8.7215e-05 | 0.00017517 | 0.00026368 | 0.00035287 | 0.00044283 | 0.00044283 | 0.00044283 | 0.00044283 | 0.00044283 | 0.00044283 | 0.00044283 | 0.00044283 | 0.00044283
Scenario 2: High TRC | SCG | Com | WaterHeat | Com - Grocery | Gas Energy (MMTherm/year) | Energy Efficiency | 0.058532 | 0.091892 | 0.11087 | 0.12856 | 0.097137 | 0.086326 | 0.083438 | 0.081215 | 0.079231 | 0.077458 | 0.075879 | 0.074473 | 0.073226
Scenario 2: High TRC | SCG | Com | WaterHeat | Com - Health | Electric Demand (MW) | Energy Efficiency | -0.0003739 | -0.00075026 | -0.0011305 | -0.001511 | -0.0018947 | -0.0018947 | -0.0018947 | -0.0018947 | -0.0018947 | -0.0018947 | -0.0018947 | -0.0018947 | -0.0018947
Scenario 2: High TRC | SCG | Com | WaterHeat | Com - Health | Electric Energy (GWh/year) | Energy Efficiency | -0.0032991 | -0.0066202 | -0.0099757 | -0.013334 | -0.016721 | -0.016721 | -0.016721 | -0.016721 | -0.016721 | -0.016721 | -0.016721 | -0.016721 | -0.016721
Scenario 2: High TRC | SCG | Com | WaterHeat | Com - Health | Gas Energy (MMTherm/year) | Energy Efficiency | 0.11379 | 0.21599 | 0.31666 | 0.41678 | 0.49239 | 0.48846 | 0.48551 | 0.48279 | 0.48024 | 0.47736 | 0.47489 | 0.47276 | 0.4709
Scenario 2: High TRC | SCG | Com | WaterHeat | Com - Lodging | Electric Demand (MW) | Energy Efficiency | 0.0003709 | 0.00074663 | 0.0011272 | 0.0015192 | 0.0019236 | 0.0019236 | 0.0019236 | 0.0019236 | 0.0019236 | 0.0019236 | 0.0019236 | 0.0019236 | 0.0019236
Scenario 2: High TRC | SCG | Com | WaterHeat | Com - Lodging | Electric Energy (GWh/year) | Energy Efficiency | 0.0030518 | 0.0061433 | 0.0092745 | 0.012501 | 0.015828 | 0.015828 | 0.015828 | 0.015828 | 0.015828 | 0.015828 | 0.015828 | 0.015828 | 0.015828
Scenario 2: High TRC | SCG | Com | WaterHeat | Com - Lodging | Gas Energy (MMTherm/year) | Energy Efficiency | 0.57839 | 1.1169 | 1.6193 | 2.0828 | 2.4999 | 2.4901 | 2.35 | 2.2498 | 2.1803 | 2.137 | 2.1114 | 2.0979 | 2.0914
Scenario 2: High TRC | SCG | Com | WaterHeat | Com - Office (Large) | Electric Demand (MW) | Energy Efficiency | -3.1482e-05 | -6.1882e-05 | -9.0694e-05 | -0.0001181 | -0.00014434 | -0.00014434 | -0.00014434 | -0.00014434 | -0.00014434 | -0.00014434 | -0.00014434 | -0.00014434 | -0.00014434
Scenario 2: High TRC | SCG | Com | WaterHeat | Com - Office (Large) | Electric Energy (GWh/year) | Energy Efficiency | -0.00064266 | -0.0012632 | -0.0018513 | -0.0024106 | -0.002946 | -0.002946 | -0.002946 | -0.002946 | -0.002946 | -0.002946 | -0.002946 | -0.002946 | -0.002946
Scenario 2: High TRC | SCG | Com | WaterHeat | Com - Office (Large) | Gas Energy (MMTherm/year) | Energy Efficiency | 0.10243 | 0.20192 | 0.29854 | 0.39149 | 0.45651 | 0.44871 | 0.44163 | 0.43521 | 0.42921 | 0.42378 | 0.41886 | 0.41458 | 0.41069
Scenario 2: High TRC | SCG | Com | WaterHeat | Com - Office (Small) | Electric Demand (MW) | Energy Efficiency | -2.8121e-06 | -5.634e-06 | -8.465e-06 | -1.1308e-05 | -1.3081e-05 | -1.3081e-05 | -1.3081e-05 | -1.3081e-05 | -1.3081e-05 | -1.3081e-05 | -1.3081e-05 | -1.3081e-05 | -1.3081e-05
Scenario 2: High TRC | SCG | Com | WaterHeat | Com - Office (Small) | Electric Energy (GWh/year) | Energy Efficiency | -0.00034234 | -0.00068587 | -0.0010305 | -0.0013766 | -0.0015924 | -0.0015924 | -0.0015924 | -0.0015924 | -0.0015924 | -0.0015924 | -0.0015924 | -0.0015924 | -0.0015924
Scenario 2: High TRC | SCG | Com | WaterHeat | Com - Office (Small) | Gas Energy (MMTherm/year) | Energy Efficiency | 0.012983 | 0.025092 | 0.036409 | 0.046846 | 0.045895 | 0.043119 | 0.040598 | 0.038308 | 0.036227 | 0.034338 | 0.032621 | 0.031061 | 0.029645
Scenario 2: High TRC | SCG | Com | WaterHeat | Com - Other | Electric Demand (MW) | Energy Efficiency | -0.0033082 | -0.0066442 | -0.010011 | -0.013411 | -0.015881 | -0.015881 | -0.015881 | -0.015881 | -0.015881 | -0.015881 | -0.015881 | -0.015881 | -0.015881
Scenario 2: High TRC | SCG | Com | WaterHeat | Com - Other | Electric Energy (GWh/year) | Energy Efficiency | -0.021976 | -0.044136 | -0.066504 | -0.089084 | -0.10549 | -0.10549 | -0.10549 | -0.10549 | -0.10549 | -0.10549 | -0.10549 | -0.10549 | -0.10549
Scenario 2: High TRC | SCG | Com | WaterHeat | Com - Other | Gas Energy (MMTherm/year) | Energy Efficiency | 0.33732 | 0.6606 | 0.97992 | 1.283 | 1.4623 | 1.4652 | 1.4515 | 1.4402 | 1.4298 | 1.4207 | 1.414 | 1.4062 | 1.4004
Scenario 2: High TRC | SCG | Com | WaterHeat | Com - Refrig. Warehouse | Electric Demand (MW) | Energy Efficiency | -5.8445e-06 | -7.7183e-06 | -8.9951e-06 | -1.4362e-05 | -1.6156e-05 | -1.6156e-05 | -1.6156e-05 | -1.6156e-05 | -1.6156e-05 | -1.6156e-05 | -1.6156e-05 | -1.6156e-05 | -1.6156e-05
Scenario 2: High TRC | SCG | Com | WaterHeat | Com - Refrig. Warehouse | Electric Energy (GWh/year) | Energy Efficiency | -7.1305e-05 | -9.4163e-05 | -0.00010974 | -0.00017522 | -0.00019709 | -0.00019709 | -0.00019709 | -0.00019709 | -0.00019709 | -0.00019709 | -0.00019709 | -0.00019709 | -0.00019709
Scenario 2: High TRC | SCG | Com | WaterHeat | Com - Refrig. Warehouse | Gas Energy (MMTherm/year) | Energy Efficiency | 0.0064437 | 0.0083066 | 0.010091 | 0.012401 | 0.0087764 | 0.0083321 | 0.0077457 | 0.0073786 | 0.0070456 | 0.0067434 | 0.0064691 | 0.0062201 | 0.0059942
Scenario 2: High TRC | SCG | Com | WaterHeat | Com - Restaurant | Electric Demand (MW) | Energy Efficiency | -0.0039246 | -0.0078884 | -0.01185 | -0.015803 | -0.019753 | -0.019753 | -0.019753 | -0.019753 | -0.019753 | -0.019753 | -0.019753 | -0.019753 | -0.019753
Scenario 2: High TRC | SCG | Com | WaterHeat | Com - Restaurant | Electric Energy (GWh/year) | Energy Efficiency | -0.020707 | -0.04162 | -0.062523 | -0.083381 | -0.10422 | -0.10422 | -0.10422 | -0.10422 | -0.10422 | -0.10422 | -0.10422 | -0.10422 | -0.10422
Scenario 2: High TRC | SCG | Com | WaterHeat | Com - Restaurant | Gas Energy (MMTherm/year) | Energy Efficiency | 0.24872 | 0.49935 | 0.74987 | 0.99991 | 1.2441 | 1.2754 | 1.2759 | 1.2765 | 1.2773 | 1.2782 | 1.2792 | 1.2804 | 1.2816
Scenario 2: High TRC | SCG | Com | WaterHeat | Com - Retail | Electric Demand (MW) | Energy Efficiency | -0.00011932 | -0.00023952 | -0.00036036 | -0.00048212 | -0.00056788 | -0.00056788 | -0.00056788 | -0.00056788 | -0.00056788 | -0.00056788 | -0.00056788 | -0.00056788 | -0.00056788
Scenario 2: High TRC | SCG | Com | WaterHeat | Com - Retail | Electric Energy (GWh/year) | Energy Efficiency | -0.00077871 | -0.0015632 | -0.0023518 | -0.0031465 | -0.0037062 | -0.0037062 | -0.0037062 | -0.0037062 | -0.0037062 | -0.0037062 | -0.0037062 | -0.0037062 | -0.0037062
Scenario 2: High TRC | SCG | Com | WaterHeat | Com - Retail | Gas Energy (MMTherm/year) | Energy Efficiency | 0.074059 | 0.12148 | 0.16425 | 0.19466 | 0.16287 | 0.14926 | 0.13891 | 0.1284 | 0.11904 | 0.11094 | 0.10362 | 0.09738 | 0.09171
Scenario 2: High TRC | SCG | Com | WaterHeat | Com - School | Electric Demand (MW) | Energy Efficiency | -0.00024684 | -0.00049066 | -0.00073039 | -0.00096639 | -0.001198 | -0.001198 | -0.001198 | -0.001198 | -0.001198 | -0.001198 | -0.001198 | -0.001198 | -0.001198
Scenario 2: High TRC | SCG | Com | WaterHeat | Com - School | Electric Energy (GWh/year) | Energy Efficiency | -0.0038354 | -0.0076238 | -0.011349 | -0.015016 | -0.018614 | -0.018614 | -0.018614 | -0.018614 | -0.018614 | -0.018614 | -0.018614 | -0.018614 | -0.018614
Scenario 2: High TRC | SCG | Com | WaterHeat | Com - School | Gas Energy (MMTherm/year) | Energy Efficiency | 0.085062 | 0.16863 | 0.25065 | 0.33091 | 0.3986 | 0.39931 | 0.39642 | 0.39382 | 0.39146 | 0.38933 | 0.38742 | 0.38569 | 0.38414
Scenario 2: High TRC | SCG | Com | WaterHeat | Com - Warehouse | Electric Demand (MW) | Energy Efficiency | 1.2056e-07 | 2.5157e-07 | 3.9243e-07 | 5.4054e-07 | 6.9304e-07 | 6.9304e-07 | 6.9304e-07 | 6.9304e-07 | 6.9304e-07 | 6.9304e-07 | 6.9304e-07 | 6.9304e-07 | 6.9304e-07
Scenario 2: High TRC | SCG | Com | WaterHeat | Com - Warehouse | Electric Energy (GWh/year) | Energy Efficiency | 3.864e-06 | 8.0497e-06 | 1.2538e-05 | 1.7251e-05 | 2.2101e-05 | 2.2101e-05 | 2.2101e-05 | 2.2101e-05 | 2.2101e-05 | 2.2101e-05 | 2.2101e-05 | 2.2101e-05 | 2.2101e-05
Scenario 2: High TRC | SCG | Com | WaterHeat | Com - Warehouse | Gas Energy (MMTherm/year) | Energy Efficiency | 0.094744 | 0.14288 | 0.18161 | 0.21357 | 0.15484 | 0.1366 | 0.12611 | 0.11647 | 0.10716 | 0.097875 | 0.089703 | 0.082954 | 0.076829
Scenario 2: High TRC | SCG | Com | WholeBlg | Com - College | Gas Energy (MMTherm/year) | Energy Efficiency | 0.013975 | 0.027946 | 0.041875 | 0.054431 | 0.062355 | 0.062326 | 0.062347 | 0.062396 | 0.06245 | 0.062512 | 0.062523 | 0.062451 | 0.062364
Scenario 2: High TRC | SCG | Com | WholeBlg | Com - Grocery | Gas Energy (MMTherm/year) | Energy Efficiency | 0.0052561 | 0.01058 | 0.015958 | 0.020892 | 0.02415 | 0.024433 | 0.024705 | 0.024967 | 0.025212 | 0.025429 | 0.025628 | 0.025793 | 0.025922
Scenario 2: High TRC | SCG | Com | WholeBlg | Com - Health | Gas Energy (MMTherm/year) | Energy Efficiency | 0.019297 | 0.038906 | 0.058782 | 0.077088 | 0.089301 | 0.090644 | 0.091976 | 0.093282 | 0.094535 | 0.095688 | 0.096764 | 0.097696 | 0.098403
Scenario 2: High TRC | SCG | Com | WholeBlg | Com - Lodging | Gas Energy (MMTherm/year) | Energy Efficiency | 0.0094452 | 0.019025 | 0.028718 | 0.037624 | 0.043531 | 0.044107 | 0.044674 | 0.04523 | 0.045764 | 0.046262 | 0.046729 | 0.047137 | 0.047453
Scenario 2: High TRC | SCG | Com | WholeBlg | Com - Office (Large) | Gas Energy (MMTherm/year) | Energy Efficiency | 0.030241 | 0.060633 | 0.091086 | 0.11871 | 0.13644 | 0.13699 | 0.1376 | 0.13825 | 0.13888 | 0.1396 | 0.1402 | 0.14059 | 0.14081
Scenario 2: High TRC | SCG | Com | WholeBlg | Com - Office (Small) | Gas Energy (MMTherm/year) | Energy Efficiency | 0.0036009 | 0.0072404 | 0.01091 | 0.014268 | 0.016472 | 0.016631 | 0.01678 | 0.01692 | 0.017047 | 0.017162 | 0.017264 | 0.017345 | 0.017409
Scenario 2: High TRC | SCG | Com | WholeBlg | Com - Other | Gas Energy (MMTherm/year) | Energy Efficiency | 0.062905 | 0.1267 | 0.19127 | 0.25062 | 0.29003 | 0.29393 | 0.29779 | 0.30156 | 0.30517 | 0.3085 | 0.31164 | 0.31437 | 0.31648
Scenario 2: High TRC | SCG | Com | WholeBlg | Com - Refrig. Warehouse | Gas Energy (MMTherm/year) | Energy Efficiency | 0.0012197 | 0.0024619 | 0.0037242 | 0.0048907 | 0.0056754 | 0.0057723 | 0.0058654 | 0.0059544 | 0.0060383 | 0.0061135 | 0.0061844 | 0.0062472 | 0.006297
Scenario 2: High TRC | SCG | Com | WholeBlg | Com - Restaurant | Gas Energy (MMTherm/year) | Energy Efficiency | 0.026753 | 0.054007 | 0.081706 | 0.10731 | 0.12455 | 0.12672 | 0.12882 | 0.13084 | 0.13277 | 0.13452 | 0.13618 | 0.13767 | 0.13885
Scenario 2: High TRC | SCG | Com | WholeBlg | Com - Retail | Gas Energy (MMTherm/year) | Energy Efficiency | 0.007249 | 0.014604 | 0.022048 | 0.028893 | 0.033442 | 0.033893 | 0.034328 | 0.034747 | 0.035142 | 0.035501 | 0.035835 | 0.036124 | 0.03635
Scenario 2: High TRC | SCG | Com | WholeBlg | Com - School | Gas Energy (MMTherm/year) | Energy Efficiency | 0.011625 | 0.023296 | 0.034984 | 0.045582 | 0.052374 | 0.052548 | 0.052719 | 0.052878 | 0.053011 | 0.053117 | 0.053178 | 0.053167 | 0.053155
Scenario 2: High TRC | SCG | Com | WholeBlg | Com - Warehouse | Gas Energy (MMTherm/year) | Energy Efficiency | 0.023804 | 0.04796 | 0.072418 | 0.09492 | 0.10989 | 0.11141 | 0.11286 | 0.11424 | 0.11554 | 0.1167 | 0.11778 | 0.11871 | 0.11945
Scenario 2: High TRC | SCG | Ind | WholeBlg | Ind - All Other Industrial | Gas Energy (MMTherm/year) | Energy Efficiency | 0.033334 | 0.066888 | 0.10061 | 0.13448 | 0.16849 | 0.18303 | 0.19753 | 0.21201 | 0.22649 | 0.24101 | 0.25558 | 0.26727 | 0.26822
Scenario 2: High TRC | SCG | Ind | WholeBlg | Ind - Chemicals | Gas Energy (MMTherm/year) | Energy Efficiency | 0.40303 | 0.80903 | 1.2178 | 1.6291 | 2.0427 | 2.2217 | 2.4005 | 2.579 | 2.7572 | 2.9354 | 3.1136 | 3.2562 | 3.2681
Scenario 2: High TRC | SCG | Ind | WholeBlg | Ind - Electronics | Gas Energy (MMTherm/year) | Energy Efficiency | 0.019253 | 0.038653 | 0.058197 | 0.077879 | 0.097695 | 0.10634 | 0.11501 | 0.12373 | 0.13249 | 0.14129 | 0.15014 | 0.15732 | 0.15828
Scenario 2: High TRC | SCG | Ind | WholeBlg | Ind - Fabricated Metals | Gas Energy (MMTherm/year) | Energy Efficiency | 0.11556 | 0.23258 | 0.35109 | 0.47066 | 0.59108 | 0.64426 | 0.69702 | 0.74926 | 0.80124 | 0.85309 | 0.90489 | 0.9464 | 0.95026
Scenario 2: High TRC | SCG | Ind | WholeBlg | Ind - Food | Gas Energy (MMTherm/year) | Energy Efficiency | 0.55403 | 1.1078 | 1.6613 | 2.2143 | 2.7668 | 2.9935 | 3.2195 | 3.4449 | 3.6697 | 3.894 | 4.1178 | 4.2918 | 4.2857
Scenario 2: High TRC | SCG | Ind | WholeBlg | Ind - Industrial Machinery | Gas Energy (MMTherm/year) | Energy Efficiency | 0.012017 | 0.024247 | 0.036705 | 0.049319 | 0.06204 | 0.067786 | 0.073478 | 0.079107 | 0.084716 | 0.090336 | 0.095976 | 0.10056 | 0.10123
Scenario 2: High TRC | SCG | Ind | WholeBlg | Ind - Lumber & Furniture | Gas Energy (MMTherm/year) | Energy Efficiency | 0.0054055 | 0.010852 | 0.016336 | 0.021857 | 0.027413 | 0.029817 | 0.032201 | 0.03457 | 0.036925 | 0.03927 | 0.041614 | 0.043484 | 0.043604
Scenario 2: High TRC | SCG | Ind | WholeBlg | Ind - Paper | Gas Energy (MMTherm/year) | Energy Efficiency | 0.084456 | 0.16904 | 0.25378 | 0.33882 | 0.42418 | 0.46021 | 0.49644 | 0.53292 | 0.56967 | 0.60676 | 0.64426 | 0.67465 | 0.67801
Scenario 2: High TRC | SCG | Ind | WholeBlg | Ind - Petroleum | Gas Energy (MMTherm/year) | Energy Efficiency | 1.6438 | 3.2924 | 4.9456 | 6.6033 | 8.2644 | 8.9621 | 9.6573 | 10.3494 | 11.0389 | 11.7265 | 12.4127 | 12.9512 | 12.9551
Scenario 2: High TRC | SCG | Ind | WholeBlg | Ind - Plastics | Gas Energy (MMTherm/year) | Energy Efficiency | 0.018896 | 0.038713 | 0.05942 | 0.080963 | 0.10332 | 0.11532 | 0.12735 | 0.1393 | 0.15125 | 0.16321 | 0.17523 | 0.1857 | 0.19014
Scenario 2: High TRC | SCG | Ind | WholeBlg | Ind - Primary Metals | Gas Energy (MMTherm/year) | Energy Efficiency | 0.12366 | 0.24793 | 0.37287 | 0.4984 | 0.62443 | 0.6783 | 0.73223 | 0.78615 | 0.84012 | 0.89418 | 0.94832 | 0.99152 | 0.99462
Scenario 2: High TRC | SCG | Ind | WholeBlg | Ind - Printing & Publishing | Gas Energy (MMTherm/year) | Energy Efficiency | 0.0068443 | 0.013718 | 0.020619 | 0.027547 | 0.034491 | 0.037417 | 0.040322 | 0.043211 | 0.046093 | 0.048982 | 0.051886 | 0.054193 | 0.054285
Scenario 2: High TRC | SCG | Ind | WholeBlg | Ind - Stone-Glass-Clay | Gas Energy (MMTherm/year) | Energy Efficiency | 0.13076 | 0.26253 | 0.39514 | 0.52845 | 0.66239 | 0.72007 | 0.77752 | 0.8348 | 0.89199 | 0.94913 | 1.0063 | 1.0519 | 1.0551
Scenario 2: High TRC | SCG | Ind | WholeBlg | Ind - Textiles | Gas Energy (MMTherm/year) | Energy Efficiency | 0.062477 | 0.12505 | 0.18771 | 0.25042 | 0.31316 | 0.33921 | 0.36519 | 0.39107 | 0.41688 | 0.44264 | 0.46836 | 0.48847 | 0.48829
Scenario 2: High TRC | SCG | Ind | WholeBlg | Ind - Transportation Equipment | Gas Energy (MMTherm/year) | Energy Efficiency | 0.046491 | 0.092964 | 0.13943 | 0.18587 | 0.23229 | 0.25139 | 0.27046 | 0.28949 | 0.30849 | 0.32746 | 0.3464 | 0.36116 | 0.36082
Scenario 2: High TRC | SCG | Res | BROs | Income Qualified - Multi Family IQ | Gas Energy (MMTherm/year) | Energy Efficiency | 0.23348 | 0.2365 | 0.24016 | 0.24449 | 0.24945 | 0.25506 | 0.26114 | 0.26853 | 0.27677 | 0.2863 | 0.29665 | 0.30796 | 0.32045
Scenario 2: High TRC | SCG | Res | BROs | Income Qualified - Single Family IQ | Gas Energy (MMTherm/year) | Energy Efficiency | 0.72066 | 0.72917 | 0.73953 | 0.75176 | 0.76591 | 0.78207 | 0.80011 | 0.82174 | 0.84593 | 0.87291 | 0.90228 | 0.93442 | 0.96995
Scenario 2: High TRC | SCG | Res | BROs | Res - Multi Family | Gas Energy (MMTherm/year) | Energy Efficiency | 2.4695 | 2.4988 | 2.5345 | 2.5767 | 2.6254 | 2.681 | 2.743 | 2.8174 | 2.9005 | 2.9935 | 3.0946 | 3.2053 | 3.3277
Scenario 2: High TRC | SCG | Res | BROs | Res - Single Family | Gas Energy (MMTherm/year) | Energy Efficiency | 0.70639 | 0.71555 | 0.7267 | 0.73985 | 0.75495 | 0.77198 | 0.79043 | 0.81285 | 0.83786 | 0.86681 | 0.89829 | 0.93269 | 0.97065
Scenario 2: High TRC | SCG | Res | BldgEnv | Res - Multi Family | Electric Demand (MW) | Energy Efficiency | 0 | 0 | 0 | 0 | 0 | 0 | 0 | 0 | 0 | 0 | 0 | 0 | 0.00026255
Scenario 2: High TRC | SCG | Res | BldgEnv | Res - Multi Family | Electric Energy (GWh/year) | Energy Efficiency | 0 | 0 | 0 | 0 | 0 | 0 | 0 | 0 | 0 | 0 | 0 | 0 | 0.00040309
Scenario 2: High TRC | SCG | Res | BldgEnv | Res - Multi Family | Gas Energy (MMTherm/year) | Energy Efficiency | 0 | 0 | 0 | 0 | 0 | 0 | 0 | 0 | 0 | 0 | 0 | 0 | 0.00012624
Scenario 2: High TRC | SCG | Res | BldgEnv | Res - Single Family | Electric Demand (MW) | Energy Efficiency | 0.017752 | 0.038242 | 0.059866 | 0.081594 | 0.1033 | 0.12441 | 0.14459 | 0.15794 | 0.17054 | 0.16519 | 0.16005 | 0.15512 | 0.15038
Scenario 2: High TRC | SCG | Res | BldgEnv | Res - Single Family | Electric Energy (GWh/year) | Energy Efficiency | -0.01577 | -0.030807 | -0.045164 | -0.058934 | -0.072144 | -0.084848 | -0.09708 | -0.092166 | -0.087468 | -0.072059 | -0.057262 | -0.043054 | -0.029417
Scenario 2: High TRC | SCG | Res | BldgEnv | Res - Single Family | Gas Energy (MMTherm/year) | Energy Efficiency | 0.0037928 | 0.0082048 | 0.012878 | 0.017584 | 0.022293 | 0.026875 | 0.031256 | 0.034283 | 0.037141 | 0.0361 | 0.035102 | 0.034144 | 0.033224
Scenario 2: High TRC | SCG | Res | HVAC | Res - Multi Family | Electric Demand (MW) | Energy Efficiency | -6.0643e-05 | -0.00012264 | -0.00018525 | -0.00024811 | -0.00031112 | -0.00031112 | -0.00031112 | -0.00031112 | -0.00031112 | -0.00031112 | -0.00031112 | -0.00031112 | -0.00031112
Scenario 2: High TRC | SCG | Res | HVAC | Res - Multi Family | Electric Energy (GWh/year) | Energy Efficiency | -5.7212e-09 | -1.157e-08 | -1.7477e-08 | -2.3408e-08 | -2.9352e-08 | -2.9352e-08 | -2.9352e-08 | -2.9352e-08 | -2.9352e-08 | -2.9352e-08 | -2.9352e-08 | -2.9352e-08 | -2.9352e-08
Scenario 2: High TRC | SCG | Res | HVAC | Res - Multi Family | Gas Energy (MMTherm/year) | Energy Efficiency | 1.4317e-05 | 2.8954e-05 | 4.3735e-05 | 5.8576e-05 | 7.3451e-05 | 7.3451e-05 | 7.3451e-05 | 7.3451e-05 | 7.3451e-05 | 7.3451e-05 | 7.3451e-05 | 7.3451e-05 | 7.3451e-05
Scenario 2: High TRC | SCG | Res | HVAC | Res - Single Family | Electric Demand (MW) | Energy Efficiency | 0.0073255 | 0.015138 | 0.023244 | 0.031498 | 0.039856 | 0.039856 | 0.039856 | 0.039856 | 0.039856 | 0.039856 | 0.039856 | 0.039856 | 0.039856
Scenario 2: High TRC | SCG | Res | HVAC | Res - Single Family | Electric Energy (GWh/year) | Energy Efficiency | 0.074717 | 0.1571 | 0.24357 | 0.33189 | 0.4216 | 0.4216 | 0.4216 | 0.4216 | 0.4216 | 0.4216 | 0.4216 | 0.4216 | 0.4216
Scenario 2: High TRC | SCG | Res | HVAC | Res - Single Family | Gas Energy (MMTherm/year) | Energy Efficiency | 0.0084951 | 0.017925 | 0.027833 | 0.037955 | 0.04824 | 0.04824 | 0.04824 | 0.04824 | 0.04824 | 0.04824 | 0.04824 | 0.04824 | 0.04824
Scenario 2: High TRC | SCG | Res | WaterHeat | Res - Multi Family | Electric Demand (MW) | Energy Efficiency | -0.0039594 | -0.0080124 | -0.012198 | -0.016463 | -0.020776 | -0.020776 | -0.020776 | -0.020776 | -0.020776 | -0.020776 | -0.020776 | -0.020776 | -0.020776
Scenario 2: High TRC | SCG | Res | WaterHeat | Res - Multi Family | Electric Energy (GWh/year) | Energy Efficiency | -0.020409 | -0.041301 | -0.062876 | -0.084862 | -0.10709 | -0.10709 | -0.10709 | -0.10709 | -0.10709 | -0.10709 | -0.10709 | -0.10709 | -0.10709
Scenario 2: High TRC | SCG | Res | WaterHeat | Res - Multi Family | Gas Energy (MMTherm/year) | Energy Efficiency | 0.34904 | 0.6825 | 0.99471 | 1.2904 | 1.5687 | 1.633 | 1.6928 | 1.7489 | 1.7843 | 1.8161 | 1.845 | 1.7097 | 1.6144
Scenario 2: High TRC | SCG | Res | WaterHeat | Res - Single Family | Electric Demand (MW) | Energy Efficiency | -0.025041 | -0.051729 | -0.079607 | -0.10816 | -0.13721 | -0.13721 | -0.13721 | -0.13721 | -0.13721 | -0.13721 | -0.13721 | -0.13721 | -0.13721
Scenario 2: High TRC | SCG | Res | WaterHeat | Res - Single Family | Electric Energy (GWh/year) | Energy Efficiency | -0.14235 | -0.29413 | -0.45266 | -0.61506 | -0.78022 | -0.78022 | -0.78022 | -0.78022 | -0.78022 | -0.78022 | -0.78022 | -0.78022 | -0.78022
Scenario 2: High TRC | SCG | Res | WaterHeat | Res - Single Family | Gas Energy (MMTherm/year) | Energy Efficiency | 2.185 | 4.3097 | 6.3969 | 8.4455 | 10.4698 | 10.7566 | 11.0082 | 11.1715 | 11.305 | 11.418 | 11.5171 | 10.9316 | 10.5107
Scenario 2: High TRC | SDG&E | Ag | WholeBlg | Ag - Dairies, fishing, hunting | Electric Demand (MW) | Energy Efficiency | 0.0018919 | 0.0037971 | 0.0057149 | 0.0076447 | 0.0095856 | 0.011536 | 0.013497 | 0.015466 | 0.016518 | 0.016607 | 0.016693 | 0.016775 | 0.016855
Scenario 2: High TRC | SDG&E | Ag | WholeBlg | Ag - Dairies, fishing, hunting | Electric Energy (GWh/year) | Energy Efficiency | 0.0080594 | 0.016176 | 0.024345 | 0.032566 | 0.040834 | 0.049145 | 0.057496 | 0.065886 | 0.070365 | 0.070747 | 0.071112 | 0.071462 | 0.0718
Scenario 2: High TRC | SDG&E | Ag | WholeBlg | Ag - Dairies, fishing, hunting | Gas Energy (MMTherm/year) | Energy Efficiency | 1.6867e-05 | 3.3734e-05 | 5.06e-05 | 6.7467e-05 | 8.4334e-05 | 0.0001012 | 0.00011807 | 0.00013493 | 0.00014353 | 0.00014353 | 0.00014353 | 0.00014353 | 0.00014353
Scenario 2: High TRC | SDG&E | Ag | WholeBlg | Ag - Irrigated Agriculture, vineyards, forestry and greenhouses | Electric Demand (MW) | Energy Efficiency | 0.013304 | 0.027077 | 0.041293 | 0.05594 | 0.070992 | 0.086413 | 0.10219 | 0.11831 | 0.12828 | 0.13159 | 0.1348 | 0.13792 | 0.14096
Scenario 2: High TRC | SDG&E | Ag | WholeBlg | Ag - Irrigated Agriculture, vineyards, forestry and greenhouses | Electric Energy (GWh/year) | Energy Efficiency | 0.056675 | 0.11535 | 0.17591 | 0.2383 | 0.30242 | 0.36812 | 0.43531 | 0.50402 | 0.54646 | 0.56056 | 0.57423 | 0.58752 | 0.60048
Scenario 2: High TRC | SDG&E | Ag | WholeBlg | Ag - Irrigated Agriculture, vineyards, forestry and greenhouses | Gas Energy (MMTherm/year) | Energy Efficiency | 0.0012197 | 0.0024394 | 0.003659 | 0.0048787 | 0.0060984 | 0.0073181 | 0.0085377 | 0.0097574 | 0.010379 | 0.010379 | 0.010379 | 0.010379 | 0.010379
Scenario 2: High TRC | SDG&E | Ag | WholeBlg | Ag - Water pumping | Electric Demand (MW) | Energy Efficiency | 0.041617 | 0.083152 | 0.12461 | 0.16598 | 0.20727 | 0.24849 | 0.28962 | 0.33067 | 0.35123 | 0.35052 | 0.3498 | 0.34907 | 0.34832
Scenario 2: High TRC | SDG&E | Ag | WholeBlg | Ag - Water pumping | Electric Energy (GWh/year) | Energy Efficiency | 0.17729 | 0.35423 | 0.53083 | 0.70708 | 0.88298 | 1.0585 | 1.2338 | 1.4086 | 1.4962 | 1.4932 | 1.4901 | 1.487 | 1.4838
Scenario 2: High TRC | SDG&E | Ag | WholeBlg | Ag - Water pumping | Gas Energy (MMTherm/year) | Energy Efficiency | 0.00034934 | 0.00069868 | 0.001048 | 0.0013974 | 0.0017467 | 0.0020961 | 0.0024454 | 0.0027947 | 0.0029728 | 0.0029728 | 0.0029728 | 0.0029728 | 0.0029728
Scenario 2: High TRC | SDG&E | Com | AppPlug | Com - Health | Gas Energy (MMTherm/year) | Energy Efficiency | 0.02624 | 0.056003 | 0.11634 | 0.1842 | 0.2584 | 0.33846 | 0.4813 | 0.63514 | 0.80182 | 0.98229 | 1.0866 | 1.1558 | 1.215
Scenario 2: High TRC | SDG&E | Com | AppPlug | Com - Lodging | Gas Energy (MMTherm/year) | Energy Efficiency | 0.023829 | 0.049801 | 0.078174 | 0.10992 | 0.14356 | 0.19847 | 0.33456 | 0.47953 | 0.63364 | 0.77835 | 0.85115 | 0.89735 | 0.93872
Scenario 2: High TRC | SDG&E | Com | AppPlug | Com - Other | Gas Energy (MMTherm/year) | Energy Efficiency | 0 | 0 | 0.00024281 | 0.00052117 | 0.00083416 | 0.0011879 | 0.0015847 | 0.0020255 | 0.0022684 | 0.0025228 | 0.0027894 | 0.0030633 | 0.0033441
Scenario 2: High TRC | SDG&E | Com | BROs | Com - Lodging | Electric Energy (GWh/year) | Energy Efficiency | 0.0087675 | 0.026709 | 0.045497 | 0.065382 | 0.086586 | 0.10905 | 0.13298 | 0.15831 | 0.18486 | 0.21282 | 0.24187 | 0.27116 | 0.30058
Scenario 2: High TRC | SDG&E | Com | BROs | Com - Other | Electric Energy (GWh/year) | Energy Efficiency | 0.0079453 | 0.02424 | 0.041373 | 0.059562 | 0.079028 | 0.09974 | 0.12201 | 0.14578 | 0.1708 | 0.1973 | 0.22498 | 0.25314 | 0.28261
Scenario 2: High TRC | SDG&E | Com | BROs | Com - Retail | Electric Demand (MW) | Energy Efficiency | 0.0016338 | 0.0049596 | 0.0084061 | 0.012008 | 0.015803 | 0.01978 | 0.023999 | 0.028447 | 0.033057 | 0.037867 | 0.042807 | 0.047746 | 0.0531
Scenario 2: High TRC | SDG&E | Com | BROs | Com - Retail | Electric Energy (GWh/year) | Energy Efficiency | 0.017664 | 0.05362 | 0.090882 | 0.12982 | 0.17085 | 0.21385 | 0.25947 | 0.30755 | 0.35739 | 0.40939 | 0.46281 | 0.5162 | 0.57409
Scenario 2: High TRC | SDG&E | Com | BldgEnv | Com - College | Electric Demand (MW) | Energy Efficiency | 9.426e-07 | 1.8857e-06 | 2.8295e-06 | 4.35e-06 | 5.8659e-06 | 7.3827e-06 | 8.901e-06 | 9.6056e-06 | 1.032e-05 | 1.1045e-05 | 1.1208e-05 | 1.1401e-05 | 1.1611e-05
Scenario 2: High TRC | SDG&E | Com | BldgEnv | Com - College | Electric Energy (GWh/year) | Energy Efficiency | 3.2206e-07 | 6.4429e-07 | 9.6676e-07 | 1.4863e-06 | 2.0042e-06 | 2.5224e-06 | 3.0412e-06 | 3.2819e-06 | 3.526e-06 | 3.7738e-06 | 3.8295e-06 | 3.8955e-06 | 3.9669e-06
Scenario 2: High TRC | SDG&E | Com | BldgEnv | Com - College | Gas Energy (MMTherm/year) | Energy Efficiency | 6.5219e-07 | 1.3013e-06 | 1.9473e-06 | 3.0459e-06 | 4.1377e-06 | 5.2241e-06 | 6.3055e-06 | 6.768e-06 | 7.231e-06 | 7.695e-06 | 7.7052e-06 | 7.7244e-06 | 7.7485e-06
Scenario 2: High TRC | SDG&E | Com | BldgEnv | Com - Grocery | Electric Demand (MW) | Energy Efficiency | 3.2644e-05 | 6.3738e-05 | 9.3352e-05 | 0.00012159 | 0.00014853 | 0.00017426 | 0.00019887 | 0.00019065 | 0.00018303 | 0.000176 | 0.0001695 | 0.00016348 | 0.0001579
Scenario 2: High TRC | SDG&E | Com | BldgEnv | Com - Grocery | Electric Energy (GWh/year) | Energy Efficiency | 1.1153e-05 | 2.1777e-05 | 3.1895e-05 | 4.1543e-05 | 5.0746e-05 | 5.9538e-05 | 6.7947e-05 | 6.5139e-05 | 6.2536e-05 | 6.0134e-05 | 5.7912e-05 | 5.5855e-05 | 5.3949e-05
Scenario 2: High TRC | SDG&E | Com | BldgEnv | Com - Grocery | Gas Energy (MMTherm/year) | Energy Efficiency | 1.0204e-05 | 1.9921e-05 | 2.9173e-05 | 3.7988e-05 | 4.6388e-05 | 5.4402e-05 | 6.2053e-05 | 5.9388e-05 | 5.6898e-05 | 5.458e-05 | 5.242e-05 | 5.0408e-05 | 4.8534e-05
Scenario 2: High TRC | SDG&E | Com | BldgEnv | Com - Health | Electric Demand (MW) | Energy Efficiency | 3.0883e-05 | 6.0173e-05 | 8.7914e-05 | 0.00011419 | 0.00013899 | 0.00016232 | 0.00018423 | 0.00017551 | 0.00016749 | 0.00016026 | 0.00015389 | 0.00014803 | 0.00014276
Scenario 2: High TRC | SDG&E | Com | BldgEnv | Com - Health | Electric Energy (GWh/year) | Energy Efficiency | 1.4835e-05 | 2.8905e-05 | 4.2231e-05 | 5.4854e-05 | 6.6766e-05 | 7.7974e-05 | 8.8496e-05 | 8.4306e-05 | 8.0455e-05 | 7.6984e-05 | 7.3922e-05 | 7.1108e-05 | 6.8579e-05
Scenario 2: High TRC | SDG&E | Com | BldgEnv | Com - Health | Gas Energy (MMTherm/year) | Energy Efficiency | 1.6163e-05 | 3.1452e-05 | 4.5886e-05 | 5.9498e-05 | 7.2282e-05 | 8.4246e-05 | 9.545e-05 | 9.0482e-05 | 8.5915e-05 | 8.1792e-05 | 7.8143e-05 | 7.4835e-05 | 7.1904e-05
Scenario 2: High TRC | SDG&E | Com | BldgEnv | Com - Lodging | Electric Demand (MW) | Energy Efficiency | 1.4944e-06 | 2.9747e-06 | 4.4412e-06 | 5.9029e-06 | 7.3465e-06 | 8.7821e-06 | 1.0205e-05 | 1.0366e-05 | 9.5339e-06 | 8.7292e-06 | 7.947e-06 | 7.1873e-06 | 6.4533e-06
Scenario 2: High TRC | SDG&E | Com | BldgEnv | Com - Lodging | Electric Energy (GWh/year) | Energy Efficiency | 9.7653e-07 | 1.9438e-06 | 2.9021e-06 | 3.8572e-06 | 4.8006e-06 | 5.7386e-06 | 6.6687e-06 | 6.7737e-06 | 6.2299e-06 | 5.7041e-06 | 5.193e-06 | 4.6966e-06 | 4.2169e-06
Scenario 2: High TRC | SDG&E | Com | BldgEnv | Com - Lodging | Gas Energy (MMTherm/year) | Energy Efficiency | 4.9173e-07 | 9.7768e-07 | 1.4579e-06 | 1.9342e-06 | 2.404e-06 | 2.8693e-06 | 3.3293e-06 | 3.3393e-06 | 2.9778e-06 | 2.6247e-06 | 2.2789e-06 | 1.9404e-06 | 1.6098e-06
Scenario 2: High TRC | SDG&E | Com | BldgEnv | Com - Office (Large) | Electric Demand (MW) | Energy Efficiency | 7.2783e-05 | 0.00014225 | 0.00021535 | 0.00028512 | 0.00035169 | 0.00041529 | 0.0004761 | 0.000466 | 0.00045171 | 0.00043163 | 0.00041283 | 0.00039527 | 0.0003789
Scenario 2: High TRC | SDG&E | Com | BldgEnv | Com - Office (Large) | Electric Energy (GWh/year) | Energy Efficiency | 2.4868e-05 | 4.8602e-05 | 7.3578e-05 | 9.7417e-05 | 0.00012016 | 0.00014189 | 0.00016267 | 0.00015922 | 0.00015433 | 0.00014747 | 0.00014105 | 0.00013505 | 0.00012946
Scenario 2: High TRC | SDG&E | Com | BldgEnv | Com - Office (Large) | Gas Energy (MMTherm/year) | Energy Efficiency | 9.0235e-06 | 1.7638e-05 | 2.8302e-05 | 3.8476e-05 | 4.818e-05 | 5.7446e-05 | 6.6301e-05 | 6.6327e-05 | 6.4602e-05 | 6.0559e-05 | 5.6752e-05 | 5.3174e-05 | 4.9814e-05
Scenario 2: High TRC | SDG&E | Com | BldgEnv | Com - Office (Small) | Electric Demand (MW) | Energy Efficiency | 3.483e-05 | 6.801e-05 | 9.9628e-05 | 0.00012976 | 0.00015848 | 0.00018586 | 0.00021197 | 0.00020305 | 0.00019468 | 0.00018682 | 0.00017946 | 0.00017258 | 0.00016616
Scenario 2: High TRC | SDG&E | Com | BldgEnv | Com - Office (Small) | Electric Energy (GWh/year) | Energy Efficiency | 1.19e-05 | 2.3237e-05 | 3.404e-05 | 4.4335e-05 | 5.4147e-05 | 6.3503e-05 | 7.2423e-05 | 6.9376e-05 | 6.6515e-05 | 6.3831e-05 | 6.1317e-05 | 5.8966e-05 | 5.6772e-05
Scenario 2: High TRC | SDG&E | Com | BldgEnv | Com - Office (Small) | Gas Energy (MMTherm/year) | Energy Efficiency | 4.3106e-06 | 8.4175e-06 | 1.2332e-05 | 1.6062e-05 | 1.9619e-05 | 2.301e-05 | 2.6245e-05 | 2.5151e-05 | 2.4126e-05 | 2.3164e-05 | 2.2265e-05 | 2.1425e-05 | 2.0642e-05
Scenario 2: High TRC | SDG&E | Com | BldgEnv | Com - Other | Electric Demand (MW) | Energy Efficiency | 1.7186e-05 | 3.3679e-05 | 5.1976e-05 | 6.9543e-05 | 8.6387e-05 | 0.00010255 | 0.00011804 | 0.00011676 | 0.00011377 | 0.00010854 | 0.00010363 | 9.903e-05 | 9.4741e-05
Scenario 2: High TRC | SDG&E | Com | BldgEnv | Com - Other | Electric Energy (GWh/year) | Energy Efficiency | 5.8746e-06 | 1.1512e-05 | 1.7767e-05 | 2.3772e-05 | 2.953e-05 | 3.5053e-05 | 4.035e-05 | 3.9911e-05 | 3.8891e-05 | 3.7104e-05 | 3.5425e-05 | 3.3852e-05 | 3.2386e-05
Scenario 2: High TRC | SDG&E | Com | BldgEnv | Com - Other | Gas Energy (MMTherm/year) | Energy Efficiency | 2.1495e-06 | 4.2131e-06 | 7.0811e-06 | 9.8354e-06 | 1.2476e-05 | 1.5008e-05 | 1.7432e-05 | 1.7738e-05 | 1.7375e-05 | 1.6154e-05 | 1.4994e-05 | 1.3896e-05 | 1.2861e-05
Scenario 2: High TRC | SDG&E | Com | BldgEnv | Com - Refrig. Warehouse | Electric Demand (MW) | Energy Efficiency | 2.2844e-07 | 4.4866e-07 | 6.6109e-07 | 8.6547e-07 | 1.0625e-06 | 1.2527e-06 | 1.4367e-06 | 1.3935e-06 | 1.3542e-06 | 1.3186e-06 | 1.2869e-06 | 1.2591e-06 | 1.2351e-06
Scenario 2: High TRC | SDG&E | Com | BldgEnv | Com - Refrig. Warehouse | Electric Energy (GWh/year) | Energy Efficiency | 7.8051e-08 | 1.5329e-07 | 2.2587e-07 | 2.957e-07 | 3.6303e-07 | 4.2802e-07 | 4.9087e-07 | 4.761e-07 | 4.6269e-07 | 4.5053e-07 | 4.3969e-07 | 4.3019e-07 | 4.22e-07
Scenario 2: High TRC | SDG&E | Com | BldgEnv | Com - Refrig. Warehouse | Gas Energy (MMTherm/year) | Energy Efficiency | 2.8663e-08 | 5.6305e-08 | 8.2982e-08 | 1.0866e-07 | 1.3342e-07 | 1.5734e-07 | 1.8048e-07 | 1.7516e-07 | 1.7033e-07 | 1.6597e-07 | 1.621e-07 | 1.5873e-07 | 1.5584e-07
Scenario 2: High TRC | SDG&E | Com | BldgEnv | Com - Restaurant | Electric Demand (MW) | Energy Efficiency | 1.1567e-05 | 2.2772e-05 | 3.3463e-05 | 4.3665e-05 | 5.3406e-05 | 6.2706e-05 | 7.1592e-05 | 6.8693e-05 | 6.599e-05 | 6.3473e-05 | 6.1136e-05 | 5.8975e-05 | 5.698e-05
Scenario 2: High TRC | SDG&E | Com | BldgEnv | Com - Restaurant | Electric Energy (GWh/year) | Energy Efficiency | 3.9521e-06 | 7.7806e-06 | 1.1433e-05 | 1.4919e-05 | 1.8247e-05 | 2.1425e-05 | 2.4461e-05 | 2.347e-05 | 2.2547e-05 | 2.1687e-05 | 2.0888e-05 | 2.015e-05 | 1.9468e-05
Scenario 2: High TRC | SDG&E | Com | BldgEnv | Com - Restaurant | Gas Energy (MMTherm/year) | Energy Efficiency | 1.4217e-06 | 2.8084e-06 | 4.1316e-06 | 5.3947e-06 | 6.6008e-06 | 7.7528e-06 | 8.8537e-06 | 8.4986e-06 | 8.1678e-06 | 7.8602e-06 | 7.5752e-06 | 7.3119e-06 | 7.0694e-06
Scenario 2: High TRC | SDG&E | Com | BldgEnv | Com - Retail | Electric Demand (MW) | Energy Efficiency | 5.7019e-05 | 0.00011044 | 0.00016046 | 0.00020692 | 0.00024966 | 0.00028926 | 0.00032655 | 0.00030551 | 0.00028597 | 0.00026788 | 0.00025154 | 0.0002372 | 0.00022445
Scenario 2: High TRC | SDG&E | Com | BldgEnv | Com - Retail | Electric Energy (GWh/year) | Energy Efficiency | 1.9482e-05 | 3.7734e-05 | 5.4822e-05 | 7.0699e-05 | 8.5301e-05 | 9.8832e-05 | 0.00011157 | 0.00010438 | 9.7705e-05 | 9.1527e-05 | 8.5941e-05 | 8.1043e-05 | 7.6687e-05
Scenario 2: High TRC | SDG&E | Com | BldgEnv | Com - Retail | Gas Energy (MMTherm/year) | Energy Efficiency | 1.6734e-05 | 3.2364e-05 | 4.6909e-05 | 6.0362e-05 | 7.2651e-05 | 8.4001e-05 | 9.4739e-05 | 8.8279e-05 | 8.2368e-05 | 7.7023e-05 | 7.2279e-05 | 6.8237e-05 | 6.4703e-05
Scenario 2: High TRC | SDG&E | Com | BldgEnv | Com - School | Electric Demand (MW) | Energy Efficiency | 9.4924e-06 | 1.8624e-05 | 2.7415e-05 | 3.5884e-05 | 4.4054e-05 | 5.1936e-05 | 5.9544e-05 | 5.8694e-05 | 5.8017e-05 | 5.7506e-05 | 5.7159e-05 | 5.6969e-05 | 5.6931e-05
Scenario 2: High TRC | SDG&E | Com | BldgEnv | Com - School | Electric Energy (GWh/year) | Energy Efficiency | 3.2432e-06 | 6.3632e-06 | 9.3668e-06 | 1.226e-05 | 1.5052e-05 | 1.7745e-05 | 2.0344e-05 | 2.0054e-05 | 1.9823e-05 | 1.9648e-05 | 1.9529e-05 | 1.9464e-05 | 1.9451e-05
Scenario 2: High TRC | SDG&E | Com | BldgEnv | Com - School | Gas Energy (MMTherm/year) | Energy Efficiency | 1.1811e-06 | 2.3179e-06 | 3.4129e-06 | 4.4683e-06 | 5.4872e-06 | 6.4708e-06 | 7.421e-06 | 7.3258e-06 | 7.2525e-06 | 7.2002e-06 | 7.1684e-06 | 7.1564e-06 | 7.1635e-06
Scenario 2: High TRC | SDG&E | Com | BldgEnv | Com - Warehouse | Electric Demand (MW) | Energy Efficiency | 1.8574e-05 | 3.6402e-05 | 5.3524e-05 | 7.2717e-05 | 9.1191e-05 | 0.00010899 | 0.00012613 | 0.00012483 | 0.00012134 | 0.00011811 | 0.00011238 | 0.00010696 | 0.00010186
Scenario 2: High TRC | SDG&E | Com | BldgEnv | Com - Warehouse | Electric Energy (GWh/year) | Energy Efficiency | 1.2137e-05 | 2.3787e-05 | 3.4975e-05 | 4.7517e-05 | 5.9588e-05 | 7.1219e-05 | 8.2422e-05 | 8.1568e-05 | 7.9289e-05 | 7.7176e-05 | 7.3435e-05 | 6.9895e-05 | 6.6559e-05
Scenario 2: High TRC | SDG&E | Com | BldgEnv | Com - Warehouse | Gas Energy (MMTherm/year) | Energy Efficiency | 3.8865e-06 | 7.6186e-06 | 1.1204e-05 | 1.6301e-05 | 2.1221e-05 | 2.5974e-05 | 3.0565e-05 | 3.1274e-05 | 3.0566e-05 | 2.9909e-05 | 2.7654e-05 | 2.5491e-05 | 2.3419e-05
Scenario 2: High TRC | SDG&E | Com | ComRefrig | Com - College | Electric Demand (MW) | Energy Efficiency | 7.4985e-05 | 0.00012677 | 0.00015881 | 0.00017663 | 0.00018527 | 0.00019034 | 0.00019358 | 0.00019593 | 0.00019812 | 0.00020018 | 0.00020211 | 0.00020391 | 0.00020513
Scenario 2: High TRC | SDG&E | Com | ComRefrig | Com - College | Electric Energy (GWh/year) | Energy Efficiency | 0.00054968 | 0.00093523 | 0.0011781 | 0.0013161 | 0.001385 | 0.001425 | 0.0014494 | 0.0014664 | 0.0014823 | 0.0014972 | 0.0015112 | 0.0015243 | 0.0015324
Scenario 2: High TRC | SDG&E | Com | ComRefrig | Com - Grocery | Electric Demand (MW) | Energy Efficiency | 0.070756 | 0.10966 | 0.12672 | 0.13597 | 0.14105 | 0.14468 | 0.14808 | 0.15126 | 0.15424 | 0.15703 | 0.15965 | 0.16209 | 0.16375
Scenario 2: High TRC | SDG&E | Com | ComRefrig | Com - Grocery | Electric Energy (GWh/year) | Energy Efficiency | 0.53034 | 0.83004 | 0.96774 | 1.0416 | 1.0799 | 1.1062 | 1.1308 | 1.1539 | 1.1755 | 1.1957 | 1.2146 | 1.2323 | 1.2434
Scenario 2: High TRC | SDG&E | Com | ComRefrig | Com - Refrig. Warehouse | Electric Demand (MW) | Energy Efficiency | 2.3066e-05 | 3.8355e-05 | 4.7388e-05 | 5.2121e-05 | 5.433e-05 | 5.5721e-05 | 5.6597e-05 | 5.7361e-05 | 5.8076e-05 | 5.8746e-05 | 5.9373e-05 | 5.996e-05 | 6.0356e-05
Scenario 2: High TRC | SDG&E | Com | ComRefrig | Com - Refrig. Warehouse | Electric Energy (GWh/year) | Energy Efficiency | 0.00016964 | 0.00028389 | 0.00035266 | 0.00038954 | 0.00040725 | 0.00041802 | 0.00042445 | 0.00042999 | 0.00043517 | 0.00044002 | 0.00044456 | 0.00044881 | 0.00045147
Scenario 2: High TRC | SDG&E | Com | ComRefrig | Com - Restaurant | Electric Demand (MW) | Energy Efficiency | 0.0027194 | 0.0042413 | 0.0049341 | 0.0053053 | 0.0055142 | 0.0056524 | 0.0057818 | 0.005903 | 0.0060165 | 0.0061228 | 0.0062223 | 0.0063155 | 0.0063786
Scenario 2: High TRC | SDG&E | Com | ComRefrig | Com - Restaurant | Electric Energy (GWh/year) | Energy Efficiency | 0.020374 | 0.032088 | 0.03766 | 0.040634 | 0.042228 | 0.043229 | 0.044166 | 0.045044 | 0.045865 | 0.046634 | 0.047354 | 0.048028 | 0.048452
Scenario 2: High TRC | SDG&E | Com | ComRefrig | Com - Retail | Electric Demand (MW) | Energy Efficiency | 0.030528 | 0.047672 | 0.055566 | 0.059574 | 0.061828 | 0.06333 | 0.064737 | 0.066054 | 0.067286 | 0.068441 | 0.069522 | 0.070534 | 0.07122
Scenario 2: High TRC | SDG&E | Com | ComRefrig | Com - Retail | Electric Energy (GWh/year) | Energy Efficiency | 0.22834 | 0.35986 | 0.42286 | 0.45496 | 0.47216 | 0.48304 | 0.49322 | 0.50275 | 0.51168 | 0.52003 | 0.52785 | 0.53517 | 0.53978
Scenario 2: High TRC | SDG&E | Com | ComRefrig | Com - School | Electric Demand (MW) | Energy Efficiency | 7.0437e-06 | 1.0929e-05 | 1.4566e-05 | 1.7972e-05 | 2.1162e-05 | 2.4149e-05 | 2.6945e-05 | 2.9564e-05 | 3.2016e-05 | 3.4312e-05 | 3.6462e-05 | 3.8476e-05 | 3.9868e-05
Scenario 2: High TRC | SDG&E | Com | ComRefrig | Com - School | Electric Energy (GWh/year) | Energy Efficiency | 5.4799e-05 | 8.2855e-05 | 0.00010912 | 0.00013371 | 0.00015673 | 0.00017828 | 0.00019845 | 0.00021734 | 0.00023502 | 0.00025157 | 0.00026707 | 0.00028158 | 0.00029093
Scenario 2: High TRC | SDG&E | Com | FoodServ | Com - College | Electric Demand (MW) | Energy Efficiency | 0.0010523 | 0.0021755 | 0.0033594 | 0.004619 | 0.0059345 | 0.0073244 | 0.00879 | 0.010325 | 0.01193 | 0.013611 | 0.016455 | 0.019531 | 0.022723
Scenario 2: High TRC | SDG&E | Com | FoodServ | Com - College | Electric Demand (MW) | Fuel Substitution | -0.00018466 | -0.00040268 | -0.00065893 | -0.00095074 | -0.0012789 | -0.0016442 | -0.0020473 | -0.0024889 | -0.0029695 | -0.0034895 | -0.0040494 | -0.0046493 | -0.0052892
Scenario 2: High TRC | SDG&E | Com | FoodServ | Com - College | Electric Energy (GWh/year) | Energy Efficiency | 0.0057657 | 0.011905 | 0.018371 | 0.025239 | 0.032411 | 0.039979 | 0.047952 | 0.056297 | 0.065021 | 0.074145 | 0.088361 | 0.10317 | 0.11855
Scenario 2: High TRC | SDG&E | Com | FoodServ | Com - College | Electric Energy (GWh/year) | Fuel Substitution | -0.0020192 | -0.0043954 | -0.0071565 | -0.010299 | -0.013835 | -0.017777 | -0.022138 | -0.02693 | -0.032167 | -0.037861 | -0.044023 | -0.050698 | -0.057912
Scenario 2: High TRC | SDG&E | Com | FoodServ | Com - College | Gas Energy (MMTherm/year) | Energy Efficiency | 0.0054843 | 0.011629 | 0.018068 | 0.024755 | 0.031645 | 0.038769 | 0.046123 | 0.053692 | 0.061472 | 0.069467 | 0.07766 | 0.086125 | 0.094783
Scenario 2: High TRC | SDG&E | Com | FoodServ | Com - College | Gas Energy (MMTherm/year) | Fuel Substitution | 0.00020925 | 0.00045561 | 0.00074138 | 0.0010667 | 0.0014327 | 0.0018407 | 0.0022921 | 0.002788 | 0.0033298 | 0.0039186 | 0.0045557 | 0.0052454 | 0.0059904
Scenario 2: High TRC | SDG&E | Com | FoodServ | Com - Grocery | Electric Demand (MW) | Energy Efficiency | 0.0061558 | 0.012791 | 0.019814 | 0.027242 | 0.035038 | 0.043244 | 0.051865 | 0.060894 | 0.070305 | 0.080122 | 0.098077 | 0.1173 | 0.13723
Scenario 2: High TRC | SDG&E | Com | FoodServ | Com - Grocery | Electric Demand (MW) | Fuel Substitution | -0.0010876 | -0.0023668 | -0.0038676 | -0.0055712 | -0.0074813 | -0.0096015 | -0.011935 | -0.014486 | -0.017255 | -0.020246 | -0.023459 | -0.026894 | -0.030552
Scenario 2: High TRC | SDG&E | Com | FoodServ | Com - Grocery | Electric Energy (GWh/year) | Energy Efficiency | 0.034581 | 0.071701 | 0.11094 | 0.15238 | 0.19583 | 0.24153 | 0.2895 | 0.33969 | 0.392 | 0.44652 | 0.53659 | 0.62888 | 0.72458
Scenario 2: High TRC | SDG&E | Com | FoodServ | Com - Grocery | Electric Energy (GWh/year) | Fuel Substitution | -0.021329 | -0.046037 | -0.074289 | -0.10606 | -0.1414 | -0.1804 | -0.22312 | -0.26963 | -0.32 | -0.37428 | -0.43251 | -0.49475 | -0.56116
Scenario 2: High TRC | SDG&E | Com | FoodServ | Com - Grocery | Gas Energy (MMTherm/year) | Energy Efficiency | 0.026537 | 0.06352 | 0.10369 | 0.14546 | 0.18868 | 0.23346 | 0.27978 | 0.32761 | 0.37685 | 0.42755 | 0.47963 | 0.5331 | 0.58793
Scenario 2: High TRC | SDG&E | Com | FoodServ | Com - Grocery | Gas Energy (MMTherm/year) | Fuel Substitution | 0.0022161 | 0.0047833 | 0.0077149 | 0.011011 | 0.014678 | 0.018723 | 0.023154 | 0.027977 | 0.033198 | 0.038824 | 0.044858 | 0.051306 | 0.058183
Scenario 2: High TRC | SDG&E | Com | FoodServ | Com - Health | Electric Demand (MW) | Energy Efficiency | 0.0030123 | 0.006215 | 0.0095739 | 0.013144 | 0.016849 | 0.020661 | 0.024376 | 0.02822 | 0.032266 | 0.036632 | 0.043371 | 0.050108 | 0.056901
Scenario 2: High TRC | SDG&E | Com | FoodServ | Com - Health | Electric Demand (MW) | Fuel Substitution | -0.00048116 | -0.001052 | -0.0017244 | -0.0024933 | -0.0033614 | -0.0043312 | -0.005405 | -0.0065847 | -0.0078719 | -0.0092681 | -0.010774 | -0.012391 | -0.014119
Scenario 2: High TRC | SDG&E | Com | FoodServ | Com - Health | Electric Energy (GWh/year) | Energy Efficiency | 0.016309 | 0.033619 | 0.051773 | 0.071049 | 0.091068 | 0.11168 | 0.13187 | 0.15277 | 0.17474 | 0.19839 | 0.23263 | 0.2655 | 0.29864
Scenario 2: High TRC | SDG&E | Com | FoodServ | Com - Health | Electric Energy (GWh/year) | Fuel Substitution | -0.0063939 | -0.013877 | -0.022522 | -0.032334 | -0.043353 | -0.055618 | -0.069173 | -0.084054 | -0.10029 | -0.11792 | -0.13696 | -0.15745 | -0.17947
Scenario 2: High TRC | SDG&E | Com | FoodServ | Com - Health | Gas Energy (MMTherm/year) | Energy Efficiency | 0.013276 | 0.029406 | 0.046676 | 0.06469 | 0.083291 | 0.10241 | 0.12167 | 0.14145 | 0.16187 | 0.18312 | 0.20536 | 0.22774 | 0.25041
Scenario 2: High TRC | SDG&E | Com | FoodServ | Com - Health | Gas Energy (MMTherm/year) | Fuel Substitution | 0.00067929 | 0.0014749 | 0.0023931 | 0.0034356 | 0.0046064 | 0.0059097 | 0.0073501 | 0.0089312 | 0.010656 | 0.012528 | 0.01455 | 0.016724 | 0.01906
Scenario 2: High TRC | SDG&E | Com | FoodServ | Com - Lodging | Electric Demand (MW) | Energy Efficiency | 0.0075141 | 0.01539 | 0.023574 | 0.032127 | 0.04095 | 0.050107 | 0.059564 | 0.069318 | 0.07939 | 0.089767 | 0.10258 | 0.11292 | 0.12354
Scenario 2: High TRC | SDG&E | Com | FoodServ | Com - Lodging | Electric Demand (MW) | Fuel Substitution | -0.0006764 | -0.0014708 | -0.002389 | -0.0034306 | -0.0045978 | -0.0058927 | -0.0073173 | -0.008873 | -0.010561 | -0.012383 | -0.014338 | -0.016426 | -0.018647
Scenario 2: High TRC | SDG&E | Com | FoodServ | Com - Lodging | Electric Energy (GWh/year) | Energy Efficiency | 0.050244 | 0.10268 | 0.15704 | 0.21369 | 0.27204 | 0.33247 | 0.39476 | 0.4589 | 0.52501 | 0.593 | 0.67201 | 0.72717 | 0.78373
Scenario 2: High TRC | SDG&E | Com | FoodServ | Com - Lodging | Electric Energy (GWh/year) | Fuel Substitution | -0.0085495 | -0.018485 | -0.029847 | -0.042653 | -0.056933 | -0.072715 | -0.090027 | -0.1089 | -0.12934 | -0.15138 | -0.17503 | -0.2003 | -0.22718
Scenario 2: High TRC | SDG&E | Com | FoodServ | Com - Lodging | Gas Energy (MMTherm/year) | Energy Efficiency | 0.011237 | 0.025849 | 0.041439 | 0.057579 | 0.07413 | 0.091162 | 0.10862 | 0.1265 | 0.1448 | 0.16351 | 0.18257 | 0.20197 | 0.22172
Scenario 2: High TRC | SDG&E | Com | FoodServ | Com - Lodging | Gas Energy (MMTherm/year) | Fuel Substitution | 0.00088415 | 0.0019118 | 0.0030866 | 0.0044109 | 0.0058876 | 0.0075194 | 0.0093094 | 0.01126 | 0.013373 | 0.015652 | 0.018095 | 0.020705 | 0.023482
Scenario 2: High TRC | SDG&E | Com | FoodServ | Com - Office (Large) | Electric Demand (MW) | Energy Efficiency | 0.00047897 | 0.00097009 | 0.0014727 | 0.0019864 | 0.00251 | 0.0030449 | 0.0035914 | 0.0041485 | 0.0047136 | 0.0052874 | 0.0058691 | 0.0059797 | 0.006086
Scenario 2: High TRC | SDG&E | Com | FoodServ | Com - Office (Large) | Electric Energy (GWh/year) | Energy Efficiency | 0.0042011 | 0.0085089 | 0.012917 | 0.017423 | 0.022015 | 0.026707 | 0.031501 | 0.036387 | 0.041344 | 0.046377 | 0.051479 | 0.052449 | 0.053381
Scenario 2: High TRC | SDG&E | Com | FoodServ | Com - Office (Small) | Electric Demand (MW) | Energy Efficiency | 0.00019683 | 0.00039917 | 0.00060678 | 0.00081946 | 0.001037 | 0.0012591 | 0.0014858 | 0.0017168 | 0.001952 | 0.0021911 | 0.0024339 | 0.0024836 | 0.0025313
Scenario 2: High TRC | SDG&E | Com | FoodServ | Com - Office (Small) | Electric Energy (GWh/year) | Energy Efficiency | 0.0017265 | 0.0035012 | 0.0053222 | 0.0071876 | 0.0090953 | 0.011044 | 0.013033 | 0.015059 | 0.017121 | 0.019218 | 0.021348 | 0.021784 | 0.022203
Scenario 2: High TRC | SDG&E | Com | FoodServ | Com - Other | Electric Demand (MW) | Energy Efficiency | 0.015021 | 0.031411 | 0.048875 | 0.067417 | 0.08698 | 0.10762 | 0.12935 | 0.15215 | 0.17603 | 0.201 | 0.23628 | 0.27484 | 0.31494
Scenario 2: High TRC | SDG&E | Com | FoodServ | Com - Other | Electric Demand (MW) | Fuel Substitution | -0.003413 | -0.0074268 | -0.012118 | -0.017451 | -0.023441 | -0.030104 | -0.037456 | -0.045511 | -0.054283 | -0.063783 | -0.074019 | -0.084999 | -0.096727
Scenario 2: High TRC | SDG&E | Com | FoodServ | Com - Other | Electric Energy (GWh/year) | Energy Efficiency | 0.077348 | 0.16169 | 0.2517 | 0.34741 | 0.44855 | 0.55544 | 0.66813 | 0.7866 | 0.91087 | 1.0411 | 1.2169 | 1.408 | 1.6071
Scenario 2: High TRC | SDG&E | Com | FoodServ | Com - Other | Electric Energy (GWh/year) | Fuel Substitution | -0.020051 | -0.043593 | -0.070982 | -0.10209 | -0.13703 | -0.17588 | -0.21877 | -0.26579 | -0.31703 | -0.37258 | -0.43254 | -0.49708 | -0.56627
Scenario 2: High TRC | SDG&E | Com | FoodServ | Com - Other | Gas Energy (MMTherm/year) | Energy Efficiency | 0.036463 | 0.077863 | 0.12177 | 0.16762 | 0.21527 | 0.26482 | 0.31625 | 0.36951 | 0.42457 | 0.48144 | 0.54006 | 0.60042 | 0.66251
Scenario 2: High TRC | SDG&E | Com | FoodServ | Com - Other | Gas Energy (MMTherm/year) | Fuel Substitution | 0.0019263 | 0.0041883 | 0.0068135 | 0.0097955 | 0.013144 | 0.016869 | 0.020979 | 0.025486 | 0.030397 | 0.035721 | 0.041468 | 0.047653 | 0.054286
Scenario 2: High TRC | SDG&E | Com | FoodServ | Com - Restaurant | Electric Demand (MW) | Energy Efficiency | 0.031124 | 0.067178 | 0.10525 | 0.14532 | 0.18738 | 0.23138 | 0.27735 | 0.32528 | 0.37511 | 0.42683 | 0.49327 | 0.55957 | 0.62795
Scenario 2: High TRC | SDG&E | Com | FoodServ | Com - Restaurant | Electric Demand (MW) | Fuel Substitution | -0.0068979 | -0.014977 | -0.024341 | -0.03494 | -0.046794 | -0.059921 | -0.074344 | -0.090077 | -0.10714 | -0.12553 | -0.14527 | -0.16635 | -0.18877
Scenario 2: High TRC | SDG&E | Com | FoodServ | Com - Restaurant | Electric Energy (GWh/year) | Energy Efficiency | 0.17805 | 0.38232 | 0.59768 | 0.82407 | 1.0615 | 1.3096 | 1.5688 | 1.8389 | 2.1195 | 2.4107 | 2.7678 | 3.1064 | 3.455
Scenario 2: High TRC | SDG&E | Com | FoodServ | Com - Restaurant | Electric Energy (GWh/year) | Fuel Substitution | -0.069223 | -0.14945 | -0.2412 | -0.34433 | -0.45901 | -0.58542 | -0.72375 | -0.87414 | -1.0367 | -1.2117 | -1.399 | -1.5988 | -1.8112
Scenario 2: High TRC | SDG&E | Com | FoodServ | Com - Restaurant | Gas Energy (MMTherm/year) | Energy Efficiency | 0.070279 | 0.16982 | 0.27692 | 0.38833 | 0.50402 | 0.62384 | 0.74783 | 0.87591 | 1.0079 | 1.1438 | 1.2836 | 1.4272 | 1.5745
Scenario 2: High TRC | SDG&E | Com | FoodServ | Com - Restaurant | Gas Energy (MMTherm/year) | Fuel Substitution | 0.0069599 | 0.015024 | 0.024233 | 0.034581 | 0.046086 | 0.058765 | 0.072635 | 0.087712 | 0.10401 | 0.12154 | 0.14031 | 0.16031 | 0.18158
Scenario 2: High TRC | SDG&E | Com | FoodServ | Com - Retail | Electric Demand (MW) | Energy Efficiency | 0.00050715 | 0.0010162 | 0.0015269 | 0.0020355 | 0.0025339 | 0.00303 | 0.0035197 | 0.0040026 | 0.0044802 | 0.0049559 | 0.0054297 | 0.0055424 | 0.0056528
Scenario 2: High TRC | SDG&E | Com | FoodServ | Com - Retail | Electric Energy (GWh/year) | Energy Efficiency | 0.00389 | 0.0078136 | 0.011768 | 0.015731 | 0.019656 | 0.023584 | 0.027493 | 0.031378 | 0.035246 | 0.039113 | 0.042979 | 0.043679 | 0.044352
Scenario 2: High TRC | SDG&E | Com | FoodServ | Com - Retail | Gas Energy (MMTherm/year) | Energy Efficiency | 1.246e-05 | 2.4537e-05 | 3.6265e-05 | 4.7385e-05 | 5.7358e-05 | 6.6789e-05 | 7.5418e-05 | 8.3248e-05 | 9.0422e-05 | 9.7224e-05 | 0.00010369 | 0.00011013 | 0.00011673
Scenario 2: High TRC | SDG&E | Com | FoodServ | Com - School | Electric Demand (MW) | Energy Efficiency | 0.0060671 | 0.012624 | 0.019537 | 0.026802 | 0.034421 | 0.042385 | 0.050694 | 0.059356 | 0.068381 | 0.07777 | 0.092629 | 0.10847 | 0.12487
Scenario 2: High TRC | SDG&E | Com | FoodServ | Com - School | Electric Demand (MW) | Fuel Substitution | -0.00022886 | -0.00049663 | -0.00081764 | -0.0011806 | -0.001586 | -0.0020345 | -0.0025267 | -0.003063 | -0.0036438 | -0.0042695 | -0.00494 | -0.0056555 | -0.0064156
Scenario 2: High TRC | SDG&E | Com | FoodServ | Com - School | Electric Energy (GWh/year) | Energy Efficiency | 0.033996 | 0.070569 | 0.1091 | 0.14957 | 0.19201 | 0.23637 | 0.28264 | 0.33087 | 0.38112 | 0.4334 | 0.5097 | 0.5867 | 0.66642
Scenario 2: High TRC | SDG&E | Com | FoodServ | Com - School | Electric Energy (GWh/year) | Fuel Substitution | -0.0029371 | -0.0063629 | -0.010347 | -0.014852 | -0.019892 | -0.025483 | -0.031644 | -0.038391 | -0.045745 | -0.053757 | -0.06247 | -0.071916 | -0.082125
Scenario 2: High TRC | SDG&E | Com | FoodServ | Com - School | Gas Energy (MMTherm/year) | Energy Efficiency | 0.012048 | 0.025512 | 0.03972 | 0.054401 | 0.069552 | 0.085147 | 0.10117 | 0.11763 | 0.13452 | 0.15182 | 0.16953 | 0.18763 | 0.20611
Scenario 2: High TRC | SDG&E | Com | FoodServ | Com - School | Gas Energy (MMTherm/year) | Fuel Substitution | 0.00030842 | 0.00066829 | 0.0010849 | 0.0015559 | 0.0020829 | 0.0026673 | 0.003311 | 0.0040158 | 0.0047836 | 0.0056195 | 0.0065279 | 0.0075118 | 0.0085744
Scenario 2: High TRC | SDG&E | Com | HVAC | Com - College | Electric Demand (MW) | Energy Efficiency | 0.0034825 | 0.0072024 | 0.011167 | 0.015479 | 0.020011 | 0.024889 | 0.030121 | 0.035661 | 0.041516 | 0.047708 | 0.054187 | 0.061306 | 0.068745
Scenario 2: High TRC | SDG&E | Com | HVAC | Com - College | Electric Energy (GWh/year) | Energy Efficiency | 0.0037327 | 0.0077182 | 0.011962 | 0.016533 | 0.021345 | 0.026484 | 0.031952 | 0.037721 | 0.043792 | 0.05018 | 0.05685 | 0.064038 | 0.071529
Scenario 2: High TRC | SDG&E | Com | HVAC | Com - College | Electric Energy (GWh/year) | Fuel Substitution | 2.3834e-07 | 5.019e-07 | 7.915e-07 | 1.108e-06 | 1.4524e-06 | 1.4524e-06 | 1.4524e-06 | 1.4524e-06 | 1.4524e-06 | 1.4524e-06 | 1.4524e-06 | 1.4524e-06 | 1.4524e-06
Scenario 2: High TRC | SDG&E | Com | HVAC | Com - College | Gas Energy (MMTherm/year) | Energy Efficiency | 0.00028845 | 0.00059661 | 0.00092514 | 0.001284 | 0.0016608 | 0.0020677 | 0.0025054 | 0.0029697 | 0.0034612 | 0.003982 | 0.0045273 | 0.0051312 | 0.0057628
Scenario 2: High TRC | SDG&E | Com | HVAC | Com - College | Gas Energy (MMTherm/year) | Fuel Substitution | 5.7714e-08 | 1.2153e-07 | 1.9165e-07 | 2.6829e-07 | 3.5167e-07 | 3.5167e-07 | 3.5167e-07 | 3.5167e-07 | 3.5167e-07 | 3.5167e-07 | 3.5167e-07 | 3.5167e-07 | 3.5167e-07
Scenario 2: High TRC | SDG&E | Com | HVAC | Com - Grocery | Electric Demand (MW) | Energy Efficiency | 0.0010469 | 0.0022042 | 0.0034765 | 0.0039029 | 0.0041245 | 0.0043587 | 0.0046053 | 0.0048643 | 0.0051351 | 0.005418 | 0.0057126 | 0.0060189 | 0.006337
Scenario 2: High TRC | SDG&E | Com | HVAC | Com - Grocery | Electric Energy (GWh/year) | Energy Efficiency | 0.0059286 | 0.012458 | 0.019605 | 0.022981 | 0.025503 | 0.028204 | 0.031091 | 0.034161 | 0.037395 | 0.040814 | 0.044411 | 0.048193 | 0.052174
Scenario 2: High TRC | SDG&E | Com | HVAC | Com - Grocery | Electric Energy (GWh/year) | Fuel Substitution | -0.0001042 | -0.00021955 | -0.00034643 | -0.00048537 | -0.00063698 | -0.00063698 | -0.00063698 | -0.00063698 | -0.00063698 | -0.00063698 | -0.00063698 | -0.00063698 | -0.00063698
Scenario 2: High TRC | SDG&E | Com | HVAC | Com - Grocery | Gas Energy (MMTherm/year) | Energy Efficiency | 0.00028303 | 0.00058857 | 0.00091582 | 0.0012712 | 0.0016482 | 0.0020533 | 0.0024876 | 0.0029508 | 0.0034395 | 0.0039575 | 0.0045035 | 0.005079 | 0.0056865
Scenario 2: High TRC | SDG&E | Com | HVAC | Com - Grocery | Gas Energy (MMTherm/year) | Fuel Substitution | 1.5379e-05 | 3.2376e-05 | 5.1043e-05 | 7.1454e-05 | 9.3683e-05 | 9.3683e-05 | 9.3683e-05 | 9.3683e-05 | 9.3683e-05 | 9.3683e-05 | 9.3683e-05 | 9.3683e-05 | 9.3683e-05
Scenario 2: High TRC | SDG&E | Com | HVAC | Com - Health | Electric Demand (MW) | Energy Efficiency | 0.0076409 | 0.015952 | 0.024963 | 0.034733 | 0.045235 | 0.056461 | 0.064548 | 0.073089 | 0.07185 | 0.069655 | 0.067363 | 0.064882 | 0.062241
Scenario 2: High TRC | SDG&E | Com | HVAC | Com - Health | Electric Energy (GWh/year) | Energy Efficiency | 0.059729 | 0.12408 | 0.19328 | 0.26795 | 0.34758 | 0.43196 | 0.49244 | 0.55589 | 0.5529 | 0.54467 | 0.53702 | 0.52695 | 0.51514
Scenario 2: High TRC | SDG&E | Com | HVAC | Com - Health | Electric Energy (GWh/year) | Fuel Substitution | 5.5996e-06 | 1.1797e-05 | 1.5068e-05 | 1.8602e-05 | 2.2405e-05 | 2.2405e-05 | 2.2405e-05 | 2.2405e-05 | 2.2405e-05 | 2.2405e-05 | 2.2405e-05 | 2.2405e-05 | 2.2405e-05
Scenario 2: High TRC | SDG&E | Com | HVAC | Com - Health | Gas Energy (MMTherm/year) | Energy Efficiency | 0.0019696 | 0.0039982 | 0.0060901 | 0.0083094 | 0.010574 | 0.012856 | 0.014953 | 0.017105 | 0.019207 | 0.021512 | 0.02415 | 0.026594 | 0.028955
Scenario 2: High TRC | SDG&E | Com | HVAC | Com - Health | Gas Energy (MMTherm/year) | Fuel Substitution | 3.8798e-07 | 8.1728e-07 | 1.7547e-06 | 2.7871e-06 | 3.9185e-06 | 3.9185e-06 | 3.9185e-06 | 3.9185e-06 | 3.9185e-06 | 3.9185e-06 | 3.9185e-06 | 3.9185e-06 | 3.9185e-06
Scenario 2: High TRC | SDG&E | Com | HVAC | Com - Lodging | Electric Demand (MW) | Energy Efficiency | 0.0039572 | 0.0089473 | 0.014597 | 0.020732 | 0.027314 | 0.034268 | 0.040323 | 0.046754 | 0.046627 | 0.046214 | 0.045925 | 0.045673 | 0.045475
Scenario 2: High TRC | SDG&E | Com | HVAC | Com - Lodging | Electric Energy (GWh/year) | Energy Efficiency | 0.038321 | 0.082192 | 0.12985 | 0.18058 | 0.234 | 0.28958 | 0.32667 | 0.36552 | 0.35429 | 0.34096 | 0.32776 | 0.31437 | 0.30096
Scenario 2: High TRC | SDG&E | Com | HVAC | Com - Lodging | Electric Energy (GWh/year) | Fuel Substitution | -1.5122e-05 | -3.1921e-05 | -5.0477e-05 | -7.0882e-05 | -9.3234e-05 | -9.3234e-05 | -9.3234e-05 | -9.3234e-05 | -9.3234e-05 | -9.3234e-05 | -9.3234e-05 | -9.3234e-05 | -9.3234e-05
Scenario 2: High TRC | SDG&E | Com | HVAC | Com - Lodging | Gas Energy (MMTherm/year) | Energy Efficiency | 0.002215 | 0.0045447 | 0.0069747 | 0.0095182 | 0.012148 | 0.014479 | 0.015542 | 0.016643 | 0.015815 | 0.01495 | 0.014059 | 0.013135 | 0.012185
Scenario 2: High TRC | SDG&E | Com | HVAC | Com - Lodging | Gas Energy (MMTherm/year) | Fuel Substitution | 3.48e-06 | 7.3317e-06 | 1.157e-05 | 1.6212e-05 | 2.1275e-05 | 2.1275e-05 | 2.1275e-05 | 2.1275e-05 | 2.1275e-05 | 2.1275e-05 | 2.1275e-05 | 2.1275e-05 | 2.1275e-05
Scenario 2: High TRC | SDG&E | Com | HVAC | Com - Office (Large) | Electric Demand (MW) | Energy Efficiency | 0.00025113 | 0.00051734 | 0.00079844 | 0.0015367 | 0.0025428 | 0.0028683 | 0.0032097 | 0.0035659 | 0.0039353 | 0.004318 | 0.0047136 | 0.0051218 | 0.0055424
Scenario 2: High TRC | SDG&E | Com | HVAC | Com - Office (Large) | Electric Energy (GWh/year) | Energy Efficiency | 0.00064257 | 0.0013237 | 0.0020429 | 0.0059998 | 0.011828 | 0.012661 | 0.013534 | 0.014446 | 0.015391 | 0.01637 | 0.017382 | 0.018427 | 0.019503
Scenario 2: High TRC | SDG&E | Com | HVAC | Com - Office (Large) | Gas Energy (MMTherm/year) | Energy Efficiency | 0 | 0 | 0 | 0.0017126 | 0.0044077 | 0.0044077 | 0.0044077 | 0.0044077 | 0.0044077 | 0.0044077 | 0.0044077 | 0.0044077 | 0.0044077
Scenario 2: High TRC | SDG&E | Com | HVAC | Com - Office (Small) | Electric Demand (MW) | Energy Efficiency | 0.0036438 | 0.0075639 | 0.011762 | 0.01624 | 0.020993 | 0.026028 | 0.031347 | 0.036936 | 0.042789 | 0.048896 | 0.055249 | 0.061843 | 0.06867
Scenario 2: High TRC | SDG&E | Com | HVAC | Com - Office (Small) | Electric Energy (GWh/year) | Energy Efficiency | 0.0032449 | 0.0067227 | 0.010434 | 0.01438 | 0.018557 | 0.022968 | 0.027613 | 0.032484 | 0.037575 | 0.042878 | 0.048387 | 0.054097 | 0.060004
Scenario 2: High TRC | SDG&E | Com | HVAC | Com - Office (Small) | Gas Energy (MMTherm/year) | Energy Efficiency | 0.0001963 | 0.00040802 | 0.00063529 | 0.00087828 | 0.0011366 | 0.0014109 | 0.0017011 | 0.0020066 | 0.0023269 | 0.0026614 | 0.0030098 | 0.0033715 | 0.0037464
Scenario 2: High TRC | SDG&E | Com | HVAC | Com - Other | Electric Demand (MW) | Energy Efficiency | 0.04101 | 0.086064 | 0.13534 | 0.18904 | 0.24662 | 0.31186 | 0.38282 | 0.45865 | 0.53434 | 0.61327 | 0.69635 | 0.78367 | 0.87537
Scenario 2: High TRC | SDG&E | Com | HVAC | Com - Other | Electric Energy (GWh/year) | Energy Efficiency | 0.037505 | 0.078675 | 0.12367 | 0.17269 | 0.22523 | 0.293 | 0.36867 | 0.44975 | 0.52023 | 0.58542 | 0.65886 | 0.73604 | 0.81711
Scenario 2: High TRC | SDG&E | Com | HVAC | Com - Other | Electric Energy (GWh/year) | Fuel Substitution | -6.4422e-06 | -1.3668e-05 | -8.602e-05 | -0.00016587 | -0.00025355 | -0.00025355 | -0.00025355 | -0.00025355 | -0.00025355 | -0.00025355 | -0.00025355 | -0.00025355 | -0.00025355
Scenario 2: High TRC | SDG&E | Com | HVAC | Com - Other | Gas Energy (MMTherm/year) | Energy Efficiency | 0.0056523 | 0.011858 | 0.018642 | 0.026032 | 0.033952 | 0.042769 | 0.052303 | 0.062485 | 0.072957 | 0.083523 | 0.095043 | 0.10715 | 0.11987
Scenario 2: High TRC | SDG&E | Com | HVAC | Com - Other | Gas Energy (MMTherm/year) | Fuel Substitution | 2.9999e-06 | 6.3247e-06 | 1.7834e-05 | 3.0503e-05 | 4.438e-05 | 4.438e-05 | 4.438e-05 | 4.438e-05 | 4.438e-05 | 4.438e-05 | 4.438e-05 | 4.438e-05 | 4.438e-05
Scenario 2: High TRC | SDG&E | Com | HVAC | Com - Restaurant | Electric Demand (MW) | Energy Efficiency | 0.0010161 | 0.0033928 | 0.0059983 | 0.0088435 | 0.011942 | 0.015285 | 0.018896 | 0.022776 | 0.026906 | 0.03129 | 0.035934 | 0.040837 | 0.045993
Scenario 2: High TRC | SDG&E | Com | HVAC | Com - Restaurant | Electric Energy (GWh/year) | Energy Efficiency | -0.00019434 | -0.0004437 | -0.00073103 | -0.0010574 | -0.00089935 | -0.00061529 | -0.00029922 | 5.1575e-05 | 0.00044021 | 0.00086976 | 0.0013437 | 0.001866 | 0.002441
Scenario 2: High TRC | SDG&E | Com | HVAC | Com - Restaurant | Electric Energy (GWh/year) | Fuel Substitution | 4.211e-08 | 8.8539e-08 | 1.3939e-07 | 1.9479e-07 | 2.5484e-07 | 2.5484e-07 | 2.5484e-07 | 2.5484e-07 | 2.5484e-07 | 2.5484e-07 | 2.5484e-07 | 2.5484e-07 | 2.5484e-07
Scenario 2: High TRC | SDG&E | Com | HVAC | Com - Restaurant | Gas Energy (MMTherm/year) | Energy Efficiency | 0.0034151 | 0.0075231 | 0.012152 | 0.017344 | 0.023179 | 0.029675 | 0.036882 | 0.044852 | 0.05363 | 0.063276 | 0.073852 | 0.085419 | 0.098038
Scenario 2: High TRC | SDG&E | Com | HVAC | Com - Restaurant | Gas Energy (MMTherm/year) | Fuel Substitution | 9.6845e-09 | 2.0362e-08 | 3.2058e-08 | 4.4797e-08 | 5.8608e-08 | 5.8608e-08 | 5.8608e-08 | 5.8608e-08 | 5.8608e-08 | 5.8608e-08 | 5.8608e-08 | 5.8608e-08 | 5.8608e-08
Scenario 2: High TRC | SDG&E | Com | HVAC | Com - Retail | Electric Demand (MW) | Energy Efficiency | 0.0084588 | 0.017144 | 0.026061 | 0.035097 | 0.04404 | 0.052972 | 0.061401 | 0.069792 | 0.070141 | 0.070127 | 0.069851 | 0.069435 | 0.068942
Scenario 2: High TRC | SDG&E | Com | HVAC | Com - Retail | Electric Energy (GWh/year) | Energy Efficiency | 0.024538 | 0.050509 | 0.073287 | 0.096774 | 0.12074 | 0.14564 | 0.16896 | 0.19322 | 0.18591 | 0.17785 | 0.17484 | 0.17178 | 0.16873
Scenario 2: High TRC | SDG&E | Com | HVAC | Com - Retail | Electric Energy (GWh/year) | Fuel Substitution | 1.0831e-06 | 2.8351e-06 | 4.7547e-06 | 6.8468e-06 | 9.116e-06 | 9.116e-06 | 9.116e-06 | 9.116e-06 | 9.116e-06 | 9.116e-06 | 9.116e-06 | 9.116e-06 | 9.116e-06
Scenario 2: High TRC | SDG&E | Com | HVAC | Com - Retail | Gas Energy (MMTherm/year) | Energy Efficiency | 0.00055091 | 0.001136 | 0.0017548 | 0.0024057 | 0.0030825 | 0.0032817 | 0.0034849 | 0.0036913 | 0.0037065 | 0.0037149 | 0.00372 | 0.0037229 | 0.0037244
Scenario 2: High TRC | SDG&E | Com | HVAC | Com - Retail | Gas Energy (MMTherm/year) | Fuel Substitution | 1.4418e-07 | 3.3392e-07 | 5.4167e-07 | 7.6796e-07 | 1.0133e-06 | 1.0133e-06 | 1.0133e-06 | 1.0133e-06 | 1.0133e-06 | 1.0133e-06 | 1.0133e-06 | 1.0133e-06 | 1.0133e-06
Scenario 2: High TRC | SDG&E | Com | HVAC | Com - School | Electric Demand (MW) | Energy Efficiency | 0.013155 | 0.026537 | 0.040046 | 0.053602 | 0.067191 | 0.080736 | 0.089641 | 0.098925 | 0.10832 | 0.11872 | 0.13033 | 0.14314 | 0.15712
Scenario 2: High TRC | SDG&E | Com | HVAC | Com - School | Electric Energy (GWh/year) | Energy Efficiency | 0.041277 | 0.081056 | 0.11874 | 0.15386 | 0.18812 | 0.21943 | 0.22106 | 0.22226 | 0.22337 | 0.22844 | 0.23805 | 0.25232 | 0.2712
Scenario 2: High TRC | SDG&E | Com | HVAC | Com - School | Electric Energy (GWh/year) | Fuel Substitution | -2.8871e-10 | -6.0219e-10 | -9.4037e-10 | 3.3128e-08 | 6.9541e-08 | 6.9541e-08 | 6.9541e-08 | 6.9541e-08 | 6.9541e-08 | 6.9541e-08 | 6.9541e-08 | 6.9541e-08 | 6.9541e-08
Scenario 2: High TRC | SDG&E | Com | HVAC | Com - School | Gas Energy (MMTherm/year) | Energy Efficiency | 0.0021368 | 0.004396 | 0.006777 | 0.009279 | 0.012199 | 0.015248 | 0.018452 | 0.021784 | 0.025247 | 0.028834 | 0.032547 | 0.036382 | 0.040334
Scenario 2: High TRC | SDG&E | Com | HVAC | Com - School | Gas Energy (MMTherm/year) | Fuel Substitution | 1.7927e-08 | 3.7392e-08 | 5.839e-08 | 1.8857e-07 | 3.2768e-07 | 3.2768e-07 | 3.2768e-07 | 3.2768e-07 | 3.2768e-07 | 3.2768e-07 | 3.2768e-07 | 3.2768e-07 | 3.2768e-07
Scenario 2: High TRC | SDG&E | Com | HVAC | Com - Warehouse | Electric Demand (MW) | Energy Efficiency | 2.2312e-05 | 4.6175e-05 | 7.1605e-05 | 9.8666e-05 | 0.00012729 | 0.00015753 | 0.00018937 | 0.00022279 | 0.00022789 | 0.00022789 | 0.00022789 | 0.00022789 | 0.00022789
Scenario 2: High TRC | SDG&E | Com | HVAC | Com - Warehouse | Electric Energy (GWh/year) | Energy Efficiency | 6.8318e-05 | 0.00014139 | 0.00021925 | 0.00030211 | 0.00038974 | 0.00048235 | 0.00057982 | 0.00068216 | 0.00069777 | 0.00069777 | 0.00069777 | 0.00069777 | 0.00069777
Scenario 2: High TRC | SDG&E | Com | HVAC | Com - Warehouse | Electric Energy (GWh/year) | Fuel Substitution | -1.0364e-05 | -2.1913e-05 | -3.4702e-05 | -4.8744e-05 | -6.3813e-05 | -6.3813e-05 | -6.3813e-05 | -6.3813e-05 | -6.3813e-05 | -6.3813e-05 | -6.3813e-05 | -6.3813e-05 | -6.3813e-05
Scenario 2: High TRC | SDG&E | Com | HVAC | Com - Warehouse | Gas Energy (MMTherm/year) | Fuel Substitution | 1.525e-06 | 3.2227e-06 | 5.1006e-06 | 7.1923e-06 | 9.617e-06 | 9.617e-06 | 9.617e-06 | 9.617e-06 | 9.617e-06 | 9.617e-06 | 9.617e-06 | 9.617e-06 | 9.617e-06
Scenario 2: High TRC | SDG&E | Com | Lighting | Com - Grocery | Electric Demand (MW) | Energy Efficiency | 0.0064888 | 0.013137 | 0.019934 | 0.02689 | 0.033977 | 0.041222 | 0.048623 | 0.056172 | 0.063853 | 0.071675 | 0.079631 | 0.081328 | 0.081328
Scenario 2: High TRC | SDG&E | Com | Lighting | Com - Grocery | Electric Energy (GWh/year) | Energy Efficiency | 0.037271 | 0.075458 | 0.1145 | 0.15445 | 0.19516 | 0.23678 | 0.27929 | 0.32265 | 0.36677 | 0.4117 | 0.45739 | 0.46714 | 0.46714
Scenario 2: High TRC | SDG&E | Com | Lighting | Com - Grocery | Gas Energy (MMTherm/year) | Energy Efficiency | -0.00044456 | -0.00090005 | -0.0013657 | -0.0018423 | -0.0023279 | -0.0028242 | -0.0033312 | -0.0038484 | -0.0043747 | -0.0049106 | -0.0054557 | -0.0055719 | -0.0055719
Scenario 2: High TRC | SDG&E | Com | Lighting | Com - Health | Electric Demand (MW) | Energy Efficiency | 0.031343 | 0.062857 | 0.09457 | 0.12672 | 0.15902 | 0.19139 | 0.22316 | 0.2551 | 0.28746 | 0.32057 | 0.35468 | 0.38843 | 0.42209
Scenario 2: High TRC | SDG&E | Com | Lighting | Com - Health | Electric Energy (GWh/year) | Energy Efficiency | 0.19205 | 0.38515 | 0.57947 | 0.77644 | 0.97436 | 1.1727 | 1.3674 | 1.5631 | 1.7614 | 1.9643 | 2.1733 | 2.3801 | 2.5864
Scenario 2: High TRC | SDG&E | Com | Lighting | Com - Health | Gas Energy (MMTherm/year) | Energy Efficiency | -0.0010607 | -0.0021272 | -0.0032004 | -0.0042883 | -0.0053814 | -0.0064769 | -0.0075521 | -0.0086333 | -0.0097282 | -0.010849 | -0.012003 | -0.013145 | -0.014285
Scenario 2: High TRC | SDG&E | Com | Lighting | Com - Refrig. Warehouse | Electric Demand (MW) | Energy Efficiency | 3.435e-05 | 6.8973e-05 | 0.00010389 | 0.00013888 | 0.00017409 | 0.00020957 | 0.00024539 | 0.00028155 | 0.00031815 | 0.00035513 | 0.00039258 | 0.00043052 | 0.00046897
Scenario 2: High TRC | SDG&E | Com | Lighting | Com - Refrig. Warehouse | Electric Energy (GWh/year) | Energy Efficiency | 0.00030573 | 0.00061387 | 0.0009246 | 0.001236 | 0.0015494 | 0.0018651 | 0.0021838 | 0.0025056 | 0.0028313 | 0.0031604 | 0.0034936 | 0.0038312 | 0.0041732
Scenario 2: High TRC | SDG&E | Com | Lighting | Com - Restaurant | Electric Demand (MW) | Energy Efficiency | 0.0040746 | 0.0085448 | 0.01312 | 0.017798 | 0.026621 | 0.036167 | 0.04581 | 0.055547 | 0.065366 | 0.07527 | 0.085262 | 0.095342 | 0.10551
Scenario 2: High TRC | SDG&E | Com | Lighting | Com - Restaurant | Electric Energy (GWh/year) | Energy Efficiency | 0.025478 | 0.05343 | 0.082037 | 0.11129 | 0.16649 | 0.22622 | 0.28656 | 0.34748 | 0.40892 | 0.47089 | 0.5334 | 0.59648 | 0.66011
Scenario 2: High TRC | SDG&E | Com | Lighting | Com - Restaurant | Gas Energy (MMTherm/year) | Energy Efficiency | -7.7995e-05 | -0.00016356 | -0.00025113 | -0.00034068 | -0.00050949 | -0.00069215 | -0.00087665 | -0.001063 | -0.0012508 | -0.0014403 | -0.0016315 | -0.0018244 | -0.002019
Scenario 2: High TRC | SDG&E | Com | Lighting | Com - Retail | Electric Demand (MW) | Energy Efficiency | 0.058115 | 0.11559 | 0.17251 | 0.2288 | 0.28426 | 0.33919 | 0.39351 | 0.44725 | 0.50047 | 0.5533 | 0.60575 | 0.65794 | 0.70991
Scenario 2: High TRC | SDG&E | Com | Lighting | Com - Retail | Electric Energy (GWh/year) | Energy Efficiency | 0.36207 | 0.72017 | 1.0748 | 1.4254 | 1.771 | 2.1132 | 2.4516 | 2.7864 | 3.118 | 3.4471 | 3.7739 | 4.099 | 4.4228
Scenario 2: High TRC | SDG&E | Com | Lighting | Com - Retail | Gas Energy (MMTherm/year) | Energy Efficiency | -0.00054337 | -0.0010808 | -0.001613 | -0.0021392 | -0.0026578 | -0.0031714 | -0.0036793 | -0.0041817 | -0.0046794 | -0.0051733 | -0.0056637 | -0.0061516 | -0.0066376
Scenario 2: High TRC | SDG&E | Com | WaterHeat | Com - College | Electric Demand (MW) | Energy Efficiency | 0.0068181 | 0.014278 | 0.022393 | 0.031211 | 0.040702 | 0.050936 | 0.061917 | 0.073647 | 0.086141 | 0.099425 | 0.11349 | 0.1285 | 0.14436
Scenario 2: High TRC | SDG&E | Com | WaterHeat | Com - College | Electric Demand (MW) | Fuel Substitution | 0 | 0 | 0 | 0 | 0 | 0.33895 | 0.73104 | 1.1736 | 1.6603 | 2.2104 | 2.8291 | 3.5015 | 4.2151
Scenario 2: High TRC | SDG&E | Com | WaterHeat | Com - College | Electric Energy (GWh/year) | Energy Efficiency | 0.02586 | 0.054152 | 0.08493 | 0.11838 | 0.15437 | 0.19319 | 0.23484 | 0.27932 | 0.32671 | 0.37709 | 0.43045 | 0.48738 | 0.5475
Scenario 2: High TRC | SDG&E | Com | WaterHeat | Com - College | Electric Energy (GWh/year) | Fuel Substitution | -0.69916 | -1.4756 | -2.3299 | -3.2627 | -4.2748 | -2.9262 | -1.3661 | 0.39462 | 2.3312 | 4.5202 | 6.9819 | 9.6575 | 12.4972
Scenario 2: High TRC | SDG&E | Com | WaterHeat | Com - College | Gas Energy (MMTherm/year) | Energy Efficiency | 0.0072489 | 0.014607 | 0.022074 | 0.02954 | 0.033358 | 0.033388 | 0.033361 | 0.03333 | 0.029486 | 0.025652 | 0.02183 | 0.018052 | 0.018057
Scenario 2: High TRC | SDG&E | Com | WaterHeat | Com - College | Gas Energy (MMTherm/year) | Fuel Substitution | 0.079779 | 0.16833 | 0.26571 | 0.372 | 0.4873 | 0.4873 | 0.4873 | 0.4873 | 0.4873 | 0.4873 | 0.4873 | 0.4873 | 0.4873
Scenario 2: High TRC | SDG&E | Com | WaterHeat | Com - Grocery | Electric Demand (MW) | Energy Efficiency | 0.017479 | 0.036639 | 0.057504 | 0.080138 | 0.10452 | 0.13076 | 0.1589 | 0.18896 | 0.22095 | 0.25493 | 0.29093 | 0.32898 | 0.36916
Scenario 2: High TRC | SDG&E | Com | WaterHeat | Com - Grocery | Electric Energy (GWh/year) | Energy Efficiency | 0.091792 | 0.19242 | 0.30199 | 0.42085 | 0.54891 | 0.6867 | 0.83447 | 0.99235 | 1.1603 | 1.3388 | 1.5278 | 1.7277 | 1.9387
Scenario 2: High TRC | SDG&E | Com | WaterHeat | Com - Grocery | Electric Energy (GWh/year) | Fuel Substitution | -0.029577 | -0.061849 | -0.096827 | -0.13457 | -0.17514 | -0.17514 | -0.17514 | -0.17514 | -0.17514 | -0.17514 | -0.17514 | -0.17514 | -0.17514
Scenario 2: High TRC | SDG&E | Com | WaterHeat | Com - Grocery | Gas Energy (MMTherm/year) | Energy Efficiency | 0.0017125 | 0.0034531 | 0.0080563 | 0.012664 | 0.017274 | 0.021328 | 0.021334 | 0.021339 | 0.018602 | 0.015893 | 0.013213 | 0.010587 | 0.010671
Scenario 2: High TRC | SDG&E | Com | WaterHeat | Com - Grocery | Gas Energy (MMTherm/year) | Fuel Substitution | 0.0040071 | 0.0083796 | 0.013118 | 0.018232 | 0.023728 | 0.023728 | 0.023728 | 0.023728 | 0.023728 | 0.023728 | 0.023728 | 0.023728 | 0.023728
Scenario 2: High TRC | SDG&E | Com | WaterHeat | Com - Health | Electric Demand (MW) | Energy Efficiency | 0.021796 | 0.04568 | 0.071703 | 0.10007 | 0.13062 | 0.16332 | 0.19757 | 0.23405 | 0.27301 | 0.31488 | 0.36003 | 0.40696 | 0.45598
Scenario 2: High TRC | SDG&E | Com | WaterHeat | Com - Health | Electric Demand (MW) | Fuel Substitution | 0 | 0 | 0 | 0 | 0 | 0.42631 | 0.92229 | 1.4847 | 2.1058 | 2.8084 | 3.6036 | 4.4713 | 5.3948
Scenario 2: High TRC | SDG&E | Com | WaterHeat | Com - Health | Electric Energy (GWh/year) | Energy Efficiency | 0.18107 | 0.37948 | 0.59566 | 0.83131 | 1.0851 | 1.3568 | 1.6414 | 1.9444 | 2.2681 | 2.6159 | 2.991 | 3.3809 | 3.7882
Scenario 2: High TRC | SDG&E | Com | WaterHeat | Com - Health | Electric Energy (GWh/year) | Fuel Substitution | -1.9124 | -4.0412 | -6.3887 | -8.9591 | -11.7555 | -8.0473 | -3.7329 | 1.1597 | 6.562 | 12.6734 | 19.5908 | 27.1389 | 35.1723
Scenario 2: High TRC | SDG&E | Com | WaterHeat | Com - Health | Gas Energy (MMTherm/year) | Energy Efficiency | 0.015405 | 0.031342 | 0.047633 | 0.06437 | 0.076438 | 0.076691 | 0.076733 | 0.07677 | 0.071767 | 0.066761 | 0.061754 | 0.056814 | 0.056831
Scenario 2: High TRC | SDG&E | Com | WaterHeat | Com - Health | Gas Energy (MMTherm/year) | Fuel Substitution | 0.2213 | 0.46748 | 0.73884 | 1.0359 | 1.3589 | 1.3589 | 1.3589 | 1.3589 | 1.3589 | 1.3589 | 1.3589 | 1.3589 | 1.3589
Scenario 2: High TRC | SDG&E | Com | WaterHeat | Com - Lodging | Electric Demand (MW) | Energy Efficiency | 0.0051783 | 0.010788 | 0.016835 | 0.023354 | 0.030304 | 0.037577 | 0.045304 | 0.053489 | 0.062138 | 0.071248 | 0.080816 | 0.090845 | 0.10136
Scenario 2: High TRC | SDG&E | Com | WaterHeat | Com - Lodging | Electric Demand (MW) | Fuel Substitution | 0 | 0 | 0 | 0 | 0 | 0.54573 | 1.1769 | 1.8888 | 2.671 | 3.5482 | 4.5329 | 5.6002 | 6.7297
Scenario 2: High TRC | SDG&E | Com | WaterHeat | Com - Lodging | Electric Energy (GWh/year) | Energy Efficiency | 0.041966 | 0.087431 | 0.13643 | 0.18927 | 0.2456 | 0.30455 | 0.36719 | 0.43354 | 0.50365 | 0.57751 | 0.65508 | 0.73639 | 0.82162
Scenario 2: High TRC | SDG&E | Com | WaterHeat | Com - Lodging | Electric Energy (GWh/year) | Fuel Substitution | -2.6239 | -5.5271 | -8.7097 | -12.1732 | -15.9182 | -11.289 | -5.9352 | 0.10387 | 6.7392 | 14.1796 | 22.5327 | 31.5864 | 41.1676
Scenario 2: High TRC | SDG&E | Com | WaterHeat | Com - Lodging | Gas Energy (MMTherm/year) | Energy Efficiency | 0.079567 | 0.16009 | 0.24164 | 0.32398 | 0.40121 | 0.40417 | 0.40372 | 0.4033 | 0.39387 | 0.38455 | 0.37532 | 0.36662 | 0.36356
Scenario 2: High TRC | SDG&E | Com | WaterHeat | Com - Lodging | Gas Energy (MMTherm/year) | Fuel Substitution | 0.29834 | 0.62821 | 0.98959 | 1.3827 | 1.8075 | 1.8075 | 1.8075 | 1.8075 | 1.8075 | 1.8075 | 1.8075 | 1.8075 | 1.8075
Scenario 2: High TRC | SDG&E | Com | WaterHeat | Com - Office (Large) | Electric Demand (MW) | Energy Efficiency | 0.004563 | 0.0095267 | 0.014893 | 0.020666 | 0.026838 | 0.033436 | 0.040478 | 0.047955 | 0.055841 | 0.06415 | 0.07288 | 0.082039 | 0.091631
Scenario 2: High TRC | SDG&E | Com | WaterHeat | Com - Office (Large) | Electric Demand (MW) | Fuel Substitution | 0 | 0 | 0 | 0 | 0 | 0.045184 | 0.096904 | 0.15475 | 0.21785 | 0.29034 | 0.37153 | 0.45928 | 0.55182
Scenario 2: High TRC | SDG&E | Com | WaterHeat | Com - Office (Large) | Electric Energy (GWh/year) | Energy Efficiency | 0.082364 | 0.17196 | 0.26882 | 0.37303 | 0.48443 | 0.60351 | 0.73061 | 0.86557 | 1.0079 | 1.1579 | 1.3154 | 1.4807 | 1.6539
Scenario 2: High TRC | SDG&E | Com | WaterHeat | Com - Office (Large) | Electric Energy (GWh/year) | Fuel Substitution | -0.40101 | -0.84282 | -1.3252 | -1.8481 | -2.4114 | -1.5556 | -0.57608 | 0.5195 | 1.7146 | 3.0877 | 4.6254 | 6.2874 | 8.0401
Scenario 2: High TRC | SDG&E | Com | WaterHeat | Com - Office (Large) | Gas Energy (MMTherm/year) | Energy Efficiency | 0.015398 | 0.030557 | 0.045475 | 0.060073 | 0.066169 | 0.064688 | 0.063239 | 0.061825 | 0.055 | 0.048533 | 0.042417 | 0.036669 | 0.036669
Scenario 2: High TRC | SDG&E | Com | WaterHeat | Com - Office (Large) | Gas Energy (MMTherm/year) | Fuel Substitution | 0.044888 | 0.094335 | 0.14832 | 0.20683 | 0.26986 | 0.26986 | 0.26986 | 0.26986 | 0.26986 | 0.26986 | 0.26986 | 0.26986 | 0.26986
Scenario 2: High TRC | SDG&E | Com | WaterHeat | Com - Office (Small) | Electric Demand (MW) | Energy Efficiency | 0.00027382 | 0.00057243 | 0.00089616 | 0.0012453 | 0.0016201 | 0.0020211 | 0.0024486 | 0.0029025 | 0.0033832 | 0.0038908 | 0.0044256 | 0.0049879 | 0.0055779
Scenario 2: High TRC | SDG&E | Com | WaterHeat | Com - Office (Small) | Electric Demand (MW) | Fuel Substitution | 0 | 0 | 0 | 0 | 0 | 0.0032354 | 0.0069545 | 0.011128 | 0.015692 | 0.020821 | 0.026552 | 0.032741 | 0.03927
Scenario 2: High TRC | SDG&E | Com | WaterHeat | Com - Office (Small) | Electric Energy (GWh/year) | Energy Efficiency | 0.029233 | 0.061114 | 0.095676 | 0.13295 | 0.17296 | 0.21579 | 0.26142 | 0.30989 | 0.36121 | 0.41541 | 0.47251 | 0.53254 | 0.59554
Scenario 2: High TRC | SDG&E | Com | WaterHeat | Com - Office (Small) | Electric Energy (GWh/year) | Fuel Substitution | -0.17697 | -0.37269 | -0.58709 | -0.82017 | -1.0719 | -0.70982 | -0.2936 | 0.17344 | 0.68431 | 1.2583 | 1.8997 | 2.5924 | 3.3231
Scenario 2: High TRC | SDG&E | Com | WaterHeat | Com - Office (Small) | Gas Energy (MMTherm/year) | Energy Efficiency | 0.00022219 | 0.00045797 | 0.00070726 | 0.00097001 | 0.0075268 | 0.013746 | 0.019901 | 0.025988 | 0.019708 | 0.013488 | 0.0073336 | 0.0012461 | 0.0012461
Scenario 2: High TRC | SDG&E | Com | WaterHeat | Com - Office (Small) | Gas Energy (MMTherm/year) | Fuel Substitution | 0.019632 | 0.04134 | 0.065115 | 0.090956 | 0.11886 | 0.11886 | 0.11886 | 0.11886 | 0.11886 | 0.11886 | 0.11886 | 0.11886 | 0.11886
Scenario 2: High TRC | SDG&E | Com | WaterHeat | Com - Other | Electric Demand (MW) | Energy Efficiency | 0.13271 | 0.27868 | 0.43828 | 0.61193 | 0.79962 | 1.0022 | 1.22 | 1.4532 | 1.7021 | 1.9671 | 2.2485 | 2.5466 | 2.8621
Scenario 2: High TRC | SDG&E | Com | WaterHeat | Com - Other | Electric Demand (MW) | Fuel Substitution | 0 | 0 | 0 | 0 | 0 | 1.783 | 3.8442 | 6.1705 | 8.7301 | 11.6408 | 14.9199 | 18.4865 | 22.2733
Scenario 2: High TRC | SDG&E | Com | WaterHeat | Com - Other | Electric Energy (GWh/year) | Energy Efficiency | 0.85648 | 1.7985 | 2.8285 | 3.9491 | 5.1604 | 6.4681 | 7.8735 | 9.3784 | 10.9846 | 12.6949 | 14.5108 | 16.435 | 18.4709
Scenario 2: High TRC | SDG&E | Com | WaterHeat | Com - Other | Electric Energy (GWh/year) | Fuel Substitution | -6.6508 | -14.0286 | -22.1394 | -30.9922 | -40.5956 | -28.5202 | -14.5611 | 1.1943 | 18.5297 | 38.2428 | 60.4509 | 84.6065 | 110.2535
Scenario 2: High TRC | SDG&E | Com | WaterHeat | Com - Other | Gas Energy (MMTherm/year) | Energy Efficiency | 0.028112 | 0.056877 | 0.086299 | 0.11573 | 0.13295 | 0.13576 | 0.13576 | 0.13575 | 0.12272 | 0.10976 | 0.096872 | 0.08454 | 0.084797
Scenario 2: High TRC | SDG&E | Com | WaterHeat | Com - Other | Gas Energy (MMTherm/year) | Fuel Substitution | 0.74315 | 1.5671 | 2.4725 | 3.4604 | 4.5318 | 4.5318 | 4.5318 | 4.5318 | 4.5318 | 4.5318 | 4.5318 | 4.5318 | 4.5318
Scenario 2: High TRC | SDG&E | Com | WaterHeat | Com - Refrig. Warehouse | Electric Demand (MW) | Energy Efficiency | 8.8045e-05 | 0.00018432 | 0.00028899 | 0.00040166 | 0.00052274 | 0.00065249 | 0.00079128 | 0.00093928 | 0.0010969 | 0.0012642 | 0.0014417 | 0.0016297 | 0.0018283
Scenario 2: High TRC | SDG&E | Com | WaterHeat | Com - Refrig. Warehouse | Electric Demand (MW) | Fuel Substitution | 0 | 0 | 0 | 0 | 0 | 0.00029672 | 0.00063926 | 0.0010252 | 0.0014491 | 0.0019197 | 0.0024476 | 0.0030197 | 0.0036253
Scenario 2: High TRC | SDG&E | Com | WaterHeat | Com - Refrig. Warehouse | Electric Energy (GWh/year) | Energy Efficiency | 0.0010122 | 0.0021191 | 0.0033225 | 0.0046178 | 0.0060099 | 0.0075016 | 0.0090972 | 0.010799 | 0.012611 | 0.014535 | 0.016575 | 0.018736 | 0.02102
Scenario 2: High TRC | SDG&E | Com | WaterHeat | Com - Refrig. Warehouse | Electric Energy (GWh/year) | Fuel Substitution | -0.0020177 | -0.0042402 | -0.0066667 | -0.0092972 | -0.012132 | -0.008557 | -0.0044303 | 0.00021978 | 0.0053257 | 0.010996 | 0.017356 | 0.024249 | 0.031544
Scenario 2: High TRC | SDG&E | Com | WaterHeat | Com - Refrig. Warehouse | Gas Energy (MMTherm/year) | Energy Efficiency | 6.4719e-06 | 1.3203e-05 | 2.0194e-05 | 2.7388e-05 | 3.4817e-05 | 3.4817e-05 | 3.4817e-05 | 3.4817e-05 | 3.4817e-05 | 3.4817e-05 | 3.4817e-05 | 3.4817e-05 | 3.4817e-05
Scenario 2: High TRC | SDG&E | Com | WaterHeat | Com - Refrig. Warehouse | Gas Energy (MMTherm/year) | Fuel Substitution | 0.00023765 | 0.00049917 | 0.0007845 | 0.0010936 | 0.0014266 | 0.0014266 | 0.0014266 | 0.0014266 | 0.0014266 | 0.0014266 | 0.0014266 | 0.0014266 | 0.0014266
Scenario 2: High TRC | SDG&E | Com | WaterHeat | Com - Restaurant | Electric Demand (MW) | Energy Efficiency | 0.039244 | 0.085066 | 0.13493 | 0.18893 | 0.24716 | 0.3098 | 0.37685 | 0.44839 | 0.52443 | 0.60505 | 0.69036 | 0.78044 | 0.87536
Scenario 2: High TRC | SDG&E | Com | WaterHeat | Com - Restaurant | Electric Demand (MW) | Fuel Substitution | 0 | 0 | 0 | 0 | 0 | 1.7381 | 3.7362 | 5.9787 | 8.4332 | 11.193 | 14.2838 | 17.6293 | 21.167
Scenario 2: High TRC | SDG&E | Com | WaterHeat | Com - Restaurant | Electric Energy (GWh/year) | Energy Efficiency | 0.20136 | 0.43651 | 0.69241 | 0.96952 | 1.2684 | 1.5898 | 1.9339 | 2.301 | 2.6912 | 3.1049 | 3.5427 | 4.005 | 4.4921
Scenario 2: High TRC | SDG&E | Com | WaterHeat | Com - Restaurant | Electric Energy (GWh/year) | Fuel Substitution | -4.1194 | -8.6734 | -13.6613 | -19.0837 | -24.9415 | -15.5944 | -4.8493 | 7.2108 | 20.4109 | 35.2531 | 51.8755 | 69.8676 | 88.8933
Scenario 2: High TRC | SDG&E | Com | WaterHeat | Com - Restaurant | Gas Energy (MMTherm/year) | Energy Efficiency | 0.0096484 | 0.020418 | 0.031602 | 0.043207 | 0.055241 | 0.059581 | 0.059871 | 0.060096 | 0.060324 | 0.060556 | 0.06079 | 0.061029 | 0.06127
Scenario 2: High TRC | SDG&E | Com | WaterHeat | Com - Restaurant | Gas Energy (MMTherm/year) | Fuel Substitution | 0.47795 | 1.0062 | 1.5848 | 2.2136 | 2.8929 | 2.8929 | 2.8929 | 2.8929 | 2.8929 | 2.8929 | 2.8929 | 2.8929 | 2.8929
Scenario 2: High TRC | SDG&E | Com | WaterHeat | Com - Retail | Electric Demand (MW) | Energy Efficiency | 0.0088091 | 0.018244 | 0.028299 | 0.03873 | 0.049726 | 0.061313 | 0.073454 | 0.086134 | 0.099213 | 0.11284 | 0.127 | 0.14184 | 0.15722
Scenario 2: High TRC | SDG&E | Com | WaterHeat | Com - Retail | Electric Demand (MW) | Fuel Substitution | 0 | 0 | 0 | 0 | 0 | 0.064279 | 0.13802 | 0.22054 | 0.31052 | 0.40866 | 0.51744 | 0.63405 | 0.7563
Scenario 2: High TRC | SDG&E | Com | WaterHeat | Com - Retail | Electric Energy (GWh/year) | Energy Efficiency | 0.05438 | 0.11272 | 0.17498 | 0.2403 | 0.30914 | 0.38165 | 0.45762 | 0.53695 | 0.61919 | 0.70482 | 0.79377 | 0.88654 | 0.98268
Scenario 2: High TRC | SDG&E | Com | WaterHeat | Com - Retail | Electric Energy (GWh/year) | Fuel Substitution | -0.20275 | -0.42647 | -0.67087 | -0.93566 | -1.2206 | -0.79942 | -0.31628 | 0.22441 | 0.81391 | 1.4569 | 2.1696 | 2.9336 | 3.7346
Scenario 2: High TRC | SDG&E | Com | WaterHeat | Com - Retail | Gas Energy (MMTherm/year) | Energy Efficiency | 0.012263 | 0.024487 | 0.03666 | 0.048758 | 0.04877 | 0.048501 | 0.048211 | 0.047901 | 0.036104 | 0.024383 | 0.012741 | 0.0011954 | 0.0011954
Scenario 2: High TRC | SDG&E | Com | WaterHeat | Com - Retail | Gas Energy (MMTherm/year) | Fuel Substitution | 0.022074 | 0.04643 | 0.073035 | 0.10186 | 0.13287 | 0.13287 | 0.13287 | 0.13287 | 0.13287 | 0.13287 | 0.13287 | 0.13287 | 0.13287
Scenario 2: High TRC | SDG&E | Com | WaterHeat | Com - School | Electric Demand (MW) | Energy Efficiency | 0.0054219 | 0.011355 | 0.01781 | 0.024795 | 0.032328 | 0.040422 | 0.049075 | 0.0583 | 0.068112 | 0.07852 | 0.089536 | 0.10117 | 0.11344
Scenario 2: High TRC | SDG&E | Com | WaterHeat | Com - School | Electric Demand (MW) | Fuel Substitution | 0 | 0 | 0 | 0 | 0 | 0.17054 | 0.36617 | 0.58531 | 0.82474 | 1.1004 | 1.4095 | 1.7444 | 2.0985
Scenario 2: High TRC | SDG&E | Com | WaterHeat | Com - School | Electric Energy (GWh/year) | Energy Efficiency | 0.07361 | 0.15416 | 0.24179 | 0.33663 | 0.4389 | 0.5488 | 0.6663 | 0.79155 | 0.92478 | 1.0661 | 1.2157 | 1.3737 | 1.5403
Scenario 2: High TRC | SDG&E | Com | WaterHeat | Com - School | Electric Energy (GWh/year) | Fuel Substitution | -1.1272 | -2.3735 | -3.7388 | -5.2236 | -6.8286 | -4.3993 | -1.6125 | 1.5094 | 4.9203 | 8.847 | 13.2512 | 18.0216 | 23.0659
Scenario 2: High TRC | SDG&E | Com | WaterHeat | Com - School | Gas Energy (MMTherm/year) | Energy Efficiency | 0.0057085 | 0.01163 | 0.021776 | 0.031996 | 0.0423 | 0.0467 | 0.046231 | 0.045762 | 0.042074 | 0.038494 | 0.035054 | 0.031773 | 0.031827
Scenario 2: High TRC | SDG&E | Com | WaterHeat | Com - School | Gas Energy (MMTherm/year) | Fuel Substitution | 0.12919 | 0.27201 | 0.42846 | 0.59859 | 0.78247 | 0.78247 | 0.78247 | 0.78247 | 0.78247 | 0.78247 | 0.78247 | 0.78247 | 0.78247
Scenario 2: High TRC | SDG&E | Com | WaterHeat | Com - Warehouse | Electric Demand (MW) | Energy Efficiency | 0.00055414 | 0.0011265 | 0.00172 | 0.0021181 | 0.0025558 | 0.0030338 | 0.0035518 | 0.0041099 | 0.0045576 | 0.0050506 | 0.0055883 | 0.0063218 | 0.0070967
Scenario 2: High TRC | SDG&E | Com | WaterHeat | Com - Warehouse | Electric Demand (MW) | Fuel Substitution | 0 | 0 | 0 | 0 | 0 | 0.00092111 | 0.0019861 | 0.0031881 | 0.0045105 | 0.0059996 | 0.0076732 | 0.0094902 | 0.011417
Scenario 2: High TRC | SDG&E | Com | WaterHeat | Com - Warehouse | Electric Energy (GWh/year) | Energy Efficiency | 0.0095413 | 0.019891 | 0.031077 | 0.042452 | 0.054751 | 0.068013 | 0.082246 | 0.097471 | 0.11323 | 0.13004 | 0.1479 | 0.16731 | 0.18782
Scenario 2: High TRC | SDG&E | Com | WaterHeat | Com - Warehouse | Electric Energy (GWh/year) | Fuel Substitution | -0.016009 | -0.033722 | -0.053147 | -0.074303 | -0.097208 | -0.071627 | -0.042051 | -0.0086673 | 0.02806 | 0.069417 | 0.1159 | 0.16636 | 0.21987
Scenario 2: High TRC | SDG&E | Com | WaterHeat | Com - Warehouse | Gas Energy (MMTherm/year) | Energy Efficiency | 0.0097713 | 0.01957 | 0.02939 | 0.038961 | 0.039285 | 0.039335 | 0.039374 | 0.039403 | 0.029812 | 0.020215 | 0.010613 | 0.0012166 | 0.0012166
Scenario 2: High TRC | SDG&E | Com | WaterHeat | Com - Warehouse | Gas Energy (MMTherm/year) | Fuel Substitution | 0.0018294 | 0.003852 | 0.0060687 | 0.0084818 | 0.011094 | 0.011094 | 0.011094 | 0.011094 | 0.011094 | 0.011094 | 0.011094 | 0.011094 | 0.011094
Scenario 2: High TRC | SDG&E | Com | WholeBlg | Com - College | Electric Demand (MW) | Energy Efficiency | 0.031626 | 0.064258 | 0.097959 | 0.13294 | 0.16935 | 0.20686 | 0.24604 | 0.28686 | 0.32563 | 0.34029 | 0.35394 | 0.36803 | 0.38166
Scenario 2: High TRC | SDG&E | Com | WholeBlg | Com - College | Electric Energy (GWh/year) | Energy Efficiency | 0.28821 | 0.58559 | 0.89271 | 1.2115 | 1.5433 | 1.8854 | 2.2427 | 2.6149 | 2.9684 | 3.1019 | 3.2263 | 3.3548 | 3.479
Scenario 2: High TRC | SDG&E | Com | WholeBlg | Com - College | Gas Energy (MMTherm/year) | Energy Efficiency | 0.0032688 | 0.0065294 | 0.0097743 | 0.012688 | 0.014504 | 0.014431 | 0.014343 | 0.014238 | 0.014114 | 0.013985 | 0.01385 | 0.013709 | 0.013602
Scenario 2: High TRC | SDG&E | Com | WholeBlg | Com - Grocery | Electric Demand (MW) | Energy Efficiency | 0.076189 | 0.15465 | 0.23555 | 0.31935 | 0.40639 | 0.49589 | 0.58886 | 0.68534 | 0.77648 | 0.80895 | 0.83862 | 0.86904 | 0.89653
Scenario 2: High TRC | SDG&E | Com | WholeBlg | Com - Grocery | Electric Energy (GWh/year) | Energy Efficiency | 0.69432 | 1.4093 | 2.1466 | 2.9103 | 3.7035 | 4.5196 | 5.3674 | 6.2473 | 7.0782 | 7.374 | 7.6445 | 7.9218 | 8.1724
Scenario 2: High TRC | SDG&E | Com | WholeBlg | Com - Grocery | Gas Energy (MMTherm/year) | Energy Efficiency | 0.0011322 | 0.0022779 | 0.0034353 | 0.0044959 | 0.0051924 | 0.0052445 | 0.0052907 | 0.0053304 | 0.0053639 | 0.0053925 | 0.0054202 | 0.0054465 | 0.0054683
Scenario 2: High TRC | SDG&E | Com | WholeBlg | Com - Health | Electric Demand (MW) | Energy Efficiency | 0.088077 | 0.17873 | 0.27206 | 0.36855 | 0.46847 | 0.57081 | 0.67692 | 0.78658 | 0.8895 | 0.92432 | 0.95558 | 0.98735 | 1.0188
Scenario 2: High TRC | SDG&E | Com | WholeBlg | Com - Health | Electric Energy (GWh/year) | Energy Efficiency | 0.80266 | 1.6288 | 2.4793 | 3.3586 | 4.2692 | 5.2025 | 6.1701 | 7.1701 | 8.1085 | 8.4257 | 8.7107 | 9.0003 | 9.2872
Scenario 2: High TRC | SDG&E | Com | WholeBlg | Com - Health | Gas Energy (MMTherm/year) | Energy Efficiency | 0.0054812 | 0.011079 | 0.016781 | 0.02206 | 0.025615 | 0.026061 | 0.026445 | 0.026766 | 0.027033 | 0.027252 | 0.02747 | 0.027689 | 0.027875
Scenario 2: High TRC | SDG&E | Com | WholeBlg | Com - Lodging | Electric Demand (MW) | Energy Efficiency | 0.044237 | 0.089512 | 0.13588 | 0.18364 | 0.23289 | 0.28316 | 0.33512 | 0.3887 | 0.43868 | 0.4542 | 0.46779 | 0.4815 | 0.49499
Scenario 2: High TRC | SDG&E | Com | WholeBlg | Com - Lodging | Electric Energy (GWh/year) | Energy Efficiency | 0.40314 | 0.81573 | 1.2383 | 1.6735 | 2.1224 | 2.5807 | 3.0546 | 3.5432 | 3.9989 | 4.1403 | 4.2642 | 4.3892 | 4.5121
Scenario 2: High TRC | SDG&E | Com | WholeBlg | Com - Lodging | Gas Energy (MMTherm/year) | Energy Efficiency | 0.0040204 | 0.0080692 | 0.012139 | 0.015844 | 0.018235 | 0.018324 | 0.018392 | 0.018433 | 0.018449 | 0.018453 | 0.01845 | 0.01844 | 0.018435
Scenario 2: High TRC | SDG&E | Com | WholeBlg | Com - Office (Large) | Electric Demand (MW) | Energy Efficiency | 0.15161 | 0.3067 | 0.4654 | 0.62844 | 0.79624 | 0.96711 | 1.1436 | 1.3253 | 1.4944 | 1.545 | 1.5887 | 1.6328 | 1.6783
Scenario 2: High TRC | SDG&E | Com | WholeBlg | Com - Office (Large) | Electric Energy (GWh/year) | Energy Efficiency | 1.3816 | 2.795 | 4.2412 | 5.727 | 7.2563 | 8.8144 | 10.4238 | 12.081 | 13.6225 | 14.0837 | 14.4823 | 14.8843 | 15.2985
Scenario 2: High TRC | SDG&E | Com | WholeBlg | Com - Office (Large) | Gas Energy (MMTherm/year) | Energy Efficiency | 0.0069284 | 0.013889 | 0.020865 | 0.027188 | 0.031225 | 0.031287 | 0.031325 | 0.031331 | 0.031307 | 0.031287 | 0.031262 | 0.031228 | 0.031203
Scenario 2: High TRC | SDG&E | Com | WholeBlg | Com - Office (Small) | Electric Demand (MW) | Energy Efficiency | 0.045435 | 0.091732 | 0.13896 | 0.18739 | 0.23717 | 0.28781 | 0.34001 | 0.39371 | 0.44357 | 0.45808 | 0.47068 | 0.48355 | 0.49621
Scenario 2: High TRC | SDG&E | Com | WholeBlg | Com - Office (Small) | Electric Energy (GWh/year) | Energy Efficiency | 0.41405 | 0.83596 | 1.2664 | 1.7077 | 2.1614 | 2.6232 | 3.0992 | 3.5889 | 4.0435 | 4.1756 | 4.2905 | 4.4078 | 4.5233
Scenario 2: High TRC | SDG&E | Com | WholeBlg | Com - Office (Small) | Gas Energy (MMTherm/year) | Energy Efficiency | 0.00060879 | 0.0012255 | 0.0018491 | 0.0024215 | 0.0027988 | 0.0028296 | 0.002856 | 0.002878 | 0.0028958 | 0.0029098 | 0.0029228 | 0.0029351 | 0.0029454
Scenario 2: High TRC | SDG&E | Com | WholeBlg | Com - Other | Electric Demand (MW) | Energy Efficiency | 0.080177 | 0.16242 | 0.24682 | 0.33389 | 0.42388 | 0.51593 | 0.61147 | 0.71031 | 0.80302 | 0.83368 | 0.86112 | 0.88909 | 0.91772
Scenario 2: High TRC | SDG&E | Com | WholeBlg | Com - Other | Electric Energy (GWh/year) | Energy Efficiency | 0.73066 | 1.4801 | 2.2493 | 3.0427 | 3.8629 | 4.7023 | 5.5735 | 6.4749 | 7.3202 | 7.5995 | 7.8496 | 8.1046 | 8.3655
Scenario 2: High TRC | SDG&E | Com | WholeBlg | Com - Other | Gas Energy (MMTherm/year) | Energy Efficiency | 0.0090077 | 0.018133 | 0.027361 | 0.035829 | 0.04141 | 0.041872 | 0.042293 | 0.042663 | 0.042987 | 0.043279 | 0.043563 | 0.043835 | 0.044058
Scenario 2: High TRC | SDG&E | Com | WholeBlg | Com - Refrig. Warehouse | Electric Demand (MW) | Energy Efficiency | 0.0016645 | 0.003412 | 0.0052495 | 0.007193 | 0.0092458 | 0.011378 | 0.013609 | 0.015945 | 0.018195 | 0.019193 | 0.020137 | 0.0211 | 0.021971
Scenario 2: High TRC | SDG&E | Com | WholeBlg | Com - Refrig. Warehouse | Electric Energy (GWh/year) | Energy Efficiency | 0.015169 | 0.031094 | 0.047839 | 0.06555 | 0.084258 | 0.1037 | 0.12404 | 0.14534 | 0.16586 | 0.17495 | 0.18356 | 0.19234 | 0.20028
Scenario 2: High TRC | SDG&E | Com | WholeBlg | Com - Refrig. Warehouse | Gas Energy (MMTherm/year) | Energy Efficiency | 3.831e-05 | 7.6997e-05 | 0.00011601 | 0.0001517 | 0.00017505 | 0.00017655 | 0.00017777 | 0.00017872 | 0.00017943 | 0.00017986 | 0.00018026 | 0.00018066 | 0.00018106
Scenario 2: High TRC | SDG&E | Com | WholeBlg | Com - Restaurant | Electric Demand (MW) | Energy Efficiency | 0.045457 | 0.092132 | 0.14011 | 0.18971 | 0.24113 | 0.29389 | 0.34864 | 0.40538 | 0.45883 | 0.47723 | 0.49397 | 0.51117 | 0.52691
Scenario 2: High TRC | SDG&E | Com | WholeBlg | Com - Restaurant | Electric Energy (GWh/year) | Energy Efficiency | 0.41426 | 0.83961 | 1.2769 | 1.7289 | 2.1974 | 2.6786 | 3.1778 | 3.6953 | 4.1826 | 4.3502 | 4.5028 | 4.6596 | 4.8031
Scenario 2: High TRC | SDG&E | Com | WholeBlg | Com - Restaurant | Gas Energy (MMTherm/year) | Energy Efficiency | 0.0037049 | 0.0074545 | 0.011243 | 0.014716 | 0.016999 | 0.017171 | 0.017317 | 0.017436 | 0.017531 | 0.017596 | 0.017657 | 0.017716 | 0.017768
Scenario 2: High TRC | SDG&E | Com | WholeBlg | Com - Retail | Electric Demand (MW) | Energy Efficiency | 0.05755 | 0.11374 | 0.16847 | 0.22205 | 0.27519 | 0.3269 | 0.37872 | 0.43086 | 0.47529 | 0.46289 | 0.44625 | 0.42885 | 0.41164
Scenario 2: High TRC | SDG&E | Com | WholeBlg | Com - Retail | Electric Energy (GWh/year) | Energy Efficiency | 2.7576 | 5.9494 | 9.6037 | 13.727 | 18.2406 | 23.1632 | 28.46 | 34.0636 | 39.8387 | 45.3015 | 50.8801 | 56.5937 | 62.4496
Scenario 2: High TRC | SDG&E | Com | WholeBlg | Com - Retail | Gas Energy (MMTherm/year) | Energy Efficiency | 0.016222 | 0.035514 | 0.058076 | 0.083847 | 0.11203 | 0.14259 | 0.17571 | 0.21091 | 0.24776 | 0.28602 | 0.32534 | 0.36564 | 0.4069
Scenario 2: High TRC | SDG&E | Com | WholeBlg | Com - School | Electric Demand (MW) | Energy Efficiency | 0.027604 | 0.055848 | 0.084769 | 0.11455 | 0.14528 | 0.17667 | 0.20923 | 0.24289 | 0.27442 | 0.28456 | 0.29362 | 0.30291 | 0.31229
Scenario 2: High TRC | SDG&E | Com | WholeBlg | Com - School | Electric Energy (GWh/year) | Energy Efficiency | 0.25156 | 0.50894 | 0.7725 | 1.0439 | 1.324 | 1.6102 | 1.9071 | 2.2141 | 2.5016 | 2.5939 | 2.6766 | 2.7612 | 2.8467
Scenario 2: High TRC | SDG&E | Com | WholeBlg | Com - School | Gas Energy (MMTherm/year) | Energy Efficiency | 0.0015809 | 0.0031735 | 0.0047753 | 0.0062351 | 0.0071812 | 0.0072248 | 0.0072617 | 0.0072908 | 0.0073123 | 0.0073296 | 0.0073465 | 0.0073629 | 0.0073785
Scenario 2: High TRC | SDG&E | Com | WholeBlg | Com - Warehouse | Electric Demand (MW) | Energy Efficiency | 0.025755 | 0.052238 | 0.079496 | 0.1077 | 0.13694 | 0.16692 | 0.19807 | 0.23034 | 0.26073 | 0.27125 | 0.28077 | 0.29048 | 0.30036
Scenario 2: High TRC | SDG&E | Com | WholeBlg | Com - Warehouse | Electric Energy (GWh/year) | Energy Efficiency | 0.23471 | 0.47605 | 0.72445 | 0.98147 | 1.2479 | 1.5213 | 1.8054 | 2.0997 | 2.3767 | 2.4726 | 2.5594 | 2.6479 | 2.7379
Scenario 2: High TRC | SDG&E | Com | WholeBlg | Com - Warehouse | Gas Energy (MMTherm/year) | Energy Efficiency | 0.0022739 | 0.0045821 | 0.0069217 | 0.0090754 | 0.010506 | 0.010645 | 0.010766 | 0.010871 | 0.010959 | 0.011031 | 0.011099 | 0.011165 | 0.011222
Scenario 2: High TRC | SDG&E | Ind | WholeBlg | Ind - All Other Industrial | Electric Demand (MW) | Energy Efficiency | 0.033862 | 0.06771 | 0.10156 | 0.13553 | 0.16955 | 0.17404 | 0.17864 | 0.18328 | 0.18784 | 0.19239 | 0.19688 | 0.20037 | 0.20043
Scenario 2: High TRC | SDG&E | Ind | WholeBlg | Ind - All Other Industrial | Electric Energy (GWh/year) | Energy Efficiency | 0.246 | 0.49189 | 0.73779 | 0.98453 | 1.2317 | 1.2693 | 1.3077 | 1.3464 | 1.3845 | 1.4226 | 1.4602 | 1.4894 | 1.4899
Scenario 2: High TRC | SDG&E | Ind | WholeBlg | Ind - All Other Industrial | Gas Energy (MMTherm/year) | Energy Efficiency | 0.0051345 | 0.010294 | 0.01547 | 0.020663 | 0.025869 | 0.028066 | 0.030249 | 0.032425 | 0.034598 | 0.03677 | 0.038951 | 0.040686 | 0.040765
Scenario 2: High TRC | SDG&E | Ind | WholeBlg | Ind - Chemicals | Electric Demand (MW) | Energy Efficiency | 0.037323 | 0.07495 | 0.11288 | 0.15121 | 0.18985 | 0.19618 | 0.20252 | 0.20878 | 0.21488 | 0.22087 | 0.22673 | 0.23142 | 0.2323
Scenario 2: High TRC | SDG&E | Ind | WholeBlg | Ind - Chemicals | Electric Energy (GWh/year) | Energy Efficiency | 0.27114 | 0.54449 | 0.82001 | 1.0985 | 1.3792 | 1.4306 | 1.4822 | 1.5333 | 1.5832 | 1.6324 | 1.6807 | 1.7193 | 1.7259
Scenario 2: High TRC | SDG&E | Ind | WholeBlg | Ind - Chemicals | Gas Energy (MMTherm/year) | Energy Efficiency | 0.0063209 | 0.012683 | 0.019082 | 0.025512 | 0.03197 | 0.03474 | 0.037499 | 0.040246 | 0.042985 | 0.045718 | 0.048448 | 0.050615 | 0.050727
Scenario 2: High TRC | SDG&E | Ind | WholeBlg | Ind - Electronics | Electric Demand (MW) | Energy Efficiency | 0.11765 | 0.23673 | 0.35729 | 0.4797 | 0.6037 | 0.62654 | 0.64985 | 0.67345 | 0.69695 | 0.72055 | 0.74403 | 0.76404 | 0.7721
Scenario 2: High TRC | SDG&E | Ind | WholeBlg | Ind - Electronics | Electric Energy (GWh/year) | Energy Efficiency | 0.85473 | 1.7198 | 2.5956 | 3.4848 | 4.3856 | 4.5688 | 4.7557 | 4.9448 | 5.1335 | 5.3232 | 5.5121 | 5.6724 | 5.7324
Scenario 2: High TRC | SDG&E | Ind | WholeBlg | Ind - Electronics | Gas Energy (MMTherm/year) | Energy Efficiency | 0.0069633 | 0.01404 | 0.02123 | 0.028529 | 0.035935 | 0.039357 | 0.042815 | 0.046312 | 0.049853 | 0.05344 | 0.057075 | 0.06014 | 0.060982
Scenario 2: High TRC | SDG&E | Ind | WholeBlg | Ind - Fabricated Metals | Electric Demand (MW) | Energy Efficiency | 0.01941 | 0.038954 | 0.058644 | 0.07849 | 0.098425 | 0.10147 | 0.10445 | 0.10734 | 0.1101 | 0.1128 | 0.11543 | 0.11745 | 0.11746
Scenario 2: High TRC | SDG&E | Ind | WholeBlg | Ind - Fabricated Metals | Electric Energy (GWh/year) | Energy Efficiency | 0.14101 | 0.28299 | 0.42603 | 0.5702 | 0.71501 | 0.73997 | 0.76454 | 0.78839 | 0.81139 | 0.83394 | 0.85595 | 0.87291 | 0.87305
Scenario 2: High TRC | SDG&E | Ind | WholeBlg | Ind - Fabricated Metals | Gas Energy (MMTherm/year) | Energy Efficiency | 0.0018897 | 0.0037994 | 0.0057284 | 0.0076693 | 0.0096182 | 0.010461 | 0.011292 | 0.01211 | 0.01292 | 0.013725 | 0.014526 | 0.015157 | 0.015169
Scenario 2: High TRC | SDG&E | Ind | WholeBlg | Ind - Food | Electric Demand (MW) | Energy Efficiency | 0.052883 | 0.1056 | 0.15818 | 0.21081 | 0.26339 | 0.26975 | 0.27628 | 0.28286 | 0.28933 | 0.29577 | 0.30208 | 0.30676 | 0.30606
Scenario 2: High TRC | SDG&E | Ind | WholeBlg | Ind - Food | Electric Energy (GWh/year) | Energy Efficiency | 0.38418 | 0.76716 | 1.1491 | 1.5315 | 1.9134 | 1.9674 | 2.0225 | 2.0781 | 2.1329 | 2.1873 | 2.2409 | 2.2809 | 2.2757
Scenario 2: High TRC | SDG&E | Ind | WholeBlg | Ind - Food | Gas Energy (MMTherm/year) | Energy Efficiency | 0.010219 | 0.020394 | 0.030517 | 0.040587 | 0.050602 | 0.054555 | 0.058467 | 0.062342 | 0.066186 | 0.070002 | 0.073797 | 0.076664 | 0.0762
Scenario 2: High TRC | SDG&E | Ind | WholeBlg | Ind - Industrial Machinery | Electric Demand (MW) | Energy Efficiency | 0.036172 | 0.072632 | 0.10942 | 0.14652 | 0.18376 | 0.18951 | 0.19513 | 0.20054 | 0.20574 | 0.21086 | 0.21589 | 0.21979 | 0.21996
Scenario 2: High TRC | SDG&E | Ind | WholeBlg | Ind - Industrial Machinery | Electric Energy (GWh/year) | Energy Efficiency | 0.26278 | 0.52765 | 0.7949 | 1.0644 | 1.3349 | 1.382 | 1.4282 | 1.4729 | 1.5161 | 1.5588 | 1.6008 | 1.6335 | 1.6349
Scenario 2: High TRC | SDG&E | Ind | WholeBlg | Ind - Industrial Machinery | Gas Energy (MMTherm/year) | Energy Efficiency | 0.013021 | 0.026241 | 0.039661 | 0.053198 | 0.066798 | 0.072777 | 0.078649 | 0.084413 | 0.090119 | 0.095802 | 0.10148 | 0.10598 | 0.10623
Scenario 2: High TRC | SDG&E | Ind | WholeBlg | Ind - Lumber & Furniture | Electric Demand (MW) | Energy Efficiency | 0.0025797 | 0.0051575 | 0.0077355 | 0.010322 | 0.012913 | 0.013255 | 0.013602 | 0.01395 | 0.014291 | 0.014626 | 0.014955 | 0.015204 | 0.015191
Scenario 2: High TRC | SDG&E | Ind | WholeBlg | Ind - Lumber & Furniture | Electric Energy (GWh/year) | Energy Efficiency | 0.018741 | 0.037468 | 0.056195 | 0.074986 | 0.093809 | 0.09667 | 0.099573 | 0.10248 | 0.10533 | 0.10815 | 0.11092 | 0.11303 | 0.11293
Scenario 2: High TRC | SDG&E | Ind | WholeBlg | Ind - Lumber & Furniture | Gas Energy (MMTherm/year) | Energy Efficiency | 6.5547e-05 | 0.00013156 | 0.00019795 | 0.00026466 | 0.00033168 | 0.00036029 | 0.00038843 | 0.00041617 | 0.00044358 | 0.00047068 | 0.00049764 | 0.00051875 | 0.0005185
Scenario 2: High TRC | SDG&E | Ind | WholeBlg | Ind - Paper | Electric Demand (MW) | Energy Efficiency | 0.0033328 | 0.0066419 | 0.0099291 | 0.013212 | 0.016487 | 0.016838 | 0.017201 | 0.017573 | 0.01794 | 0.01831 | 0.018681 | 0.018958 | 0.018903
Scenario 2: High TRC | SDG&E | Ind | WholeBlg | Ind - Paper | Electric Energy (GWh/year) | Energy Efficiency | 0.024212 | 0.048251 | 0.072131 | 0.095983 | 0.11977 | 0.12281 | 0.12593 | 0.12912 | 0.13227 | 0.13543 | 0.13861 | 0.141 | 0.14058
Scenario 2: High TRC | SDG&E | Ind | WholeBlg | Ind - Paper | Gas Energy (MMTherm/year) | Energy Efficiency | 3.6864e-06 | 7.3518e-06 | 1.0994e-05 | 1.462e-05 | 1.8231e-05 | 1.9656e-05 | 2.1069e-05 | 2.2477e-05 | 2.3879e-05 | 2.5279e-05 | 2.6681e-05 | 2.7758e-05 | 2.7641e-05
Scenario 2: High TRC | SDG&E | Ind | WholeBlg | Ind - Petroleum | Electric Demand (MW) | Energy Efficiency | 0.0019522 | 0.0038997 | 0.0058445 | 0.0077935 | 0.0097433 | 0.0099899 | 0.010244 | 0.010502 | 0.010757 | 0.011011 | 0.011259 | 0.011448 | 0.011438
Scenario 2: High TRC | SDG&E | Ind | WholeBlg | Ind - Petroleum | Electric Energy (GWh/year) | Energy Efficiency | 0.014183 | 0.02833 | 0.042458 | 0.056616 | 0.070781 | 0.072859 | 0.074994 | 0.077155 | 0.079291 | 0.08142 | 0.083513 | 0.08511 | 0.085034
Scenario 2: High TRC | SDG&E | Ind | WholeBlg | Ind - Petroleum | Gas Energy (MMTherm/year) | Energy Efficiency | 4.7142e-06 | 9.4394e-06 | 1.4175e-05 | 1.8919e-05 | 2.367e-05 | 2.5654e-05 | 2.7626e-05 | 2.9588e-05 | 3.1539e-05 | 3.3483e-05 | 3.5421e-05 | 3.6934e-05 | 3.6912e-05
Scenario 2: High TRC | SDG&E | Ind | WholeBlg | Ind - Plastics | Electric Demand (MW) | Energy Efficiency | 0.013439 | 0.026883 | 0.040339 | 0.053853 | 0.067399 | 0.069242 | 0.071123 | 0.073011 | 0.074862 | 0.076695 | 0.078485 | 0.079859 | 0.079862
Scenario 2: High TRC | SDG&E | Ind | WholeBlg | Ind - Plastics | Electric Energy (GWh/year) | Energy Efficiency | 0.097631 | 0.19529 | 0.29305 | 0.39122 | 0.48962 | 0.50499 | 0.52063 | 0.53633 | 0.55175 | 0.56706 | 0.58205 | 0.59361 | 0.59364
Scenario 2: High TRC | SDG&E | Ind | WholeBlg | Ind - Plastics | Gas Energy (MMTherm/year) | Energy Efficiency | 0.0013305 | 0.0027186 | 0.0041591 | 0.0056465 | 0.0071789 | 0.0079666 | 0.0087452 | 0.0095085 | 0.010262 | 0.011007 | 0.011749 | 0.012373 | 0.012564
Scenario 2: High TRC | SDG&E | Ind | WholeBlg | Ind - Primary Metals | Electric Demand (MW) | Energy Efficiency | 0.0045046 | 0.0090507 | 0.013645 | 0.018296 | 0.022989 | 0.023784 | 0.024583 | 0.025375 | 0.02615 | 0.026921 | 0.027683 | 0.028306 | 0.028466
Scenario 2: High TRC | SDG&E | Ind | WholeBlg | Ind - Primary Metals | Electric Energy (GWh/year) | Energy Efficiency | 0.032725 | 0.06575 | 0.099125 | 0.13291 | 0.167 | 0.17344 | 0.17992 | 0.18635 | 0.19266 | 0.19895 | 0.20518 | 0.21026 | 0.21145
Scenario 2: High TRC | SDG&E | Ind | WholeBlg | Ind - Primary Metals | Gas Energy (MMTherm/year) | Energy Efficiency | 0.0067757 | 0.013575 | 0.020397 | 0.027239 | 0.034095 | 0.036984 | 0.039865 | 0.04274 | 0.04561 | 0.048478 | 0.051345 | 0.053608 | 0.053668
Scenario 2: High TRC | SDG&E | Ind | WholeBlg | Ind - Printing & Publishing | Electric Demand (MW) | Energy Efficiency | 0.017106 | 0.034185 | 0.051253 | 0.068368 | 0.085499 | 0.087707 | 0.089973 | 0.092262 | 0.094514 | 0.096757 | 0.09896 | 0.10064 | 0.10058
Scenario 2: High TRC | SDG&E | Ind | WholeBlg | Ind - Printing & Publishing | Electric Energy (GWh/year) | Energy Efficiency | 0.12427 | 0.24835 | 0.37233 | 0.49667 | 0.62111 | 0.63966 | 0.65864 | 0.67778 | 0.69665 | 0.71546 | 0.73398 | 0.74816 | 0.74769
Scenario 2: High TRC | SDG&E | Ind | WholeBlg | Ind - Printing & Publishing | Gas Energy (MMTherm/year) | Energy Efficiency | 0.00044457 | 0.00089521 | 0.0013514 | 0.0018131 | 0.0022794 | 0.0024882 | 0.0026963 | 0.0029041 | 0.003112 | 0.0033204 | 0.0035297 | 0.0037004 | 0.0037271
Scenario 2: High TRC | SDG&E | Ind | WholeBlg | Ind - Stone-Glass-Clay | Electric Demand (MW) | Energy Efficiency | 0.0046715 | 0.0093799 | 0.014117 | 0.018895 | 0.023702 | 0.024453 | 0.025194 | 0.025926 | 0.026636 | 0.027332 | 0.028012 | 0.028549 | 0.028609
Scenario 2: High TRC | SDG&E | Ind | WholeBlg | Ind - Stone-Glass-Clay | Electric Energy (GWh/year) | Energy Efficiency | 0.033938 | 0.068142 | 0.10256 | 0.13727 | 0.17218 | 0.17832 | 0.18441 | 0.19042 | 0.19627 | 0.20204 | 0.20769 | 0.21215 | 0.21261
Scenario 2: High TRC | SDG&E | Ind | WholeBlg | Ind - Stone-Glass-Clay | Gas Energy (MMTherm/year) | Energy Efficiency | 0.0055295 | 0.01116 | 0.016868 | 0.02264 | 0.02847 | 0.031095 | 0.033688 | 0.03626 | 0.038817 | 0.041364 | 0.04391 | 0.04597 | 0.046232
Scenario 2: High TRC | SDG&E | Ind | WholeBlg | Ind - Textiles | Electric Demand (MW) | Energy Efficiency | 0.0020004 | 0.0039948 | 0.0059843 | 0.0079722 | 0.0099524 | 0.010176 | 0.010397 | 0.010611 | 0.010815 | 0.011014 | 0.011208 | 0.011342 | 0.011273
Scenario 2: High TRC | SDG&E | Ind | WholeBlg | Ind - Textiles | Electric Energy (GWh/year) | Energy Efficiency | 0.014532 | 0.029021 | 0.043474 | 0.057914 | 0.072299 | 0.074219 | 0.076116 | 0.077963 | 0.079735 | 0.081475 | 0.083174 | 0.084368 | 0.083856
Scenario 2: High TRC | SDG&E | Ind | WholeBlg | Ind - Textiles | Gas Energy (MMTherm/year) | Energy Efficiency | 7.1658e-05 | 0.00014352 | 0.00021557 | 0.00028772 | 0.00035989 | 0.00038993 | 0.00041975 | 0.00044934 | 0.00047875 | 0.00050803 | 0.00053721 | 0.00055993 | 0.0005593
Scenario 2: High TRC | SDG&E | Ind | WholeBlg | Ind - Transportation Equipment | Electric Demand (MW) | Energy Efficiency | 0.073716 | 0.14777 | 0.22262 | 0.29814 | 0.37391 | 0.38545 | 0.39701 | 0.40813 | 0.41898 | 0.42993 | 0.44092 | 0.44969 | 0.45084
Scenario 2: High TRC | SDG&E | Ind | WholeBlg | Ind - Transportation Equipment | Electric Energy (GWh/year) | Energy Efficiency | 0.53553 | 1.0735 | 1.6173 | 2.1658 | 2.7163 | 2.8109 | 2.9058 | 2.9976 | 3.0875 | 3.1782 | 3.2692 | 3.3417 | 3.3504
Scenario 2: High TRC | SDG&E | Ind | WholeBlg | Ind - Transportation Equipment | Gas Energy (MMTherm/year) | Energy Efficiency | 0.004166 | 0.0083291 | 0.01249 | 0.016647 | 0.0208 | 0.022504 | 0.024203 | 0.025898 | 0.02759 | 0.029278 | 0.030963 | 0.032274 | 0.03223
Scenario 2: High TRC | SDG&E | Res | AppPlug | Res - Multi Family | Electric Demand (MW) | Energy Efficiency | 3.2237e-05 | 6.4961e-05 | 9.8106e-05 | 0.00013173 | 0.00016555 | 0.00019968 | 0.00023407 | 0.00026865 | 0.00030339 | 0.00096275 | 0.0016791 | 0.0023983 | 0.0030881
Scenario 2: High TRC | SDG&E | Res | AppPlug | Res - Multi Family | Electric Energy (GWh/year) | Energy Efficiency | 0.00022892 | 0.00046129 | 0.00069665 | 0.00093539 | 0.0011756 | 0.0014179 | 0.0016621 | 0.0019077 | 0.0021544 | 0.0068365 | 0.011923 | 0.017031 | 0.021929
Scenario 2: High TRC | SDG&E | Res | AppPlug | Res - Multi Family | Electric Energy (GWh/year) | Fuel Substitution | -3.8633e-06 | -8.0968e-06 | -1.2706e-05 | -1.7699e-05 | -2.3077e-05 | -2.3077e-05 | -2.3077e-05 | -2.3077e-05 | -2.3077e-05 | -2.3077e-05 | -2.3077e-05 | -2.3077e-05 | -2.3077e-05
Scenario 2: High TRC | SDG&E | Res | AppPlug | Res - Multi Family | Gas Energy (MMTherm/year) | Energy Efficiency | 2.1995e-05 | 4.4321e-05 | 6.6934e-05 | 8.9872e-05 | 0.00011295 | 0.00013624 | 0.0001597 | 0.00018329 | 0.00020699 | 0.00065685 | 0.0011456 | 0.0016363 | 0.0021069
Scenario 2: High TRC | SDG&E | Res | AppPlug | Res - Multi Family | Gas Energy (MMTherm/year) | Fuel Substitution | 8.1882e-07 | 1.7161e-06 | 2.6931e-06 | 3.7512e-06 | 4.8911e-06 | 4.8911e-06 | 4.8911e-06 | 4.8911e-06 | 4.8911e-06 | 4.8911e-06 | 4.8911e-06 | 4.8911e-06 | 4.8911e-06
Scenario 2: High TRC | SDG&E | Res | AppPlug | Res - Single Family | Electric Demand (MW) | Energy Efficiency | 0 | 0 | 0 | 0 | 0 | 0 | 0 | 0 | 0 | 0 | 1.4824e-05 | 3.0432e-05 | 4.6093e-05
Scenario 2: High TRC | SDG&E | Res | AppPlug | Res - Single Family | Electric Energy (GWh/year) | Energy Efficiency | 0 | 0 | 0 | 0 | 0 | 0 | 0 | 0 | 0 | 0 | 9.4387e-05 | 0.00019377 | 0.00029348
Scenario 2: High TRC | SDG&E | Res | AppPlug | Res - Single Family | Electric Energy (GWh/year) | Fuel Substitution | -3.5659e-06 | -7.4439e-06 | -1.1636e-05 | -1.6143e-05 | -2.0969e-05 | -2.0969e-05 | -2.0969e-05 | -2.0969e-05 | -2.0969e-05 | -2.0969e-05 | -2.0969e-05 | -2.0969e-05 | -2.0969e-05
Scenario 2: High TRC | SDG&E | Res | AppPlug | Res - Single Family | Gas Energy (MMTherm/year) | Energy Efficiency | 0 | 0 | 0 | 0 | 0 | 0 | 0 | 0 | 0 | 0 | 1.7782e-05 | 3.6504e-05 | 5.5289e-05
Scenario 2: High TRC | SDG&E | Res | AppPlug | Res - Single Family | Gas Energy (MMTherm/year) | Fuel Substitution | 7.5652e-07 | 1.5792e-06 | 2.4685e-06 | 3.4249e-06 | 4.4486e-06 | 4.4486e-06 | 4.4486e-06 | 4.4486e-06 | 4.4486e-06 | 4.4486e-06 | 4.4486e-06 | 4.4486e-06 | 4.4486e-06
Scenario 2: High TRC | SDG&E | Res | BROs | Income Qualified - Multi Family IQ | Electric Demand (MW) | Energy Efficiency | 0.75079 | 0.77168 | 0.79386 | 0.81959 | 0.84639 | 0.87536 | 0.90326 | 0.933 | 0.96101 | 0.98825 | 1.0114 | 0.96908 | 0.99268
Scenario 2: High TRC | SDG&E | Res | BROs | Income Qualified - Multi Family IQ | Electric Energy (GWh/year) | Energy Efficiency | 3.3676 | 3.4808 | 3.6031 | 3.7455 | 3.8972 | 4.0641 | 4.232 | 4.4151 | 4.5975 | 4.7843 | 4.9603 | 4.8829 | 5.0881
Scenario 2: High TRC | SDG&E | Res | BROs | Income Qualified - Multi Family IQ | Gas Energy (MMTherm/year) | Energy Efficiency | 0.061453 | 0.062715 | 0.064211 | 0.06593 | 0.067803 | 0.06974 | 0.071817 | 0.074003 | 0.07638 | 0.078911 | 0.081736 | 0.084893 | 0.088418
Scenario 2: High TRC | SDG&E | Res | BROs | Income Qualified - Single Family IQ | Electric Demand (MW) | Energy Efficiency | 1.4012 | 1.4302 | 1.4612 | 1.5036 | 1.5477 | 1.5954 | 1.6408 | 1.6894 | 1.7347 | 1.7782 | 1.8142 | 1.744 | 1.7817
Scenario 2: High TRC | SDG&E | Res | BROs | Income Qualified - Single Family IQ | Electric Energy (GWh/year) | Energy Efficiency | 6.2891 | 6.4562 | 6.6377 | 6.8781 | 7.1344 | 7.4168 | 7.6991 | 8.0082 | 8.3148 | 8.6278 | 8.9201 | 8.8036 | 9.1517
Scenario 2: High TRC | SDG&E | Res | BROs | Income Qualified - Single Family IQ | Gas Energy (MMTherm/year) | Energy Efficiency | 0.20572 | 0.20904 | 0.21307 | 0.21779 | 0.22296 | 0.22831 | 0.23399 | 0.23999 | 0.24653 | 0.25359 | 0.26152 | 0.27042 | 0.28043
Scenario 2: High TRC | SDG&E | Res | BROs | Res - Multi Family | Electric Demand (MW) | Energy Efficiency | 4.9533 | 5.0618 | 5.1776 | 5.3325 | 5.494 | 5.6688 | 5.8359 | 6.0149 | 6.1825 | 6.3446 | 6.4804 | 6.6558 | 6.8371
Scenario 2: High TRC | SDG&E | Res | BROs | Res - Multi Family | Electric Energy (GWh/year) | Energy Efficiency | 22.2177 | 22.8324 | 23.5 | 24.3693 | 25.297 | 26.319 | 27.3427 | 28.4633 | 29.577 | 30.7156 | 31.7824 | 33.106 | 34.5312
Scenario 2: High TRC | SDG&E | Res | BROs | Res - Multi Family | Gas Energy (MMTherm/year) | Energy Efficiency | 0.69719 | 0.70875 | 0.72277 | 0.73911 | 0.75704 | 0.77558 | 0.79528 | 0.81607 | 0.83874 | 0.86316 | 0.89058 | 0.92135 | 0.95587
Scenario 2: High TRC | SDG&E | Res | BROs | Res - Single Family | Electric Demand (MW) | Energy Efficiency | 2.0795 | 2.1375 | 2.1989 | 2.2694 | 2.3426 | 2.4218 | 2.4977 | 2.5785 | 2.6544 | 2.7278 | 2.7898 | 2.8686 | 2.9496
Scenario 2: High TRC | SDG&E | Res | BROs | Res - Single Family | Electric Energy (GWh/year) | Energy Efficiency | 9.3337 | 9.649 | 9.9894 | 10.3814 | 10.7991 | 11.2584 | 11.7198 | 12.2226 | 12.723 | 13.2352 | 13.7166 | 14.3092 | 14.9459
Scenario 2: High TRC | SDG&E | Res | BROs | Res - Single Family | Gas Energy (MMTherm/year) | Energy Efficiency | 0.19225 | 0.19619 | 0.20086 | 0.20622 | 0.21207 | 0.21811 | 0.22459 | 0.23141 | 0.23883 | 0.24673 | 0.25555 | 0.2654 | 0.27641
Scenario 2: High TRC | SDG&E | Res | BldgEnv | Res - Multi Family | Electric Demand (MW) | Energy Efficiency | 0 | 0 | 0 | 0 | 0 | 0 | 0 | 4.7644e-05 | 9.43e-05 | 0.00014 | 0.00050208 | 0.00085694 | 0.0012048
Scenario 2: High TRC | SDG&E | Res | BldgEnv | Res - Multi Family | Electric Energy (GWh/year) | Energy Efficiency | 0 | 0 | 0 | 0 | 0 | 0 | 0 | 0.00022352 | 0.00044241 | 0.00065682 | 0.0013617 | 0.0020526 | 0.0027298
Scenario 2: High TRC | SDG&E | Res | BldgEnv | Res - Multi Family | Gas Energy (MMTherm/year) | Energy Efficiency | 0 | 0 | 0 | 0 | 0 | 0 | 0 | 8.0491e-05 | 0.00015931 | 0.00023653 | 0.00061818 | 0.00099222 | 0.0013589
Scenario 2: High TRC | SDG&E | Res | BldgEnv | Res - Single Family | Electric Demand (MW) | Energy Efficiency | 0.0053417 | 0.010728 | 0.016101 | 0.02139 | 0.026489 | 0.031443 | 0.036244 | 0.040072 | 0.040659 | 0.039906 | 0.039183 | 0.034642 | 0.030231
Scenario 2: High TRC | SDG&E | Res | BldgEnv | Res - Single Family | Electric Energy (GWh/year) | Energy Efficiency | 0.012706 | 0.024993 | 0.036939 | 0.048598 | 0.06003 | 0.071207 | 0.082135 | 0.094161 | 0.094041 | 0.095274 | 0.096457 | 0.082971 | 0.069827
Scenario 2: High TRC | SDG&E | Res | BldgEnv | Res - Single Family | Gas Energy (MMTherm/year) | Energy Efficiency | 0.0038606 | 0.0076674 | 0.011411 | 0.015076 | 0.018638 | 0.022107 | 0.025484 | 0.028683 | 0.028858 | 0.02878 | 0.028705 | 0.025009 | 0.021413
Scenario 2: High TRC | SDG&E | Res | HVAC | Res - Multi Family | Electric Demand (MW) | Energy Efficiency | 0.051358 | 0.092445 | 0.073956 | 0.059165 | 0.047332 | 0.037865 | 0.030292 | 0.024234 | 0.019387 | 0.01551 | 0.012408 | 0.0099262 | 0.007941
Scenario 2: High TRC | SDG&E | Res | HVAC | Res - Multi Family | Electric Energy (GWh/year) | Energy Efficiency | 0.0399 | 0.07182 | 0.057456 | 0.045965 | 0.036772 | 0.029417 | 0.023534 | 0.018827 | 0.015062 | 0.015509 | 0.016356 | 0.017523 | 0.018928
Scenario 2: High TRC | SDG&E | Res | HVAC | Res - Multi Family | Electric Energy (GWh/year) | Fuel Substitution | -0.0007851 | -0.0015953 | -0.00254 | -0.003499 | -0.004473 | -0.004473 | -0.004473 | -0.004473 | -0.004473 | -0.004473 | -0.004473 | -0.004473 | -0.004473
Scenario 2: High TRC | SDG&E | Res | HVAC | Res - Multi Family | Gas Energy (MMTherm/year) | Energy Efficiency | 0 | 0 | 0 | 0 | 0 | 0 | 0 | 0 | 0 | 0.00044917 | 0.00087188 | 0.0012736 | 0.0016563
Scenario 2: High TRC | SDG&E | Res | HVAC | Res - Multi Family | Gas Energy (MMTherm/year) | Fuel Substitution | 0.00044937 | 0.00091313 | 0.0014915 | 0.002079 | 0.002676 | 0.002676 | 0.002676 | 0.002676 | 0.002676 | 0.002676 | 0.002676 | 0.002676 | 0.002676
Scenario 2: High TRC | SDG&E | Res | HVAC | Res - Single Family | Electric Demand (MW) | Energy Efficiency | 0.60538 | 1.129 | 1.2035 | 1.3304 | 1.4797 | 1.647 | 1.6225 | 1.5798 | 1.5443 | 1.5157 | 1.4929 | 1.4746 | 1.46
Scenario 2: High TRC | SDG&E | Res | HVAC | Res - Single Family | Electric Demand (MW) | Fuel Substitution | 0 | 0 | 0 | 0 | 0 | 3.1967e-05 | 6.6939e-05 | 0.0001034 | 0.0001034 | 0.0001034 | 0.0001034 | 0.0001034 | 0.0001034
Scenario 2: High TRC | SDG&E | Res | HVAC | Res - Single Family | Electric Energy (GWh/year) | Energy Efficiency | 0.31474 | 0.60362 | 0.72324 | 0.86488 | 1.0147 | 1.1464 | 1.1465 | 1.1312 | 1.1177 | 1.1132 | 1.1104 | 1.1091 | 1.1088
Scenario 2: High TRC | SDG&E | Res | HVAC | Res - Single Family | Electric Energy (GWh/year) | Fuel Substitution | -0.067829 | -0.14385 | -0.22567 | -0.30893 | -0.39329 | -0.39325 | -0.39322 | -0.39318 | -0.39318 | -0.39318 | -0.39318 | -0.39318 | -0.39318
Scenario 2: High TRC | SDG&E | Res | HVAC | Res - Single Family | Gas Energy (MMTherm/year) | Energy Efficiency | 0.0010531 | 0.0021894 | 0.0033661 | 0.0045446 | 0.0056698 | 0.0047828 | 0.0046718 | 0.0046718 | 0.0046718 | 0.0055116 | 0.0062938 | 0.0070289 | 0.0077213
Scenario 2: High TRC | SDG&E | Res | HVAC | Res - Single Family | Gas Energy (MMTherm/year) | Fuel Substitution | 0.015095 | 0.032248 | 0.051148 | 0.070433 | 0.08997 | 0.08997 | 0.08997 | 0.08997 | 0.08997 | 0.08997 | 0.08997 | 0.08997 | 0.08997
Scenario 2: High TRC | SDG&E | Res | WaterHeat | Res - Multi Family | Electric Demand (MW) | Energy Efficiency | 0.48391 | 0.96389 | 1.4376 | 1.9058 | 2.3639 | 2.8151 | 3.259 | 3.6951 | 4.1234 | 4.5446 | 4.9594 | 5.3644 | 5.765
Scenario 2: High TRC | SDG&E | Res | WaterHeat | Res - Multi Family | Electric Demand (MW) | Fuel Substitution | 0 | 0 | 0 | 0 | 0 | 0.00037915 | 0.00081949 | 0.0013175 | 0.00186 | 0.0024342 | 0.0030302 | 0.0036409 | 0.0042617
Scenario 2: High TRC | SDG&E | Res | WaterHeat | Res - Multi Family | Electric Energy (GWh/year) | Energy Efficiency | 2.3797 | 4.7393 | 7.0676 | 9.3678 | 11.6178 | 13.8334 | 16.0133 | 18.154 | 20.2562 | 22.3227 | 24.3572 | 26.3328 | 28.2873
Scenario 2: High TRC | SDG&E | Res | WaterHeat | Res - Multi Family | Electric Energy (GWh/year) | Fuel Substitution | -0.16829 | -0.35077 | -0.54339 | -0.74363 | -0.94967 | -0.94771 | -0.94543 | -0.94285 | -0.94004 | -0.93707 | -0.93398 | -0.93082 | -0.9276
Scenario 2: High TRC | SDG&E | Res | WaterHeat | Res - Multi Family | Gas Energy (MMTherm/year) | Energy Efficiency | 0.12317 | 0.24652 | 0.36297 | 0.4659 | 0.56211 | 0.60831 | 0.64941 | 0.68567 | 0.71118 | 0.73274 | 0.7507 | 0.69446 | 0.64064
Scenario 2: High TRC | SDG&E | Res | WaterHeat | Res - Multi Family | Gas Energy (MMTherm/year) | Fuel Substitution | 0.012246 | 0.025515 | 0.039517 | 0.05407 | 0.069044 | 0.069044 | 0.069044 | 0.069044 | 0.069044 | 0.069044 | 0.069044 | 0.069044 | 0.069044
Scenario 2: High TRC | SDG&E | Res | WaterHeat | Res - Single Family | Electric Demand (MW) | Energy Efficiency | 0.27448 | 0.55031 | 0.82457 | 1.0945 | 1.357 | 1.618 | 1.8733 | 2.1232 | 2.3681 | 2.6082 | 2.8443 | 3.0719 | 3.2967
Scenario 2: High TRC | SDG&E | Res | WaterHeat | Res - Single Family | Electric Demand (MW) | Fuel Substitution | 0 | 0 | 0 | 0 | 0 | 0.0019106 | 0.0040463 | 0.0064271 | 0.0090082 | 0.011731 | 0.014549 | 0.017433 | 0.020361
Scenario 2: High TRC | SDG&E | Res | WaterHeat | Res - Single Family | Electric Energy (GWh/year) | Energy Efficiency | 1.4103 | 2.8265 | 4.2344 | 5.6188 | 6.9645 | 8.3028 | 9.611 | 10.8906 | 12.1439 | 13.371 | 14.5769 | 15.7256 | 16.8608
Scenario 2: High TRC | SDG&E | Res | WaterHeat | Res - Single Family | Electric Energy (GWh/year) | Fuel Substitution | -0.01241 | -0.025199 | -0.03829 | -0.051668 | -0.06533 | -0.054913 | -0.04327 | -0.030291 | -0.016221 | -0.0013808 | 0.013983 | 0.029702 | 0.045664
Scenario 2: High TRC | SDG&E | Res | WaterHeat | Res - Single Family | Gas Energy (MMTherm/year) | Energy Efficiency | 0.47376 | 0.94621 | 1.407 | 1.8469 | 2.2559 | 2.4078 | 2.5387 | 2.6389 | 2.7199 | 2.7855 | 2.839 | 2.6396 | 2.4487
Scenario 2: High TRC | SDG&E | Res | WaterHeat | Res - Single Family | Gas Energy (MMTherm/year) | Fuel Substitution | 0.0017879 | 0.0036308 | 0.0055172 | 0.0074452 | 0.009414 | 0.009414 | 0.009414 | 0.009414 | 0.009414 | 0.009414 | 0.009414 | 0.009414 | 0.009414
Scenario 3: Aggressive Fuel Sub | PG&E | Ag | WholeBlg | Ag - Dairies, fishing, hunting | Electric Demand (MW) | Energy Efficiency | 0.10172 | 0.20453 | 0.30867 | 0.4141 | 0.52099 | 0.62905 | 0.73827 | 0.84855 | 0.91017 | 0.92046 | 0.93063 | 0.94048 | 0.94995
Scenario 3: Aggressive Fuel Sub | PG&E | Ag | WholeBlg | Ag - Dairies, fishing, hunting | Electric Energy (GWh/year) | Energy Efficiency | 0.43333 | 0.8713 | 1.3149 | 1.7641 | 2.2194 | 2.6797 | 3.145 | 3.6148 | 3.8773 | 3.9212 | 3.9645 | 4.0064 | 4.0468
Scenario 3: Aggressive Fuel Sub | PG&E | Ag | WholeBlg | Ag - Dairies, fishing, hunting | Gas Energy (MMTherm/year) | Energy Efficiency | 0.0017339 | 0.0034678 | 0.0052016 | 0.0069355 | 0.0086694 | 0.010403 | 0.012137 | 0.013871 | 0.014755 | 0.014755 | 0.014755 | 0.014755 | 0.014755
Scenario 3: Aggressive Fuel Sub | PG&E | Ag | WholeBlg | Ag - Irrigated Agriculture, vineyards, forestry and greenhouses | Electric Demand (MW) | Energy Efficiency | 0.83085 | 1.6856 | 2.5647 | 3.4673 | 4.3932 | 5.3401 | 6.3079 | 7.2963 | 7.8988 | 8.0861 | 8.2692 | 8.4474 | 8.6211
Scenario 3: Aggressive Fuel Sub | PG&E | Ag | WholeBlg | Ag - Irrigated Agriculture, vineyards, forestry and greenhouses | Electric Energy (GWh/year) | Energy Efficiency | 3.5394 | 7.1808 | 10.9254 | 14.7707 | 18.715 | 22.7485 | 26.8715 | 31.0822 | 33.6487 | 34.4467 | 35.2265 | 35.9859 | 36.7259
Scenario 3: Aggressive Fuel Sub | PG&E | Ag | WholeBlg | Ag - Irrigated Agriculture, vineyards, forestry and greenhouses | Gas Energy (MMTherm/year) | Energy Efficiency | 0.014204 | 0.028408 | 0.042612 | 0.056816 | 0.07102 | 0.085224 | 0.099428 | 0.11363 | 0.12087 | 0.12087 | 0.12087 | 0.12087 | 0.12087
Scenario 3: Aggressive Fuel Sub | PG&E | Ag | WholeBlg | Ag - Water pumping | Electric Demand (MW) | Energy Efficiency | 0.54978 | 1.093 | 1.6293 | 2.1585 | 2.6805 | 3.1962 | 3.706 | 4.2099 | 4.4375 | 4.381 | 4.3236 | 4.2653 | 4.2063
Scenario 3: Aggressive Fuel Sub | PG&E | Ag | WholeBlg | Ag - Water pumping | Electric Energy (GWh/year) | Energy Efficiency | 2.342 | 4.656 | 6.9406 | 9.1953 | 11.419 | 13.6157 | 15.7874 | 17.9339 | 18.9038 | 18.663 | 18.4183 | 18.1702 | 17.9186
Scenario 3: Aggressive Fuel Sub | PG&E | Ag | WholeBlg | Ag - Water pumping | Gas Energy (MMTherm/year) | Energy Efficiency | 0.00072949 | 0.001459 | 0.0021885 | 0.002918 | 0.0036475 | 0.004377 | 0.0051065 | 0.0058359 | 0.0062078 | 0.0062078 | 0.0062078 | 0.0062078 | 0.0062078
Scenario 3: Aggressive Fuel Sub | PG&E | Com | AppPlug | Com - Health | Gas Energy (MMTherm/year) | Energy Efficiency | 0.74397 | 1.5342 | 2.362 | 3.211 | 3.3176 | 3.3848 | 4.1339 | 4.3717 | 4.7776 | 4.9984 | 5.1927 | 5.2065 | 5.1853
Scenario 3: Aggressive Fuel Sub | PG&E | Com | AppPlug | Com - Lodging | Gas Energy (MMTherm/year) | Energy Efficiency | 0.56664 | 1.1714 | 1.7942 | 2.4298 | 2.7049 | 2.9741 | 3.2351 | 3.4874 | 3.7297 | 3.9619 | 3.7736 | 3.5228 | 4.5931
Scenario 3: Aggressive Fuel Sub | PG&E | Com | AppPlug | Com - Other | Gas Energy (MMTherm/year) | Energy Efficiency | 0.0013845 | 0.0029349 | 0.0046655 | 0.00657 | 0.0086286 | 0.010875 | 0.01193 | 0.012989 | 0.014 | 0.014978 | 0.01594 | 0.016844 | 0.01768
Scenario 3: Aggressive Fuel Sub | PG&E | Com | BROs | Com - Lodging | Electric Energy (GWh/year) | Energy Efficiency | 0.0092629 | 0.028303 | 0.048333 | 0.069439 | 0.091887 | 0.11582 | 0.1415 | 0.16859 | 0.19725 | 0.23009 | 0.26451 | 0.29744 | 0.3298
Scenario 3: Aggressive Fuel Sub | PG&E | Com | BROs | Com - Other | Electric Energy (GWh/year) | Energy Efficiency | 0.035729 | 0.11297 | 0.20124 | 0.29925 | 0.40928 | 0.53746 | 0.68187 | 0.82265 | 0.96827 | 1.1441 | 1.3315 | 1.5157 | 1.6951
Scenario 3: Aggressive Fuel Sub | PG&E | Com | BROs | Com - Retail | Electric Demand (MW) | Energy Efficiency | 0.0042778 | 0.01298 | 0.021951 | 0.03122 | 0.040884 | 0.051 | 0.061733 | 0.073691 | 0.086155 | 0.099434 | 0.1131 | 0.12583 | 0.13947
Scenario 3: Aggressive Fuel Sub | PG&E | Com | BROs | Com - Retail | Electric Energy (GWh/year) | Energy Efficiency | 0.046249 | 0.14033 | 0.23733 | 0.33754 | 0.44201 | 0.55139 | 0.66742 | 0.79671 | 0.93146 | 1.075 | 1.2228 | 1.3604 | 1.5079
Scenario 3: Aggressive Fuel Sub | PG&E | Com | BldgEnv | Com - College | Electric Demand (MW) | Energy Efficiency | 0.00063766 | 0.001296 | 0.0019987 | 0.0027531 | 0.0035344 | 0.0043355 | 0.0051678 | 0.0059531 | 0.0067907 | 0.007635 | 0.0084748 | 0.0093062 | 0.01014
Scenario 3: Aggressive Fuel Sub | PG&E | Com | BldgEnv | Com - College | Electric Energy (GWh/year) | Energy Efficiency | 0.00018335 | 0.00037326 | 0.00057537 | 0.00079176 | 0.0010158 | 0.0012454 | 0.0014839 | 0.0017095 | 0.0019495 | 0.0021921 | 0.0024341 | 0.0026739 | 0.0029147
Scenario 3: Aggressive Fuel Sub | PG&E | Com | BldgEnv | Com - College | Gas Energy (MMTherm/year) | Energy Efficiency | 4.2484e-05 | 8.4981e-05 | 0.00013179 | 0.00018351 | 0.00023734 | 0.00029281 | 0.0003506 | 0.00040423 | 0.00046266 | 0.00052006 | 0.00057545 | 0.00062963 | 0.00068324
Scenario 3: Aggressive Fuel Sub | PG&E | Com | BldgEnv | Com - Grocery | Electric Demand (MW) | Energy Efficiency | 0.0011848 | 0.0024061 | 0.0035822 | 0.0047721 | 0.0060119 | 0.0073154 | 0.0086769 | 0.0097275 | 0.010851 | 0.012136 | 0.01352 | 0.014949 | 0.016424
Scenario 3: Aggressive Fuel Sub | PG&E | Com | BldgEnv | Com - Grocery | Electric Energy (GWh/year) | Energy Efficiency | 0.00033988 | 0.00069052 | 0.001022 | 0.0013652 | 0.0017228 | 0.0020988 | 0.0024915 | 0.0027968 | 0.0031229 | 0.0035016 | 0.0039015 | 0.0043143 | 0.0047403
Scenario 3: Aggressive Fuel Sub | PG&E | Com | BldgEnv | Com - Grocery | Gas Energy (MMTherm/year) | Energy Efficiency | 7.787e-05 | 0.00015742 | 0.00023385 | 0.00031077 | 0.00039092 | 0.00047518 | 0.00056318 | 0.00062979 | 0.00070178 | 0.00078439 | 0.00087384 | 0.00096616 | 0.0010615
Scenario 3: Aggressive Fuel Sub | PG&E | Com | BldgEnv | Com - Health | Electric Demand (MW) | Energy Efficiency | 0.071609 | 0.14582 | 0.22001 | 0.29124 | 0.35685 | 0.41491 | 0.46396 | 0.43289 | 0.38982 | 0.3381 | 0.28156 | 0.22414 | 0.16965
Scenario 3: Aggressive Fuel Sub | PG&E | Com | BldgEnv | Com - Health | Electric Energy (GWh/year) | Energy Efficiency | 0.02764 | 0.056253 | 0.084814 | 0.11218 | 0.13733 | 0.1595 | 0.17816 | 0.16588 | 0.149 | 0.12885 | 0.10691 | 0.084732 | 0.063888
Scenario 3: Aggressive Fuel Sub | PG&E | Com | BldgEnv | Com - Health | Gas Energy (MMTherm/year) | Energy Efficiency | 0.01201 | 0.02446 | 0.03691 | 0.04887 | 0.059882 | 0.069645 | 0.077902 | 0.072722 | 0.065526 | 0.056873 | 0.047403 | 0.037787 | 0.028628
Scenario 3: Aggressive Fuel Sub | PG&E | Com | BldgEnv | Com - Lodging | Electric Demand (MW) | Energy Efficiency | 0.055052 | 0.10717 | 0.15423 | 0.19458 | 0.2273 | 0.25208 | 0.26927 | 0.22562 | 0.17912 | 0.13499 | 0.097647 | 0.068065 | 0.046498
Scenario 3: Aggressive Fuel Sub | PG&E | Com | BldgEnv | Com - Lodging | Electric Energy (GWh/year) | Energy Efficiency | 0.027732 | 0.05394 | 0.077548 | 0.097734 | 0.11403 | 0.12632 | 0.13478 | 0.11262 | 0.089087 | 0.066969 | 0.048322 | 0.033617 | 0.022968
Scenario 3: Aggressive Fuel Sub | PG&E | Com | BldgEnv | Com - Lodging | Gas Energy (MMTherm/year) | Energy Efficiency | 0.016088 | 0.031325 | 0.04509 | 0.056902 | 0.066486 | 0.073755 | 0.078805 | 0.066076 | 0.052502 | 0.039588 | 0.028655 | 0.019983 | 0.013651
Scenario 3: Aggressive Fuel Sub | PG&E | Com | BldgEnv | Com - Office (Large) | Electric Demand (MW) | Energy Efficiency | 0.0088531 | 0.018032 | 0.027592 | 0.037416 | 0.047752 | 0.058294 | 0.069066 | 0.079236 | 0.089242 | 0.099339 | 0.10948 | 0.11942 | 0.1294
Scenario 3: Aggressive Fuel Sub | PG&E | Com | BldgEnv | Com - Office (Large) | Electric Energy (GWh/year) | Energy Efficiency | 0.0025542 | 0.0052027 | 0.007961 | 0.010796 | 0.013805 | 0.016873 | 0.020006 | 0.022966 | 0.025855 | 0.028772 | 0.0317 | 0.034546 | 0.037403
Scenario 3: Aggressive Fuel Sub | PG&E | Com | BldgEnv | Com - Office (Large) | Gas Energy (MMTherm/year) | Energy Efficiency | 0.00057221 | 0.0011655 | 0.0017833 | 0.0024182 | 0.0030848 | 0.0037648 | 0.0044597 | 0.0051156 | 0.005762 | 0.0064144 | 0.0070694 | 0.0077135 | 0.0083597
Scenario 3: Aggressive Fuel Sub | PG&E | Com | BldgEnv | Com - Office (Small) | Electric Demand (MW) | Energy Efficiency | 0.0016576 | 0.0033988 | 0.0052275 | 0.005465 | 0.024682 | 0.026561 | 0.028503 | 0.030223 | 0.032002 | 0.033837 | 0.035726 | 0.037663 | 0.039648
Scenario 3: Aggressive Fuel Sub | PG&E | Com | BldgEnv | Com - Office (Small) | Electric Energy (GWh/year) | Energy Efficiency | 0.00047779 | 0.00097975 | 0.0015071 | 0.0015749 | 0.0071233 | 0.0076653 | 0.0082254 | 0.0087224 | 0.0092363 | 0.0097665 | 0.010312 | 0.010872 | 0.011445
Scenario 3: Aggressive Fuel Sub | PG&E | Com | BldgEnv | Com - Office (Small) | Gas Energy (MMTherm/year) | Energy Efficiency | 0.00010718 | 0.00021975 | 0.00033799 | 0.00035338 | 0.001595 | 0.0017165 | 0.001842 | 0.0019531 | 0.002068 | 0.0021866 | 0.0023086 | 0.0024338 | 0.0025621
Scenario 3: Aggressive Fuel Sub | PG&E | Com | BldgEnv | Com - Other | Electric Demand (MW) | Energy Efficiency | 0.0015574 | 0.0031835 | 0.0048859 | 0.0067959 | 0.0087487 | 0.010767 | 0.012856 | 0.014585 | 0.016246 | 0.017968 | 0.019607 | 0.021305 | 0.023063
Scenario 3: Aggressive Fuel Sub | PG&E | Com | BldgEnv | Com - Other | Electric Energy (GWh/year) | Energy Efficiency | 0.00045112 | 0.00092227 | 0.0014156 | 0.0019862 | 0.0025683 | 0.0031689 | 0.003789 | 0.0043051 | 0.0047879 | 0.0052883 | 0.0057478 | 0.0062253 | 0.0067211
Scenario 3: Aggressive Fuel Sub | PG&E | Com | BldgEnv | Com - Other | Gas Energy (MMTherm/year) | Energy Efficiency | 0.00010072 | 0.00020588 | 0.00031596 | 0.00043854 | 0.00056393 | 0.00069362 | 0.00082786 | 0.00093879 | 0.0010461 | 0.0011573 | 0.0012641 | 0.0013747 | 0.0014891
Scenario 3: Aggressive Fuel Sub | PG&E | Com | BldgEnv | Com - Refrig. Warehouse | Electric Demand (MW) | Energy Efficiency | 0.00041775 | 0.00085666 | 0.0013158 | 0.0017944 | 0.0022916 | 0.002807 | 0.003336 | 0.0038081 | 0.0042874 | 0.0047746 | 0.0052684 | 0.0057697 | 0.0062793
Scenario 3: Aggressive Fuel Sub | PG&E | Com | BldgEnv | Com - Refrig. Warehouse | Electric Energy (GWh/year) | Energy Efficiency | 0.0001243 | 0.00025497 | 0.00039159 | 0.00053382 | 0.00068125 | 0.00083366 | 0.00098958 | 0.001125 | 0.0012618 | 0.0014002 | 0.0015401 | 0.0016819 | 0.001826
Scenario 3: Aggressive Fuel Sub | PG&E | Com | BldgEnv | Com - Refrig. Warehouse | Gas Energy (MMTherm/year) | Energy Efficiency | 3.7769e-05 | 7.7542e-05 | 0.00011892 | 0.00016147 | 0.00020472 | 0.0002483 | 0.0002916 | 0.00031927 | 0.00034536 | 0.00037027 | 0.0003944 | 0.00041834 | 0.0004427
Scenario 3: Aggressive Fuel Sub | PG&E | Com | BldgEnv | Com - Restaurant | Electric Demand (MW) | Energy Efficiency | 0.00058186 | 0.0010865 | 0.0016133 | 0.0021606 | 0.0027264 | 0.0033083 | 0.0039091 | 0.0043287 | 0.0048605 | 0.0054108 | 0.0059776 | 0.0059523 | 0.01273
Scenario 3: Aggressive Fuel Sub | PG&E | Com | BldgEnv | Com - Restaurant | Electric Energy (GWh/year) | Energy Efficiency | 0.00016665 | 0.00031202 | 0.00046382 | 0.00062151 | 0.00078456 | 0.00095229 | 0.0011255 | 0.0012476 | 0.0014012 | 0.00156 | 0.0017237 | 0.0017165 | 0.0036737
Scenario 3: Aggressive Fuel Sub | PG&E | Com | BldgEnv | Com - Restaurant | Gas Energy (MMTherm/year) | Energy Efficiency | 3.7842e-05 | 7.0436e-05 | 0.00010446 | 0.00013981 | 0.00017635 | 0.00021393 | 0.00025273 | 0.00027953 | 0.00031384 | 0.00034935 | 0.00038592 | 0.00038428 | 0.00082214
Scenario 3: Aggressive Fuel Sub | PG&E | Com | BldgEnv | Com - Retail | Electric Demand (MW) | Energy Efficiency | 0.067717 | 0.13625 | 0.13915 | 0.19608 | 0.27523 | 0.32388 | 0.36541 | 0.33339 | 0.27103 | 0.27458 | 0.22166 | 0.17333 | 0.13139
Scenario 3: Aggressive Fuel Sub | PG&E | Com | BldgEnv | Com - Retail | Electric Energy (GWh/year) | Energy Efficiency | 0.027363 | 0.055038 | 0.05589 | 0.07909 | 0.10817 | 0.12767 | 0.14422 | 0.13074 | 0.10484 | 0.10585 | 0.083804 | 0.063625 | 0.046044
Scenario 3: Aggressive Fuel Sub | PG&E | Com | BldgEnv | Com - Retail | Gas Energy (MMTherm/year) | Energy Efficiency | 0.0039688 | 0.0079862 | 0.0081727 | 0.011507 | 0.016305 | 0.01917 | 0.021621 | 0.019777 | 0.016165 | 0.016399 | 0.013326 | 0.01052 | 0.008088
Scenario 3: Aggressive Fuel Sub | PG&E | Com | BldgEnv | Com - School | Electric Demand (MW) | Energy Efficiency | 0.0024736 | 0.0050613 | 0.0077541 | 0.010533 | 0.013367 | 0.016262 | 0.019203 | 0.021957 | 0.02476 | 0.027611 | 0.030504 | 0.033448 | 0.036426
Scenario 3: Aggressive Fuel Sub | PG&E | Com | BldgEnv | Com - School | Electric Energy (GWh/year) | Energy Efficiency | 0.0007135 | 0.00146 | 0.0022369 | 0.0030388 | 0.0038564 | 0.0046919 | 0.0055404 | 0.0063359 | 0.0071456 | 0.0079689 | 0.0088046 | 0.0096549 | 0.010515
Scenario 3: Aggressive Fuel Sub | PG&E | Com | BldgEnv | Com - School | Gas Energy (MMTherm/year) | Energy Efficiency | 0.00015989 | 0.00032716 | 0.00050121 | 0.00068085 | 0.00086398 | 0.0010511 | 0.0012412 | 0.0014191 | 0.0016002 | 0.0017844 | 0.0019714 | 0.0021616 | 0.002354
Scenario 3: Aggressive Fuel Sub | PG&E | Com | BldgEnv | Com - Warehouse | Electric Demand (MW) | Energy Efficiency | 0.14531 | 0.28797 | 0.42211 | 0.54261 | 0.64565 | 0.72918 | 0.79263 | 0.69496 | 0.58278 | 0.46444 | 0.35355 | 0.26037 | 0.18705
Scenario 3: Aggressive Fuel Sub | PG&E | Com | BldgEnv | Com - Warehouse | Electric Energy (GWh/year) | Energy Efficiency | 0.073265 | 0.14511 | 0.21254 | 0.27298 | 0.32452 | 0.36616 | 0.39764 | 0.34791 | 0.291 | 0.23116 | 0.17561 | 0.1291 | 0.092662
Scenario 3: Aggressive Fuel Sub | PG&E | Com | BldgEnv | Com - Warehouse | Gas Energy (MMTherm/year) | Energy Efficiency | 0.042456 | 0.084151 | 0.12337 | 0.15862 | 0.18879 | 0.21326 | 0.23187 | 0.2034 | 0.17067 | 0.13612 | 0.10367 | 0.076376 | 0.054876
Scenario 3: Aggressive Fuel Sub | PG&E | Com | ComRefrig | Com - College | Electric Demand (MW) | Energy Efficiency | 0.00016302 | 0.00026635 | 0.00032583 | 0.0003562 | 0.00037305 | 0.000384 | 0.00039169 | 0.000517 | 0.00065777 | 0.00079916 | 0.0010926 | 0.001406 | 0.0017208
Scenario 3: Aggressive Fuel Sub | PG&E | Com | ComRefrig | Com - College | Electric Energy (GWh/year) | Energy Efficiency | 0.001171 | 0.0019207 | 0.0023574 | 0.0025843 | 0.0027103 | 0.00279 | 0.0028444 | 0.0038019 | 0.0048784 | 0.0059598 | 0.0082164 | 0.010627 | 0.013049
Scenario 3: Aggressive Fuel Sub | PG&E | Com | ComRefrig | Com - College | Gas Energy (MMTherm/year) | Energy Efficiency | 0 | 0 | 0 | 0 | 0 | 0 | 0 | -5.4298e-06 | -1.1591e-05 | -1.7801e-05 | -3.1133e-05 | -4.5413e-05 | -5.9775e-05
Scenario 3: Aggressive Fuel Sub | PG&E | Com | ComRefrig | Com - Grocery | Electric Demand (MW) | Energy Efficiency | 0.12023 | 0.17882 | 0.20693 | 0.22301 | 0.23306 | 0.24246 | 0.25127 | 0.40271 | 0.57602 | 0.75003 | 1.1078 | 1.4954 | 1.8852
Scenario 3: Aggressive Fuel Sub | PG&E | Com | ComRefrig | Com - Grocery | Electric Energy (GWh/year) | Energy Efficiency | 0.8779 | 1.3157 | 1.5283 | 1.6465 | 1.7175 | 1.784 | 1.8462 | 3.0036 | 4.3292 | 5.6605 | 8.4119 | 11.3935 | 14.3928
Scenario 3: Aggressive Fuel Sub | PG&E | Com | ComRefrig | Com - Grocery | Gas Energy (MMTherm/year) | Energy Efficiency | 0 | 0 | 0 | 0 | 0 | 0 | 0 | -0.0065826 | -0.014195 | -0.021862 | -0.038135 | -0.055818 | -0.073625
Scenario 3: Aggressive Fuel Sub | PG&E | Com | ComRefrig | Com - Refrig. Warehouse | Electric Demand (MW) | Energy Efficiency | 0.00035076 | 0.00056373 | 0.00067983 | 0.00073395 | 0.0007677 | 0.00078931 | 0.00080744 | 0.0011362 | 0.0015256 | 0.0019181 | 0.0027193 | 0.0036008 | 0.00449
Scenario 3: Aggressive Fuel Sub | PG&E | Com | ComRefrig | Com - Refrig. Warehouse | Electric Energy (GWh/year) | Energy Efficiency | 0.0025248 | 0.004074 | 0.0049297 | 0.0053374 | 0.0055871 | 0.0057417 | 0.0058699 | 0.0083828 | 0.011363 | 0.014366 | 0.020528 | 0.027311 | 0.034154
Scenario 3: Aggressive Fuel Sub | PG&E | Com | ComRefrig | Com - Refrig. Warehouse | Gas Energy (MMTherm/year) | Energy Efficiency | 0 | 0 | 0 | 0 | 0 | 0 | 0 | -1.4331e-05 | -3.1504e-05 | -4.8864e-05 | -8.5358e-05 | -0.00012564 | -0.00016632
Scenario 3: Aggressive Fuel Sub | PG&E | Com | ComRefrig | Com - Restaurant | Electric Demand (MW) | Energy Efficiency | 0.0042489 | 0.0063792 | 0.0073963 | 0.007992 | 0.0083405 | 0.0086669 | 0.0089724 | 0.014115 | 0.01984 | 0.025571 | 0.037472 | 0.04768 | 0.073802
Scenario 3: Aggressive Fuel Sub | PG&E | Com | ComRefrig | Com - Restaurant | Electric Energy (GWh/year) | Energy Efficiency | 0.031008 | 0.046897 | 0.05461 | 0.059008 | 0.061471 | 0.063777 | 0.065936 | 0.10524 | 0.14901 | 0.19285 | 0.28437 | 0.36287 | 0.56398
Scenario 3: Aggressive Fuel Sub | PG&E | Com | ComRefrig | Com - Restaurant | Gas Energy (MMTherm/year) | Energy Efficiency | 0 | 0 | 0 | 0 | 0 | 0 | 0 | -0.00022326 | -0.00047411 | -0.00072604 | -0.0012669 | -0.0017303 | -0.0029324
Scenario 3: Aggressive Fuel Sub | PG&E | Com | ComRefrig | Com - Retail | Electric Demand (MW) | Energy Efficiency | 0.055521 | 0.083419 | 0.08845 | 0.098541 | 0.10442 | 0.10857 | 0.11246 | 0.1775 | 0.25083 | 0.32443 | 0.47676 | 0.64055 | 0.80528
Scenario 3: Aggressive Fuel Sub | PG&E | Com | ComRefrig | Com - Retail | Electric Energy (GWh/year) | Energy Efficiency | 0.40472 | 0.61223 | 0.64775 | 0.72358 | 0.76632 | 0.79567 | 0.82316 | 1.3201 | 1.8809 | 2.4439 | 3.6153 | 4.8753 | 6.1427
Scenario 3: Aggressive Fuel Sub | PG&E | Com | ComRefrig | Com - Retail | Gas Energy (MMTherm/year) | Energy Efficiency | 0 | 0 | 0 | 0 | 0 | 0 | 0 | -0.0028223 | -0.0060363 | -0.009273 | -0.016197 | -0.023665 | -0.031184
Scenario 3: Aggressive Fuel Sub | PG&E | Com | ComRefrig | Com - School | Electric Demand (MW) | Energy Efficiency | 1.4538e-05 | 2.7715e-05 | 4.0054e-05 | 5.1607e-05 | 6.2424e-05 | 7.2553e-05 | 8.2037e-05 | 0.00032352 | 0.00062333 | 0.00092414 | 0.0015249 | 0.0022 | 0.0028782
Scenario 3: Aggressive Fuel Sub | PG&E | Com | ComRefrig | Com - School | Electric Energy (GWh/year) | Energy Efficiency | 0.00010296 | 0.00019591 | 0.00028293 | 0.0003644 | 0.00044067 | 0.00051207 | 0.00057892 | 0.002427 | 0.004723 | 0.0070271 | 0.011649 | 0.016845 | 0.022066
Scenario 3: Aggressive Fuel Sub | PG&E | Com | ComRefrig | Com - School | Gas Energy (MMTherm/year) | Energy Efficiency | 0 | 0 | 0 | 0 | 0 | 0 | 0 | -1.0693e-05 | -2.4093e-05 | -3.7564e-05 | -6.5069e-05 | -9.6065e-05 | -0.00012723
Scenario 3: Aggressive Fuel Sub | PG&E | Com | FoodServ | Com - College | Electric Demand (MW) | Energy Efficiency | 0.012186 | 0.024786 | 0.037727 | 0.051035 | 0.064655 | 0.078549 | 0.097671 | 0.11771 | 0.13816 | 0.15896 | 0.18009 | 0.20095 | 0.22208
Scenario 3: Aggressive Fuel Sub | PG&E | Com | FoodServ | Com - College | Electric Demand (MW) | Fuel Substitution | -0.00026052 | -0.00055638 | -0.00088877 | -0.0012587 | -0.0016667 | -0.0021136 | -0.0025999 | -0.0031262 | -0.0036929 | -0.0043007 | -0.00495 | -0.0056418 | -0.0063803
Scenario 3: Aggressive Fuel Sub | PG&E | Com | FoodServ | Com - College | Electric Energy (GWh/year) | Energy Efficiency | 0.057826 | 0.11769 | 0.17927 | 0.24269 | 0.30771 | 0.37416 | 0.45706 | 0.54332 | 0.63159 | 0.72167 | 0.81332 | 0.90196 | 0.99194
Scenario 3: Aggressive Fuel Sub | PG&E | Com | FoodServ | Com - College | Electric Energy (GWh/year) | Fuel Substitution | -0.002526 | -0.0053614 | -0.0085114 | -0.011979 | -0.015764 | -0.019898 | -0.02447 | -0.029523 | -0.035152 | -0.041416 | -0.048386 | -0.05614 | -0.064782
Scenario 3: Aggressive Fuel Sub | PG&E | Com | FoodServ | Com - College | Gas Energy (MMTherm/year) | Energy Efficiency | 0.027278 | 0.05499 | 0.082696 | 0.11244 | 0.14109 | 0.16996 | 0.19908 | 0.22837 | 0.25791 | 0.28767 | 0.31773 | 0.34796 | 0.37575
Scenario 3: Aggressive Fuel Sub | PG&E | Com | FoodServ | Com - College | Gas Energy (MMTherm/year) | Fuel Substitution | 0.00026079 | 0.00055322 | 0.00087778 | 0.0012347 | 0.001624 | 0.0020488 | 0.0025179 | 0.0030359 | 0.0036119 | 0.0042522 | 0.0049636 | 0.0057543 | 0.0066352
Scenario 3: Aggressive Fuel Sub | PG&E | Com | FoodServ | Com - Grocery | Electric Demand (MW) | Energy Efficiency | 0.066429 | 0.13481 | 0.20519 | 0.27752 | 0.35162 | 0.42767 | 0.52409 | 0.62525 | 0.72823 | 0.83303 | 0.93965 | 1.0452 | 1.1525
Scenario 3: Aggressive Fuel Sub | PG&E | Com | FoodServ | Com - Grocery | Electric Demand (MW) | Fuel Substitution | -0.0013353 | -0.0028474 | -0.004541 | -0.0064197 | -0.0084856 | -0.01074 | -0.013185 | -0.015821 | -0.018648 | -0.021667 | -0.024878 | -0.028284 | -0.031892
Scenario 3: Aggressive Fuel Sub | PG&E | Com | FoodServ | Com - Grocery | Electric Energy (GWh/year) | Energy Efficiency | 0.3143 | 0.63822 | 0.97214 | 1.3159 | 1.6687 | 2.0316 | 2.4598 | 2.9064 | 3.3623 | 3.8275 | 4.3019 | 4.7606 | 5.228
Scenario 3: Aggressive Fuel Sub | PG&E | Com | FoodServ | Com - Grocery | Electric Energy (GWh/year) | Fuel Substitution | -0.025145 | -0.053331 | -0.08459 | -0.11892 | -0.1563 | -0.19678 | -0.24063 | -0.28796 | -0.33901 | -0.39399 | -0.45309 | -0.51656 | -0.58474
Scenario 3: Aggressive Fuel Sub | PG&E | Com | FoodServ | Com - Grocery | Gas Energy (MMTherm/year) | Energy Efficiency | 0.15231 | 0.30762 | 0.4658 | 0.62658 | 0.78947 | 0.95461 | 1.1217 | 1.2906 | 1.4609 | 1.6326 | 1.8078 | 1.9857 | 2.1149
Scenario 3: Aggressive Fuel Sub | PG&E | Com | FoodServ | Com - Grocery | Gas Energy (MMTherm/year) | Fuel Substitution | 0.0026089 | 0.0055321 | 0.0087724 | 0.01233 | 0.016201 | 0.020392 | 0.024928 | 0.029821 | 0.035095 | 0.04077 | 0.046865 | 0.053406 | 0.060428
Scenario 3: Aggressive Fuel Sub | PG&E | Com | FoodServ | Com - Health | Electric Demand (MW) | Energy Efficiency | 0.022661 | 0.046184 | 0.071005 | 0.096519 | 0.12295 | 0.15028 | 0.19749 | 0.24816 | 0.29966 | 0.35171 | 0.40407 | 0.45612 | 0.50902
Scenario 3: Aggressive Fuel Sub | PG&E | Com | FoodServ | Com - Health | Electric Demand (MW) | Fuel Substitution | -0.00058855 | -0.0012602 | -0.0020172 | -0.0028619 | -0.0037955 | -0.0048196 | -0.0059354 | -0.0071445 | -0.0084482 | -0.0098482 | -0.011346 | -0.012947 | -0.01469
Scenario 3: Aggressive Fuel Sub | PG&E | Com | FoodServ | Com - Health | Electric Energy (GWh/year) | Energy Efficiency | 0.11001 | 0.22435 | 0.3452 | 0.46963 | 0.59877 | 0.73258 | 0.92807 | 1.1358 | 1.3475 | 1.5621 | 1.7784 | 1.9887 | 2.203
Scenario 3: Aggressive Fuel Sub | PG&E | Com | FoodServ | Com - Health | Electric Energy (GWh/year) | Fuel Substitution | -0.0070203 | -0.014982 | -0.023923 | -0.033935 | -0.045058 | -0.057375 | -0.070959 | -0.085887 | -0.10225 | -0.12015 | -0.13973 | -0.16113 | -0.18481
Scenario 3: Aggressive Fuel Sub | PG&E | Com | FoodServ | Com - Health | Gas Energy (MMTherm/year) | Energy Efficiency | 0.070769 | 0.14283 | 0.21673 | 0.29147 | 0.3673 | 0.44348 | 0.52264 | 0.60124 | 0.68052 | 0.76023 | 0.84073 | 0.92228 | 0.99017
Scenario 3: Aggressive Fuel Sub | PG&E | Com | FoodServ | Com - Health | Gas Energy (MMTherm/year) | Fuel Substitution | 0.00074265 | 0.001584 | 0.0025277 | 0.003583 | 0.0047536 | 0.006048 | 0.0074733 | 0.0090374 | 0.010749 | 0.01262 | 0.014662 | 0.016893 | 0.019365
Scenario 3: Aggressive Fuel Sub | PG&E | Com | FoodServ | Com - Lodging | Electric Demand (MW) | Energy Efficiency | 0.032081 | 0.065601 | 0.10062 | 0.13712 | 0.1753 | 0.21506 | 0.26595 | 0.3204 | 0.37651 | 0.43436 | 0.49388 | 0.54578 | 0.59916
Scenario 3: Aggressive Fuel Sub | PG&E | Com | FoodServ | Com - Lodging | Electric Demand (MW) | Fuel Substitution | -0.00061966 | -0.0013255 | -0.00212 | -0.0030054 | -0.0039828 | -0.0050533 | -0.0062179 | -0.0074774 | -0.0088326 | -0.010284 | -0.011833 | -0.013492 | -0.015283
Scenario 3: Aggressive Fuel Sub | PG&E | Com | FoodServ | Com - Lodging | Electric Energy (GWh/year) | Energy Efficiency | 0.1923 | 0.39259 | 0.60129 | 0.81827 | 1.0448 | 1.2802 | 1.5535 | 1.8418 | 2.1395 | 2.4468 | 2.7634 | 3.008 | 3.2605
Scenario 3: Aggressive Fuel Sub | PG&E | Com | FoodServ | Com - Lodging | Electric Energy (GWh/year) | Fuel Substitution | -0.0074056 | -0.01575 | -0.025041 | -0.035352 | -0.046702 | -0.059145 | -0.072709 | -0.087438 | -0.10337 | -0.12058 | -0.13912 | -0.15912 | -0.18142
Scenario 3: Aggressive Fuel Sub | PG&E | Com | FoodServ | Com - Lodging | Gas Energy (MMTherm/year) | Energy Efficiency | 0.054186 | 0.10971 | 0.1665 | 0.22433 | 0.28331 | 0.34319 | 0.40393 | 0.46549 | 0.52778 | 0.59086 | 0.6553 | 0.72061 | 0.77258
Scenario 3: Aggressive Fuel Sub | PG&E | Com | FoodServ | Com - Lodging | Gas Energy (MMTherm/year) | Fuel Substitution | 0.00076265 | 0.0016212 | 0.0025763 | 0.0036352 | 0.0047997 | 0.0060749 | 0.0074637 | 0.0089702 | 0.010599 | 0.012355 | 0.014247 | 0.016287 | 0.01857
Scenario 3: Aggressive Fuel Sub | PG&E | Com | FoodServ | Com - Office (Large) | Electric Demand (MW) | Energy Efficiency | 0.0020697 | 0.0041496 | 0.0062446 | 0.0083507 | 0.010471 | 0.012604 | 0.014753 | 0.016913 | 0.01908 | 0.02126 | 0.02345 | 0.023582 | 0.023717
Scenario 3: Aggressive Fuel Sub | PG&E | Com | FoodServ | Com - Office (Large) | Electric Energy (GWh/year) | Energy Efficiency | 0.018153 | 0.036397 | 0.054773 | 0.073245 | 0.091844 | 0.11055 | 0.1294 | 0.14834 | 0.16736 | 0.18647 | 0.20568 | 0.20684 | 0.20802
Scenario 3: Aggressive Fuel Sub | PG&E | Com | FoodServ | Com - Office (Small) | Electric Demand (MW) | Energy Efficiency | 0.00052989 | 0.0010649 | 0.0016052 | 0.0019955 | 0.0033133 | 0.0038612 | 0.0044142 | 0.0049722 | 0.005535 | 0.0061026 | 0.0066752 | 0.006723 | 0.0067708
Scenario 3: Aggressive Fuel Sub | PG&E | Com | FoodServ | Com - Office (Small) | Electric Energy (GWh/year) | Energy Efficiency | 0.0046478 | 0.00934 | 0.014079 | 0.017503 | 0.029062 | 0.033868 | 0.038718 | 0.043612 | 0.048548 | 0.053527 | 0.05855 | 0.058969 | 0.059388
Scenario 3: Aggressive Fuel Sub | PG&E | Com | FoodServ | Com - Other | Electric Demand (MW) | Energy Efficiency | 0.11117 | 0.2264 | 0.34586 | 0.46956 | 0.59743 | 0.7299 | 0.88441 | 1.0459 | 1.2118 | 1.3824 | 1.5576 | 1.7372 | 1.9212
Scenario 3: Aggressive Fuel Sub | PG&E | Com | FoodServ | Com - Other | Electric Demand (MW) | Fuel Substitution | -0.0053245 | -0.011389 | -0.01822 | -0.02584 | -0.034264 | -0.043505 | -0.053574 | -0.064483 | -0.07624 | -0.088853 | -0.10233 | -0.11668 | -0.13194
Scenario 3: Aggressive Fuel Sub | PG&E | Com | FoodServ | Com - Other | Electric Energy (GWh/year) | Energy Efficiency | 0.52805 | 1.0775 | 1.6496 | 2.2445 | 2.8622 | 3.5051 | 4.2262 | 4.98 | 5.7586 | 6.5629 | 7.3927 | 8.2471 | 9.1255
Scenario 3: Aggressive Fuel Sub | PG&E | Com | FoodServ | Com - Other | Electric Energy (GWh/year) | Fuel Substitution | -0.030059 | -0.064145 | -0.10238 | -0.14485 | -0.19162 | -0.24275 | -0.29857 | -0.35929 | -0.4252 | -0.49656 | -0.57362 | -0.65666 | -0.74607
Scenario 3: Aggressive Fuel Sub | PG&E | Com | FoodServ | Com - Other | Gas Energy (MMTherm/year) | Energy Efficiency | 0.19836 | 0.40045 | 0.60604 | 0.81467 | 1.0258 | 1.2397 | 1.4561 | 1.6746 | 1.8947 | 2.1164 | 2.3404 | 2.5664 | 2.7798
Scenario 3: Aggressive Fuel Sub | PG&E | Com | FoodServ | Com - Other | Gas Energy (MMTherm/year) | Fuel Substitution | 0.0028697 | 0.0061214 | 0.009766 | 0.013812 | 0.018264 | 0.023129 | 0.028439 | 0.034215 | 0.040484 | 0.047274 | 0.054608 | 0.062516 | 0.071036
Scenario 3: Aggressive Fuel Sub | PG&E | Com | FoodServ | Com - Restaurant | Electric Demand (MW) | Energy Efficiency | 0.16869 | 0.34204 | 0.52056 | 0.70423 | 0.89309 | 1.0872 | 1.3255 | 1.574 | 1.8281 | 2.0877 | 2.3527 | 2.5391 | 3.2631
Scenario 3: Aggressive Fuel Sub | PG&E | Com | FoodServ | Com - Restaurant | Electric Demand (MW) | Fuel Substitution | -0.0078587 | -0.016785 | -0.026813 | -0.037966 | -0.050262 | -0.063713 | -0.078329 | -0.094119 | -0.11109 | -0.12924 | -0.14857 | -0.1669 | -0.18637
Scenario 3: Aggressive Fuel Sub | PG&E | Com | FoodServ | Com - Restaurant | Electric Energy (GWh/year) | Energy Efficiency | 0.87325 | 1.7716 | 2.6979 | 3.6525 | 4.6358 | 5.648 | 6.8077 | 8.0124 | 9.2477 | 10.5141 | 11.8107 | 12.6678 | 16.1502
Scenario 3: Aggressive Fuel Sub | PG&E | Com | FoodServ | Com - Restaurant | Electric Energy (GWh/year) | Fuel Substitution | -0.076786 | -0.16333 | -0.25983 | -0.36639 | -0.483 | -0.60978 | -0.7471 | -0.89523 | -1.0546 | -1.2254 | -1.408 | -1.5819 | -1.7702
Scenario 3: Aggressive Fuel Sub | PG&E | Com | FoodServ | Com - Restaurant | Gas Energy (MMTherm/year) | Energy Efficiency | 0.39547 | 0.79782 | 1.2068 | 1.6216 | 2.0412 | 2.465 | 2.8928 | 3.3239 | 3.7578 | 4.1946 | 4.6383 | 4.9901 | 5.8955
Scenario 3: Aggressive Fuel Sub | PG&E | Com | FoodServ | Com - Restaurant | Gas Energy (MMTherm/year) | Fuel Substitution | 0.0076986 | 0.01637 | 0.026032 | 0.036694 | 0.048355 | 0.061025 | 0.074741 | 0.08953 | 0.10543 | 0.12247 | 0.14068 | 0.15801 | 0.17681
Scenario 3: Aggressive Fuel Sub | PG&E | Com | FoodServ | Com - Retail | Electric Demand (MW) | Energy Efficiency | 0.0024771 | 0.0050674 | 0.0077839 | 0.0089831 | 0.025193 | 0.028074 | 0.031159 | 0.034359 | 0.037647 | 0.04102 | 0.044477 | 0.046578 | 0.048745
Scenario 3: Aggressive Fuel Sub | PG&E | Com | FoodServ | Com - Retail | Electric Energy (GWh/year) | Energy Efficiency | 0.017674 | 0.035939 | 0.054862 | 0.06538 | 0.15504 | 0.17482 | 0.19566 | 0.2171 | 0.23902 | 0.26138 | 0.2842 | 0.29487 | 0.30587
Scenario 3: Aggressive Fuel Sub | PG&E | Com | FoodServ | Com - Retail | Gas Energy (MMTherm/year) | Energy Efficiency | 0.00024654 | 0.00051756 | 0.00081589 | 0.00081589 | 0.0040104 | 0.0043448 | 0.0047231 | 0.0051258 | 0.0055473 | 0.0059867 | 0.0064433 | 0.0069152 | 0.0074021
Scenario 3: Aggressive Fuel Sub | PG&E | Com | FoodServ | Com - School | Electric Demand (MW) | Energy Efficiency | 0.055552 | 0.11313 | 0.17271 | 0.23419 | 0.29736 | 0.36235 | 0.43828 | 0.51836 | 0.60023 | 0.68388 | 0.76928 | 0.85246 | 0.93724
Scenario 3: Aggressive Fuel Sub | PG&E | Com | FoodServ | Com - School | Electric Demand (MW) | Fuel Substitution | -0.00031799 | -0.0006742 | -0.0010688 | -0.0015016 | -0.001972 | -0.0024796 | -0.0030236 | -0.0036034 | -0.0042183 | -0.0048677 | -0.0055586 | -0.00631 | -0.0071289
Scenario 3: Aggressive Fuel Sub | PG&E | Com | FoodServ | Com - School | Electric Energy (GWh/year) | Energy Efficiency | 0.27413 | 0.55868 | 0.85361 | 1.1586 | 1.4727 | 1.7967 | 2.1578 | 2.5358 | 2.9236 | 3.3211 | 3.7282 | 4.1098 | 4.5
Scenario 3: Aggressive Fuel Sub | PG&E | Com | FoodServ | Com - School | Electric Energy (GWh/year) | Fuel Substitution | -0.0032599 | -0.0068257 | -0.010805 | -0.015262 | -0.020271 | -0.025886 | -0.03216 | -0.039163 | -0.04697 | -0.055676 | -0.065412 | -0.076586 | -0.089624
Scenario 3: Aggressive Fuel Sub | PG&E | Com | FoodServ | Com - School | Gas Energy (MMTherm/year) | Energy Efficiency | 0.06638 | 0.13359 | 0.20148 | 0.26988 | 0.33858 | 0.40768 | 0.47711 | 0.54692 | 0.61709 | 0.68765 | 0.75881 | 0.83052 | 0.8969
Scenario 3: Aggressive Fuel Sub | PG&E | Com | FoodServ | Com - School | Gas Energy (MMTherm/year) | Fuel Substitution | 0.00034061 | 0.00071282 | 0.0011273 | 0.0015904 | 0.0021093 | 0.0026895 | 0.0033362 | 0.004056 | 0.0048568 | 0.0057478 | 0.0067438 | 0.0078906 | 0.0092337
Scenario 3: Aggressive Fuel Sub | PG&E | Com | HVAC | Com - College | Electric Demand (MW) | Energy Efficiency | 0.1253 | 0.24563 | 0.35812 | 0.46643 | 0.56584 | 0.65782 | 0.70046 | 0.7541 | 0.80589 | 0.86627 | 0.93376 | 1.0053 | 1.0812
Scenario 3: Aggressive Fuel Sub | PG&E | Com | HVAC | Com - College | Electric Energy (GWh/year) | Energy Efficiency | 0.34451 | 0.66084 | 0.9416 | 1.1983 | 1.4179 | 1.6091 | 1.5787 | 1.5696 | 1.5772 | 1.6208 | 1.6954 | 1.7906 | 1.9054
Scenario 3: Aggressive Fuel Sub | PG&E | Com | HVAC | Com - College | Electric Energy (GWh/year) | Fuel Substitution | -0.082732 | -0.17137 | -0.26624 | -0.3666 | -0.4716 | -0.4716 | -0.4716 | -0.4716 | -0.4716 | -0.4716 | -0.4716 | -0.4716 | -0.4716
Scenario 3: Aggressive Fuel Sub | PG&E | Com | HVAC | Com - College | Gas Energy (MMTherm/year) | Energy Efficiency | 0.010678 | 0.021868 | 0.032166 | 0.050031 | 0.062146 | 0.069278 | 0.077282 | 0.085426 | 0.092902 | 0.10033 | 0.10766 | 0.11426 | 0.12084
Scenario 3: Aggressive Fuel Sub | PG&E | Com | HVAC | Com - College | Gas Energy (MMTherm/year) | Fuel Substitution | 0.015282 | 0.032482 | 0.050886 | 0.070355 | 0.090737 | 0.090737 | 0.090737 | 0.090737 | 0.090737 | 0.090737 | 0.090737 | 0.090737 | 0.090737
Scenario 3: Aggressive Fuel Sub | PG&E | Com | HVAC | Com - Grocery | Electric Demand (MW) | Energy Efficiency | 0.19183 | 0.40059 | 0.62547 | 0.86522 | 1.1181 | 1.3833 | 1.6598 | 1.9475 | 2.2446 | 2.5501 | 2.8629 | 3.1819 | 3.5065
Scenario 3: Aggressive Fuel Sub | PG&E | Com | HVAC | Com - Grocery | Electric Demand (MW) | Fuel Substitution | 0 | 0 | 0 | 0 | 0 | 0.004195 | 0.0085649 | 0.013035 | 0.017556 | 0.022104 | 0.026659 | 0.031208 | 0.035742
Scenario 3: Aggressive Fuel Sub | PG&E | Com | HVAC | Com - Grocery | Electric Energy (GWh/year) | Energy Efficiency | 0.72365 | 1.5118 | 2.3614 | 3.2677 | 4.2239 | 5.272 | 6.3637 | 7.4984 | 8.6245 | 9.7825 | 10.9684 | 12.1334 | 13.3197
Scenario 3: Aggressive Fuel Sub | PG&E | Com | HVAC | Com - Grocery | Electric Energy (GWh/year) | Fuel Substitution | -0.70505 | -1.467 | -2.2807 | -3.1399 | -4.0373 | -3.9993 | -3.9597 | -3.9192 | -3.8783 | -3.8372 | -3.796 | -3.7549 | -3.7139
Scenario 3: Aggressive Fuel Sub | PG&E | Com | HVAC | Com - Grocery | Gas Energy (MMTherm/year) | Energy Efficiency | 0.013049 | 0.027253 | 0.04257 | 0.058914 | 0.076166 | 0.10196 | 0.1286 | 0.15602 | 0.17637 | 0.1973 | 0.21873 | 0.23292 | 0.24747
Scenario 3: Aggressive Fuel Sub | PG&E | Com | HVAC | Com - Grocery | Gas Energy (MMTherm/year) | Fuel Substitution | 0.1038 | 0.21592 | 0.33559 | 0.46194 | 0.59391 | 0.59391 | 0.59391 | 0.59391 | 0.59391 | 0.59391 | 0.59391 | 0.59391 | 0.59391
Scenario 3: Aggressive Fuel Sub | PG&E | Com | HVAC | Com - Health | Electric Demand (MW) | Energy Efficiency | 0.26127 | 0.53677 | 0.82498 | 1.1201 | 1.4216 | 1.7259 | 1.9821 | 2.2469 | 2.5226 | 2.8095 | 3.1072 | 3.4179 | 3.7407
Scenario 3: Aggressive Fuel Sub | PG&E | Com | HVAC | Com - Health | Electric Demand (MW) | Fuel Substitution | 0 | 0 | 0 | 0 | 0 | 0.0025129 | 0.005155 | 0.007881 | 0.010662 | 0.013477 | 0.016315 | 0.019165 | 0.022021
Scenario 3: Aggressive Fuel Sub | PG&E | Com | HVAC | Com - Health | Electric Energy (GWh/year) | Energy Efficiency | 1.4439 | 2.9473 | 4.4997 | 6.0687 | 7.6506 | 9.2336 | 10.3263 | 11.4455 | 12.6083 | 13.8213 | 15.0842 | 16.4105 | 17.7957
Scenario 3: Aggressive Fuel Sub | PG&E | Com | HVAC | Com - Health | Electric Energy (GWh/year) | Fuel Substitution | -0.16988 | -0.3546 | -0.5528 | -0.76284 | -0.9829 | -0.96554 | -0.94729 | -0.92845 | -0.90924 | -0.88979 | -0.87019 | -0.8505 | -0.83077
Scenario 3: Aggressive Fuel Sub | PG&E | Com | HVAC | Com - Health | Gas Energy (MMTherm/year) | Energy Efficiency | 0.05565 | 0.11477 | 0.17789 | 0.24379 | 0.31251 | 0.37732 | 0.41746 | 0.45761 | 0.49726 | 0.53583 | 0.57289 | 0.60876 | 0.64341
Scenario 3: Aggressive Fuel Sub | PG&E | Com | HVAC | Com - Health | Gas Energy (MMTherm/year) | Fuel Substitution | 0.036239 | 0.07558 | 0.11776 | 0.16245 | 0.20933 | 0.20933 | 0.20933 | 0.20933 | 0.20933 | 0.20933 | 0.20933 | 0.20933 | 0.20933
Scenario 3: Aggressive Fuel Sub | PG&E | Com | HVAC | Com - Lodging | Electric Demand (MW) | Energy Efficiency | 0.1394 | 0.28977 | 0.45056 | 0.62086 | 0.80069 | 0.98802 | 1.1777 | 1.3761 | 1.5761 | 1.7821 | 1.9946 | 2.2128 | 2.4359
Scenario 3: Aggressive Fuel Sub | PG&E | Com | HVAC | Com - Lodging | Electric Demand (MW) | Fuel Substitution | 0 | 0 | 0 | 0 | 0 | 0.002715 | 0.0055402 | 0.0084274 | 0.0099606 | 0.011504 | 0.013052 | 0.014598 | 0.017532
Scenario 3: Aggressive Fuel Sub | PG&E | Com | HVAC | Com - Lodging | Electric Energy (GWh/year) | Energy Efficiency | 0.73358 | 1.5079 | 2.3201 | 3.1663 | 4.0476 | 4.9558 | 5.6867 | 6.451 | 7.0449 | 7.6622 | 8.3053 | 9.0597 | 9.8924
Scenario 3: Aggressive Fuel Sub | PG&E | Com | HVAC | Com - Lodging | Electric Energy (GWh/year) | Fuel Substitution | -0.19903 | -0.41427 | -0.64413 | -0.88674 | -1.14 | -1.1288 | -1.117 | -1.105 | -1.0965 | -1.0878 | -1.0792 | -1.0705 | -1.0583
Scenario 3: Aggressive Fuel Sub | PG&E | Com | HVAC | Com - Lodging | Gas Energy (MMTherm/year) | Energy Efficiency | 0.030945 | 0.064084 | 0.099255 | 0.13617 | 0.17473 | 0.21219 | 0.23549 | 0.25857 | 0.26304 | 0.26746 | 0.27187 | 0.2861 | 0.30663
Scenario 3: Aggressive Fuel Sub | PG&E | Com | HVAC | Com - Lodging | Gas Energy (MMTherm/year) | Fuel Substitution | 0.033601 | 0.06991 | 0.10867 | 0.14957 | 0.19229 | 0.19229 | 0.19229 | 0.19229 | 0.19229 | 0.19229 | 0.19229 | 0.19229 | 0.19229
Scenario 3: Aggressive Fuel Sub | PG&E | Com | HVAC | Com - Office (Large) | Electric Demand (MW) | Energy Efficiency | 0.072095 | 0.14749 | 0.22607 | 0.30731 | 0.39103 | 0.46317 | 0.52931 | 0.59733 | 0.6535 | 0.70782 | 0.76347 | 0.82034 | 0.87828
Scenario 3: Aggressive Fuel Sub | PG&E | Com | HVAC | Com - Office (Large) | Electric Energy (GWh/year) | Energy Efficiency | 0.48031 | 0.97654 | 1.4893 | 2.0139 | 2.5501 | 3.0485 | 3.5093 | 3.9769 | 4.3828 | 4.6898 | 5.0903 | 5.4941 | 5.901
Scenario 3: Aggressive Fuel Sub | PG&E | Com | HVAC | Com - Office (Large) | Electric Energy (GWh/year) | Fuel Substitution | -0.00022414 | 0.0015315 | 0.0033566 | 0.0052354 | 0.0071524 | 0.0071524 | 0.0071524 | 0.0071524 | 0.0071524 | 0.0071524 | 0.0071524 | 0.0071524 | 0.0071524
Scenario 3: Aggressive Fuel Sub | PG&E | Com | HVAC | Com - Office (Large) | Gas Energy (MMTherm/year) | Energy Efficiency | 0.042146 | 0.085851 | 0.13098 | 0.1771 | 0.22411 | 0.23376 | 0.24354 | 0.25331 | 0.26298 | 0.26922 | 0.27876 | 0.28824 | 0.29765
Scenario 3: Aggressive Fuel Sub | PG&E | Com | HVAC | Com - Office (Large) | Gas Energy (MMTherm/year) | Fuel Substitution | 2.7802e-05 | 0.00026076 | 0.00050301 | 0.00075234 | 0.0010066 | 0.0010066 | 0.0010066 | 0.0010066 | 0.0010066 | 0.0010066 | 0.0010066 | 0.0010066 | 0.0010066
Scenario 3: Aggressive Fuel Sub | PG&E | Com | HVAC | Com - Office (Small) | Electric Demand (MW) | Energy Efficiency | 0.068144 | 0.1389 | 0.21206 | 0.23684 | 0.76731 | 0.83443 | 0.90534 | 0.97803 | 1.0487 | 1.1195 | 1.1911 | 1.2633 | 1.3361
Scenario 3: Aggressive Fuel Sub | PG&E | Com | HVAC | Com - Office (Small) | Electric Energy (GWh/year) | Energy Efficiency | 0.13824 | 0.28281 | 0.43323 | 0.50538 | 1.3549 | 1.4894 | 1.6382 | 1.7931 | 1.9382 | 2.0824 | 2.2286 | 2.3768 | 2.5265
Scenario 3: Aggressive Fuel Sub | PG&E | Com | HVAC | Com - Office (Small) | Electric Energy (GWh/year) | Fuel Substitution | -0.034026 | -0.070745 | -0.14052 | -0.20019 | -0.2623 | -0.2623 | -0.2623 | -0.2623 | -0.2623 | -0.2623 | -0.2623 | -0.2623 | -0.2623
Scenario 3: Aggressive Fuel Sub | PG&E | Com | HVAC | Com - Office (Small) | Gas Energy (MMTherm/year) | Energy Efficiency | 0.019972 | 0.040848 | 0.062525 | 0.074414 | 0.17758 | 0.1822 | 0.1869 | 0.19166 | 0.19645 | 0.20129 | 0.20617 | 0.21109 | 0.21605
Scenario 3: Aggressive Fuel Sub | PG&E | Com | HVAC | Com - Office (Small) | Gas Energy (MMTherm/year) | Fuel Substitution | 0.0059968 | 0.012462 | 0.023096 | 0.032191 | 0.041662 | 0.041662 | 0.041662 | 0.041662 | 0.041662 | 0.041662 | 0.041662 | 0.041662 | 0.041662
Scenario 3: Aggressive Fuel Sub | PG&E | Com | HVAC | Com - Other | Electric Demand (MW) | Energy Efficiency | 1.6673 | 2.8907 | 3.879 | 4.8961 | 5.933 | 6.9976 | 7.1992 | 7.9101 | 8.8834 | 9.8802 | 10.8982 | 11.9335 | 12.9863
Scenario 3: Aggressive Fuel Sub | PG&E | Com | HVAC | Com - Other | Electric Energy (GWh/year) | Energy Efficiency | 2.5034 | 4.4861 | 6.2129 | 8.0018 | 9.8374 | 11.7276 | 12.4046 | 13.7202 | 15.1423 | 16.612 | 18.1188 | 19.6549 | 21.222
Scenario 3: Aggressive Fuel Sub | PG&E | Com | HVAC | Com - Other | Electric Energy (GWh/year) | Fuel Substitution | -1.1963 | -2.4916 | -3.8763 | -5.339 | -6.8673 | -6.8673 | -6.8673 | -6.8673 | -6.8673 | -6.8673 | -6.8673 | -6.8673 | -6.8673
Scenario 3: Aggressive Fuel Sub | PG&E | Com | HVAC | Com - Other | Gas Energy (MMTherm/year) | Energy Efficiency | 0.23413 | 0.40754 | 0.54971 | 0.69523 | 0.84273 | 0.9932 | 1.0057 | 1.0853 | 1.1778 | 1.2718 | 1.3674 | 1.4647 | 1.564
Scenario 3: Aggressive Fuel Sub | PG&E | Com | HVAC | Com - Other | Gas Energy (MMTherm/year) | Fuel Substitution | 0.20655 | 0.43002 | 0.66881 | 0.92105 | 1.1847 | 1.1847 | 1.1847 | 1.1847 | 1.1847 | 1.1847 | 1.1847 | 1.1847 | 1.1847
Scenario 3: Aggressive Fuel Sub | PG&E | Com | HVAC | Com - Restaurant | Electric Demand (MW) | Energy Efficiency | 0.029443 | 0.059471 | 0.09032 | 0.12179 | 0.15373 | 0.18601 | 0.21878 | 0.25187 | 0.28517 | 0.31875 | 0.35255 | 0.35572 | 0.69583
Scenario 3: Aggressive Fuel Sub | PG&E | Com | HVAC | Com - Restaurant | Electric Demand (MW) | Fuel Substitution | 0 | 0 | 0 | 0 | 0 | 2.2583e-06 | 4.6069e-06 | 7.0065e-06 | 9.4341e-06 | 1.1875e-05 | 1.432e-05 | 1.6521e-05 | 1.8714e-05
Scenario 3: Aggressive Fuel Sub | PG&E | Com | HVAC | Com - Restaurant | Electric Energy (GWh/year) | Energy Efficiency | 0.044769 | 0.090689 | 0.13817 | 0.18704 | 0.23698 | 0.28776 | 0.33943 | 0.39198 | 0.4451 | 0.49876 | 0.55283 | 0.56173 | 1.0673
Scenario 3: Aggressive Fuel Sub | PG&E | Com | HVAC | Com - Restaurant | Electric Energy (GWh/year) | Fuel Substitution | -0.046972 | -0.097747 | -0.15191 | -0.20897 | -0.26841 | -0.26839 | -0.26837 | -0.26835 | -0.26833 | -0.26831 | -0.26829 | -0.26828 | -0.26826
Scenario 3: Aggressive Fuel Sub | PG&E | Com | HVAC | Com - Restaurant | Gas Energy (MMTherm/year) | Energy Efficiency | 0.092346 | 0.19309 | 0.30183 | 0.41778 | 0.53999 | 0.66753 | 0.79969 | 0.93564 | 1.0747 | 1.2162 | 1.3598 | 1.4712 | 1.8252
Scenario 3: Aggressive Fuel Sub | PG&E | Com | HVAC | Com - Restaurant | Gas Energy (MMTherm/year) | Fuel Substitution | 0.010079 | 0.020958 | 0.032553 | 0.044773 | 0.057518 | 0.057518 | 0.057518 | 0.057518 | 0.057518 | 0.057518 | 0.057518 | 0.057518 | 0.057518
Scenario 3: Aggressive Fuel Sub | PG&E | Com | HVAC | Com - Retail | Electric Demand (MW) | Energy Efficiency | 0.40008 | 0.83078 | 1.2877 | 1.6092 | 3.2742 | 3.7842 | 4.3257 | 4.8867 | 5.4032 | 5.9221 | 6.4558 | 7.002 | 7.5599
Scenario 3: Aggressive Fuel Sub | PG&E | Com | HVAC | Com - Retail | Electric Demand (MW) | Fuel Substitution | 0 | 0 | 0 | 0 | 0 | 0.007614 | 0.01559 | 0.023788 | 0.023788 | 0.023788 | 0.023788 | 0.023788 | 0.023788
Scenario 3: Aggressive Fuel Sub | PG&E | Com | HVAC | Com - Retail | Electric Energy (GWh/year) | Energy Efficiency | 0.95993 | 1.9917 | 2.9445 | 3.7098 | 6.9973 | 8.1462 | 9.3437 | 10.5949 | 11.5917 | 12.6443 | 13.8075 | 15.0004 | 16.2204
Scenario 3: Aggressive Fuel Sub | PG&E | Com | HVAC | Com - Retail | Electric Energy (GWh/year) | Fuel Substitution | -0.13131 | -0.27336 | -0.42497 | -0.56996 | -0.72112 | -0.69738 | -0.67249 | -0.64689 | -0.64689 | -0.64689 | -0.64689 | -0.64689 | -0.64689
Scenario 3: Aggressive Fuel Sub | PG&E | Com | HVAC | Com - Retail | Gas Energy (MMTherm/year) | Energy Efficiency | 0.026223 | 0.054381 | 0.084423 | 0.10428 | 0.222 | 0.24848 | 0.27702 | 0.30657 | 0.33694 | 0.36814 | 0.40014 | 0.43285 | 0.46624
Scenario 3: Aggressive Fuel Sub | PG&E | Com | HVAC | Com - Retail | Gas Energy (MMTherm/year) | Fuel Substitution | 0.030066 | 0.062536 | 0.097165 | 0.13029 | 0.16485 | 0.16485 | 0.16485 | 0.16485 | 0.16485 | 0.16485 | 0.16485 | 0.16485 | 0.16485
Scenario 3: Aggressive Fuel Sub | PG&E | Com | HVAC | Com - School | Electric Demand (MW) | Energy Efficiency | 0.066405 | 0.14154 | 0.22009 | 0.30732 | 0.39952 | 0.48881 | 0.57671 | 0.66757 | 0.73052 | 0.78501 | 0.84041 | 0.91971 | 1.0078
Scenario 3: Aggressive Fuel Sub | PG&E | Com | HVAC | Com - School | Electric Energy (GWh/year) | Energy Efficiency | 0.38528 | 0.80576 | 1.2373 | 1.7276 | 2.2485 | 2.7628 | 3.2686 | 3.7882 | 4.1989 | 4.5781 | 4.9621 | 5.4033 | 5.8665
Scenario 3: Aggressive Fuel Sub | PG&E | Com | HVAC | Com - School | Electric Energy (GWh/year) | Fuel Substitution | -0.15451 | -0.31885 | -0.49138 | -0.67009 | -0.85346 | -0.85346 | -0.85346 | -0.85346 | -0.85346 | -0.85346 | -0.85346 | -0.85346 | -0.85346
Scenario 3: Aggressive Fuel Sub | PG&E | Com | HVAC | Com - School | Gas Energy (MMTherm/year) | Energy Efficiency | 0.046736 | 0.095922 | 0.14669 | 0.20034 | 0.25539 | 0.29535 | 0.33575 | 0.37652 | 0.41303 | 0.44815 | 0.4834 | 0.52155 | 0.56073
Scenario 3: Aggressive Fuel Sub | PG&E | Com | HVAC | Com - School | Gas Energy (MMTherm/year) | Fuel Substitution | 0.024721 | 0.051001 | 0.078585 | 0.10811 | 0.13841 | 0.13841 | 0.13841 | 0.13841 | 0.13841 | 0.13841 | 0.13841 | 0.13841 | 0.13841
Scenario 3: Aggressive Fuel Sub | PG&E | Com | HVAC | Com - Warehouse | Electric Demand (MW) | Energy Efficiency | 0.02771 | 0.057869 | 0.09038 | 0.12512 | 0.16191 | 0.20072 | 0.24121 | 0.28327 | 0.31059 | 0.335 | 0.36004 | 0.38564 | 0.41176
Scenario 3: Aggressive Fuel Sub | PG&E | Com | HVAC | Com - Warehouse | Electric Energy (GWh/year) | Energy Efficiency | 0.10638 | 0.22209 | 0.34681 | 0.48006 | 0.62118 | 0.77006 | 0.92535 | 1.0866 | 1.1934 | 1.281 | 1.3708 | 1.4627 | 1.5564
Scenario 3: Aggressive Fuel Sub | PG&E | Com | HVAC | Com - Warehouse | Electric Energy (GWh/year) | Fuel Substitution | -0.1066 | -0.22232 | -0.34636 | -0.47777 | -0.61548 | -0.61548 | -0.61548 | -0.61548 | -0.61548 | -0.61548 | -0.61548 | -0.61548 | -0.61548
Scenario 3: Aggressive Fuel Sub | PG&E | Com | HVAC | Com - Warehouse | Gas Energy (MMTherm/year) | Energy Efficiency | 0.0028118 | 0.0058726 | 0.0091722 | 0.012697 | 0.016429 | 0.020365 | 0.024469 | 0.028727 | 0.031853 | 0.034448 | 0.037113 | 0.039843 | 0.042632
Scenario 3: Aggressive Fuel Sub | PG&E | Com | HVAC | Com - Warehouse | Gas Energy (MMTherm/year) | Fuel Substitution | 0.016498 | 0.034397 | 0.053578 | 0.073897 | 0.095196 | 0.095196 | 0.095196 | 0.095196 | 0.095196 | 0.095196 | 0.095196 | 0.095196 | 0.095196
Scenario 3: Aggressive Fuel Sub | PG&E | Com | Lighting | Com - Grocery | Electric Demand (MW) | Energy Efficiency | 0.021952 | 0.044689 | 0.068156 | 0.092278 | 0.11695 | 0.14217 | 0.16784 | 0.19388 | 0.22025 | 0.24694 | 0.27393 | 0.30122 | 0.32881
Scenario 3: Aggressive Fuel Sub | PG&E | Com | Lighting | Com - Grocery | Electric Energy (GWh/year) | Energy Efficiency | 0.12554 | 0.25556 | 0.38975 | 0.52769 | 0.66876 | 0.81297 | 0.95976 | 1.1087 | 1.2595 | 1.412 | 1.5664 | 1.7224 | 1.8802
Scenario 3: Aggressive Fuel Sub | PG&E | Com | Lighting | Com - Grocery | Gas Energy (MMTherm/year) | Energy Efficiency | -0.0017333 | -0.0035284 | -0.005381 | -0.0072854 | -0.0092329 | -0.011224 | -0.01325 | -0.015306 | -0.017387 | -0.019493 | -0.021624 | -0.023777 | -0.025955
Scenario 3: Aggressive Fuel Sub | PG&E | Com | Lighting | Com - Health | Electric Demand (MW) | Energy Efficiency | 0.053579 | 0.10911 | 0.16692 | 0.22618 | 0.28697 | 0.34919 | 0.41256 | 0.47689 | 0.542 | 0.60768 | 0.67369 | 0.74048 | 0.80802
Scenario 3: Aggressive Fuel Sub | PG&E | Com | Lighting | Com - Health | Electric Energy (GWh/year) | Energy Efficiency | 0.31954 | 0.65073 | 0.99548 | 1.3488 | 1.7113 | 2.0823 | 2.4602 | 2.8437 | 3.2319 | 3.6234 | 4.017 | 4.4151 | 4.8177
Scenario 3: Aggressive Fuel Sub | PG&E | Com | Lighting | Com - Health | Gas Energy (MMTherm/year) | Energy Efficiency | -0.0038755 | -0.0078922 | -0.012074 | -0.016359 | -0.020756 | -0.025256 | -0.029839 | -0.034492 | -0.039201 | -0.04395 | -0.048724 | -0.053554 | -0.058438
Scenario 3: Aggressive Fuel Sub | PG&E | Com | Lighting | Com - Office (Large) | Electric Demand (MW) | Energy Efficiency | 0.037152 | 0.076687 | 0.11855 | 0.16242 | 0.20821 | 0.25568 | 0.30478 | 0.35543 | 0.40758 | 0.46126 | 0.51631 | 0.57264 | 0.63019
Scenario 3: Aggressive Fuel Sub | PG&E | Com | Lighting | Com - Office (Large) | Electric Energy (GWh/year) | Energy Efficiency | 0.26626 | 0.54959 | 0.84961 | 1.164 | 1.4922 | 1.8324 | 2.1843 | 2.5472 | 2.921 | 3.3057 | 3.7002 | 4.1039 | 4.5164
Scenario 3: Aggressive Fuel Sub | PG&E | Com | Lighting | Com - Office (Large) | Gas Energy (MMTherm/year) | Energy Efficiency | -0.0012418 | -0.0025633 | -0.0039627 | -0.005429 | -0.0069596 | -0.0085465 | -0.010188 | -0.011881 | -0.013624 | -0.015418 | -0.017258 | -0.019141 | -0.021065
Scenario 3: Aggressive Fuel Sub | PG&E | Com | Lighting | Com - Refrig. Warehouse | Electric Demand (MW) | Energy Efficiency | 0.00029811 | 0.00060799 | 0.00092866 | 0.0012593 | 0.0015993 | 0.0019482 | 0.0023042 | 0.0026667 | 0.0030349 | 0.0034088 | 0.003788 | 0.0041724 | 0.0045619
Scenario 3: Aggressive Fuel Sub | PG&E | Com | Lighting | Com - Refrig. Warehouse | Electric Energy (GWh/year) | Energy Efficiency | 0.0027386 | 0.0055854 | 0.0085315 | 0.01157 | 0.014694 | 0.017899 | 0.021169 | 0.024501 | 0.027884 | 0.03132 | 0.034804 | 0.038337 | 0.041917
Scenario 3: Aggressive Fuel Sub | PG&E | Com | Lighting | Com - Restaurant | Electric Demand (MW) | Energy Efficiency | 0.0044859 | 0.0092555 | 0.014295 | 0.019576 | 0.025074 | 0.038633 | 0.053269 | 0.068066 | 0.083005 | 0.090547 | 0.097403 | 0.10271 | 0.12196
Scenario 3: Aggressive Fuel Sub | PG&E | Com | Lighting | Com - Restaurant | Electric Energy (GWh/year) | Energy Efficiency | 0.026904 | 0.055509 | 0.08573 | 0.1174 | 0.15038 | 0.23165 | 0.31938 | 0.40807 | 0.49761 | 0.54284 | 0.58396 | 0.61577 | 0.73123
Scenario 3: Aggressive Fuel Sub | PG&E | Com | Lighting | Com - Restaurant | Gas Energy (MMTherm/year) | Energy Efficiency | -0.00029156 | -0.00060155 | -0.00092906 | -0.0012723 | -0.0016297 | -0.0025107 | -0.0034617 | -0.0044232 | -0.0053939 | -0.0058841 | -0.0063297 | -0.0066744 | -0.0079256
Scenario 3: Aggressive Fuel Sub | PG&E | Com | Lighting | Com - Retail | Electric Demand (MW) | Energy Efficiency | 0.10724 | 0.21829 | 0.33287 | 0.42501 | 0.68542 | 0.80695 | 0.93145 | 1.0578 | 1.1858 | 1.3153 | 1.4463 | 1.5788 | 1.7128
Scenario 3: Aggressive Fuel Sub | PG&E | Com | Lighting | Com - Retail | Electric Energy (GWh/year) | Energy Efficiency | 0.63849 | 1.2996 | 1.9818 | 2.5304 | 4.0809 | 4.8045 | 5.5457 | 6.2981 | 7.0599 | 7.831 | 8.6111 | 9.4 | 10.1977
Scenario 3: Aggressive Fuel Sub | PG&E | Com | Lighting | Com - Retail | Gas Energy (MMTherm/year) | Energy Efficiency | -0.0039271 | -0.0079934 | -0.012189 | -0.015564 | -0.025102 | -0.029552 | -0.034112 | -0.03874 | -0.043426 | -0.048169 | -0.052968 | -0.057821 | -0.062729
Scenario 3: Aggressive Fuel Sub | PG&E | Com | Lighting | Com - Warehouse | Electric Demand (MW) | Energy Efficiency | 0.00060073 | 0.001241 | 0.0019191 | 0.0026331 | 0.0033802 | 0.0041597 | 0.0049758 | 0.0058285 | 0.0060128 | 0.0060128 | 0.0060128 | 0.0060128 | 0.0060128
Scenario 3: Aggressive Fuel Sub | PG&E | Com | Lighting | Com - Warehouse | Electric Energy (GWh/year) | Energy Efficiency | 0.0048102 | 0.0099373 | 0.015367 | 0.021084 | 0.027066 | 0.033308 | 0.039843 | 0.046671 | 0.048146 | 0.048146 | 0.048146 | 0.048146 | 0.048146
Scenario 3: Aggressive Fuel Sub | PG&E | Com | Lighting | Com - Warehouse | Gas Energy (MMTherm/year) | Energy Efficiency | -3.3855e-05 | -6.994e-05 | -0.00010816 | -0.00014839 | -0.0001905 | -0.00023442 | -0.00028042 | -0.00032847 | -0.00033886 | -0.00033886 | -0.00033886 | -0.00033886 | -0.00033886
Scenario 3: Aggressive Fuel Sub | PG&E | Com | WaterHeat | Com - College | Electric Demand (MW) | Energy Efficiency | 2.3451e-06 | -2.9288e-08 | -1.7293e-05 | 1.7423e-05 | 4.2252e-07 | 2.6725e-05 | 5.9786e-05 | 0.00010124 | 0.00015335 | 0.00021876 | 0.00030077 | 0.00040336 | 0.00053188
Scenario 3: Aggressive Fuel Sub | PG&E | Com | WaterHeat | Com - College | Electric Demand (MW) | Fuel Substitution | 0 | 0 | 0 | 0 | 0 | 0.22996 | 0.52312 | 0.8891 | 1.3351 | 1.9065 | 2.6335 | 3.5203 | 4.5711
Scenario 3: Aggressive Fuel Sub | PG&E | Com | WaterHeat | Com - College | Electric Energy (GWh/year) | Energy Efficiency | 1.9324e-05 | -6.1925e-06 | -0.00017094 | 0.00014194 | -2.5956e-05 | 0.00018983 | 0.00046105 | 0.00080116 | 0.0012286 | 0.0017652 | 0.002438 | 0.0032797 | 0.004334
Scenario 3: Aggressive Fuel Sub | PG&E | Com | WaterHeat | Com - College | Electric Energy (GWh/year) | Fuel Substitution | -0.81264 | -1.8186 | -3.0516 | -4.551 | -6.3613 | -4.3856 | -1.8668 | 1.2778 | 5.1102 | 10.02 | 16.2672 | 23.8869 | 32.9168
Scenario 3: Aggressive Fuel Sub | PG&E | Com | WaterHeat | Com - College | Gas Energy (MMTherm/year) | Energy Efficiency | 0.050463 | 0.12812 | 0.19776 | 0.3045 | 0.37902 | 0.41967 | 0.48217 | 0.54749 | 0.6091 | 0.66025 | 0.69259 | 0.69934 | 0.67767
Scenario 3: Aggressive Fuel Sub | PG&E | Com | WaterHeat | Com - College | Gas Energy (MMTherm/year) | Fuel Substitution | 0.092089 | 0.20608 | 0.34586 | 0.51596 | 0.72153 | 0.72153 | 0.72153 | 0.72153 | 0.72153 | 0.72153 | 0.72153 | 0.72153 | 0.72153
Scenario 3: Aggressive Fuel Sub | PG&E | Com | WaterHeat | Com - Grocery | Electric Demand (MW) | Energy Efficiency | 4.9862e-05 | 0.00010985 | 0.00018249 | 0.00027093 | 0.00037896 | 0.00049858 | 0.00064903 | 0.00083823 | 0.0010758 | 0.001374 | 0.0017485 | 0.0022186 | 0.0028088
Scenario 3: Aggressive Fuel Sub | PG&E | Com | WaterHeat | Com - Grocery | Electric Energy (GWh/year) | Energy Efficiency | 0.00026319 | 0.00057986 | 0.0009634 | 0.0014304 | 0.0020008 | 0.0026327 | 0.0034275 | 0.0044269 | 0.0056817 | 0.0072573 | 0.0092355 | 0.011719 | 0.014837
Scenario 3: Aggressive Fuel Sub | PG&E | Com | WaterHeat | Com - Grocery | Electric Energy (GWh/year) | Fuel Substitution | -0.035306 | -0.078608 | -0.1317 | -0.19673 | -0.27619 | -0.27619 | -0.27619 | -0.27619 | -0.27619 | -0.27619 | -0.27619 | -0.27619 | -0.27619
Scenario 3: Aggressive Fuel Sub | PG&E | Com | WaterHeat | Com - Grocery | Gas Energy (MMTherm/year) | Energy Efficiency | 0.031198 | 0.067579 | 0.10996 | 0.15839 | 0.19165 | 0.22504 | 0.25652 | 0.28978 | 0.32324 | 0.35484 | 0.38188 | 0.40146 | 0.41083
Scenario 3: Aggressive Fuel Sub | PG&E | Com | WaterHeat | Com - Grocery | Gas Energy (MMTherm/year) | Fuel Substitution | 0.0047374 | 0.010548 | 0.017671 | 0.026397 | 0.03706 | 0.03706 | 0.03706 | 0.03706 | 0.03706 | 0.03706 | 0.03706 | 0.03706 | 0.03706
Scenario 3: Aggressive Fuel Sub | PG&E | Com | WaterHeat | Com - Health | Electric Demand (MW) | Energy Efficiency | 6.8862e-05 | 0.00013352 | 0.00019611 | 0.00025865 | 0.00032601 | 0.00051164 | 0.00074581 | 0.0010408 | 0.0014118 | 0.0018771 | 0.0024591 | 0.0031905 | 0.0041094
Scenario 3: Aggressive Fuel Sub | PG&E | Com | WaterHeat | Com - Health | Electric Demand (MW) | Fuel Substitution | 0 | 0 | 0 | 0 | 0 | 0.6008 | 1.3721 | 2.341 | 3.5286 | 5.0502 | 7.0021 | 9.3988 | 12.2548
Scenario 3: Aggressive Fuel Sub | PG&E | Com | WaterHeat | Com - Health | Electric Energy (GWh/year) | Energy Efficiency | 0.00051861 | 0.00099969 | 0.0014606 | 0.001919 | 0.0024151 | 0.0039675 | 0.0059258 | 0.0083932 | 0.011496 | 0.015387 | 0.020254 | 0.026371 | 0.034055
Scenario 3: Aggressive Fuel Sub | PG&E | Com | WaterHeat | Com - Health | Electric Energy (GWh/year) | Fuel Substitution | -2.1299 | -4.784 | -8.0581 | -12.0628 | -16.9243 | -11.6724 | -4.9303 | 3.5401 | 13.9217 | 27.2229 | 44.2866 | 65.2392 | 90.2083
Scenario 3: Aggressive Fuel Sub | PG&E | Com | WaterHeat | Com - Health | Gas Energy (MMTherm/year) | Energy Efficiency | 0.11802 | 0.25223 | 0.40585 | 0.57886 | 0.71217 | 0.78532 | 0.86002 | 0.93006 | 0.99568 | 1.035 | 1.0451 | 1.0226 | 0.96875
Scenario 3: Aggressive Fuel Sub | PG&E | Com | WaterHeat | Com - Health | Gas Energy (MMTherm/year) | Fuel Substitution | 0.2484 | 0.55776 | 0.93944 | 1.4066 | 1.9743 | 1.9743 | 1.9743 | 1.9743 | 1.9743 | 1.9743 | 1.9743 | 1.9743 | 1.9743
Scenario 3: Aggressive Fuel Sub | PG&E | Com | WaterHeat | Com - Lodging | Electric Demand (MW) | Energy Efficiency | 0.0094078 | 0.018824 | 0.027994 | 0.028207 | 0.027554 | 0.02551 | 0.022981 | 0.020154 | 0.013949 | 0.008745 | 0.0045808 | 0.0045343 | 0.0047095
Scenario 3: Aggressive Fuel Sub | PG&E | Com | WaterHeat | Com - Lodging | Electric Demand (MW) | Fuel Substitution | 0 | 0 | 0 | 0 | 0 | 0.58471 | 1.3317 | 2.267 | 3.4107 | 4.8941 | 6.7964 | 9.1313 | 11.9123
Scenario 3: Aggressive Fuel Sub | PG&E | Com | WaterHeat | Com - Lodging | Electric Energy (GWh/year) | Energy Efficiency | 0.034334 | 0.068737 | 0.10238 | 0.10761 | 0.10945 | 0.10327 | 0.095557 | 0.086915 | 0.066799 | 0.049928 | 0.036461 | 0.036199 | 0.037626
Scenario 3: Aggressive Fuel Sub | PG&E | Com | WaterHeat | Com - Lodging | Electric Energy (GWh/year) | Fuel Substitution | -2.1779 | -4.8781 | -8.197 | -12.247 | -17.1567 | -12.1784 | -5.8182 | 2.1453 | 11.8825 | 24.5132 | 40.7111 | 60.5919 | 84.2718
Scenario 3: Aggressive Fuel Sub | PG&E | Com | WaterHeat | Com - Lodging | Gas Energy (MMTherm/year) | Energy Efficiency | 0.4339 | 0.8936 | 1.38 | 1.8835 | 2.3372 | 2.4153 | 2.4775 | 2.5221 | 2.4982 | 2.451 | 2.2799 | 2.2013 | 2.1217
Scenario 3: Aggressive Fuel Sub | PG&E | Com | WaterHeat | Com - Lodging | Gas Energy (MMTherm/year) | Fuel Substitution | 0.24943 | 0.55862 | 0.93884 | 1.4032 | 1.9669 | 1.9669 | 1.9669 | 1.9669 | 1.9669 | 1.9669 | 1.9669 | 1.9669 | 1.9669
Scenario 3: Aggressive Fuel Sub | PG&E | Com | WaterHeat | Com - Office (Large) | Electric Demand (MW) | Energy Efficiency | 4.9666e-05 | 0.00010102 | 0.00015469 | 0.00021141 | 0.00027248 | 0.00031662 | 0.00037277 | 0.0004436 | 0.00053254 | 0.00064449 | 0.00078566 | 0.00096375 | 0.001188
Scenario 3: Aggressive Fuel Sub | PG&E | Com | WaterHeat | Com - Office (Large) | Electric Demand (MW) | Fuel Substitution | 0 | 0 | 0 | 0 | 0 | 0.069606 | 0.15759 | 0.2667 | 0.399 | 0.57323 | 0.79509 | 1.0656 | 1.3855
Scenario 3: Aggressive Fuel Sub | PG&E | Com | WaterHeat | Com - Office (Large) | Electric Energy (GWh/year) | Energy Efficiency | 0.0009652 | 0.001958 | 0.0029896 | 0.0040723 | 0.0052297 | 0.0060361 | 0.0070583 | 0.0083491 | 0.0099744 | 0.012024 | 0.014606 | 0.017861 | 0.021959
Scenario 3: Aggressive Fuel Sub | PG&E | Com | WaterHeat | Com - Office (Large) | Electric Energy (GWh/year) | Fuel Substitution | -0.45854 | -1.0241 | -1.7147 | -2.5505 | -3.5547 | -2.223 | -0.53964 | 1.5482 | 4.0797 | 7.4135 | 11.6587 | 16.8341 | 22.9566
Scenario 3: Aggressive Fuel Sub | PG&E | Com | WaterHeat | Com - Office (Large) | Gas Energy (MMTherm/year) | Energy Efficiency | 0.31693 | 0.65139 | 0.98617 | 1.2978 | 1.3056 | 1.1893 | 1.0166 | 0.81368 | 0.61018 | 0.4544 | 0.35476 | 0.30607 | 0.2974
Scenario 3: Aggressive Fuel Sub | PG&E | Com | WaterHeat | Com - Office (Large) | Gas Energy (MMTherm/year) | Fuel Substitution | 0.050913 | 0.11371 | 0.19041 | 0.28327 | 0.39491 | 0.39491 | 0.39491 | 0.39491 | 0.39491 | 0.39491 | 0.39491 | 0.39491 | 0.39491
Scenario 3: Aggressive Fuel Sub | PG&E | Com | WaterHeat | Com - Office (Small) | Electric Demand (MW) | Energy Efficiency | -1.8458e-07 | -3.5127e-07 | -4.7795e-07 | -4.8063e-07 | -7.8841e-07 | 7.5228e-07 | 2.7313e-06 | 5.2545e-06 | 8.4545e-06 | 1.2501e-05 | 1.7608e-05 | 2.4043e-05 | 3.2146e-05
Scenario 3: Aggressive Fuel Sub | PG&E | Com | WaterHeat | Com - Office (Small) | Electric Demand (MW) | Fuel Substitution | 0 | 0 | 0 | 0 | 0 | 0.0028127 | 0.0064077 | 0.010908 | 0.016406 | 0.023722 | 0.033049 | 0.044438 | 0.057941
Scenario 3: Aggressive Fuel Sub | PG&E | Com | WaterHeat | Com - Office (Small) | Electric Energy (GWh/year) | Energy Efficiency | -2.6172e-05 | -5.1389e-05 | -7.3338e-05 | -7.9918e-05 | -0.00014346 | 2.4777e-05 | 0.00024088 | 0.00051639 | 0.00086582 | 0.0013077 | 0.0018653 | 0.0025681 | 0.0034528
Scenario 3: Aggressive Fuel Sub | PG&E | Com | WaterHeat | Com - Office (Small) | Electric Energy (GWh/year) | Fuel Substitution | -0.12235 | -0.27362 | -0.45864 | -0.64675 | -0.88229 | -0.56074 | -0.14974 | 0.3648 | 0.99334 | 1.8298 | 2.8962 | 4.1985 | 5.7423
Scenario 3: Aggressive Fuel Sub | PG&E | Com | WaterHeat | Com - Office (Small) | Gas Energy (MMTherm/year) | Energy Efficiency | 0.067794 | 0.15234 | 0.1562 | 0.24293 | 0.28388 | 0.32151 | 0.45242 | 0.50798 | 0.54722 | 0.56178 | 0.54635 | 0.50104 | 0.43188
Scenario 3: Aggressive Fuel Sub | PG&E | Com | WaterHeat | Com - Office (Small) | Gas Energy (MMTherm/year) | Fuel Substitution | 0.01349 | 0.030169 | 0.050572 | 0.071321 | 0.097398 | 0.097398 | 0.097398 | 0.097398 | 0.097398 | 0.097398 | 0.097398 | 0.097398 | 0.097398
Scenario 3: Aggressive Fuel Sub | PG&E | Com | WaterHeat | Com - Other | Electric Demand (MW) | Energy Efficiency | -0.00014765 | -0.00029999 | -0.00044307 | -0.00055572 | -0.00060787 | 0.00051023 | 0.0019113 | 0.0036654 | 0.0058439 | 0.0085743 | 0.011995 | 0.016284 | 0.021651
Scenario 3: Aggressive Fuel Sub | PG&E | Com | WaterHeat | Com - Other | Electric Demand (MW) | Fuel Substitution | 0 | 0 | 0 | 0 | 0 | 2.7406 | 6.2276 | 10.5746 | 15.8656 | 22.6162 | 31.1974 | 41.6527 | 54.0277
Scenario 3: Aggressive Fuel Sub | PG&E | Com | WaterHeat | Com - Other | Electric Energy (GWh/year) | Energy Efficiency | -0.00094612 | -0.0019203 | -0.0028318 | -0.0035431 | -0.0038588 | 0.0033721 | 0.012443 | 0.023808 | 0.037977 | 0.055726 | 0.077954 | 0.10579 | 0.14064
Scenario 3: Aggressive Fuel Sub | PG&E | Com | WaterHeat | Com - Other | Electric Energy (GWh/year) | Fuel Substitution | -8.2401 | -18.4026 | -30.8222 | -45.8853 | -64.0314 | -45.3788 | -21.6451 | 7.9426 | 43.9559 | 89.9056 | 148.3159 | 219.4843 | 303.7212
Scenario 3: Aggressive Fuel Sub | PG&E | Com | WaterHeat | Com - Other | Gas Energy (MMTherm/year) | Energy Efficiency | 0.23832 | 0.51922 | 0.84957 | 1.2133 | 1.5055 | 1.7297 | 1.9599 | 2.1971 | 2.4134 | 2.5914 | 2.7015 | 2.727 | 2.6469
Scenario 3: Aggressive Fuel Sub | PG&E | Com | WaterHeat | Com - Other | Gas Energy (MMTherm/year) | Fuel Substitution | 0.92096 | 2.0567 | 3.4451 | 5.1303 | 7.1622 | 7.1622 | 7.1622 | 7.1622 | 7.1622 | 7.1622 | 7.1622 | 7.1622 | 7.1622
Scenario 3: Aggressive Fuel Sub | PG&E | Com | WaterHeat | Com - Refrig. Warehouse | Electric Demand (MW) | Energy Efficiency | 2.1878e-06 | 4.8925e-06 | 8.2683e-06 | 1.2516e-05 | 1.7896e-05 | 2.5779e-05 | 3.5746e-05 | 4.8343e-05 | 6.4234e-05 | 8.4277e-05 | 0.00010954 | 0.00014137 | 0.00018147
Scenario 3: Aggressive Fuel Sub | PG&E | Com | WaterHeat | Com - Refrig. Warehouse | Electric Demand (MW) | Fuel Substitution | 0 | 0 | 0 | 0 | 0 | 0.0040041 | 0.0091257 | 0.015549 | 0.023417 | 0.033608 | 0.046691 | 0.062762 | 0.081912
Scenario 3: Aggressive Fuel Sub | PG&E | Com | WaterHeat | Com - Refrig. Warehouse | Electric Energy (GWh/year) | Energy Efficiency | 2.5212e-05 | 5.6359e-05 | 9.5216e-05 | 0.0001441 | 0.00020603 | 0.00029722 | 0.00041251 | 0.00055821 | 0.00074203 | 0.00097388 | 0.0012661 | 0.0016343 | 0.0020982
Scenario 3: Aggressive Fuel Sub | PG&E | Com | WaterHeat | Com - Refrig. Warehouse | Electric Energy (GWh/year) | Fuel Substitution | -0.020481 | -0.045893 | -0.077164 | -0.11538 | -0.16177 | -0.11341 | -0.051564 | 0.026007 | 0.12102 | 0.24409 | 0.4021 | 0.59619 | 0.82747
Scenario 3: Aggressive Fuel Sub | PG&E | Com | WaterHeat | Com - Refrig. Warehouse | Gas Energy (MMTherm/year) | Energy Efficiency | 0.00665 | 0.01502 | 0.025503 | 0.038891 | 0.04927 | 0.060741 | 0.07344 | 0.08726 | 0.10178 | 0.11615 | 0.1289 | 0.13847 | 0.14316
Scenario 3: Aggressive Fuel Sub | PG&E | Com | WaterHeat | Com - Refrig. Warehouse | Gas Energy (MMTherm/year) | Fuel Substitution | 0.0024306 | 0.0054462 | 0.0091591 | 0.013701 | 0.019221 | 0.019221 | 0.019221 | 0.019221 | 0.019221 | 0.019221 | 0.019221 | 0.019221 | 0.019221
Scenario 3: Aggressive Fuel Sub | PG&E | Com | WaterHeat | Com - Restaurant | Electric Demand (MW) | Energy Efficiency | -0.00032446 | -0.00069455 | -0.0011111 | -0.001572 | -0.0020723 | -0.0018009 | -0.0014609 | -0.0010354 | -0.00050325 | 0.00016224 | 0.00099417 | 0.0018401 | 0.0043718
Scenario 3: Aggressive Fuel Sub | PG&E | Com | WaterHeat | Com - Restaurant | Electric Demand (MW) | Fuel Substitution | 0 | 0 | 0 | 0 | 0 | 2.0245 | 4.5904 | 7.7767 | 11.6414 | 16.5661 | 22.8029 | 29.6287 | 38.1725
Scenario 3: Aggressive Fuel Sub | PG&E | Com | WaterHeat | Com - Restaurant | Electric Energy (GWh/year) | Energy Efficiency | -0.001658 | -0.0035493 | -0.0056781 | -0.0080337 | -0.010591 | -0.0092001 | -0.0074579 | -0.0052776 | -0.0025507 | 0.00085949 | 0.0051225 | 0.0094574 | 0.022431
Scenario 3: Aggressive Fuel Sub | PG&E | Com | WaterHeat | Com - Restaurant | Electric Energy (GWh/year) | Fuel Substitution | -3.6424 | -8.1306 | -13.6004 | -20.2059 | -28.1198 | -17.2469 | -3.4661 | 13.6477 | 34.4054 | 60.8574 | 94.3577 | 131.0221 | 176.915
Scenario 3: Aggressive Fuel Sub | PG&E | Com | WaterHeat | Com - Restaurant | Gas Energy (MMTherm/year) | Energy Efficiency | 0.062941 | 0.13496 | 0.21729 | 0.31105 | 0.39542 | 0.43978 | 0.46742 | 0.49046 | 0.50509 | 0.50798 | 0.45022 | 0.4286 | 0.40779
Scenario 3: Aggressive Fuel Sub | PG&E | Com | WaterHeat | Com - Restaurant | Gas Energy (MMTherm/year) | Fuel Substitution | 0.41613 | 0.9289 | 1.5539 | 2.3089 | 3.2138 | 3.2138 | 3.2138 | 3.2138 | 3.2138 | 3.2138 | 3.2138 | 3.2138 | 3.2138
Scenario 3: Aggressive Fuel Sub | PG&E | Com | WaterHeat | Com - Retail | Electric Demand (MW) | Energy Efficiency | 0.0031598 | 0.0064118 | 0.0068725 | 0.0066177 | 0.006204 | 0.0084586 | 0.0080577 | 0.0074768 | 0.0049834 | 0.0027635 | 0.00088088 | 0.0011645 | 0.0015203
Scenario 3: Aggressive Fuel Sub | PG&E | Com | WaterHeat | Com - Retail | Electric Demand (MW) | Fuel Substitution | 0 | 0 | 0 | 0 | 0 | 0.088396 | 0.20095 | 0.34136 | 0.51237 | 0.73361 | 1.015 | 1.358 | 1.764
Scenario 3: Aggressive Fuel Sub | PG&E | Com | WaterHeat | Com - Retail | Electric Energy (GWh/year) | Energy Efficiency | 0.010023 | 0.020345 | 0.02183 | 0.021059 | 0.019837 | 0.027204 | 0.026214 | 0.024728 | 0.017271 | 0.010795 | 0.0055331 | 0.0073184 | 0.0095582
Scenario 3: Aggressive Fuel Sub | PG&E | Com | WaterHeat | Com - Retail | Electric Energy (GWh/year) | Fuel Substitution | -0.20802 | -0.46438 | -0.77674 | -1.1222 | -1.5411 | -0.95693 | -0.21307 | 0.71495 | 1.8452 | 3.3076 | 5.1676 | 7.4345 | 10.1183
Scenario 3: Aggressive Fuel Sub | PG&E | Com | WaterHeat | Com - Retail | Gas Energy (MMTherm/year) | Energy Efficiency | 0.12588 | 0.28377 | 0.43501 | 0.64657 | 0.78241 | 0.93069 | 1.1246 | 1.2955 | 1.4455 | 1.5583 | 1.6146 | 1.6034 | 1.5174
Scenario 3: Aggressive Fuel Sub | PG&E | Com | WaterHeat | Com - Retail | Gas Energy (MMTherm/year) | Fuel Substitution | 0.022197 | 0.049552 | 0.082885 | 0.11975 | 0.16447 | 0.16447 | 0.16447 | 0.16447 | 0.16447 | 0.16447 | 0.16447 | 0.16447 | 0.16447
Scenario 3: Aggressive Fuel Sub | PG&E | Com | WaterHeat | Com - School | Electric Demand (MW) | Energy Efficiency | 0.0012189 | 0.0018801 | 0.0022273 | 0.0013035 | 0.000893 | 0.00075899 | 0.00064613 | 0.00054998 | 0.00033653 | 0.00015502 | -4.7607e-07 | -1.5952e-06 | -2.038e-06
Scenario 3: Aggressive Fuel Sub | PG&E | Com | WaterHeat | Com - School | Electric Demand (MW) | Fuel Substitution | 0 | 0 | 0 | 0 | 0 | -0.00045403 | -0.0010275 | -0.0017375 | -0.0025967 | -0.0037221 | -0.005149 | -0.0068832 | -0.0089309
Scenario 3: Aggressive Fuel Sub | PG&E | Com | WaterHeat | Com - School | Electric Energy (GWh/year) | Energy Efficiency | 0.0036972 | 0.0055451 | 0.0063154 | 0.0029802 | 0.00121 | 0.0015025 | 0.0020541 | 0.0028934 | 0.0036546 | 0.0048908 | 0.0066753 | 0.0095448 | 0.013165
Scenario 3: Aggressive Fuel Sub | PG&E | Com | WaterHeat | Com - School | Electric Energy (GWh/year) | Fuel Substitution | -1.3718 | -3.0631 | -5.127 | -7.6239 | -10.6217 | -6.7474 | -1.8537 | 4.2059 | 11.5383 | 21.1437 | 33.3219 | 48.1247 | 65.6025
Scenario 3: Aggressive Fuel Sub | PG&E | Com | WaterHeat | Com - School | Gas Energy (MMTherm/year) | Energy Efficiency | 0.17112 | 0.36258 | 0.56926 | 0.78223 | 0.85643 | 0.85345 | 0.80622 | 0.72274 | 0.61488 | 0.49883 | 0.38981 | 0.30926 | 0.259
Scenario 3: Aggressive Fuel Sub | PG&E | Com | WaterHeat | Com - School | Gas Energy (MMTherm/year) | Fuel Substitution | 0.15558 | 0.34743 | 0.58158 | 0.86494 | 1.2053 | 1.2053 | 1.2053 | 1.2053 | 1.2053 | 1.2053 | 1.2053 | 1.2053 | 1.2053
Scenario 3: Aggressive Fuel Sub | PG&E | Com | WaterHeat | Com - Warehouse | Electric Demand (MW) | Energy Efficiency | 0.0020827 | 0.0043621 | 0.0068428 | 0.0074353 | 0.0080003 | 0.0084926 | 0.0088685 | 0.0090863 | 0.0061288 | 0.0030991 | 6.3413e-05 | 7.9857e-05 | 0.00010054
Scenario 3: Aggressive Fuel Sub | PG&E | Com | WaterHeat | Com - Warehouse | Electric Demand (MW) | Fuel Substitution | 0 | 0 | 0 | 0 | 0 | 0.0015981 | 0.0036456 | 0.0062159 | 0.0093649 | 0.013478 | 0.018739 | 0.025183 | 0.032846
Scenario 3: Aggressive Fuel Sub | PG&E | Com | WaterHeat | Com - Warehouse | Electric Energy (GWh/year) | Energy Efficiency | 0.006662 | 0.013955 | 0.021895 | 0.023861 | 0.025754 | 0.027413 | 0.028728 | 0.029573 | 0.020393 | 0.011035 | 0.0017217 | 0.0021645 | 0.0027215
Scenario 3: Aggressive Fuel Sub | PG&E | Com | WaterHeat | Com - Warehouse | Electric Energy (GWh/year) | Fuel Substitution | -0.021616 | -0.04868 | -0.082201 | -0.12335 | -0.1735 | -0.12839 | -0.070596 | 0.0019571 | 0.090848 | 0.20695 | 0.35546 | 0.53738 | 0.75371
Scenario 3: Aggressive Fuel Sub | PG&E | Com | WaterHeat | Com - Warehouse | Gas Energy (MMTherm/year) | Energy Efficiency | 0.090775 | 0.20357 | 0.34257 | 0.5061 | 0.62117 | 0.74882 | 0.88765 | 1.0297 | 1.1604 | 1.2717 | 1.3468 | 1.3769 | 1.3482
Scenario 3: Aggressive Fuel Sub | PG&E | Com | WaterHeat | Com - Warehouse | Gas Energy (MMTherm/year) | Fuel Substitution | 0.002472 | 0.0055644 | 0.0093937 | 0.014097 | 0.019832 | 0.019832 | 0.019832 | 0.019832 | 0.019832 | 0.019832 | 0.019832 | 0.019832 | 0.019832
Scenario 3: Aggressive Fuel Sub | PG&E | Com | WholeBlg | Com - College | Electric Demand (MW) | Energy Efficiency | 0.037096 | 0.074916 | 0.11339 | 0.1526 | 0.19267 | 0.23323 | 0.27499 | 0.31805 | 0.35783 | 0.36957 | 0.37951 | 0.3894 | 0.40007
Scenario 3: Aggressive Fuel Sub | PG&E | Com | WholeBlg | Com - College | Electric Energy (GWh/year) | Energy Efficiency | 0.34577 | 0.69867 | 1.0579 | 1.4247 | 1.7997 | 2.18 | 2.5718 | 2.9761 | 3.351 | 3.4711 | 3.5752 | 3.6794 | 3.7911
Scenario 3: Aggressive Fuel Sub | PG&E | Com | WholeBlg | Com - College | Gas Energy (MMTherm/year) | Energy Efficiency | 0.0094393 | 0.018809 | 0.028074 | 0.036336 | 0.041413 | 0.041084 | 0.04072 | 0.040333 | 0.039946 | 0.039592 | 0.039287 | 0.039015 | 0.038916
Scenario 3: Aggressive Fuel Sub | PG&E | Com | WholeBlg | Com - Grocery | Electric Demand (MW) | Energy Efficiency | 0.32403 | 0.65673 | 0.99781 | 1.3485 | 1.7099 | 2.079 | 2.4605 | 2.8667 | 3.2476 | 3.3844 | 3.5074 | 3.632 | 3.7533
Scenario 3: Aggressive Fuel Sub | PG&E | Com | WholeBlg | Com - Grocery | Electric Energy (GWh/year) | Energy Efficiency | 2.9529 | 5.9848 | 9.0931 | 12.2887 | 15.5827 | 18.9485 | 22.427 | 26.1311 | 29.6049 | 30.8509 | 31.9722 | 33.1077 | 34.2132
Scenario 3: Aggressive Fuel Sub | PG&E | Com | WholeBlg | Com - Grocery | Gas Energy (MMTherm/year) | Energy Efficiency | 0.0078308 | 0.0157 | 0.023586 | 0.030737 | 0.035312 | 0.035397 | 0.035455 | 0.035495 | 0.035535 | 0.03559 | 0.035694 | 0.035834 | 0.036
Scenario 3: Aggressive Fuel Sub | PG&E | Com | WholeBlg | Com - Health | Electric Demand (MW) | Energy Efficiency | 0.35798 | 0.72695 | 1.1064 | 1.4976 | 1.902 | 2.3159 | 2.7452 | 3.1945 | 3.617 | 3.772 | 3.9113 | 4.0519 | 4.1905
Scenario 3: Aggressive Fuel Sub | PG&E | Com | WholeBlg | Com - Health | Electric Energy (GWh/year) | Energy Efficiency | 3.2623 | 6.6248 | 10.0827 | 13.6478 | 17.3327 | 21.1077 | 25.0219 | 29.1192 | 32.9716 | 34.3835 | 35.6538 | 36.9355 | 38.1991
Scenario 3: Aggressive Fuel Sub | PG&E | Com | WholeBlg | Com - Health | Gas Energy (MMTherm/year) | Energy Efficiency | 0.029918 | 0.060335 | 0.091176 | 0.11957 | 0.13846 | 0.14038 | 0.14215 | 0.14382 | 0.14546 | 0.14711 | 0.14895 | 0.15094 | 0.15276
Scenario 3: Aggressive Fuel Sub | PG&E | Com | WholeBlg | Com - Lodging | Electric Demand (MW) | Energy Efficiency | 0.046737 | 0.094785 | 0.14408 | 0.19476 | 0.24703 | 0.30046 | 0.35581 | 0.41285 | 0.46635 | 0.48474 | 0.50118 | 0.5179 | 0.53434
Scenario 3: Aggressive Fuel Sub | PG&E | Com | WholeBlg | Com - Lodging | Electric Energy (GWh/year) | Energy Efficiency | 0.42591 | 0.86378 | 1.313 | 1.7749 | 2.2512 | 2.7384 | 3.2432 | 3.7634 | 4.2512 | 4.4187 | 4.5685 | 4.7209 | 4.8708
Scenario 3: Aggressive Fuel Sub | PG&E | Com | WholeBlg | Com - Lodging | Gas Energy (MMTherm/year) | Energy Efficiency | 0.010613 | 0.021238 | 0.03185 | 0.041431 | 0.047496 | 0.047471 | 0.047418 | 0.047357 | 0.047311 | 0.047311 | 0.047397 | 0.047557 | 0.047776
Scenario 3: Aggressive Fuel Sub | PG&E | Com | WholeBlg | Com - Office (Large) | Electric Demand (MW) | Energy Efficiency | 0.50711 | 1.0273 | 1.5596 | 2.1053 | 2.6664 | 3.2383 | 3.8296 | 4.4255 | 4.9804 | 5.1515 | 5.3002 | 5.451 | 5.6042
Scenario 3: Aggressive Fuel Sub | PG&E | Com | WholeBlg | Com - Office (Large) | Electric Energy (GWh/year) | Energy Efficiency | 4.6213 | 9.3619 | 14.2126 | 19.1861 | 24.2994 | 29.5141 | 34.9068 | 40.3407 | 45.4006 | 46.9592 | 48.3143 | 49.6889 | 51.0856
Scenario 3: Aggressive Fuel Sub | PG&E | Com | WholeBlg | Com - Office (Large) | Gas Energy (MMTherm/year) | Energy Efficiency | 0.032095 | 0.064444 | 0.096955 | 0.12654 | 0.14565 | 0.14642 | 0.14711 | 0.14774 | 0.14839 | 0.14937 | 0.15055 | 0.15187 | 0.15313
Scenario 3: Aggressive Fuel Sub | PG&E | Com | WholeBlg | Com - Office (Small) | Electric Demand (MW) | Energy Efficiency | 0.091498 | 0.18545 | 0.28177 | 0.38073 | 0.48271 | 0.58681 | 0.69454 | 0.80915 | 0.9166 | 0.95511 | 0.98966 | 1.0246 | 1.0595
Scenario 3: Aggressive Fuel Sub | PG&E | Com | WholeBlg | Com - Office (Small) | Electric Energy (GWh/year) | Energy Efficiency | 0.83383 | 1.69 | 2.5678 | 3.4697 | 4.399 | 5.3483 | 6.3307 | 7.3759 | 8.3555 | 8.7064 | 9.0213 | 9.34 | 9.6583
Scenario 3: Aggressive Fuel Sub | PG&E | Com | WholeBlg | Com - Office (Small) | Gas Energy (MMTherm/year) | Energy Efficiency | 0.0047828 | 0.0096218 | 0.014505 | 0.018975 | 0.021904 | 0.022112 | 0.022303 | 0.022485 | 0.022669 | 0.022854 | 0.023075 | 0.023324 | 0.023557
Scenario 3: Aggressive Fuel Sub | PG&E | Com | WholeBlg | Com - Other | Electric Demand (MW) | Energy Efficiency | 0.36054 | 0.75036 | 1.1677 | 1.6102 | 2.083 | 2.5899 | 3.132 | 3.6886 | 4.2298 | 4.512 | 4.7736 | 5.0317 | 5.2795
Scenario 3: Aggressive Fuel Sub | PG&E | Com | WholeBlg | Com - Other | Electric Energy (GWh/year) | Energy Efficiency | 3.2857 | 6.8381 | 10.6414 | 14.6738 | 18.9828 | 23.6049 | 28.5472 | 33.6228 | 38.5572 | 41.1284 | 43.5137 | 45.8665 | 48.1258
Scenario 3: Aggressive Fuel Sub | PG&E | Com | WholeBlg | Com - Other | Gas Energy (MMTherm/year) | Energy Efficiency | 0.055623 | 0.11181 | 0.16843 | 0.22014 | 0.25384 | 0.25577 | 0.25743 | 0.25892 | 0.26037 | 0.2619 | 0.26382 | 0.26605 | 0.26828
Scenario 3: Aggressive Fuel Sub | PG&E | Com | WholeBlg | Com - Refrig. Warehouse | Electric Demand (MW) | Energy Efficiency | 0.048373 | 0.098677 | 0.15093 | 0.2053 | 0.26203 | 0.32055 | 0.38155 | 0.44867 | 0.51288 | 0.54137 | 0.56815 | 0.59542 | 0.62119
Scenario 3: Aggressive Fuel Sub | PG&E | Com | WholeBlg | Com - Refrig. Warehouse | Electric Energy (GWh/year) | Energy Efficiency | 0.44083 | 0.89925 | 1.3754 | 1.871 | 2.3879 | 2.9215 | 3.4778 | 4.0899 | 4.6753 | 4.9349 | 5.1789 | 5.4275 | 5.6625
Scenario 3: Aggressive Fuel Sub | PG&E | Com | WholeBlg | Com - Refrig. Warehouse | Gas Energy (MMTherm/year) | Energy Efficiency | 0.00031279 | 0.00063288 | 0.00095958 | 0.001263 | 0.0014691 | 0.0014989 | 0.0015273 | 0.0015547 | 0.001582 | 0.0016092 | 0.001639 | 0.0016708 | 0.0016988
Scenario 3: Aggressive Fuel Sub | PG&E | Com | WholeBlg | Com - Restaurant | Electric Demand (MW) | Energy Efficiency | 0.12233 | 0.24761 | 0.37569 | 0.50693 | 0.64181 | 0.77912 | 0.92062 | 1.0675 | 1.2044 | 1.2496 | 1.2893 | 1.3282 | 1.3788
Scenario 3: Aggressive Fuel Sub | PG&E | Com | WholeBlg | Com - Restaurant | Electric Energy (GWh/year) | Energy Efficiency | 1.1218 | 2.2709 | 3.4464 | 4.6513 | 5.8902 | 7.1527 | 8.4542 | 9.8057 | 11.0663 | 11.4912 | 11.8673 | 12.2222 | 12.8531
Scenario 3: Aggressive Fuel Sub | PG&E | Com | WholeBlg | Com - Restaurant | Gas Energy (MMTherm/year) | Energy Efficiency | 0.018277 | 0.036817 | 0.055574 | 0.072787 | 0.084128 | 0.085004 | 0.085756 | 0.086419 | 0.08704 | 0.087624 | 0.088324 | 0.089273 | 0.088316
Scenario 3: Aggressive Fuel Sub | PG&E | Com | WholeBlg | Com - Retail | Electric Demand (MW) | Energy Efficiency | 0.18485 | 0.37288 | 0.56375 | 0.75842 | 0.9522 | 1.1525 | 1.3582 | 1.5725 | 1.77 | 1.8253 | 1.8717 | 1.9181 | 1.9673
Scenario 3: Aggressive Fuel Sub | PG&E | Com | WholeBlg | Com - Retail | Electric Energy (GWh/year) | Energy Efficiency | 1.7445 | 3.5246 | 5.3382 | 7.1123 | 9.6955 | 11.6145 | 13.5912 | 15.6552 | 17.5732 | 18.203 | 18.76 | 19.3264 | 19.9271
Scenario 3: Aggressive Fuel Sub | PG&E | Com | WholeBlg | Com - Retail | Gas Energy (MMTherm/year) | Energy Efficiency | 0.007687 | 0.015435 | 0.02323 | 0.02981 | 0.039587 | 0.040214 | 0.040877 | 0.041587 | 0.042354 | 0.043213 | 0.044181 | 0.045248 | 0.046407
Scenario 3: Aggressive Fuel Sub | PG&E | Com | WholeBlg | Com - School | Electric Demand (MW) | Energy Efficiency | 0.057799 | 0.11701 | 0.17757 | 0.23963 | 0.3034 | 0.36842 | 0.43574 | 0.50689 | 0.57344 | 0.59639 | 0.61689 | 0.63771 | 0.65913
Scenario 3: Aggressive Fuel Sub | PG&E | Com | WholeBlg | Com - School | Electric Energy (GWh/year) | Energy Efficiency | 0.52673 | 1.0663 | 1.6182 | 2.1837 | 2.7649 | 3.3579 | 3.9718 | 4.6206 | 5.2274 | 5.4365 | 5.6233 | 5.8131 | 6.0084
Scenario 3: Aggressive Fuel Sub | PG&E | Com | WholeBlg | Com - School | Gas Energy (MMTherm/year) | Energy Efficiency | 0.02248 | 0.044845 | 0.067024 | 0.086843 | 0.099032 | 0.098209 | 0.097293 | 0.096313 | 0.095313 | 0.094386 | 0.093561 | 0.092812 | 0.09236
Scenario 3: Aggressive Fuel Sub | PG&E | Com | WholeBlg | Com - Warehouse | Electric Demand (MW) | Energy Efficiency | 0.21081 | 0.42915 | 0.65496 | 0.88897 | 1.1317 | 1.3817 | 1.642 | 1.9317 | 2.2081 | 2.3288 | 2.4422 | 2.5579 | 2.6698
Scenario 3: Aggressive Fuel Sub | PG&E | Com | WholeBlg | Com - Warehouse | Electric Energy (GWh/year) | Energy Efficiency | 1.9474 | 3.9654 | 6.0539 | 8.2199 | 10.4322 | 12.7117 | 15.0856 | 17.7271 | 20.2472 | 21.3472 | 22.3805 | 23.4348 | 24.4555
Scenario 3: Aggressive Fuel Sub | PG&E | Com | WholeBlg | Com - Warehouse | Gas Energy (MMTherm/year) | Energy Efficiency | 0.0046864 | 0.0094029 | 0.014132 | 0.018392 | 0.021406 | 0.021588 | 0.021756 | 0.021915 | 0.022077 | 0.02226 | 0.022476 | 0.022716 | 0.022937
Scenario 3: Aggressive Fuel Sub | PG&E | Ind | WholeBlg | Ind - All Other Industrial | Electric Demand (MW) | Energy Efficiency | 0.064882 | 0.13016 | 0.19553 | 0.26104 | 0.32652 | 0.3355 | 0.34418 | 0.35295 | 0.3616 | 0.37038 | 0.37903 | 0.38594 | 0.38629
Scenario 3: Aggressive Fuel Sub | PG&E | Ind | WholeBlg | Ind - All Other Industrial | Electric Energy (GWh/year) | Energy Efficiency | 0.47135 | 0.9456 | 1.4205 | 1.8963 | 2.372 | 2.4468 | 2.5195 | 2.5928 | 2.6652 | 2.7386 | 2.8111 | 2.8689 | 2.8714
Scenario 3: Aggressive Fuel Sub | PG&E | Ind | WholeBlg | Ind - All Other Industrial | Gas Energy (MMTherm/year) | Energy Efficiency | 0.011597 | 0.023242 | 0.034924 | 0.046639 | 0.05838 | 0.063332 | 0.06827 | 0.073205 | 0.078143 | 0.083093 | 0.088065 | 0.092034 | 0.092266
Scenario 3: Aggressive Fuel Sub | PG&E | Ind | WholeBlg | Ind - Chemicals | Electric Demand (MW) | Energy Efficiency | 0.27072 | 0.54547 | 0.82276 | 1.1026 | 1.3842 | 1.4316 | 1.477 | 1.522 | 1.5658 | 1.6098 | 1.6529 | 1.6884 | 1.6963
Scenario 3: Aggressive Fuel Sub | PG&E | Ind | WholeBlg | Ind - Chemicals | Electric Energy (GWh/year) | Energy Efficiency | 1.9667 | 3.9627 | 5.977 | 8.0099 | 10.0552 | 10.4396 | 10.8099 | 11.1774 | 11.5372 | 11.8978 | 12.2522 | 12.5437 | 12.6031
Scenario 3: Aggressive Fuel Sub | PG&E | Ind | WholeBlg | Ind - Chemicals | Gas Energy (MMTherm/year) | Energy Efficiency | 0.38695 | 0.77653 | 1.1684 | 1.5623 | 1.9579 | 2.1278 | 2.2972 | 2.4659 | 2.6344 | 2.8026 | 2.9708 | 3.1047 | 3.1129
Scenario 3: Aggressive Fuel Sub | PG&E | Ind | WholeBlg | Ind - Electronics | Electric Demand (MW) | Energy Efficiency | 0.52545 | 1.0562 | 1.5898 | 2.1266 | 2.6652 | 2.7484 | 2.8292 | 2.9109 | 2.9918 | 3.0739 | 3.155 | 3.2217 | 3.2349
Scenario 3: Aggressive Fuel Sub | PG&E | Ind | WholeBlg | Ind - Electronics | Electric Energy (GWh/year) | Energy Efficiency | 3.8173 | 7.6731 | 11.5496 | 15.4491 | 19.3617 | 20.0428 | 20.7082 | 21.3804 | 22.0469 | 22.7224 | 23.3904 | 23.9384 | 24.0369
Scenario 3: Aggressive Fuel Sub | PG&E | Ind | WholeBlg | Ind - Electronics | Gas Energy (MMTherm/year) | Energy Efficiency | 0.049928 | 0.10005 | 0.15035 | 0.20081 | 0.25142 | 0.27286 | 0.2943 | 0.31575 | 0.33722 | 0.35872 | 0.38025 | 0.39738 | 0.39832
Scenario 3: Aggressive Fuel Sub | PG&E | Ind | WholeBlg | Ind - Fabricated Metals | Electric Demand (MW) | Energy Efficiency | 0.1034 | 0.20835 | 0.31432 | 0.42103 | 0.52804 | 0.54519 | 0.56112 | 0.57646 | 0.59117 | 0.60578 | 0.62 | 0.63129 | 0.63192
Scenario 3: Aggressive Fuel Sub | PG&E | Ind | WholeBlg | Ind - Fabricated Metals | Electric Energy (GWh/year) | Energy Efficiency | 0.75118 | 1.5136 | 2.2834 | 3.0586 | 3.8359 | 3.9758 | 4.1069 | 4.2339 | 4.3564 | 4.4783 | 4.5973 | 4.6919 | 4.6969
Scenario 3: Aggressive Fuel Sub | PG&E | Ind | WholeBlg | Ind - Fabricated Metals | Gas Energy (MMTherm/year) | Energy Efficiency | 0.027211 | 0.054786 | 0.082698 | 0.11082 | 0.13911 | 0.1515 | 0.16373 | 0.17579 | 0.18777 | 0.19969 | 0.21159 | 0.22107 | 0.22166
Scenario 3: Aggressive Fuel Sub | PG&E | Ind | WholeBlg | Ind - Food | Electric Demand (MW) | Energy Efficiency | 0.63332 | 1.2706 | 1.9086 | 2.5479 | 3.1865 | 3.2735 | 3.3571 | 3.4412 | 3.5238 | 3.6074 | 3.6892 | 3.7534 | 3.7529
Scenario 3: Aggressive Fuel Sub | PG&E | Ind | WholeBlg | Ind - Food | Electric Energy (GWh/year) | Energy Efficiency | 4.6009 | 9.2302 | 13.8654 | 18.5092 | 23.1487 | 23.8735 | 24.5748 | 25.2795 | 25.9733 | 26.674 | 27.3624 | 27.9024 | 27.8989
Scenario 3: Aggressive Fuel Sub | PG&E | Ind | WholeBlg | Ind - Food | Gas Energy (MMTherm/year) | Energy Efficiency | 0.73435 | 1.4711 | 2.2095 | 2.949 | 3.689 | 3.9982 | 4.306 | 4.6126 | 4.9184 | 5.2237 | 5.5287 | 5.7679 | 5.7684
Scenario 3: Aggressive Fuel Sub | PG&E | Ind | WholeBlg | Ind - Industrial Machinery | Electric Demand (MW) | Energy Efficiency | 0.093429 | 0.1883 | 0.28417 | 0.38074 | 0.47754 | 0.49313 | 0.50767 | 0.52168 | 0.5352 | 0.54881 | 0.56218 | 0.57296 | 0.57413
Scenario 3: Aggressive Fuel Sub | PG&E | Ind | WholeBlg | Ind - Industrial Machinery | Electric Energy (GWh/year) | Energy Efficiency | 0.67874 | 1.3679 | 2.0644 | 2.7659 | 3.4691 | 3.5961 | 3.7156 | 3.8315 | 3.944 | 4.057 | 4.1684 | 4.258 | 4.267
Scenario 3: Aggressive Fuel Sub | PG&E | Ind | WholeBlg | Ind - Industrial Machinery | Gas Energy (MMTherm/year) | Energy Efficiency | 0.01383 | 0.02792 | 0.042269 | 0.056779 | 0.071395 | 0.077961 | 0.084436 | 0.090818 | 0.097166 | 0.10352 | 0.10989 | 0.11505 | 0.11571
Scenario 3: Aggressive Fuel Sub | PG&E | Ind | WholeBlg | Ind - Lumber & Furniture | Electric Demand (MW) | Energy Efficiency | 0.079637 | 0.15963 | 0.23963 | 0.31972 | 0.3997 | 0.41027 | 0.42048 | 0.43079 | 0.44092 | 0.45116 | 0.46117 | 0.46896 | 0.46863
Scenario 3: Aggressive Fuel Sub | PG&E | Ind | WholeBlg | Ind - Lumber & Furniture | Electric Energy (GWh/year) | Energy Efficiency | 0.57854 | 1.1597 | 1.7409 | 2.3226 | 2.9037 | 2.9921 | 3.0781 | 3.1648 | 3.2501 | 3.3362 | 3.4206 | 3.4865 | 3.4841
Scenario 3: Aggressive Fuel Sub | PG&E | Ind | WholeBlg | Ind - Lumber & Furniture | Gas Energy (MMTherm/year) | Energy Efficiency | 0.0076642 | 0.015363 | 0.023088 | 0.030837 | 0.038606 | 0.041881 | 0.045128 | 0.048353 | 0.051563 | 0.05476 | 0.057959 | 0.060484 | 0.060525
Scenario 3: Aggressive Fuel Sub | PG&E | Ind | WholeBlg | Ind - Paper | Electric Demand (MW) | Energy Efficiency | 0.034954 | 0.070042 | 0.10514 | 0.14034 | 0.17554 | 0.18029 | 0.18497 | 0.18979 | 0.19463 | 0.19968 | 0.20487 | 0.20932 | 0.21041
Scenario 3: Aggressive Fuel Sub | PG&E | Ind | WholeBlg | Ind - Paper | Electric Energy (GWh/year) | Energy Efficiency | 0.25393 | 0.50883 | 0.76382 | 1.0195 | 1.2752 | 1.3149 | 1.3541 | 1.3942 | 1.4345 | 1.4764 | 1.5192 | 1.5556 | 1.5636
Scenario 3: Aggressive Fuel Sub | PG&E | Ind | WholeBlg | Ind - Paper | Gas Energy (MMTherm/year) | Energy Efficiency | 0.025705 | 0.051574 | 0.077623 | 0.10386 | 0.13027 | 0.14171 | 0.15318 | 0.16468 | 0.17624 | 0.18789 | 0.19969 | 0.20935 | 0.21081
Scenario 3: Aggressive Fuel Sub | PG&E | Ind | WholeBlg | Ind - Petroleum | Electric Demand (MW) | Energy Efficiency | 0.50195 | 1.0059 | 1.5097 | 2.0138 | 2.5171 | 2.5827 | 2.6463 | 2.7108 | 2.7742 | 2.8383 | 2.901 | 2.9497 | 2.947
Scenario 3: Aggressive Fuel Sub | PG&E | Ind | WholeBlg | Ind - Petroleum | Electric Energy (GWh/year) | Energy Efficiency | 3.6465 | 7.3075 | 10.9672 | 14.6294 | 18.2852 | 18.8358 | 19.3723 | 19.9144 | 20.4491 | 20.9891 | 21.5186 | 21.9299 | 21.9102
Scenario 3: Aggressive Fuel Sub | PG&E | Ind | WholeBlg | Ind - Petroleum | Gas Energy (MMTherm/year) | Energy Efficiency | 1.1016 | 2.2064 | 3.314 | 4.4243 | 5.5363 | 6.0022 | 6.4658 | 6.9268 | 7.3858 | 7.8432 | 8.2994 | 8.6563 | 8.6545
Scenario 3: Aggressive Fuel Sub | PG&E | Ind | WholeBlg | Ind - Plastics | Electric Demand (MW) | Energy Efficiency | 0.097656 | 0.19607 | 0.29479 | 0.39388 | 0.49309 | 0.50742 | 0.52125 | 0.53511 | 0.54868 | 0.56234 | 0.57565 | 0.58622 | 0.5868
Scenario 3: Aggressive Fuel Sub | PG&E | Ind | WholeBlg | Ind - Plastics | Electric Energy (GWh/year) | Energy Efficiency | 0.70944 | 1.4244 | 2.1415 | 2.8614 | 3.5821 | 3.7005 | 3.8154 | 3.9307 | 4.0438 | 4.1576 | 4.2689 | 4.3572 | 4.3616
Scenario 3: Aggressive Fuel Sub | PG&E | Ind | WholeBlg | Ind - Plastics | Gas Energy (MMTherm/year) | Energy Efficiency | 0.010097 | 0.020785 | 0.032034 | 0.043807 | 0.056092 | 0.062907 | 0.069753 | 0.076576 | 0.083419 | 0.090297 | 0.097244 | 0.10339 | 0.10634
Scenario 3: Aggressive Fuel Sub | PG&E | Ind | WholeBlg | Ind - Primary Metals | Electric Demand (MW) | Energy Efficiency | 0.055326 | 0.11173 | 0.16896 | 0.22696 | 0.2855 | 0.29637 | 0.30684 | 0.31724 | 0.32745 | 0.33778 | 0.34799 | 0.35669 | 0.35971
Scenario 3: Aggressive Fuel Sub | PG&E | Ind | WholeBlg | Ind - Primary Metals | Electric Energy (GWh/year) | Energy Efficiency | 0.40193 | 0.81168 | 1.2274 | 1.6488 | 2.074 | 2.1611 | 2.2455 | 2.3294 | 2.4122 | 2.4957 | 2.5786 | 2.6488 | 2.6714
Scenario 3: Aggressive Fuel Sub | PG&E | Ind | WholeBlg | Ind - Primary Metals | Gas Energy (MMTherm/year) | Energy Efficiency | 0.038596 | 0.077383 | 0.11636 | 0.15548 | 0.19473 | 0.21141 | 0.22807 | 0.2447 | 0.26132 | 0.27795 | 0.29458 | 0.30779 | 0.30846
Scenario 3: Aggressive Fuel Sub | PG&E | Ind | WholeBlg | Ind - Printing & Publishing | Electric Demand (MW) | Energy Efficiency | 0.056602 | 0.11344 | 0.17026 | 0.22713 | 0.2839 | 0.2913 | 0.29845 | 0.30568 | 0.31278 | 0.31997 | 0.32702 | 0.3325 | 0.33221
Scenario 3: Aggressive Fuel Sub | PG&E | Ind | WholeBlg | Ind - Printing & Publishing | Electric Energy (GWh/year) | Energy Efficiency | 0.4112 | 0.8241 | 1.2369 | 1.65 | 2.0624 | 2.1245 | 2.1848 | 2.2456 | 2.3056 | 2.3662 | 2.4257 | 2.472 | 2.4699
Scenario 3: Aggressive Fuel Sub | PG&E | Ind | WholeBlg | Ind - Printing & Publishing | Gas Energy (MMTherm/year) | Energy Efficiency | 0.0080454 | 0.016145 | 0.024292 | 0.032486 | 0.040713 | 0.044235 | 0.047736 | 0.051224 | 0.054705 | 0.058189 | 0.061687 | 0.064484 | 0.064678
Scenario 3: Aggressive Fuel Sub | PG&E | Ind | WholeBlg | Ind - Stone-Glass-Clay | Electric Demand (MW) | Energy Efficiency | 0.18133 | 0.36572 | 0.55191 | 0.73978 | 0.9287 | 0.96066 | 0.99076 | 1.0204 | 1.0492 | 1.0779 | 1.1061 | 1.1293 | 1.134
Scenario 3: Aggressive Fuel Sub | PG&E | Ind | WholeBlg | Ind - Stone-Glass-Clay | Electric Energy (GWh/year) | Energy Efficiency | 1.3173 | 2.6568 | 4.0094 | 5.3742 | 6.7466 | 7.0054 | 7.2512 | 7.4939 | 7.7306 | 7.9671 | 8.1995 | 8.3905 | 8.4261
Scenario 3: Aggressive Fuel Sub | PG&E | Ind | WholeBlg | Ind - Stone-Glass-Clay | Gas Energy (MMTherm/year) | Energy Efficiency | 0.30835 | 0.62093 | 0.93692 | 1.2558 | 1.5772 | 1.7197 | 1.8614 | 2.0026 | 2.1435 | 2.2844 | 2.4256 | 2.5398 | 2.554
Scenario 3: Aggressive Fuel Sub | PG&E | Ind | WholeBlg | Ind - Textiles | Electric Demand (MW) | Energy Efficiency | 0.0037419 | 0.0075002 | 0.011256 | 0.015001 | 0.018721 | 0.019155 | 0.019549 | 0.019925 | 0.020281 | 0.02064 | 0.020991 | 0.021241 | 0.021115
Scenario 3: Aggressive Fuel Sub | PG&E | Ind | WholeBlg | Ind - Textiles | Electric Energy (GWh/year) | Energy Efficiency | 0.027184 | 0.054486 | 0.081768 | 0.10898 | 0.136 | 0.1397 | 0.14312 | 0.1464 | 0.14954 | 0.15269 | 0.15578 | 0.15802 | 0.15709
Scenario 3: Aggressive Fuel Sub | PG&E | Ind | WholeBlg | Ind - Textiles | Gas Energy (MMTherm/year) | Energy Efficiency | 0.00099146 | 0.0019838 | 0.002977 | 0.0039701 | 0.0049624 | 0.0053714 | 0.005778 | 0.0061822 | 0.0065845 | 0.0069854 | 0.0073853 | 0.0076959 | 0.0076841
Scenario 3: Aggressive Fuel Sub | PG&E | Ind | WholeBlg | Ind - Transportation Equipment | Electric Demand (MW) | Energy Efficiency | 0.091891 | 0.1849 | 0.27911 | 0.3741 | 0.46934 | 0.48472 | 0.49948 | 0.51377 | 0.52779 | 0.54221 | 0.55669 | 0.5687 | 0.57124
Scenario 3: Aggressive Fuel Sub | PG&E | Ind | WholeBlg | Ind - Transportation Equipment | Electric Energy (GWh/year) | Energy Efficiency | 0.66756 | 1.3432 | 2.0277 | 2.7177 | 3.4095 | 3.5348 | 3.6557 | 3.7733 | 3.8891 | 4.0079 | 4.1271 | 4.2255 | 4.2445
Scenario 3: Aggressive Fuel Sub | PG&E | Ind | WholeBlg | Ind - Transportation Equipment | Gas Energy (MMTherm/year) | Energy Efficiency | 0.028305 | 0.056583 | 0.084835 | 0.11306 | 0.14124 | 0.15277 | 0.16427 | 0.17574 | 0.18717 | 0.19857 | 0.20995 | 0.21877 | 0.21839
Scenario 3: Aggressive Fuel Sub | PG&E | Res | AppPlug | Res - Multi Family | Electric Demand (MW) | Energy Efficiency | 0 | 0 | 0.005634 | 0.011977 | 0.018361 | 0.024776 | 0.031219 | 0.037606 | 0.044008 | 0.050426 | 0.056861 | 0.063319 | 0.069756
Scenario 3: Aggressive Fuel Sub | PG&E | Res | AppPlug | Res - Multi Family | Electric Energy (GWh/year) | Energy Efficiency | 0 | 0 | 0.03537 | 0.075192 | 0.11527 | 0.15554 | 0.19599 | 0.23608 | 0.27628 | 0.31657 | 0.35697 | 0.39751 | 0.43792
Scenario 3: Aggressive Fuel Sub | PG&E | Res | AppPlug | Res - Multi Family | Electric Energy (GWh/year) | Fuel Substitution | -1.1672e-05 | -2.4437e-05 | -3.8325e-05 | -5.3356e-05 | -6.9545e-05 | -6.9545e-05 | -6.9545e-05 | -6.9545e-05 | -6.9545e-05 | -6.9545e-05 | -6.9545e-05 | -6.9545e-05 | -6.9545e-05
Scenario 3: Aggressive Fuel Sub | PG&E | Res | AppPlug | Res - Multi Family | Gas Energy (MMTherm/year) | Energy Efficiency | 0 | 0 | 0.004051 | 0.0086119 | 0.013202 | 0.017814 | 0.022447 | 0.027039 | 0.031643 | 0.036257 | 0.040884 | 0.045528 | 0.050156
Scenario 3: Aggressive Fuel Sub | PG&E | Res | AppPlug | Res - Multi Family | Gas Energy (MMTherm/year) | Fuel Substitution | 2.3766e-06 | 4.976e-06 | 7.8039e-06 | 1.0865e-05 | 1.4161e-05 | 1.4161e-05 | 1.4161e-05 | 1.4161e-05 | 1.4161e-05 | 1.4161e-05 | 1.4161e-05 | 1.4161e-05 | 1.4161e-05
Scenario 3: Aggressive Fuel Sub | PG&E | Res | AppPlug | Res - Single Family | Electric Demand (MW) | Energy Efficiency | 0 | 0 | 0 | 0 | 0 | 0 | 0 | 0 | 0 | 0 | 0 | 0.014097 | 0.029077
Scenario 3: Aggressive Fuel Sub | PG&E | Res | AppPlug | Res - Single Family | Electric Energy (GWh/year) | Energy Efficiency | 0 | 0 | 0 | 0 | 0 | 0 | 0 | 0 | 0 | 0 | 0 | 0.080899 | 0.16686
Scenario 3: Aggressive Fuel Sub | PG&E | Res | AppPlug | Res - Single Family | Electric Energy (GWh/year) | Fuel Substitution | -7.1589e-05 | -0.00014958 | -0.00023406 | -0.00032512 | -0.00042283 | -0.00042283 | -0.00042283 | -0.00042283 | -0.00042283 | -0.00042283 | -0.00042283 | -0.00042283 | -0.00042283
Scenario 3: Aggressive Fuel Sub | PG&E | Res | AppPlug | Res - Single Family | Gas Energy (MMTherm/year) | Energy Efficiency | 0 | 0 | 0 | 0 | 0 | 0 | 0 | 0 | 0 | 0 | 0 | 0.012131 | 0.025021
Scenario 3: Aggressive Fuel Sub | PG&E | Res | AppPlug | Res - Single Family | Gas Energy (MMTherm/year) | Fuel Substitution | 1.4602e-05 | 3.051e-05 | 4.7742e-05 | 6.6315e-05 | 8.6244e-05 | 8.6244e-05 | 8.6244e-05 | 8.6244e-05 | 8.6244e-05 | 8.6244e-05 | 8.6244e-05 | 8.6244e-05 | 8.6244e-05
Scenario 3: Aggressive Fuel Sub | PG&E | Res | BROs | Income Qualified - Multi Family IQ | Electric Demand (MW) | Energy Efficiency | 1.623 | 1.6709 | 1.7214 | 1.7831 | 1.8478 | 1.9187 | 1.982 | 2.0541 | 2.1245 | 2.1955 | 2.2587 | 1.8609 | 1.8945
Scenario 3: Aggressive Fuel Sub | PG&E | Res | BROs | Income Qualified - Multi Family IQ | Electric Energy (GWh/year) | Energy Efficiency | 10.6811 | 10.9986 | 11.335 | 11.7479 | 12.1836 | 12.6629 | 13.0969 | 13.5941 | 14.086 | 14.5894 | 15.0493 | 13.6623 | 14.0609
Scenario 3: Aggressive Fuel Sub | PG&E | Res | BROs | Income Qualified - Multi Family IQ | Gas Energy (MMTherm/year) | Energy Efficiency | 0.33747 | 0.3416 | 0.34653 | 0.35218 | 0.35848 | 0.36518 | 0.37096 | 0.37786 | 0.38531 | 0.3932 | 0.40185 | 0.37716 | 0.38512
Scenario 3: Aggressive Fuel Sub | PG&E | Res | BROs | Income Qualified - Single Family IQ | Electric Demand (MW) | Energy Efficiency | 6.1031 | 6.2502 | 6.4032 | 6.6001 | 6.8056 | 7.0298 | 7.2345 | 7.464 | 7.6846 | 7.9 | 8.0855 | 6.766 | 6.8634
Scenario 3: Aggressive Fuel Sub | PG&E | Res | BROs | Income Qualified - Single Family IQ | Electric Energy (GWh/year) | Energy Efficiency | 40.3232 | 41.3154 | 42.3541 | 43.6939 | 45.1022 | 46.649 | 48.0842 | 49.705 | 51.2902 | 52.8685 | 54.2785 | 49.6746 | 50.9392
Scenario 3: Aggressive Fuel Sub | PG&E | Res | BROs | Income Qualified - Single Family IQ | Gas Energy (MMTherm/year) | Energy Efficiency | 1.1712 | 1.1841 | 1.1994 | 1.2169 | 1.2365 | 1.2571 | 1.2757 | 1.2974 | 1.3208 | 1.3447 | 1.371 | 1.2945 | 1.3191
Scenario 3: Aggressive Fuel Sub | PG&E | Res | BROs | Res - Multi Family | Electric Demand (MW) | Energy Efficiency | 14.4651 | 14.8265 | 15.2033 | 15.6855 | 16.1896 | 16.74 | 17.2452 | 17.8118 | 18.3592 | 18.8969 | 19.3653 | 19.9455 | 20.5435
Scenario 3: Aggressive Fuel Sub | PG&E | Res | BROs | Res - Multi Family | Electric Energy (GWh/year) | Energy Efficiency | 95.1952 | 97.5953 | 100.1119 | 103.3436 | 106.7446 | 110.4812 | 113.9553 | 117.88 | 121.7288 | 125.5728 | 129.0254 | 133.3031 | 137.7944
Scenario 3: Aggressive Fuel Sub | PG&E | Res | BROs | Res - Multi Family | Gas Energy (MMTherm/year) | Energy Efficiency | 4.0162 | 4.0618 | 4.1158 | 4.1776 | 4.2467 | 4.3194 | 4.3851 | 4.4616 | 4.5442 | 4.6287 | 4.7217 | 4.8246 | 4.9387
Scenario 3: Aggressive Fuel Sub | PG&E | Res | BROs | Res - Single Family | Electric Demand (MW) | Energy Efficiency | 3.7579 | 3.8667 | 3.9812 | 4.1214 | 4.2681 | 4.4286 | 4.571 | 4.7333 | 4.891 | 5.0499 | 5.1903 | 5.3602 | 5.5342
Scenario 3: Aggressive Fuel Sub | PG&E | Res | BROs | Res - Single Family | Electric Energy (GWh/year) | Energy Efficiency | 24.8286 | 25.5597 | 26.3341 | 27.2841 | 28.2858 | 29.3876 | 30.3811 | 31.5201 | 32.6449 | 33.7953 | 34.8429 | 36.1128 | 37.4389
Scenario 3: Aggressive Fuel Sub | PG&E | Res | BROs | Res - Single Family | Gas Energy (MMTherm/year) | Energy Efficiency | 0.99461 | 1.0065 | 1.0208 | 1.0372 | 1.0555 | 1.075 | 1.0917 | 1.1116 | 1.1332 | 1.1561 | 1.1812 | 1.2088 | 1.2395
Scenario 3: Aggressive Fuel Sub | PG&E | Res | BldgEnv | Res - Single Family | Electric Demand (MW) | Energy Efficiency | 0.015015 | 0.032388 | 0.050605 | 0.068728 | 0.086318 | 0.10319 | 0.11924 | 0.1285 | 0.13712 | 0.13168 | 0.12646 | 0.12146 | 0.11667
Scenario 3: Aggressive Fuel Sub | PG&E | Res | BldgEnv | Res - Single Family | Electric Energy (GWh/year) | Energy Efficiency | -0.0047044 | -0.0092285 | -0.013577 | -0.017755 | -0.021768 | -0.02562 | -0.029314 | -0.02813 | -0.026976 | -0.022625 | -0.018452 | -0.014452 | -0.01062
Scenario 3: Aggressive Fuel Sub | PG&E | Res | BldgEnv | Res - Single Family | Gas Energy (MMTherm/year) | Energy Efficiency | 0.002649 | 0.0057634 | 0.0090507 | 0.01233 | 0.015515 | 0.018572 | 0.02148 | 0.023334 | 0.025067 | 0.024244 | 0.023455 | 0.0227 | 0.021976
Scenario 3: Aggressive Fuel Sub | PG&E | Res | HVAC | Res - Multi Family | Electric Demand (MW) | Energy Efficiency | 0.013926 | 0.029253 | 0.98786 | 1.0055 | 0.082172 | 0.10165 | 0.12193 | 0.14169 | 0.16211 | 0.18317 | 0.20485 | 0.22718 | 0.24962
Scenario 3: Aggressive Fuel Sub | PG&E | Res | HVAC | Res - Multi Family | Electric Demand (MW) | Fuel Substitution | 0 | 0 | 0 | 0 | 0 | 2.8793e-05 | 5.9367e-05 | 9.1534e-05 | 0.00012513 | 0.00016064 | 0.00019765 | 0.00023576 | 0.0002747
Scenario 3: Aggressive Fuel Sub | PG&E | Res | HVAC | Res - Multi Family | Electric Energy (GWh/year) | Energy Efficiency | 0.10847 | 0.22798 | 1.0691 | 1.2069 | 0.64057 | 0.79241 | 0.95054 | 1.104 | 1.2625 | 1.4261 | 1.5945 | 1.7835 | 1.9694
Scenario 3: Aggressive Fuel Sub | PG&E | Res | HVAC | Res - Multi Family | Electric Energy (GWh/year) | Fuel Substitution | -0.00010227 | -0.0002402 | -0.0003852 | -0.00053695 | -0.00070867 | -0.00049157 | -0.00026102 | -1.8449e-05 | 0.00023492 | 0.00050276 | 0.00078187 | 0.0010693 | 0.001363
Scenario 3: Aggressive Fuel Sub | PG&E | Res | HVAC | Res - Multi Family | Gas Energy (MMTherm/year) | Energy Efficiency | 0 | 0 | 0 | 3.4739e-07 | 7.6111e-07 | 7.6111e-07 | 7.6111e-07 | 7.6111e-07 | 7.6111e-07 | 7.6111e-07 | 7.6111e-07 | 0.0023647 | 0.004111
Scenario 3: Aggressive Fuel Sub | PG&E | Res | HVAC | Res - Multi Family | Gas Energy (MMTherm/year) | Fuel Substitution | 2.6482e-05 | 6.3469e-05 | 0.00010237 | 0.00014309 | 0.00018871 | 0.00018871 | 0.00018871 | 0.00018871 | 0.00018871 | 0.00018871 | 0.00018871 | 0.00018871 | 0.00018871
Scenario 3: Aggressive Fuel Sub | PG&E | Res | HVAC | Res - Single Family | Electric Demand (MW) | Energy Efficiency | 0.78839 | 1.7031 | 10.4898 | 11.5639 | 4.9115 | 5.6101 | 6.3359 | 7.0868 | 7.2346 | 7.2891 | 7.3452 | 7.4027 | 7.4616
Scenario 3: Aggressive Fuel Sub | PG&E | Res | HVAC | Res - Single Family | Electric Demand (MW) | Fuel Substitution | 0 | 0 | 0 | 0 | 0 | 0.00060714 | 0.0012533 | 0.001942 | 0.0019835 | 0.0020281 | 0.002075 | 0.0021237 | 0.002174
Scenario 3: Aggressive Fuel Sub | PG&E | Res | HVAC | Res - Single Family | Electric Energy (GWh/year) | Energy Efficiency | 0.83895 | 1.8114 | 6.5923 | 7.7286 | 5.2064 | 5.9668 | 6.7567 | 7.5736 | 7.9052 | 8.1671 | 8.4363 | 8.8282 | 9.2233
Scenario 3: Aggressive Fuel Sub | PG&E | Res | HVAC | Res - Single Family | Electric Energy (GWh/year) | Fuel Substitution | -0.01033 | -0.021319 | -0.033703 | -0.046725 | -0.060359 | -0.0577 | -0.054873 | -0.051871 | -0.051676 | -0.051467 | -0.051246 | -0.051017 | -0.050781
Scenario 3: Aggressive Fuel Sub | PG&E | Res | HVAC | Res - Single Family | Gas Energy (MMTherm/year) | Energy Efficiency | 0.01447 | 0.031855 | 0.05119 | 0.071756 | 0.09313 | 0.088717 | 0.084131 | 0.079386 | 0.078742 | 0.078742 | 0.078742 | 0.093476 | 0.10776
Scenario 3: Aggressive Fuel Sub | PG&E | Res | HVAC | Res - Single Family | Gas Energy (MMTherm/year) | Fuel Substitution | 0.0014742 | 0.0030428 | 0.0048338 | 0.0067171 | 0.0086889 | 0.0086889 | 0.0086889 | 0.0086889 | 0.0086889 | 0.0086889 | 0.0086889 | 0.0086889 | 0.0086889
Scenario 3: Aggressive Fuel Sub | PG&E | Res | WaterHeat | Res - Multi Family | Electric Demand (MW) | Energy Efficiency | 0.027275 | 0.079226 | 0.13813 | 0.20042 | 0.26581 | 0.33504 | 0.40727 | 0.47998 | 0.55546 | 0.63378 | 0.71499 | 0.79651 | 0.87942
Scenario 3: Aggressive Fuel Sub | PG&E | Res | WaterHeat | Res - Multi Family | Electric Demand (MW) | Fuel Substitution | 0 | 0 | 0 | 0 | 0 | 0.0097073 | 0.021219 | 0.034485 | 0.049334 | 0.066078 | 0.085117 | 0.10628 | 0.12913
Scenario 3: Aggressive Fuel Sub | PG&E | Res | WaterHeat | Res - Multi Family | Electric Energy (GWh/year) | Energy Efficiency | 0.15553 | 0.45447 | 0.79342 | 1.1515 | 1.527 | 1.9241 | 2.3381 | 2.7543 | 3.1861 | 3.6338 | 4.0978 | 4.5592 | 5.0282
Scenario 3: Aggressive Fuel Sub | PG&E | Res | WaterHeat | Res - Multi Family | Electric Energy (GWh/year) | Fuel Substitution | -2.9401 | -6.1578 | -9.6635 | -13.4665 | -17.572 | -17.5132 | -17.4435 | -17.3632 | -17.2734 | -17.1721 | -17.057 | -16.929 | -16.7908
Scenario 3: Aggressive Fuel Sub | PG&E | Res | WaterHeat | Res - Multi Family | Gas Energy (MMTherm/year) | Energy Efficiency | 0.067097 | 0.13615 | 0.2069 | 0.27816 | 0.34896 | 0.38252 | 0.41438 | 0.44274 | 0.46948 | 0.49473 | 0.51869 | 0.50365 | 0.48642
Scenario 3: Aggressive Fuel Sub | PG&E | Res | WaterHeat | Res - Multi Family | Gas Energy (MMTherm/year) | Fuel Substitution | 0.2251 | 0.47151 | 0.74003 | 1.0314 | 1.3461 | 1.3461 | 1.3461 | 1.3461 | 1.3461 | 1.3461 | 1.3461 | 1.3461 | 1.3461
Scenario 3: Aggressive Fuel Sub | PG&E | Res | WaterHeat | Res - Single Family | Electric Demand (MW) | Energy Efficiency | 0.1522 | 0.31769 | 0.49391 | 0.67929 | 0.87302 | 1.0787 | 1.2921 | 1.5133 | 1.7369 | 1.9676 | 2.206 | 2.45 | 2.7016
Scenario 3: Aggressive Fuel Sub | PG&E | Res | WaterHeat | Res - Single Family | Electric Demand (MW) | Fuel Substitution | 0 | 0 | 0 | 0 | 0 | 0.057335 | 0.12519 | 0.20322 | 0.29044 | 0.38746 | 0.49726 | 0.61936 | 0.75131
Scenario 3: Aggressive Fuel Sub | PG&E | Res | WaterHeat | Res - Single Family | Electric Energy (GWh/year) | Energy Efficiency | 1.0366 | 2.163 | 3.3621 | 4.6233 | 5.941 | 7.3425 | 8.7971 | 10.3035 | 11.8385 | 13.423 | 15.0599 | 16.7331 | 18.4588
Scenario 3: Aggressive Fuel Sub | PG&E | Res | WaterHeat | Res - Single Family | Electric Energy (GWh/year) | Fuel Substitution | -0.067181 | -0.16054 | -0.27832 | -0.42071 | -0.58888 | -0.16798 | 0.33014 | 0.903 | 1.5432 | 2.2555 | 3.0615 | 3.9578 | 4.9264
Scenario 3: Aggressive Fuel Sub | PG&E | Res | WaterHeat | Res - Single Family | Gas Energy (MMTherm/year) | Energy Efficiency | 0.33738 | 0.70377 | 1.0882 | 1.4815 | 1.8778 | 2.0107 | 2.1364 | 2.2549 | 2.3669 | 2.473 | 2.574 | 2.5314 | 2.476
Scenario 3: Aggressive Fuel Sub | PG&E | Res | WaterHeat | Res - Single Family | Gas Energy (MMTherm/year) | Fuel Substitution | 0.009099 | 0.021743 | 0.037694 | 0.056976 | 0.07975 | 0.07975 | 0.07975 | 0.07975 | 0.07975 | 0.07975 | 0.07975 | 0.07975 | 0.07975
Scenario 3: Aggressive Fuel Sub | PG&E | Res | WholeBlg | Res - Multi Family | Electric Demand (MW) | Energy Efficiency | 0 | 0 | 0.00093991 | 0.0019101 | 0.0028669 | 0.003811 | 0.24775 | 0.48108 | 0.69899 | 0.90338 | 1.0923 | 1.4107 | 1.7066
Scenario 3: Aggressive Fuel Sub | PG&E | Res | WholeBlg | Res - Multi Family | Electric Energy (GWh/year) | Energy Efficiency | 0 | 0 | 0.0090796 | 0.018452 | 0.027694 | 0.036814 | 2.1802 | 4.2303 | 6.145 | 7.9408 | 9.6006 | 12.1555 | 14.5303
Scenario 3: Aggressive Fuel Sub | PG&E | Res | WholeBlg | Res - Multi Family | Gas Energy (MMTherm/year) | Energy Efficiency | 0 | 0 | 6.7456e-05 | 0.00013708 | 0.00020575 | 0.00027351 | 0.018942 | 0.036797 | 0.053474 | 0.069115 | 0.083571 | 0.10739 | 0.12952
Scenario 3: Aggressive Fuel Sub | PG&E | Res | WholeBlg | Res - Single Family | Electric Demand (MW) | Energy Efficiency | 0 | 0 | 0.0076699 | 0.015622 | 0.023392 | 0.030994 | 0.038204 | 0.04496 | 0.051169 | 0.056941 | 0.062215 | 0.067075 | 0.698
Scenario 3: Aggressive Fuel Sub | PG&E | Res | WholeBlg | Res - Single Family | Electric Energy (GWh/year) | Energy Efficiency | 0 | 0 | 0.034337 | 0.069936 | 0.10472 | 0.13876 | 0.17103 | 0.20128 | 0.22908 | 0.25491 | 0.27852 | 0.30028 | 3.6931
Scenario 3: Aggressive Fuel Sub | PG&E | Res | WholeBlg | Res - Single Family | Gas Energy (MMTherm/year) | Energy Efficiency | 0 | 0 | 0.00019799 | 0.00040325 | 0.00060383 | 0.00080007 | 0.00098618 | 0.0011606 | 0.0013209 | 0.0014698 | 0.001606 | 0.0017314 | 0.022618
Scenario 3: Aggressive Fuel Sub | SCE | Ag | WholeBlg | Ag - Dairies, fishing, hunting | Electric Demand (MW) | Energy Efficiency | 0.042678 | 0.08561 | 0.12877 | 0.17213 | 0.2157 | 0.25945 | 0.30337 | 0.34749 | 0.37087 | 0.37256 | 0.37419 | 0.37578 | 0.37732
Scenario 3: Aggressive Fuel Sub | SCE | Ag | WholeBlg | Ag - Dairies, fishing, hunting | Electric Energy (GWh/year) | Energy Efficiency | 0.18181 | 0.3647 | 0.54855 | 0.73329 | 0.91887 | 1.1052 | 1.2924 | 1.4803 | 1.5799 | 1.5871 | 1.594 | 1.6008 | 1.6074
Scenario 3: Aggressive Fuel Sub | SCE | Ag | WholeBlg | Ag - Irrigated Agriculture, vineyards, forestry and greenhouses | Electric Demand (MW) | Energy Efficiency | 0.10273 | 0.2108 | 0.3238 | 0.44148 | 0.5637 | 0.69015 | 0.82063 | 0.95525 | 1.0437 | 1.0815 | 1.1184 | 1.1547 | 1.1906
Scenario 3: Aggressive Fuel Sub | SCE | Ag | WholeBlg | Ag - Irrigated Agriculture, vineyards, forestry and greenhouses | Electric Energy (GWh/year) | Energy Efficiency | 0.43761 | 0.89799 | 1.3794 | 1.8807 | 2.4014 | 2.94 | 3.4959 | 4.0694 | 4.4463 | 4.6073 | 4.7645 | 4.9191 | 5.0718
Scenario 3: Aggressive Fuel Sub | SCE | Ag | WholeBlg | Ag - Water pumping | Electric Demand (MW) | Energy Efficiency | 0.59452 | 1.1885 | 1.7821 | 2.375 | 2.9674 | 3.5592 | 4.1506 | 4.7417 | 5.0408 | 5.0367 | 5.0325 | 5.0281 | 5.0234
Scenario 3: Aggressive Fuel Sub | SCE | Ag | WholeBlg | Ag - Water pumping | Electric Energy (GWh/year) | Energy Efficiency | 2.5326 | 5.0632 | 7.5915 | 10.1174 | 12.6409 | 15.1622 | 17.6816 | 20.1994 | 21.4738 | 21.4562 | 21.4381 | 21.4194 | 21.3997
Scenario 3: Aggressive Fuel Sub | SCE | Com | BROs | Com - Lodging | Electric Energy (GWh/year) | Energy Efficiency | 0.024629 | 0.075049 | 0.12786 | 0.1837 | 0.24339 | 0.3069 | 0.37469 | 0.4464 | 0.52142 | 0.60058 | 0.68322 | 0.76716 | 0.84977
Scenario 3: Aggressive Fuel Sub | SCE | Com | BROs | Com - Other | Electric Energy (GWh/year) | Energy Efficiency | 0.039575 | 0.12025 | 0.20412 | 0.29214 | 0.38552 | 0.48417 | 0.58908 | 0.69953 | 0.81427 | 0.93457 | 1.0593 | 1.1855 | 1.3193
Scenario 3: Aggressive Fuel Sub | SCE | Com | BROs | Com - Retail | Electric Demand (MW) | Energy Efficiency | 0.0073178 | 0.022189 | 0.037579 | 0.053618 | 0.070487 | 0.0882 | 0.10692 | 0.12652 | 0.14672 | 0.16773 | 0.18929 | 0.21088 | 0.23333
Scenario 3: Aggressive Fuel Sub | SCE | Com | BROs | Com - Retail | Electric Energy (GWh/year) | Energy Efficiency | 0.079116 | 0.23989 | 0.40628 | 0.57969 | 0.76207 | 0.95357 | 1.156 | 1.3678 | 1.5863 | 1.8134 | 2.0465 | 2.2799 | 2.5227
Scenario 3: Aggressive Fuel Sub | SCE | Com | BldgEnv | Com - College | Electric Demand (MW) | Energy Efficiency | 0.0014447 | 0.0029746 | 0.004543 | 0.0060953 | 0.0075732 | 0.0089285 | 0.010122 | 0.0097247 | 0.0083085 | 0.0067855 | 0.0052829 | 0.003857 | 0.0025579
Scenario 3: Aggressive Fuel Sub | SCE | Com | BldgEnv | Com - College | Electric Energy (GWh/year) | Energy Efficiency | 0.000493 | 0.0010151 | 0.0015503 | 0.00208 | 0.0025842 | 0.0030464 | 0.0034535 | 0.0033169 | 0.0028322 | 0.002312 | 0.0017987 | 0.0013116 | 0.00086788
Scenario 3: Aggressive Fuel Sub | SCE | Com | BldgEnv | Com - College | Gas Energy (MMTherm/year) | Energy Efficiency | 0.001571 | 0.0032348 | 0.0049403 | 0.0066274 | 0.0082331 | 0.0097044 | 0.010999 | 0.010556 | 0.0090013 | 0.0073394 | 0.0056997 | 0.0041437 | 0.0027262
Scenario 3: Aggressive Fuel Sub | SCE | Com | BldgEnv | Com - Grocery | Electric Demand (MW) | Energy Efficiency | 0.0001349 | 0.00027651 | 0.00042277 | 0.000563 | 0.00071135 | 0.00086678 | 0.0010279 | 0.0011633 | 0.0013061 | 0.0012776 | 0.0012628 | 0.0012488 | 0.0012355
Scenario 3: Aggressive Fuel Sub | SCE | Com | BldgEnv | Com - Grocery | Electric Energy (GWh/year) | Energy Efficiency | 4.4433e-05 | 9.1073e-05 | 0.00013925 | 0.00018544 | 0.0002343 | 0.00028549 | 0.00033858 | 0.00038316 | 0.0004302 | 0.00042081 | 0.00041595 | 0.00041133 | 0.00040695
Scenario 3: Aggressive Fuel Sub | SCE | Com | BldgEnv | Com - Grocery | Gas Energy (MMTherm/year) | Energy Efficiency | 9.3978e-05 | 0.00019263 | 0.00029452 | 0.00039222 | 0.00049557 | 0.00060386 | 0.00071614 | 0.00081046 | 0.00090995 | 0.0008901 | 0.00087983 | 0.00087006 | 0.00086079
Scenario 3: Aggressive Fuel Sub | SCE | Com | BldgEnv | Com - Health | Electric Demand (MW) | Energy Efficiency | 0.0027372 | 0.0051685 | 0.0055853 | 0.0059402 | 0.0062348 | 0.0064715 | 0.0066583 | 0.0041625 | 0.0019817 | 0.0016739 | 0.0014321 | 0.0012569 | 0.0011444
Scenario 3: Aggressive Fuel Sub | SCE | Com | BldgEnv | Com - Health | Electric Energy (GWh/year) | Energy Efficiency | 0.0012638 | 0.0023863 | 0.0025485 | 0.0026893 | 0.0028093 | 0.0029094 | 0.0029923 | 0.0018399 | 0.00083301 | 0.00072114 | 0.00063263 | 0.00056772 | 0.00052503
Scenario 3: Aggressive Fuel Sub | SCE | Com | BldgEnv | Com - Health | Gas Energy (MMTherm/year) | Energy Efficiency | 0.0021648 | 0.0040877 | 0.0042921 | 0.0044771 | 0.004644 | 0.0047929 | 0.0049268 | 0.0029529 | 0.0012281 | 0.0011098 | 0.0010143 | 0.00094188 | 0.0008912
Scenario 3: Aggressive Fuel Sub | SCE | Com | BldgEnv | Com - Lodging | Electric Demand (MW) | Energy Efficiency | 0.00012181 | 0.00026953 | 0.00044828 | 0.0006641 | 0.00092411 | 0.0012365 | 0.0016108 | 0.001937 | 0.0017952 | 0.0016182 | 0.0014043 | 0.0011465 | 0.00083651
Scenario 3: Aggressive Fuel Sub | SCE | Com | BldgEnv | Com - Lodging | Electric Energy (GWh/year) | Energy Efficiency | 7.6281e-05 | 0.00016877 | 0.00028069 | 0.00041581 | 0.00057858 | 0.00077415 | 0.0010084 | 0.0012126 | 0.001124 | 0.0010132 | 0.00087929 | 0.00071793 | 0.00052394
Scenario 3: Aggressive Fuel Sub | SCE | Com | BldgEnv | Com - Lodging | Gas Energy (MMTherm/year) | Energy Efficiency | 4.829e-05 | 0.00010691 | 0.00017789 | 0.00026368 | 0.00036708 | 0.00049141 | 0.00064042 | 0.00077031 | 0.00071267 | 0.00064195 | 0.00055648 | 0.00045341 | 0.00032948
Scenario 3: Aggressive Fuel Sub | SCE | Com | BldgEnv | Com - Office (Large) | Electric Demand (MW) | Energy Efficiency | 0.0032079 | 0.0065191 | 0.0099089 | 0.013375 | 0.016937 | 0.020583 | 0.024278 | 0.027706 | 0.031155 | 0.030873 | 0.030606 | 0.030351 | 0.03011
Scenario 3: Aggressive Fuel Sub | SCE | Com | BldgEnv | Com - Office (Large) | Electric Energy (GWh/year) | Energy Efficiency | 0.0010874 | 0.0022097 | 0.0033587 | 0.0045336 | 0.005741 | 0.0069768 | 0.0082291 | 0.0093913 | 0.01056 | 0.010465 | 0.010374 | 0.010288 | 0.010206
Scenario 3: Aggressive Fuel Sub | SCE | Com | BldgEnv | Com - Office (Large) | Gas Energy (MMTherm/year) | Energy Efficiency | 0.0009075 | 0.0018442 | 0.0028031 | 0.0037837 | 0.0047914 | 0.0058228 | 0.006868 | 0.0078379 | 0.0088137 | 0.0087339 | 0.0086582 | 0.0085862 | 0.0085179
Scenario 3: Aggressive Fuel Sub | SCE | Com | BldgEnv | Com - Office (Small) | Electric Demand (MW) | Energy Efficiency | 0.00013624 | 0.00027853 | 0.00042586 | 0.00056906 | 0.00057991 | 0.002235 | 0.0023793 | 0.0025025 | 0.0026305 | 0.0026086 | 0.0025972 | 0.0025863 | 0.002576
Scenario 3: Aggressive Fuel Sub | SCE | Com | BldgEnv | Com - Office (Small) | Electric Energy (GWh/year) | Energy Efficiency | 4.4876e-05 | 9.1744e-05 | 0.00014027 | 0.00018744 | 0.00019102 | 0.00073618 | 0.0007837 | 0.00082429 | 0.00086645 | 0.00085923 | 0.00085547 | 0.00085189 | 0.0008485
Scenario 3: Aggressive Fuel Sub | SCE | Com | BldgEnv | Com - Office (Small) | Gas Energy (MMTherm/year) | Energy Efficiency | 4.4758e-05 | 9.1501e-05 | 0.0001399 | 0.00018694 | 0.00019051 | 0.00073422 | 0.00078161 | 0.00082209 | 0.00086414 | 0.00085693 | 0.00085318 | 0.00084962 | 0.00084623
Scenario 3: Aggressive Fuel Sub | SCE | Com | BldgEnv | Com - Other | Electric Demand (MW) | Energy Efficiency | 0.0060166 | 0.011503 | 0.016287 | 0.020272 | 0.023445 | 0.025854 | 0.027596 | 0.023847 | 0.02069 | 0.016883 | 0.013943 | 0.011883 | 0.010649
Scenario 3: Aggressive Fuel Sub | SCE | Com | BldgEnv | Com - Other | Electric Energy (GWh/year) | Energy Efficiency | 0.0020539 | 0.0039263 | 0.0055583 | 0.0069174 | 0.0079984 | 0.0088182 | 0.0094101 | 0.0081251 | 0.0070427 | 0.0057421 | 0.0047376 | 0.0040336 | 0.0036122
Scenario 3: Aggressive Fuel Sub | SCE | Com | BldgEnv | Com - Other | Gas Energy (MMTherm/year) | Energy Efficiency | 0.0042384 | 0.0080271 | 0.01123 | 0.013775 | 0.01565 | 0.016896 | 0.017589 | 0.01404 | 0.010958 | 0.0080511 | 0.0058239 | 0.0042861 | 0.0033964
Scenario 3: Aggressive Fuel Sub | SCE | Com | BldgEnv | Com - Refrig. Warehouse | Electric Demand (MW) | Energy Efficiency | 2.3536e-05 | 2.5901e-05 | 2.8364e-05 | 3.0868e-05 | 3.3453e-05 | 3.6143e-05 | 3.8956e-05 | 4.1797e-05 | 4.4757e-05 | 4.4687e-05 | 4.4616e-05 | 4.4544e-05 | 4.447e-05
Scenario 3: Aggressive Fuel Sub | SCE | Com | BldgEnv | Com - Refrig. Warehouse | Electric Energy (GWh/year) | Energy Efficiency | 1.0984e-05 | 1.2087e-05 | 1.3237e-05 | 1.4405e-05 | 1.5611e-05 | 1.6867e-05 | 1.8179e-05 | 1.9505e-05 | 2.0887e-05 | 2.0854e-05 | 2.0821e-05 | 2.0787e-05 | 2.0753e-05
Scenario 3: Aggressive Fuel Sub | SCE | Com | BldgEnv | Com - Refrig. Warehouse | Gas Energy (MMTherm/year) | Energy Efficiency | 1.3285e-05 | 1.462e-05 | 1.601e-05 | 1.7423e-05 | 1.8882e-05 | 2.0401e-05 | 2.1988e-05 | 2.3592e-05 | 2.5263e-05 | 2.5223e-05 | 2.5183e-05 | 2.5143e-05 | 2.5101e-05
Scenario 3: Aggressive Fuel Sub | SCE | Com | BldgEnv | Com - Retail | Electric Demand (MW) | Energy Efficiency | 0.00035586 | 0.00072576 | 0.0011054 | 0.0014954 | 0.0018964 | 0.0023017 | 0.0026843 | 0.0029903 | 0.0032994 | 0.0032241 | 0.0031523 | 0.0030843 | 0.0030221
Scenario 3: Aggressive Fuel Sub | SCE | Com | BldgEnv | Com - Retail | Electric Energy (GWh/year) | Energy Efficiency | 0.00012058 | 0.000246 | 0.00037478 | 0.00050717 | 0.00064334 | 0.00078106 | 0.00091138 | 0.0010165 | 0.0011227 | 0.0010979 | 0.0010743 | 0.0010519 | 0.0010314
Scenario 3: Aggressive Fuel Sub | SCE | Com | BldgEnv | Com - Retail | Gas Energy (MMTherm/year) | Energy Efficiency | 0.00012541 | 0.00025595 | 0.0003901 | 0.0005281 | 0.00067015 | 0.00081394 | 0.00095046 | 0.001062 | 0.0011746 | 0.0011499 | 0.0011263 | 0.0011039 | 0.0010835
Scenario 3: Aggressive Fuel Sub | SCE | Com | BldgEnv | Com - School | Electric Demand (MW) | Energy Efficiency | 0.00018379 | 0.00037493 | 0.00057326 | 0.00077757 | 0.00098623 | 0.0011995 | 0.0014153 | 0.0016137 | 0.0018159 | 0.0017976 | 0.0017801 | 0.0017636 | 0.0017478
Scenario 3: Aggressive Fuel Sub | SCE | Com | BldgEnv | Com - School | Electric Energy (GWh/year) | Energy Efficiency | 6.0536e-05 | 0.00012349 | 0.00018882 | 0.00025612 | 0.00032485 | 0.00039509 | 0.00046619 | 0.00053154 | 0.00059814 | 0.00059209 | 0.00058635 | 0.00058089 | 0.0005757
Scenario 3: Aggressive Fuel Sub | SCE | Com | BldgEnv | Com - School | Gas Energy (MMTherm/year) | Energy Efficiency | 6.0375e-05 | 0.00012317 | 0.00018832 | 0.00025544 | 0.00032398 | 0.00039404 | 0.00046494 | 0.00053012 | 0.00059654 | 0.00059051 | 0.00058478 | 0.00057934 | 0.00057416
Scenario 3: Aggressive Fuel Sub | SCE | Com | BldgEnv | Com - Warehouse | Electric Demand (MW) | Energy Efficiency | 0.0014879 | 0.0031856 | 0.0050878 | 0.0071815 | 0.0094415 | 0.011822 | 0.014267 | 0.015339 | 0.013984 | 0.012216 | 0.010268 | 0.0081684 | 0.0059583
Scenario 3: Aggressive Fuel Sub | SCE | Com | BldgEnv | Com - Warehouse | Electric Energy (GWh/year) | Energy Efficiency | 0.00071957 | 0.0015391 | 0.0024557 | 0.0034639 | 0.0045522 | 0.0056987 | 0.0068767 | 0.0074119 | 0.006815 | 0.0059862 | 0.0050734 | 0.0040897 | 0.0030545
Scenario 3: Aggressive Fuel Sub | SCE | Com | BldgEnv | Com - Warehouse | Gas Energy (MMTherm/year) | Energy Efficiency | 0.00084501 | 0.0018089 | 0.0028885 | 0.0040767 | 0.0053593 | 0.0067102 | 0.0080977 | 0.0087103 | 0.0079526 | 0.006954 | 0.0058537 | 0.0046677 | 0.0034195
Scenario 3: Aggressive Fuel Sub | SCE | Com | ComRefrig | Com - College | Electric Demand (MW) | Energy Efficiency | 0.00013282 | 0.00022404 | 0.00028241 | 0.00031689 | 0.00033496 | 0.00034676 | 0.0021334 | 0.0041839 | 0.0062544 | 0.0083408 | 0.010444 | 0.012577 | 0.014728
Scenario 3: Aggressive Fuel Sub | SCE | Com | ComRefrig | Com - College | Electric Energy (GWh/year) | Energy Efficiency | 0.00097601 | 0.0016535 | 0.0020923 | 0.0023555 | 0.002497 | 0.0025881 | 0.018217 | 0.036157 | 0.054273 | 0.072529 | 0.090929 | 0.1096 | 0.12842
Scenario 3: Aggressive Fuel Sub | SCE | Com | ComRefrig | Com - College | Gas Energy (MMTherm/year) | Energy Efficiency | 0 | 0 | 0 | 0 | 0 | 0 | -0.00024081 | -0.00051761 | -0.00079717 | -0.0010789 | -0.001363 | -0.0016513 | -0.0019418
Scenario 3: Aggressive Fuel Sub | SCE | Com | ComRefrig | Com - Grocery | Electric Demand (MW) | Energy Efficiency | 0.19013 | 0.30186 | 0.35686 | 0.38675 | 0.40518 | 0.41777 | 0.42956 | 0.4406 | 0.45094 | 0.46062 | 0.46969 | 0.47817 | 0.48612
Scenario 3: Aggressive Fuel Sub | SCE | Com | ComRefrig | Com - Grocery | Electric Energy (GWh/year) | Energy Efficiency | 1.4156 | 2.2638 | 2.6955 | 2.9313 | 3.0708 | 3.1617 | 3.2468 | 3.3265 | 3.4011 | 3.4709 | 3.5363 | 3.5975 | 3.6547
Scenario 3: Aggressive Fuel Sub | SCE | Com | ComRefrig | Com - Health | Electric Demand (MW) | Energy Efficiency | 0 | 0 | 0 | 0 | 0 | 0 | 0.012089 | 0.026204 | 0.040461 | 0.054808 | 0.069228 | 0.083796 | 0.098534
Scenario 3: Aggressive Fuel Sub | SCE | Com | ComRefrig | Com - Health | Electric Energy (GWh/year) | Energy Efficiency | 0 | 0 | 0 | 0 | 0 | 0 | 0.10583 | 0.22939 | 0.35419 | 0.47978 | 0.60601 | 0.73354 | 0.86255
Scenario 3: Aggressive Fuel Sub | SCE | Com | ComRefrig | Com - Health | Gas Energy (MMTherm/year) | Energy Efficiency | 0 | 0 | 0 | 0 | 0 | 0 | -0.001637 | -0.0035483 | -0.0054788 | -0.0074216 | -0.0093742 | -0.011347 | -0.013342
Scenario 3: Aggressive Fuel Sub | SCE | Com | ComRefrig | Com - Refrig. Warehouse | Electric Demand (MW) | Energy Efficiency | 0.0003135 | 0.0005438 | 0.00070034 | 0.00079908 | 0.0008562 | 0.00088507 | 0.00090466 | 0.00091825 | 0.00092949 | 0.00094002 | 0.00094988 | 0.00095911 | 0.00096775
Scenario 3: Aggressive Fuel Sub | SCE | Com | ComRefrig | Com - Refrig. Warehouse | Electric Energy (GWh/year) | Energy Efficiency | 0.0022826 | 0.003975 | 0.0051375 | 0.0058797 | 0.0063161 | 0.0065427 | 0.0066929 | 0.006793 | 0.0068742 | 0.0069501 | 0.0070212 | 0.0070878 | 0.0071501
Scenario 3: Aggressive Fuel Sub | SCE | Com | ComRefrig | Com - Restaurant | Electric Demand (MW) | Energy Efficiency | 0.0077379 | 0.012297 | 0.014568 | 0.015798 | 0.016577 | 0.017135 | 0.017656 | 0.018145 | 0.018603 | 0.019031 | 0.019432 | 0.019808 | 0.02016
Scenario 3: Aggressive Fuel Sub | SCE | Com | ComRefrig | Com - Restaurant | Electric Energy (GWh/year) | Energy Efficiency | 0.057459 | 0.091929 | 0.10963 | 0.11927 | 0.12513 | 0.12915 | 0.13291 | 0.13644 | 0.13973 | 0.14282 | 0.14571 | 0.14842 | 0.15095
Scenario 3: Aggressive Fuel Sub | SCE | Com | ComRefrig | Com - Retail | Electric Demand (MW) | Energy Efficiency | 0.091974 | 0.14712 | 0.17551 | 0.19003 | 0.19916 | 0.20504 | 0.21055 | 0.21571 | 0.22053 | 0.22505 | 0.22929 | 0.23325 | 0.23696
Scenario 3: Aggressive Fuel Sub | SCE | Com | ComRefrig | Com - Retail | Electric Energy (GWh/year) | Energy Efficiency | 0.68361 | 1.1007 | 1.3216 | 1.4364 | 1.5061 | 1.5486 | 1.5883 | 1.6255 | 1.6604 | 1.693 | 1.7235 | 1.7521 | 1.7788
Scenario 3: Aggressive Fuel Sub | SCE | Com | ComRefrig | Com - School | Electric Demand (MW) | Energy Efficiency | 3.4778e-05 | 5.1004e-05 | 6.3617e-05 | 7.5426e-05 | 8.6485e-05 | 9.6841e-05 | 0.00010654 | 0.00011562 | 0.00012412 | 0.00013208 | 0.00013954 | 0.00014652 | 0.00015306
Scenario 3: Aggressive Fuel Sub | SCE | Com | ComRefrig | Com - School | Electric Energy (GWh/year) | Energy Efficiency | 0.000277 | 0.00039737 | 0.00048811 | 0.00057306 | 0.00065259 | 0.00072704 | 0.00079674 | 0.000862 | 0.00092309 | 0.00098029 | 0.0010338 | 0.001084 | 0.0011309
Scenario 3: Aggressive Fuel Sub | SCE | Com | FoodServ | Com - College | Electric Demand (MW) | Energy Efficiency | 0.002423 | 0.0073079 | 0.012788 | 0.018598 | 0.025004 | 0.031751 | 0.03874 | 0.04587 | 0.055526 | 0.0656 | 0.075771 | 0.086266 | 0.096407
Scenario 3: Aggressive Fuel Sub | SCE | Com | FoodServ | Com - College | Electric Demand (MW) | Fuel Substitution | -0.00031308 | -0.00067219 | -0.0010769 | -0.0015266 | -0.0020208 | -0.0025588 | -0.0031399 | -0.0037639 | -0.0044324 | -0.0051461 | -0.0059048 | -0.0067083 | -0.0075561
Scenario 3: Aggressive Fuel Sub | SCE | Com | FoodServ | Com - College | Electric Energy (GWh/year) | Energy Efficiency | 0.011869 | 0.039249 | 0.070081 | 0.10268 | 0.13867 | 0.17649 | 0.2156 | 0.25549 | 0.30658 | 0.35959 | 0.41311 | 0.46827 | 0.52006
Scenario 3: Aggressive Fuel Sub | SCE | Com | FoodServ | Com - College | Electric Energy (GWh/year) | Fuel Substitution | -0.0040735 | -0.0087661 | -0.014086 | -0.020046 | -0.026656 | -0.03393 | -0.041884 | -0.050535 | -0.059903 | -0.070004 | -0.080849 | -0.092446 | -0.1048
Scenario 3: Aggressive Fuel Sub | SCE | Com | FoodServ | Com - College | Gas Energy (MMTherm/year) | Energy Efficiency | 0.00026284 | 0.00053599 | 0.00082741 | 0.0011383 | 0.0019158 | 0.0027778 | 0.0036622 | 0.0045589 | 0.0054652 | 0.0063761 | 0.0072939 | 0.0082423 | 0.0091966
Scenario 3: Aggressive Fuel Sub | SCE | Com | FoodServ | Com - College | Gas Energy (MMTherm/year) | Fuel Substitution | 0.00042136 | 0.00090667 | 0.0014568 | 0.0020728 | 0.0027559 | 0.0035074 | 0.0043288 | 0.0052218 | 0.0061892 | 0.0072327 | 0.0083536 | 0.009553 | 0.010831
Scenario 3: Aggressive Fuel Sub | SCE | Com | FoodServ | Com - Grocery | Electric Demand (MW) | Energy Efficiency | 0.010778 | 0.041509 | 0.07693 | 0.11414 | 0.15654 | 0.20095 | 0.24645 | 0.29304 | 0.36012 | 0.43147 | 0.50372 | 0.5767 | 0.64679
Scenario 3: Aggressive Fuel Sub | SCE | Com | FoodServ | Com - Grocery | Electric Demand (MW) | Fuel Substitution | -0.0019228 | -0.0041296 | -0.0066161 | -0.0093781 | -0.012411 | -0.015711 | -0.019273 | -0.023096 | -0.027187 | -0.031543 | -0.036161 | -0.041038 | -0.04617
Scenario 3: Aggressive Fuel Sub | SCE | Com | FoodServ | Com - Grocery | Electric Energy (GWh/year) | Energy Efficiency | 0.052795 | 0.23159 | 0.43869 | 0.6558 | 0.90228 | 1.1601 | 1.424 | 1.694 | 2.0549 | 2.4354 | 2.8206 | 3.2096 | 3.571
Scenario 3: Aggressive Fuel Sub | SCE | Com | FoodServ | Com - Grocery | Electric Energy (GWh/year) | Fuel Substitution | -0.042308 | -0.090553 | -0.14472 | -0.20482 | -0.27086 | -0.3429 | -0.42103 | -0.50535 | -0.596 | -0.69305 | -0.79654 | -0.90651 | -1.0229
Scenario 3: Aggressive Fuel Sub | SCE | Com | FoodServ | Com - Grocery | Gas Energy (MMTherm/year) | Energy Efficiency | 0.0011692 | 0.0024165 | 0.00372 | 0.0050828 | 0.010286 | 0.016213 | 0.022218 | 0.028313 | 0.034482 | 0.040708 | 0.046997 | 0.053336 | 0.059727
Scenario 3: Aggressive Fuel Sub | SCE | Com | FoodServ | Com - Grocery | Gas Energy (MMTherm/year) | Fuel Substitution | 0.0043944 | 0.0094044 | 0.015028 | 0.021266 | 0.02812 | 0.035595 | 0.0437 | 0.052446 | 0.06185 | 0.071921 | 0.082663 | 0.09408 | 0.10617
Scenario 3: Aggressive Fuel Sub | SCE | Com | FoodServ | Com - Health | Electric Demand (MW) | Energy Efficiency | 0.007428 | 0.020945 | 0.036214 | 0.051997 | 0.069151 | 0.086853 | 0.10508 | 0.12355 | 0.14558 | 0.16808 | 0.19047 | 0.21318 | 0.23529
Scenario 3: Aggressive Fuel Sub | SCE | Com | FoodServ | Com - Health | Electric Demand (MW) | Fuel Substitution | -0.00077159 | -0.0016619 | -0.0026702 | -0.0037956 | -0.0050371 | -0.0063933 | -0.0078647 | -0.0094563 | -0.011173 | -0.013014 | -0.014982 | -0.017077 | -0.019299
Scenario 3: Aggressive Fuel Sub | SCE | Com | FoodServ | Com - Health | Electric Energy (GWh/year) | Energy Efficiency | 0.036384 | 0.11088 | 0.19554 | 0.28309 | 0.37831 | 0.4766 | 0.57775 | 0.68026 | 0.79868 | 0.91925 | 1.0393 | 1.1611 | 1.276
Scenario 3: Aggressive Fuel Sub | SCE | Com | FoodServ | Com - Health | Electric Energy (GWh/year) | Fuel Substitution | -0.011641 | -0.025031 | -0.040187 | -0.057128 | -0.075878 | -0.096473 | -0.11896 | -0.14339 | -0.16982 | -0.19828 | -0.2288 | -0.2614 | -0.2961
Scenario 3: Aggressive Fuel Sub | SCE | Com | FoodServ | Com - Health | Gas Energy (MMTherm/year) | Energy Efficiency | 0.00080574 | 0.0016598 | 0.0025693 | 0.0034946 | 0.0052589 | 0.0071753 | 0.0091339 | 0.011107 | 0.01309 | 0.015058 | 0.017006 | 0.01898 | 0.020994
Scenario 3: Aggressive Fuel Sub | SCE | Com | FoodServ | Com - Health | Gas Energy (MMTherm/year) | Fuel Substitution | 0.0012335 | 0.0026523 | 0.0042579 | 0.0060523 | 0.0080379 | 0.010218 | 0.012597 | 0.015183 | 0.017982 | 0.020998 | 0.024233 | 0.027692 | 0.031376
Scenario 3: Aggressive Fuel Sub | SCE | Com | FoodServ | Com - Lodging | Electric Demand (MW) | Energy Efficiency | 0.0062867 | 0.03593 | 0.071337 | 0.1082 | 0.14795 | 0.18919 | 0.23144 | 0.27456 | 0.31992 | 0.36616 | 0.41294 | 0.4602 | 0.49913
Scenario 3: Aggressive Fuel Sub | SCE | Com | FoodServ | Com - Lodging | Electric Demand (MW) | Fuel Substitution | -0.00080016 | -0.0017194 | -0.002757 | -0.003912 | -0.0051835 | -0.0065703 | -0.0080729 | -0.0096928 | -0.011431 | -0.013288 | -0.015263 | -0.017354 | -0.019562
Scenario 3: Aggressive Fuel Sub | SCE | Com | FoodServ | Com - Lodging | Electric Energy (GWh/year) | Energy Efficiency | 0.030794 | 0.22315 | 0.45338 | 0.69222 | 0.94784 | 1.2123 | 1.4829 | 1.7587 | 2.0457 | 2.3375 | 2.6328 | 2.9311 | 3.1553
Scenario 3: Aggressive Fuel Sub | SCE | Com | FoodServ | Com - Lodging | Electric Energy (GWh/year) | Fuel Substitution | -0.011221 | -0.024072 | -0.038558 | -0.054689 | -0.072484 | -0.091969 | -0.11317 | -0.13613 | -0.16088 | -0.18744 | -0.21584 | -0.24607 | -0.27815
Scenario 3: Aggressive Fuel Sub | SCE | Com | FoodServ | Com - Lodging | Gas Energy (MMTherm/year) | Energy Efficiency | 0.00068195 | 0.0013982 | 0.0021464 | 0.0029166 | 0.0053625 | 0.0081805 | 0.011043 | 0.013946 | 0.01688 | 0.019838 | 0.022823 | 0.025831 | 0.028861
Scenario 3: Aggressive Fuel Sub | SCE | Com | FoodServ | Com - Lodging | Gas Energy (MMTherm/year) | Fuel Substitution | 0.0011621 | 0.0024928 | 0.0039927 | 0.0056627 | 0.0075047 | 0.0095212 | 0.011715 | 0.014092 | 0.016655 | 0.019407 | 0.02235 | 0.025486 | 0.028816
Scenario 3: Aggressive Fuel Sub | SCE | Com | FoodServ | Com - Office (Large) | Electric Demand (MW) | Energy Efficiency | 0 | 0.0018349 | 0.0041371 | 0.0064437 | 0.0087601 | 0.011087 | 0.01342 | 0.015763 | 0.018111 | 0.020464 | 0.022823 | 0.025187 | 0.025724
Scenario 3: Aggressive Fuel Sub | SCE | Com | FoodServ | Com - Office (Large) | Electric Energy (GWh/year) | Energy Efficiency | 0 | 0.016094 | 0.036287 | 0.056519 | 0.076836 | 0.097242 | 0.11771 | 0.13826 | 0.15886 | 0.17949 | 0.20018 | 0.22092 | 0.22563
Scenario 3: Aggressive Fuel Sub | SCE | Com | FoodServ | Com - Office (Small) | Electric Demand (MW) | Energy Efficiency | 0 | 0.00051675 | 0.00112 | 0.0017278 | 0.0021697 | 0.0036555 | 0.004269 | 0.0048871 | 0.0055097 | 0.0061367 | 0.0067682 | 0.0074042 | 0.007528
Scenario 3: Aggressive Fuel Sub | SCE | Com | FoodServ | Com - Office (Small) | Electric Energy (GWh/year) | Energy Efficiency | 0 | 0.0045325 | 0.0098238 | 0.015154 | 0.019031 | 0.032063 | 0.037444 | 0.042865 | 0.048327 | 0.053826 | 0.059366 | 0.064944 | 0.066029
Scenario 3: Aggressive Fuel Sub | SCE | Com | FoodServ | Com - Other | Electric Demand (MW) | Energy Efficiency | 0.010539 | 0.095831 | 0.2 | 0.31077 | 0.44096 | 0.5786 | 0.72073 | 0.8665 | 1.0344 | 1.2087 | 1.3857 | 1.5651 | 1.7469
Scenario 3: Aggressive Fuel Sub | SCE | Com | FoodServ | Com - Other | Electric Demand (MW) | Fuel Substitution | -0.007641 | -0.016414 | -0.02631 | -0.03732 | -0.049384 | -0.062582 | -0.076867 | -0.092235 | -0.10867 | -0.12616 | -0.14468 | -0.16421 | -0.18476
Scenario 3: Aggressive Fuel Sub | SCE | Com | FoodServ | Com - Other | Electric Energy (GWh/year) | Energy Efficiency | 0.051624 | 0.53771 | 1.1331 | 1.7663 | 2.5107 | 3.2977 | 4.1105 | 4.944 | 5.8785 | 6.8446 | 7.8258 | 8.8204 | 9.8279
Scenario 3: Aggressive Fuel Sub | SCE | Com | FoodServ | Com - Other | Electric Energy (GWh/year) | Fuel Substitution | -0.048356 | -0.10395 | -0.16678 | -0.23687 | -0.31389 | -0.39857 | -0.49065 | -0.5902 | -0.69724 | -0.81178 | -0.9338 | -1.0633 | -1.2002
Scenario 3: Aggressive Fuel Sub | SCE | Com | FoodServ | Com - Other | Gas Energy (MMTherm/year) | Energy Efficiency | 0.0011432 | 0.0023649 | 0.0036581 | 0.0050124 | 0.021342 | 0.040527 | 0.060009 | 0.079749 | 0.099702 | 0.11989 | 0.14031 | 0.16095 | 0.18183
Scenario 3: Aggressive Fuel Sub | SCE | Com | FoodServ | Com - Other | Gas Energy (MMTherm/year) | Fuel Substitution | 0.0046653 | 0.010028 | 0.01609 | 0.022853 | 0.030285 | 0.038457 | 0.047347 | 0.056964 | 0.067311 | 0.07839 | 0.090201 | 0.10274 | 0.11602
Scenario 3: Aggressive Fuel Sub | SCE | Com | FoodServ | Com - Restaurant | Electric Demand (MW) | Energy Efficiency | 0.05515 | 0.28209 | 0.55033 | 0.83213 | 1.1679 | 1.5211 | 1.8821 | 2.2503 | 2.6647 | 3.0918 | 3.524 | 3.9604 | 4.3702
Scenario 3: Aggressive Fuel Sub | SCE | Com | FoodServ | Com - Restaurant | Electric Demand (MW) | Fuel Substitution | -0.017921 | -0.038479 | -0.061654 | -0.087426 | -0.11578 | -0.14668 | -0.18013 | -0.2161 | -0.2546 | -0.29559 | -0.33903 | -0.38488 | -0.43318
Scenario 3: Aggressive Fuel Sub | SCE | Com | FoodServ | Com - Restaurant | Electric Energy (GWh/year) | Energy Efficiency | 0.27014 | 1.6289 | 3.2401 | 4.9295 | 6.928 | 9.0268 | 11.1714 | 13.358 | 15.7561 | 18.2175 | 20.7082 | 23.2236 | 25.493
Scenario 3: Aggressive Fuel Sub | SCE | Com | FoodServ | Com - Restaurant | Electric Energy (GWh/year) | Fuel Substitution | -0.18991 | -0.40703 | -0.65131 | -0.92281 | -1.2216 | -1.548 | -1.9024 | -2.2849 | -2.6962 | -3.1362 | -3.6051 | -4.103 | -4.63
Scenario 3: Aggressive Fuel Sub | SCE | Com | FoodServ | Com - Restaurant | Gas Energy (MMTherm/year) | Energy Efficiency | 0.0059823 | 0.012225 | 0.018709 | 0.025433 | 0.077822 | 0.13919 | 0.20127 | 0.2641 | 0.32761 | 0.39171 | 0.45642 | 0.52167 | 0.58748
Scenario 3: Aggressive Fuel Sub | SCE | Com | FoodServ | Com - Restaurant | Gas Energy (MMTherm/year) | Fuel Substitution | 0.019132 | 0.041 | 0.0656 | 0.092936 | 0.12302 | 0.15588 | 0.19155 | 0.23007 | 0.27149 | 0.31583 | 0.36311 | 0.41334 | 0.46653
Scenario 3: Aggressive Fuel Sub | SCE | Com | FoodServ | Com - Retail | Electric Demand (MW) | Energy Efficiency | 0.0034007 | 0.0089983 | 0.015046 | 0.021266 | 0.027669 | 0.034208 | 0.040842 | 0.047586 | 0.054403 | 0.061271 | 0.068192 | 0.075144 | 0.080139
Scenario 3: Aggressive Fuel Sub | SCE | Com | FoodServ | Com - Retail | Electric Energy (GWh/year) | Energy Efficiency | 0.016658 | 0.051774 | 0.090268 | 0.12968 | 0.17008 | 0.21122 | 0.25291 | 0.29521 | 0.33796 | 0.38102 | 0.42442 | 0.46804 | 0.49444
Scenario 3: Aggressive Fuel Sub | SCE | Com | FoodServ | Com - Retail | Gas Energy (MMTherm/year) | Energy Efficiency | 0.00036889 | 0.00076048 | 0.0011682 | 0.0015922 | 0.0020337 | 0.0024877 | 0.00295 | 0.0034218 | 0.0038995 | 0.0043806 | 0.0048654 | 0.0053515 | 0.0058389
Scenario 3: Aggressive Fuel Sub | SCE | Com | FoodServ | Com - School | Electric Demand (MW) | Energy Efficiency | 0.0095717 | 0.040403 | 0.077452 | 0.11596 | 0.1567 | 0.19861 | 0.2411 | 0.28407 | 0.33003 | 0.37684 | 0.42385 | 0.4711 | 0.51465
Scenario 3: Aggressive Fuel Sub | SCE | Com | FoodServ | Com - School | Electric Demand (MW) | Fuel Substitution | -0.00043891 | -0.00094108 | -0.0015053 | -0.0021302 | -0.0028146 | -0.0035569 | -0.0043557 | -0.0052123 | -0.0061294 | -0.0071072 | -0.0081455 | -0.0092441 | -0.010403
Scenario 3: Aggressive Fuel Sub | SCE | Com | FoodServ | Com - School | Electric Energy (GWh/year) | Energy Efficiency | 0.046885 | 0.2284 | 0.44807 | 0.67609 | 0.91698 | 1.1646 | 1.4158 | 1.6697 | 1.9374 | 2.2094 | 2.4825 | 2.7572 | 2.9992
Scenario 3: Aggressive Fuel Sub | SCE | Com | FoodServ | Com - School | Electric Energy (GWh/year) | Fuel Substitution | -0.0067822 | -0.014587 | -0.023426 | -0.033314 | -0.04427 | -0.056316 | -0.069477 | -0.083784 | -0.099271 | -0.11596 | -0.13387 | -0.15301 | -0.17339
Scenario 3: Aggressive Fuel Sub | SCE | Com | FoodServ | Com - School | Gas Energy (MMTherm/year) | Energy Efficiency | 0.0010383 | 0.0021144 | 0.0032224 | 0.0043513 | 0.0067376 | 0.0094182 | 0.012102 | 0.014791 | 0.017486 | 0.020185 | 0.022883 | 0.025587 | 0.028287
Scenario 3: Aggressive Fuel Sub | SCE | Com | FoodServ | Com - School | Gas Energy (MMTherm/year) | Fuel Substitution | 0.00070716 | 0.0015206 | 0.0024414 | 0.003471 | 0.0046111 | 0.005864 | 0.0072321 | 0.0087191 | 0.010329 | 0.012064 | 0.013927 | 0.015919 | 0.018042
Scenario 3: Aggressive Fuel Sub | SCE | Com | HVAC | Com - College | Electric Demand (MW) | Energy Efficiency | 0.02926 | 0.05987 | 0.092399 | 0.12701 | 0.16289 | 0.2009 | 0.24089 | 0.28231 | 0.32499 | 0.36859 | 0.41322 | 0.46041 | 0.50851
Scenario 3: Aggressive Fuel Sub | SCE | Com | HVAC | Com - College | Electric Energy (GWh/year) | Energy Efficiency | 0.070989 | 0.14466 | 0.22179 | 0.30255 | 0.38572 | 0.47247 | 0.56258 | 0.65519 | 0.75005 | 0.84663 | 0.94508 | 1.0476 | 1.1517
Scenario 3: Aggressive Fuel Sub | SCE | Com | HVAC | Com - College | Electric Energy (GWh/year) | Fuel Substitution | 0.0087527 | 0.017756 | 0.026924 | 0.036192 | 0.045513 | 0.045513 | 0.045513 | 0.045513 | 0.045513 | 0.045513 | 0.045513 | 0.045513 | 0.045513
Scenario 3: Aggressive Fuel Sub | SCE | Com | HVAC | Com - College | Gas Energy (MMTherm/year) | Energy Efficiency | 0.00098161 | 0.0020268 | 0.0031731 | 0.0044326 | 0.0057564 | 0.0071991 | 0.0087539 | 0.010385 | 0.012085 | 0.01383 | 0.015631 | 0.017584 | 0.019584
Scenario 3: Aggressive Fuel Sub | SCE | Com | HVAC | Com - College | Gas Energy (MMTherm/year) | Fuel Substitution | 0.0011422 | 0.002316 | 0.0035103 | 0.0047169 | 0.0059298 | 0.0059298 | 0.0059298 | 0.0059298 | 0.0059298 | 0.0059298 | 0.0059298 | 0.0059298 | 0.0059298
Scenario 3: Aggressive Fuel Sub | SCE | Com | HVAC | Com - Grocery | Electric Demand (MW) | Energy Efficiency | 0.03656 | 0.088914 | 0.14732 | 0.21082 | 0.27961 | 0.3537 | 0.43307 | 0.5179 | 0.60771 | 0.70276 | 0.80329 | 0.90925 | 1.0207
Scenario 3: Aggressive Fuel Sub | SCE | Com | HVAC | Com - Grocery | Electric Demand (MW) | Fuel Substitution | 0 | 0 | 0 | 0 | 0 | 0.013998 | 0.028095 | 0.04221 | 0.056289 | 0.070299 | 0.084217 | 0.098032 | 0.11174
Scenario 3: Aggressive Fuel Sub | SCE | Com | HVAC | Com - Grocery | Electric Energy (GWh/year) | Energy Efficiency | 0.13414 | 0.33507 | 0.56119 | 0.80793 | 1.0762 | 1.366 | 1.6774 | 2.0109 | 2.3647 | 2.7399 | 3.1374 | 3.5572 | 3.9994
Scenario 3: Aggressive Fuel Sub | SCE | Com | HVAC | Com - Grocery | Electric Energy (GWh/year) | Fuel Substitution | -0.68921 | -1.3904 | -2.0968 | -2.804 | -3.5094 | -3.4308 | -3.3517 | -3.2723 | -3.1931 | -3.1143 | -3.036 | -2.9582 | -2.8811
Scenario 3: Aggressive Fuel Sub | SCE | Com | HVAC | Com - Grocery | Gas Energy (MMTherm/year) | Energy Efficiency | 0.00048125 | 0.0010774 | 0.0017317 | 0.0024507 | 0.0032378 | 0.0040936 | 0.0050185 | 0.0060153 | 0.0069543 | 0.0079217 | 0.0089497 | 0.010038 | 0.011187
Scenario 3: Aggressive Fuel Sub | SCE | Com | HVAC | Com - Grocery | Gas Energy (MMTherm/year) | Fuel Substitution | 0.11872 | 0.23975 | 0.36188 | 0.48435 | 0.60665 | 0.60665 | 0.60665 | 0.60665 | 0.60665 | 0.60665 | 0.60665 | 0.60665 | 0.60665
Scenario 3: Aggressive Fuel Sub | SCE | Com | HVAC | Com - Health | Electric Demand (MW) | Energy Efficiency | 0.02993 | 0.060906 | 0.11341 | 0.1729 | 0.24021 | 0.31203 | 0.38798 | 0.46763 | 0.51111 | 0.54765 | 0.58456 | 0.62204 | 0.66014
Scenario 3: Aggressive Fuel Sub | SCE | Com | HVAC | Com - Health | Electric Demand (MW) | Fuel Substitution | 0 | 0 | 0 | 0 | 0 | 0.01071 | 0.021604 | 0.032612 | 0.043679 | 0.054769 | 0.06586 | 0.076936 | 0.08798
Scenario 3: Aggressive Fuel Sub | SCE | Com | HVAC | Com - Health | Electric Energy (GWh/year) | Energy Efficiency | 0.19641 | 0.39967 | 0.70128 | 1.0358 | 1.4112 | 1.8095 | 2.2285 | 2.6659 | 2.9373 | 3.1773 | 3.4199 | 3.6661 | 3.9164
Scenario 3: Aggressive Fuel Sub | SCE | Com | HVAC | Com - Health | Electric Energy (GWh/year) | Fuel Substitution | -0.036994 | -0.07412 | -0.111 | -0.14748 | -0.18355 | -0.11891 | -0.053105 | 0.01342 | 0.080326 | 0.14738 | 0.21445 | 0.28142 | 0.34822
Scenario 3: Aggressive Fuel Sub | SCE | Com | HVAC | Com - Health | Gas Energy (MMTherm/year) | Energy Efficiency | 6.9437e-05 | 0.00014664 | 0.0011147 | 0.0023569 | 0.0039289 | 0.0056771 | 0.0076332 | 0.0097497 | 0.010105 | 0.010105 | 0.010105 | 0.010105 | 0.010105
Scenario 3: Aggressive Fuel Sub | SCE | Com | HVAC | Com - Health | Gas Energy (MMTherm/year) | Fuel Substitution | 0.026394 | 0.053449 | 0.080907 | 0.10859 | 0.13637 | 0.13637 | 0.13637 | 0.13637 | 0.13637 | 0.13637 | 0.13637 | 0.13637 | 0.13637
Scenario 3: Aggressive Fuel Sub | SCE | Com | HVAC | Com - Lodging | Electric Demand (MW) | Energy Efficiency | 0.043718 | 0.091434 | 0.14321 | 0.21429 | 0.29818 | 0.3935 | 0.49581 | 0.60522 | 0.64431 | 0.66448 | 0.68496 | 0.70188 | 0.71921
Scenario 3: Aggressive Fuel Sub | SCE | Com | HVAC | Com - Lodging | Electric Demand (MW) | Fuel Substitution | 0 | 0 | 0 | 0 | 0 | 0.0055845 | 0.011224 | 0.016884 | 0.022536 | 0.028168 | 0.033771 | 0.039339 | 0.044867
Scenario 3: Aggressive Fuel Sub | SCE | Com | HVAC | Com - Lodging | Electric Energy (GWh/year) | Energy Efficiency | 0.19565 | 0.40702 | 0.63417 | 0.92596 | 1.2631 | 1.663 | 2.0875 | 2.5366 | 2.7224 | 2.8433 | 2.9662 | 3.0558 | 3.1483
Scenario 3: Aggressive Fuel Sub | SCE | Com | HVAC | Com - Lodging | Electric Energy (GWh/year) | Fuel Substitution | -0.088438 | -0.17829 | -0.26869 | -0.35908 | -0.44914 | -0.42144 | -0.39344 | -0.36533 | -0.33728 | -0.30932 | -0.28151 | -0.25387 | -0.22642
Scenario 3: Aggressive Fuel Sub | SCE | Com | HVAC | Com - Lodging | Gas Energy (MMTherm/year) | Energy Efficiency | 0.0014489 | 0.0030714 | 0.0048766 | 0.0074256 | 0.010497 | 0.013751 | 0.017317 | 0.021205 | 0.02208 | 0.02208 | 0.02208 | 0.022223 | 0.022361
Scenario 3: Aggressive Fuel Sub | SCE | Com | HVAC | Com - Lodging | Gas Energy (MMTherm/year) | Fuel Substitution | 0.019322 | 0.039034 | 0.058944 | 0.078922 | 0.098882 | 0.098882 | 0.098882 | 0.098882 | 0.098882 | 0.098882 | 0.098882 | 0.098882 | 0.098882
Scenario 3: Aggressive Fuel Sub | SCE | Com | HVAC | Com - Office (Large) | Electric Demand (MW) | Energy Efficiency | 0.023584 | 0.047695 | 0.072261 | 0.097259 | 0.12271 | 0.14858 | 0.17479 | 0.20132 | 0.22809 | 0.25505 | 0.28221 | 0.30953 | 0.33701
Scenario 3: Aggressive Fuel Sub | SCE | Com | HVAC | Com - Office (Large) | Electric Energy (GWh/year) | Energy Efficiency | 0.057146 | 0.11557 | 0.1751 | 0.23567 | 0.29734 | 0.36002 | 0.42352 | 0.48781 | 0.55268 | 0.618 | 0.68382 | 0.75002 | 0.81661
Scenario 3: Aggressive Fuel Sub | SCE | Com | HVAC | Com - Office (Large) | Electric Energy (GWh/year) | Fuel Substitution | -0.00064521 | -0.0012861 | -0.0019163 | -0.0025322 | -0.0031317 | -0.0031317 | -0.0031317 | -0.0031317 | -0.0031317 | -0.0031317 | -0.0031317 | -0.0031317 | -0.0031317
Scenario 3: Aggressive Fuel Sub | SCE | Com | HVAC | Com - Office (Large) | Gas Energy (MMTherm/year) | Fuel Substitution | 8.0434e-05 | 0.00016041 | 0.00023914 | 0.00031614 | 0.00039114 | 0.00039114 | 0.00039114 | 0.00039114 | 0.00039114 | 0.00039114 | 0.00039114 | 0.00039114 | 0.00039114
Scenario 3: Aggressive Fuel Sub | SCE | Com | HVAC | Com - Office (Small) | Electric Demand (MW) | Energy Efficiency | 0.028943 | 0.059338 | 0.091128 | 0.12426 | 0.13528 | 0.40272 | 0.43718 | 0.47276 | 0.50935 | 0.54682 | 0.58512 | 0.62416 | 0.6639
Scenario 3: Aggressive Fuel Sub | SCE | Com | HVAC | Com - Office (Small) | Electric Energy (GWh/year) | Energy Efficiency | 0.052301 | 0.10703 | 0.16408 | 0.22335 | 0.24697 | 0.67139 | 0.73297 | 0.7964 | 0.86148 | 0.92802 | 0.99594 | 1.0651 | 1.1354
Scenario 3: Aggressive Fuel Sub | SCE | Com | HVAC | Com - Office (Small) | Electric Energy (GWh/year) | Fuel Substitution | 0.0021628 | 0.004379 | 0.0066274 | 0.0088913 | 0.011286 | 0.011286 | 0.011286 | 0.011286 | 0.011286 | 0.011286 | 0.011286 | 0.011286 | 0.011286
Scenario 3: Aggressive Fuel Sub | SCE | Com | HVAC | Com - Office (Small) | Gas Energy (MMTherm/year) | Energy Efficiency | 0.00092484 | 0.0019148 | 0.0029684 | 0.0040839 | 0.0040839 | 0.018243 | 0.01941 | 0.020631 | 0.021899 | 0.023208 | 0.024556 | 0.025938 | 0.027351
Scenario 3: Aggressive Fuel Sub | SCE | Com | HVAC | Com - Office (Small) | Gas Energy (MMTherm/year) | Fuel Substitution | 0.00037651 | 0.00076125 | 0.0011505 | 0.0015415 | 0.0019165 | 0.0019165 | 0.0019165 | 0.0019165 | 0.0019165 | 0.0019165 | 0.0019165 | 0.0019165 | 0.0019165
Scenario 3: Aggressive Fuel Sub | SCE | Com | HVAC | Com - Other | Electric Demand (MW) | Energy Efficiency | 0.38292 | 0.79921 | 1.2499 | 1.7339 | 2.2509 | 2.8003 | 3.377 | 3.9838 | 4.6092 | 5.2626 | 5.9437 | 6.6504 | 7.3833
Scenario 3: Aggressive Fuel Sub | SCE | Com | HVAC | Com - Other | Electric Demand (MW) | Fuel Substitution | 0 | 0 | 0 | 0 | 0 | 4.5182e-05 | 9.0713e-05 | 0.00013634 | 0.00018191 | 0.00022732 | 0.00027252 | 0.00031747 | 0.00036215
Scenario 3: Aggressive Fuel Sub | SCE | Com | HVAC | Com - Other | Electric Energy (GWh/year) | Energy Efficiency | 0.67053 | 1.392 | 2.1645 | 2.9841 | 3.8488 | 4.7555 | 5.5977 | 6.4738 | 7.2982 | 8.1639 | 9.0731 | 10.0245 | 11.0204
Scenario 3: Aggressive Fuel Sub | SCE | Com | HVAC | Com - Other | Electric Energy (GWh/year) | Fuel Substitution | -0.53683 | -0.9959 | -1.4578 | -1.9196 | -2.3673 | -2.367 | -2.3666 | -2.3663 | -2.366 | -2.3656 | -2.3653 | -2.3649 | -2.3646
Scenario 3: Aggressive Fuel Sub | SCE | Com | HVAC | Com - Other | Gas Energy (MMTherm/year) | Energy Efficiency | 0.040934 | 0.084747 | 0.13135 | 0.18038 | 0.23158 | 0.28466 | 0.32682 | 0.37008 | 0.40493 | 0.44207 | 0.48177 | 0.52409 | 0.56927
Scenario 3: Aggressive Fuel Sub | SCE | Com | HVAC | Com - Other | Gas Energy (MMTherm/year) | Fuel Substitution | 0.10971 | 0.22985 | 0.35138 | 0.47348 | 0.59714 | 0.59714 | 0.59714 | 0.59714 | 0.59714 | 0.59714 | 0.59714 | 0.59714 | 0.59714
Scenario 3: Aggressive Fuel Sub | SCE | Com | HVAC | Com - Restaurant | Electric Demand (MW) | Energy Efficiency | 0.029249 | 0.060679 | 0.094318 | 0.13022 | 0.1685 | 0.20858 | 0.25018 | 0.2934 | 0.33805 | 0.38385 | 0.43078 | 0.47856 | 0.52715
Scenario 3: Aggressive Fuel Sub | SCE | Com | HVAC | Com - Restaurant | Electric Demand (MW) | Fuel Substitution | 0 | 0 | 0 | 0 | 0 | 6.2489e-06 | 1.2537e-05 | 1.883e-05 | 2.5104e-05 | 3.1346e-05 | 3.7547e-05 | 4.3702e-05 | 4.9808e-05
Scenario 3: Aggressive Fuel Sub | SCE | Com | HVAC | Com - Restaurant | Electric Energy (GWh/year) | Energy Efficiency | 0.032245 | 0.066331 | 0.10226 | 0.14003 | 0.17973 | 0.22092 | 0.2634 | 0.30723 | 0.35225 | 0.39829 | 0.4453 | 0.49311 | 0.54167
Scenario 3: Aggressive Fuel Sub | SCE | Com | HVAC | Com - Restaurant | Electric Energy (GWh/year) | Fuel Substitution | 0.013025 | 0.026372 | 0.039913 | 0.05355 | 0.067212 | 0.067263 | 0.067314 | 0.067366 | 0.067417 | 0.067468 | 0.067518 | 0.067569 | 0.067619
Scenario 3: Aggressive Fuel Sub | SCE | Com | HVAC | Com - Restaurant | Gas Energy (MMTherm/year) | Energy Efficiency | 0.0014676 | 0.0030604 | 0.0047809 | 0.0066332 | 0.0086249 | 0.010721 | 0.012906 | 0.015185 | 0.017548 | 0.019978 | 0.022473 | 0.025019 | 0.027611
Scenario 3: Aggressive Fuel Sub | SCE | Com | HVAC | Com - Restaurant | Gas Energy (MMTherm/year) | Fuel Substitution | 0.0013606 | 0.0027535 | 0.0041652 | 0.0055859 | 0.0070085 | 0.0070085 | 0.0070085 | 0.0070085 | 0.0070085 | 0.0070085 | 0.0070085 | 0.0070085 | 0.0070085
Scenario 3: Aggressive Fuel Sub | SCE | Com | HVAC | Com - Retail | Electric Demand (MW) | Energy Efficiency | 0.1701 | 0.35742 | 0.60621 | 0.89783 | 1.2188 | 1.5663 | 1.9379 | 2.3366 | 2.4983 | 2.6017 | 2.7076 | 2.8153 | 2.9245
Scenario 3: Aggressive Fuel Sub | SCE | Com | HVAC | Com - Retail | Electric Demand (MW) | Fuel Substitution | 0 | 0 | 0 | 0 | 0 | 0.022468 | 0.045323 | 0.068384 | 0.070022 | 0.071657 | 0.073286 | 0.074905 | 0.074924
Scenario 3: Aggressive Fuel Sub | SCE | Com | HVAC | Com - Retail | Electric Energy (GWh/year) | Energy Efficiency | 0.38118 | 0.80094 | 1.3722 | 2.0477 | 2.7915 | 3.5968 | 4.4374 | 5.35 | 5.6194 | 5.7231 | 5.8298 | 5.9301 | 6.0327
Scenario 3: Aggressive Fuel Sub | SCE | Com | HVAC | Com - Retail | Electric Energy (GWh/year) | Fuel Substitution | 0.04614 | 0.093441 | 0.14145 | 0.18982 | 0.23818 | 0.32356 | 0.41042 | 0.49808 | 0.5028 | 0.50752 | 0.51221 | 0.51687 | 0.517
Scenario 3: Aggressive Fuel Sub | SCE | Com | HVAC | Com - Retail | Gas Energy (MMTherm/year) | Energy Efficiency | 0.004138 | 0.0085812 | 0.013913 | 0.01975 | 0.025942 | 0.032457 | 0.038073 | 0.043973 | 0.045554 | 0.046471 | 0.047498 | 0.048641 | 0.049911
Scenario 3: Aggressive Fuel Sub | SCE | Com | HVAC | Com - Retail | Gas Energy (MMTherm/year) | Fuel Substitution | 0.003094 | 0.0062634 | 0.0094776 | 0.012714 | 0.015949 | 0.015949 | 0.015949 | 0.015949 | 0.015949 | 0.015949 | 0.015949 | 0.015949 | 0.015949
Scenario 3: Aggressive Fuel Sub | SCE | Com | HVAC | Com - School | Electric Demand (MW) | Energy Efficiency | 0.059379 | 0.12175 | 0.18716 | 0.25528 | 0.32563 | 0.39833 | 0.47468 | 0.55225 | 0.63027 | 0.70996 | 0.79093 | 0.87344 | 0.95498
Scenario 3: Aggressive Fuel Sub | SCE | Com | HVAC | Com - School | Electric Energy (GWh/year) | Energy Efficiency | 0.056494 | 0.11564 | 0.17745 | 0.24165 | 0.30783 | 0.37607 | 0.45733 | 0.53664 | 0.60957 | 0.68397 | 0.75951 | 0.83639 | 0.90263
Scenario 3: Aggressive Fuel Sub | SCE | Com | HVAC | Com - School | Electric Energy (GWh/year) | Fuel Substitution | -0.0012306 | -0.0024629 | -0.0036845 | -0.0048883 | -0.00028256 | -0.00028256 | -0.00028256 | -0.00028256 | -0.00028256 | -0.00028256 | -0.00028256 | -0.00028256 | -0.00028256
Scenario 3: Aggressive Fuel Sub | SCE | Com | HVAC | Com - School | Gas Energy (MMTherm/year) | Energy Efficiency | 0.0030372 | 0.0062394 | 0.0096096 | 0.01313 | 0.016774 | 0.020549 | 0.024399 | 0.028356 | 0.032424 | 0.036585 | 0.040817 | 0.045133 | 0.04952
Scenario 3: Aggressive Fuel Sub | SCE | Com | HVAC | Com - School | Gas Energy (MMTherm/year) | Fuel Substitution | 0.00099459 | 0.0019965 | 0.0029958 | 0.0039855 | 0.0056876 | 0.0056876 | 0.0056876 | 0.0056876 | 0.0056876 | 0.0056876 | 0.0056876 | 0.0056876 | 0.0056876
Scenario 3: Aggressive Fuel Sub | SCE | Com | HVAC | Com - Warehouse | Electric Demand (MW) | Energy Efficiency | 0.0020199 | 0.0041087 | 0.0062597 | 0.0084736 | 0.010762 | 0.013108 | 0.015507 | 0.017958 | 0.020373 | 0.022827 | 0.02532 | 0.027846 | 0.030405
Scenario 3: Aggressive Fuel Sub | SCE | Com | HVAC | Com - Warehouse | Electric Demand (MW) | Fuel Substitution | 0 | 0 | 0 | 0 | 0 | 2.4576e-06 | 4.9466e-06 | 7.4516e-06 | 7.4516e-06 | 7.4516e-06 | 7.4516e-06 | 7.4516e-06 | 7.4516e-06
Scenario 3: Aggressive Fuel Sub | SCE | Com | HVAC | Com - Warehouse | Electric Energy (GWh/year) | Energy Efficiency | 0.0063874 | 0.012997 | 0.019809 | 0.026826 | 0.034124 | 0.041616 | 0.049284 | 0.057125 | 0.064666 | 0.07233 | 0.080112 | 0.087999 | 0.095992
Scenario 3: Aggressive Fuel Sub | SCE | Com | HVAC | Com - Warehouse | Electric Energy (GWh/year) | Fuel Substitution | -0.10878 | -0.21996 | -0.33246 | -0.44557 | -0.55885 | -0.55881 | -0.55878 | -0.55874 | -0.55874 | -0.55874 | -0.55874 | -0.55874 | -0.55874
Scenario 3: Aggressive Fuel Sub | SCE | Com | HVAC | Com - Warehouse | Gas Energy (MMTherm/year) | Energy Efficiency | 1.5707e-05 | 3.2869e-05 | 5.1507e-05 | 7.1636e-05 | 9.3268e-05 | 0.00011641 | 0.00014107 | 0.00016723 | 0.00016723 | 0.00016723 | 0.00016723 | 0.00016723 | 0.00016723
Scenario 3: Aggressive Fuel Sub | SCE | Com | HVAC | Com - Warehouse | Gas Energy (MMTherm/year) | Fuel Substitution | 0.021787 | 0.044109 | 0.066751 | 0.089566 | 0.11246 | 0.11246 | 0.11246 | 0.11246 | 0.11246 | 0.11246 | 0.11246 | 0.11246 | 0.11246
Scenario 3: Aggressive Fuel Sub | SCE | Com | Lighting | Com - College | Electric Demand (MW) | Energy Efficiency | 0 | 0.006439 | 0.014876 | 0.023984 | 0.033678 | 0.044015 | 0.054972 | 0.066481 | 0.078511 | 0.091012 | 0.10398 | 0.11753 | 0.13164
Scenario 3: Aggressive Fuel Sub | SCE | Com | Lighting | Com - College | Electric Energy (GWh/year) | Energy Efficiency | 0 | 0.024197 | 0.055905 | 0.090129 | 0.12656 | 0.16541 | 0.20658 | 0.24983 | 0.29504 | 0.34202 | 0.39074 | 0.44166 | 0.49469
Scenario 3: Aggressive Fuel Sub | SCE | Com | Lighting | Com - College | Gas Energy (MMTherm/year) | Energy Efficiency | 0 | -0.00013404 | -0.00030967 | -0.00049925 | -0.00070105 | -0.00091624 | -0.0011443 | -0.0013839 | -0.0016343 | -0.0018945 | -0.0021644 | -0.0024465 | -0.0027402
Scenario 3: Aggressive Fuel Sub | SCE | Com | Lighting | Com - Grocery | Electric Demand (MW) | Energy Efficiency | 0.033078 | 0.067928 | 0.1044 | 0.14245 | 0.18208 | 0.22317 | 0.26559 | 0.30934 | 0.35431 | 0.40039 | 0.44756 | 0.49567 | 0.54461
Scenario 3: Aggressive Fuel Sub | SCE | Com | Lighting | Com - Grocery | Electric Energy (GWh/year) | Energy Efficiency | 0.18564 | 0.38122 | 0.58587 | 0.7994 | 1.0218 | 1.2523 | 1.4903 | 1.7358 | 1.9881 | 2.2466 | 2.5113 | 2.7811 | 3.0557
Scenario 3: Aggressive Fuel Sub | SCE | Com | Lighting | Com - Grocery | Gas Energy (MMTherm/year) | Energy Efficiency | -0.0019611 | -0.0040272 | -0.0061893 | -0.0084452 | -0.010795 | -0.013231 | -0.015745 | -0.018339 | -0.021005 | -0.023737 | -0.026534 | -0.029386 | -0.032287
Scenario 3: Aggressive Fuel Sub | SCE | Com | Lighting | Com - Health | Electric Demand (MW) | Energy Efficiency | 0.034794 | 0.071555 | 0.11029 | 0.15068 | 0.19278 | 0.23641 | 0.28163 | 0.32819 | 0.376 | 0.42482 | 0.47453 | 0.52534 | 0.57723
Scenario 3: Aggressive Fuel Sub | SCE | Com | Lighting | Com - Health | Electric Energy (GWh/year) | Energy Efficiency | 0.20349 | 0.41848 | 0.64505 | 0.88127 | 1.1275 | 1.3827 | 1.6472 | 1.9196 | 2.1992 | 2.4848 | 2.7756 | 3.0728 | 3.3764
Scenario 3: Aggressive Fuel Sub | SCE | Com | Lighting | Com - Health | Gas Energy (MMTherm/year) | Energy Efficiency | -0.0013327 | -0.0027408 | -0.0042247 | -0.0057717 | -0.0073842 | -0.0090558 | -0.010788 | -0.012572 | -0.014403 | -0.016273 | -0.018178 | -0.020124 | -0.022112
Scenario 3: Aggressive Fuel Sub | SCE | Com | Lighting | Com - Office (Large) | Electric Demand (MW) | Energy Efficiency | 0 | 0.01226 | 0.03179 | 0.052606 | 0.074718 | 0.098073 | 0.12256 | 0.14814 | 0.17467 | 0.20207 | 0.23031 | 0.25931 | 0.28903
Scenario 3: Aggressive Fuel Sub | SCE | Com | Lighting | Com - Office (Large) | Electric Energy (GWh/year) | Energy Efficiency | 0 | 0.085204 | 0.22093 | 0.36559 | 0.51926 | 0.68156 | 0.85174 | 1.0295 | 1.2139 | 1.4043 | 1.6006 | 1.8021 | 2.0086
Scenario 3: Aggressive Fuel Sub | SCE | Com | Lighting | Com - Office (Large) | Gas Energy (MMTherm/year) | Energy Efficiency | 0 | -0.00020193 | -0.00052361 | -0.00086645 | -0.0012306 | -0.0016153 | -0.0020186 | -0.0024399 | -0.0028769 | -0.0033282 | -0.0037934 | -0.004271 | -0.0047604
Scenario 3: Aggressive Fuel Sub | SCE | Com | Lighting | Com - Refrig. Warehouse | Electric Demand (MW) | Energy Efficiency | 0.0010955 | 0.0015426 | 0.0020103 | 0.0024957 | 0.0029989 | 0.00352 | 0.0040584 | 0.0046127 | 0.0051828 | 0.0057677 | 0.0063663 | 0.0069778 | 0.007601
Scenario 3: Aggressive Fuel Sub | SCE | Com | Lighting | Com - Refrig. Warehouse | Electric Energy (GWh/year) | Energy Efficiency | 0.010403 | 0.014648 | 0.019088 | 0.023697 | 0.028476 | 0.033424 | 0.038537 | 0.043801 | 0.049215 | 0.054769 | 0.060454 | 0.066262 | 0.072181
Scenario 3: Aggressive Fuel Sub | SCE | Com | Lighting | Com - Restaurant | Electric Demand (MW) | Energy Efficiency | 0.019523 | 0.040164 | 0.061883 | 0.084648 | 0.10844 | 0.13314 | 0.15869 | 0.18506 | 0.2122 | 0.24006 | 0.26859 | 0.29776 | 0.32751
Scenario 3: Aggressive Fuel Sub | SCE | Com | Lighting | Com - Restaurant | Electric Energy (GWh/year) | Energy Efficiency | 0.11832 | 0.24342 | 0.37505 | 0.51304 | 0.65724 | 0.80699 | 0.96185 | 1.1217 | 1.2862 | 1.4551 | 1.6281 | 1.8049 | 1.9853
Scenario 3: Aggressive Fuel Sub | SCE | Com | Lighting | Com - Restaurant | Gas Energy (MMTherm/year) | Energy Efficiency | -0.00058104 | -0.0011953 | -0.0018417 | -0.0025193 | -0.0032274 | -0.0039627 | -0.0047232 | -0.0055081 | -0.0063161 | -0.0071452 | -0.0079947 | -0.0088629 | -0.0097484
Scenario 3: Aggressive Fuel Sub | SCE | Com | Lighting | Com - Retail | Electric Demand (MW) | Energy Efficiency | 0.12558 | 0.25799 | 0.39668 | 0.54147 | 0.69228 | 0.84863 | 1.0101 | 1.1765 | 1.3474 | 1.5225 | 1.7016 | 1.8842 | 2.0697
Scenario 3: Aggressive Fuel Sub | SCE | Com | Lighting | Com - Retail | Electric Energy (GWh/year) | Energy Efficiency | 0.7475 | 1.5357 | 2.3612 | 3.2231 | 4.1207 | 5.0513 | 6.0121 | 7.0026 | 8.02 | 9.0623 | 10.1283 | 11.2146 | 12.3189
Scenario 3: Aggressive Fuel Sub | SCE | Com | Lighting | Com - Retail | Gas Energy (MMTherm/year) | Energy Efficiency | -0.0019097 | -0.0039235 | -0.0060327 | -0.0082348 | -0.010528 | -0.012906 | -0.015361 | -0.017892 | -0.020492 | -0.023156 | -0.02588 | -0.028656 | -0.031478
Scenario 3: Aggressive Fuel Sub | SCE | Com | Lighting | Com - Warehouse | Electric Demand (MW) | Energy Efficiency | 0.0014516 | 0.0030454 | 0.0047759 | 0.0066451 | 0.0086575 | 0.014324 | 0.020631 | 0.027146 | 0.028096 | 0.028096 | 0.028096 | 0.028096 | 0.028096
Scenario 3: Aggressive Fuel Sub | SCE | Com | Lighting | Com - Warehouse | Electric Energy (GWh/year) | Energy Efficiency | 0.012163 | 0.025517 | 0.040016 | 0.055678 | 0.072539 | 0.12002 | 0.17286 | 0.22745 | 0.23541 | 0.23541 | 0.23541 | 0.23541 | 0.23541
Scenario 3: Aggressive Fuel Sub | SCE | Com | Lighting | Com - Warehouse | Gas Energy (MMTherm/year) | Energy Efficiency | -4.6971e-05 | -9.8544e-05 | -0.00015454 | -0.00021502 | -0.00028014 | -0.0003496 | -0.00042318 | -0.00050082 | -0.00051608 | -0.00051608 | -0.00051608 | -0.00051608 | -0.00051608
Scenario 3: Aggressive Fuel Sub | SCE | Com | WaterHeat | Com - College | Electric Demand (MW) | Energy Efficiency | 0.00013082 | 0.00028912 | 0.00048073 | 0.00071232 | 0.00099048 | 0.0013256 | 0.0017285 | 0.0022114 | 0.0027893 | 0.0034793 | 0.0043034 | 0.0052935 | 0.0064748
Scenario 3: Aggressive Fuel Sub | SCE | Com | WaterHeat | Com - College | Electric Demand (MW) | Fuel Substitution | 0 | 0 | 0 | 0 | 0 | 0.3835 | 0.84829 | 1.3876 | 1.985 | 2.6232 | 3.2885 | 3.9714 | 4.6653
Scenario 3: Aggressive Fuel Sub | SCE | Com | WaterHeat | Com - College | Electric Energy (GWh/year) | Energy Efficiency | 0.00053541 | 0.0011833 | 0.0019675 | 0.0029153 | 0.0040537 | 0.005425 | 0.0070742 | 0.0090505 | 0.011415 | 0.01424 | 0.017612 | 0.021664 | 0.026499
Scenario 3: Aggressive Fuel Sub | SCE | Com | WaterHeat | Com - College | Electric Energy (GWh/year) | Fuel Substitution | -1.9688 | -3.938 | -5.9062 | -7.8733 | -9.8395 | -8.2091 | -6.2328 | -3.9394 | -1.3993 | 1.3145 | 4.1437 | 7.0477 | 9.9987
Scenario 3: Aggressive Fuel Sub | SCE | Com | WaterHeat | Com - College | Gas Energy (MMTherm/year) | Fuel Substitution | 0.2175 | 0.4351 | 0.65262 | 0.87008 | 1.0875 | 1.0875 | 1.0875 | 1.0875 | 1.0875 | 1.0875 | 1.0875 | 1.0875 | 1.0875
Scenario 3: Aggressive Fuel Sub | SCE | Com | WaterHeat | Com - Grocery | Electric Demand (MW) | Energy Efficiency | 0.00037946 | 0.00083923 | 0.001394 | 0.0020626 | 0.0028682 | 0.0038367 | 0.0049987 | 0.0063929 | 0.0080635 | 0.010062 | 0.012453 | 0.01531 | 0.018722
Scenario 3: Aggressive Fuel Sub | SCE | Com | WaterHeat | Com - Grocery | Electric Energy (GWh/year) | Energy Efficiency | 0.0021362 | 0.0047243 | 0.0078472 | 0.011611 | 0.016146 | 0.021599 | 0.028139 | 0.035988 | 0.045392 | 0.056644 | 0.070103 | 0.086186 | 0.1054
Scenario 3: Aggressive Fuel Sub | SCE | Com | WaterHeat | Com - Grocery | Electric Energy (GWh/year) | Fuel Substitution | -0.073589 | -0.14765 | -0.22212 | -0.29712 | -0.37273 | -0.37273 | -0.37273 | -0.37273 | -0.37273 | -0.37273 | -0.37273 | -0.37273 | -0.37273
Scenario 3: Aggressive Fuel Sub | SCE | Com | WaterHeat | Com - Grocery | Gas Energy (MMTherm/year) | Fuel Substitution | 0.0097605 | 0.019583 | 0.029461 | 0.039408 | 0.049437 | 0.049437 | 0.049437 | 0.049437 | 0.049437 | 0.049437 | 0.049437 | 0.049437 | 0.049437
Scenario 3: Aggressive Fuel Sub | SCE | Com | WaterHeat | Com - Health | Electric Demand (MW) | Energy Efficiency | 0.00038055 | 0.00084368 | 0.0014067 | 0.0020861 | 0.0029067 | 0.0038948 | 0.0050853 | 0.0065141 | 0.0082267 | 0.010272 | 0.012712 | 0.015634 | 0.019137
Scenario 3: Aggressive Fuel Sub | SCE | Com | WaterHeat | Com - Health | Electric Demand (MW) | Fuel Substitution | 0 | 0 | 0 | 0 | 0 | 0.43815 | 0.97216 | 1.5957 | 2.2903 | 3.0359 | 3.816 | 4.6194 | 5.4382
Scenario 3: Aggressive Fuel Sub | SCE | Com | WaterHeat | Com - Health | Electric Energy (GWh/year) | Energy Efficiency | 0.0033633 | 0.0074564 | 0.012432 | 0.018437 | 0.02569 | 0.034422 | 0.044944 | 0.057571 | 0.072707 | 0.090786 | 0.11235 | 0.13817 | 0.16913
Scenario 3: Aggressive Fuel Sub | SCE | Com | WaterHeat | Com - Health | Electric Energy (GWh/year) | Fuel Substitution | -4.9338 | -9.8805 | -14.8366 | -19.8021 | -24.7781 | -20.7401 | -15.8183 | -10.0707 | -3.6683 | 3.2039 | 10.3951 | 17.8001 | 25.3481
Scenario 3: Aggressive Fuel Sub | SCE | Com | WaterHeat | Com - Health | Gas Energy (MMTherm/year) | Fuel Substitution | 0.55485 | 1.1113 | 1.669 | 2.228 | 2.7885 | 2.7885 | 2.7885 | 2.7885 | 2.7885 | 2.7885 | 2.7885 | 2.7885 | 2.7885
Scenario 3: Aggressive Fuel Sub | SCE | Com | WaterHeat | Com - Lodging | Electric Demand (MW) | Energy Efficiency | 7.9286e-05 | 0.0001759 | 0.00029331 | 0.00043548 | 0.00060753 | 0.00081537 | 0.001066 | 0.001368 | 0.0017309 | 0.0021667 | 0.0026896 | 0.0033164 | 0.0040673
Scenario 3: Aggressive Fuel Sub | SCE | Com | WaterHeat | Com - Lodging | Electric Demand (MW) | Fuel Substitution | 0 | 0 | 0 | 0 | 0 | 0.44481 | 0.99014 | 1.6296 | 2.3438 | 3.1119 | 3.9169 | 4.7464 | 5.5917
Scenario 3: Aggressive Fuel Sub | SCE | Com | WaterHeat | Com - Lodging | Electric Energy (GWh/year) | Energy Efficiency | 0.0006829 | 0.001515 | 0.0025263 | 0.0037508 | 0.0052327 | 0.0070229 | 0.0091818 | 0.011782 | 0.014909 | 0.018662 | 0.023166 | 0.028565 | 0.035032
Scenario 3: Aggressive Fuel Sub | SCE | Com | WaterHeat | Com - Lodging | Electric Energy (GWh/year) | Fuel Substitution | -4.9924 | -9.9895 | -14.9874 | -19.9979 | -25.0654 | -21.0706 | -16.1726 | -10.4292 | -4.0139 | 2.8858 | 10.1166 | 17.5672 | 25.1604
Scenario 3: Aggressive Fuel Sub | SCE | Com | WaterHeat | Com - Lodging | Gas Energy (MMTherm/year) | Fuel Substitution | 0.55316 | 1.1071 | 1.6614 | 2.2174 | 2.7797 | 2.7797 | 2.7797 | 2.7797 | 2.7797 | 2.7797 | 2.7797 | 2.7797 | 2.7797
Scenario 3: Aggressive Fuel Sub | SCE | Com | WaterHeat | Com - Office (Large) | Electric Demand (MW) | Energy Efficiency | 0.00010076 | 0.00022315 | 0.00037111 | 0.00054952 | 0.00076457 | 0.0010233 | 0.0013335 | 0.0017054 | 0.0021496 | 0.0026795 | 0.0033118 | 0.0040648 | 0.0049617
Scenario 3: Aggressive Fuel Sub | SCE | Com | WaterHeat | Com - Office (Large) | Electric Demand (MW) | Fuel Substitution | 0 | 0 | 0 | 0 | 0 | 0.05971 | 0.13273 | 0.21794 | 0.31257 | 0.41373 | 0.51909 | 0.62695 | 0.73609
Scenario 3: Aggressive Fuel Sub | SCE | Com | WaterHeat | Com - Office (Large) | Electric Energy (GWh/year) | Energy Efficiency | 0.0019292 | 0.0042729 | 0.0071058 | 0.010522 | 0.01464 | 0.019593 | 0.025534 | 0.032653 | 0.04116 | 0.051306 | 0.063412 | 0.077831 | 0.095005
Scenario 3: Aggressive Fuel Sub | SCE | Com | WaterHeat | Com - Office (Large) | Electric Energy (GWh/year) | Fuel Substitution | -1.264 | -2.5137 | -3.7704 | -5.039 | -6.3205 | -5.1253 | -3.6636 | -1.9577 | -0.063201 | 1.9622 | 4.0717 | 6.2311 | 8.4163
Scenario 3: Aggressive Fuel Sub | SCE | Com | WaterHeat | Com - Office (Large) | Gas Energy (MMTherm/year) | Fuel Substitution | 0.13784 | 0.27417 | 0.41126 | 0.54964 | 0.68944 | 0.68944 | 0.68944 | 0.68944 | 0.68944 | 0.68944 | 0.68944 | 0.68944 | 0.68944
Scenario 3: Aggressive Fuel Sub | SCE | Com | WaterHeat | Com - Office (Small) | Electric Demand (MW) | Energy Efficiency | 3.7141e-06 | 8.2144e-06 | 1.365e-05 | 2.02e-05 | 2.5815e-05 | 4.9654e-05 | 6.1031e-05 | 7.4839e-05 | 9.1505e-05 | 0.00011154 | 0.00013555 | 0.00016426 | 0.00019855
Scenario 3: Aggressive Fuel Sub | SCE | Com | WaterHeat | Com - Office (Small) | Electric Demand (MW) | Fuel Substitution | 0 | 0 | 0 | 0 | 0 | 0.002278 | 0.0050627 | 0.0083106 | 0.011918 | 0.015778 | 0.019805 | 0.023936 | 0.028131
Scenario 3: Aggressive Fuel Sub | SCE | Com | WaterHeat | Com - Office (Small) | Electric Energy (GWh/year) | Energy Efficiency | 0.00042723 | 0.0009449 | 0.0015702 | 0.0023236 | 0.0029695 | 0.0057117 | 0.0070203 | 0.0086087 | 0.010526 | 0.01283 | 0.015592 | 0.018895 | 0.022839
Scenario 3: Aggressive Fuel Sub | SCE | Com | WaterHeat | Com - Office (Small) | Electric Energy (GWh/year) | Fuel Substitution | -0.32462 | -0.64803 | -0.96998 | -1.2904 | -1.5675 | -1.294 | -0.9596 | -0.56958 | -0.13635 | 0.32721 | 0.81079 | 1.307 | 1.8108
Scenario 3: Aggressive Fuel Sub | SCE | Com | WaterHeat | Com - Office (Small) | Gas Energy (MMTherm/year) | Fuel Substitution | 0.035035 | 0.069944 | 0.1047 | 0.1393 | 0.16922 | 0.16922 | 0.16922 | 0.16922 | 0.16922 | 0.16922 | 0.16922 | 0.16922 | 0.16922
Scenario 3: Aggressive Fuel Sub | SCE | Com | WaterHeat | Com - Other | Electric Demand (MW) | Energy Efficiency | 0.0039505 | 0.008751 | 0.014568 | 0.021598 | 0.030077 | 0.040288 | 0.052578 | 0.067344 | 0.085049 | 0.10628 | 0.13172 | 0.16219 | 0.19867
Scenario 3: Aggressive Fuel Sub | SCE | Com | WaterHeat | Com - Other | Electric Demand (MW) | Fuel Substitution | 0 | 0 | 0 | 0 | 0 | 2.7638 | 6.1204 | 10.0275 | 14.3687 | 19.0201 | 23.8813 | 28.8793 | 33.9635
Scenario 3: Aggressive Fuel Sub | SCE | Com | WaterHeat | Com - Other | Electric Energy (GWh/year) | Energy Efficiency | 0.027025 | 0.059864 | 0.099657 | 0.14775 | 0.20575 | 0.2756 | 0.35968 | 0.46069 | 0.58181 | 0.72704 | 0.9011 | 1.1095 | 1.3591
Scenario 3: Aggressive Fuel Sub | SCE | Com | WaterHeat | Com - Other | Electric Energy (GWh/year) | Fuel Substitution | -25.5468 | -51.096 | -76.6294 | -102.1474 | -127.532 | -107.8297 | -83.9004 | -56.0445 | -25.0935 | 8.0705 | 42.7301 | 78.3654 | 114.6156
Scenario 3: Aggressive Fuel Sub | SCE | Com | WaterHeat | Com - Other | Gas Energy (MMTherm/year) | Fuel Substitution | 2.7655 | 5.5321 | 8.2979 | 11.0631 | 13.8141 | 13.8141 | 13.8141 | 13.8141 | 13.8141 | 13.8141 | 13.8141 | 13.8141 | 13.8141
Scenario 3: Aggressive Fuel Sub | SCE | Com | WaterHeat | Com - Refrig. Warehouse | Electric Demand (MW) | Energy Efficiency | 2.6171e-05 | 4.0606e-05 | 5.8217e-05 | 7.9513e-05 | 0.00010521 | 0.00013616 | 0.00017339 | 0.00021804 | 0.00027157 | 0.00033567 | 0.0004123 | 0.00050395 | 0.00061344
Scenario 3: Aggressive Fuel Sub | SCE | Com | WaterHeat | Com - Refrig. Warehouse | Electric Demand (MW) | Fuel Substitution | 0 | 0 | 0 | 0 | 0 | 0.0017822 | 0.0039782 | 0.0065608 | 0.0094499 | 0.012559 | 0.015817 | 0.019173 | 0.022593
Scenario 3: Aggressive Fuel Sub | SCE | Com | WaterHeat | Com - Refrig. Warehouse | Electric Energy (GWh/year) | Energy Efficiency | 0.00031971 | 0.00049606 | 0.00071119 | 0.00097135 | 0.0012853 | 0.0016634 | 0.0021182 | 0.0026636 | 0.0033176 | 0.0041006 | 0.0050368 | 0.0061563 | 0.0074939
Scenario 3: Aggressive Fuel Sub | SCE | Com | WaterHeat | Com - Refrig. Warehouse | Electric Energy (GWh/year) | Fuel Substitution | -0.028031 | -0.056123 | -0.081477 | -0.10889 | -0.13674 | -0.11406 | -0.086107 | -0.053235 | -0.016463 | 0.023109 | 0.064579 | 0.1073 | 0.15083
Scenario 3: Aggressive Fuel Sub | SCE | Com | WaterHeat | Com - Refrig. Warehouse | Gas Energy (MMTherm/year) | Fuel Substitution | 0.0032127 | 0.0064336 | 0.0093428 | 0.012493 | 0.015693 | 0.015693 | 0.015693 | 0.015693 | 0.015693 | 0.015693 | 0.015693 | 0.015693 | 0.015693
Scenario 3: Aggressive Fuel Sub | SCE | Com | WaterHeat | Com - Restaurant | Electric Demand (MW) | Energy Efficiency | 0.0015026 | 0.0033304 | 0.005547 | 0.0082292 | 0.01147 | 0.015371 | 0.020057 | 0.02568 | 0.032422 | 0.04049 | 0.05014 | 0.061667 | 0.075429
Scenario 3: Aggressive Fuel Sub | SCE | Com | WaterHeat | Com - Restaurant | Electric Demand (MW) | Fuel Substitution | 0 | 0 | 0 | 0 | 0 | 3.0738 | 6.8221 | 11.1914 | 16.0486 | 21.2553 | 26.7001 | 32.3023 | 38.0056
Scenario 3: Aggressive Fuel Sub | SCE | Com | WaterHeat | Com - Restaurant | Electric Energy (GWh/year) | Energy Efficiency | 0.0082033 | 0.018182 | 0.030284 | 0.044929 | 0.062627 | 0.083929 | 0.10951 | 0.14023 | 0.17704 | 0.22111 | 0.27382 | 0.3368 | 0.41198
Scenario 3: Aggressive Fuel Sub | SCE | Com | WaterHeat | Com - Restaurant | Electric Energy (GWh/year) | Fuel Substitution | -16.8442 | -33.6645 | -50.488 | -67.5086 | -84.792 | -67.2771 | -45.9169 | -21.0164 | 6.6661 | 36.3413 | 67.3735 | 99.3034 | 131.8101
Scenario 3: Aggressive Fuel Sub | SCE | Com | WaterHeat | Com - Restaurant | Gas Energy (MMTherm/year) | Fuel Substitution | 1.9 | 3.7975 | 5.6955 | 7.6159 | 9.5658 | 9.5658 | 9.5658 | 9.5658 | 9.5658 | 9.5658 | 9.5658 | 9.5658 | 9.5658
Scenario 3: Aggressive Fuel Sub | SCE | Com | WaterHeat | Com - Retail | Electric Demand (MW) | Energy Efficiency | 0.00024858 | 0.00054977 | 0.00091319 | 0.0013511 | 0.001923 | 0.0026003 | 0.0034017 | 0.004306 | 0.0053468 | 0.006599 | 0.0081029 | 0.0099436 | 0.012135
Scenario 3: Aggressive Fuel Sub | SCE | Com | WaterHeat | Com - Retail | Electric Demand (MW) | Fuel Substitution | 0 | 0 | 0 | 0 | 0 | 0.095635 | 0.21147 | 0.34599 | 0.49519 | 0.65482 | 0.82146 | 0.99263 | 1.1666
Scenario 3: Aggressive Fuel Sub | SCE | Com | WaterHeat | Com - Retail | Electric Energy (GWh/year) | Energy Efficiency | 0.0016582 | 0.0036675 | 0.0060919 | 0.0090131 | 0.012671 | 0.017034 | 0.022229 | 0.028276 | 0.035378 | 0.043887 | 0.054071 | 0.066357 | 0.080985
Scenario 3: Aggressive Fuel Sub | SCE | Com | WaterHeat | Com - Retail | Electric Energy (GWh/year) | Fuel Substitution | -0.72999 | -1.458 | -2.1834 | -2.9061 | -3.6222 | -2.9558 | -2.1487 | -1.2113 | -0.17158 | 0.94091 | 2.1022 | 3.2951 | 4.5075
Scenario 3: Aggressive Fuel Sub | SCE | Com | WaterHeat | Com - Retail | Gas Energy (MMTherm/year) | Fuel Substitution | 0.07737 | 0.15453 | 0.23142 | 0.30803 | 0.38392 | 0.38392 | 0.38392 | 0.38392 | 0.38392 | 0.38392 | 0.38392 | 0.38392 | 0.38392
Scenario 3: Aggressive Fuel Sub | SCE | Com | WaterHeat | Com - School | Electric Demand (MW) | Energy Efficiency | 0.00012494 | 0.00027678 | 0.00046063 | 0.00068239 | 0.00094895 | 0.001269 | 0.0016521 | 0.0021105 | 0.0026586 | 0.0033132 | 0.0040943 | 0.0050264 | 0.0061369
Scenario 3: Aggressive Fuel Sub | SCE | Com | WaterHeat | Com - School | Electric Demand (MW) | Fuel Substitution | 0 | 0 | 0 | 0 | 0 | 0.2016 | 0.44729 | 0.73286 | 1.049 | 1.3864 | 1.7374 | 2.0968 | 2.4609
Scenario 3: Aggressive Fuel Sub | SCE | Com | WaterHeat | Com - School | Electric Energy (GWh/year) | Energy Efficiency | 0.0018511 | 0.0041007 | 0.0068245 | 0.01011 | 0.014059 | 0.018801 | 0.024477 | 0.031269 | 0.039388 | 0.049088 | 0.06066 | 0.074469 | 0.090922
Scenario 3: Aggressive Fuel Sub | SCE | Com | WaterHeat | Com - School | Electric Energy (GWh/year) | Fuel Substitution | -3.2436 | -6.4653 | -9.7095 | -12.9904 | -16.3092 | -13.2211 | -9.457 | -5.0816 | -0.23738 | 4.9317 | 10.3109 | 15.8184 | 21.3971
Scenario 3: Aggressive Fuel Sub | SCE | Com | WaterHeat | Com - School | Gas Energy (MMTherm/year) | Fuel Substitution | 0.36162 | 0.72086 | 1.0826 | 1.4484 | 1.8185 | 1.8185 | 1.8185 | 1.8185 | 1.8185 | 1.8185 | 1.8185 | 1.8185 | 1.8185
Scenario 3: Aggressive Fuel Sub | SCE | Com | WaterHeat | Com - Warehouse | Electric Demand (MW) | Energy Efficiency | 1.1933e-05 | 2.6366e-05 | 4.3754e-05 | 6.4686e-05 | 8.9886e-05 | 0.00012013 | 0.00015634 | 0.00019968 | 0.00025144 | 0.00031321 | 0.00038688 | 0.00047462 | 0.0005791
Scenario 3: Aggressive Fuel Sub | SCE | Com | WaterHeat | Com - Warehouse | Electric Demand (MW) | Fuel Substitution | 0 | 0 | 0 | 0 | 0 | 0.0017981 | 0.0039735 | 0.0064989 | 0.0092998 | 0.012297 | 0.015426 | 0.01864 | 0.021909
Scenario 3: Aggressive Fuel Sub | SCE | Com | WaterHeat | Com - Warehouse | Electric Energy (GWh/year) | Energy Efficiency | 0.00033781 | 0.00074642 | 0.0012387 | 0.0018313 | 0.0025449 | 0.0034012 | 0.0044265 | 0.0056538 | 0.0071198 | 0.0088693 | 0.010956 | 0.013441 | 0.016401
Scenario 3: Aggressive Fuel Sub | SCE | Com | WaterHeat | Com - Warehouse | Electric Energy (GWh/year) | Fuel Substitution | -0.07671 | -0.15354 | -0.23042 | -0.30738 | -0.38442 | -0.33145 | -0.26736 | -0.19295 | -0.11042 | -0.022112 | 0.070082 | 0.1648 | 0.26113
Scenario 3: Aggressive Fuel Sub | SCE | Com | WaterHeat | Com - Warehouse | Gas Energy (MMTherm/year) | Fuel Substitution | 0.0084792 | 0.016974 | 0.025477 | 0.03399 | 0.042516 | 0.042516 | 0.042516 | 0.042516 | 0.042516 | 0.042516 | 0.042516 | 0.042516 | 0.042516
Scenario 3: Aggressive Fuel Sub | SCE | Com | WholeBlg | Com - College | Electric Demand (MW) | Energy Efficiency | 0.080354 | 0.1625 | 0.24661 | 0.3331 | 0.4223 | 0.51338 | 0.60767 | 0.7049 | 0.7956 | 0.82383 | 0.84869 | 0.87404 | 0.89933
Scenario 3: Aggressive Fuel Sub | SCE | Com | WholeBlg | Com - College | Electric Energy (GWh/year) | Energy Efficiency | 0.73228 | 1.4809 | 2.2474 | 3.0355 | 3.8484 | 4.679 | 5.5389 | 6.4255 | 7.2526 | 7.5097 | 7.7363 | 7.9674 | 8.1979
Scenario 3: Aggressive Fuel Sub | SCE | Com | WholeBlg | Com - Grocery | Electric Demand (MW) | Energy Efficiency | 0.27552 | 0.55743 | 0.84664 | 1.1442 | 1.4515 | 1.7656 | 2.0896 | 2.4233 | 2.7344 | 2.8303 | 2.9143 | 2.9993 | 3.0737
Scenario 3: Aggressive Fuel Sub | SCE | Com | WholeBlg | Com - Grocery | Electric Energy (GWh/year) | Energy Efficiency | 2.5108 | 5.0799 | 7.7155 | 10.4274 | 13.2279 | 16.0917 | 19.0466 | 22.0896 | 24.9263 | 25.7996 | 26.5657 | 27.3407 | 28.0183
Scenario 3: Aggressive Fuel Sub | SCE | Com | WholeBlg | Com - Health | Electric Demand (MW) | Energy Efficiency | 0.2627 | 0.5325 | 0.80997 | 1.0963 | 1.3927 | 1.6963 | 2.0112 | 2.3365 | 2.6414 | 2.7424 | 2.8323 | 2.9234 | 3.0137
Scenario 3: Aggressive Fuel Sub | SCE | Com | WholeBlg | Com - Health | Electric Energy (GWh/year) | Energy Efficiency | 2.394 | 4.8528 | 7.3814 | 9.9907 | 12.6921 | 15.4607 | 18.3321 | 21.2987 | 24.0784 | 24.9987 | 25.8183 | 26.6485 | 27.4713
Scenario 3: Aggressive Fuel Sub | SCE | Com | WholeBlg | Com - Lodging | Electric Demand (MW) | Energy Efficiency | 0.12427 | 0.2515 | 0.38182 | 0.51597 | 0.6545 | 0.79604 | 0.94254 | 1.0937 | 1.2347 | 1.2791 | 1.3182 | 1.3581 | 1.3968
Scenario 3: Aggressive Fuel Sub | SCE | Com | WholeBlg | Com - Lodging | Electric Energy (GWh/year) | Energy Efficiency | 1.1325 | 2.292 | 3.4795 | 4.702 | 5.9645 | 7.2553 | 8.5913 | 9.9692 | 11.2554 | 11.6596 | 12.0166 | 12.3796 | 12.7324
Scenario 3: Aggressive Fuel Sub | SCE | Com | WholeBlg | Com - Office (Large) | Electric Demand (MW) | Energy Efficiency | 0.52284 | 1.0538 | 1.5936 | 2.1442 | 2.7076 | 3.2778 | 3.863 | 4.4611 | 5.0102 | 5.1459 | 5.2563 | 5.3667 | 5.4822
Scenario 3: Aggressive Fuel Sub | SCE | Com | WholeBlg | Com - Office (Large) | Electric Energy (GWh/year) | Energy Efficiency | 4.7646 | 9.6031 | 14.5229 | 19.5405 | 24.6749 | 29.875 | 35.2112 | 40.6657 | 45.6728 | 46.9084 | 47.9147 | 48.9207 | 49.9736
Scenario 3: Aggressive Fuel Sub | SCE | Com | WholeBlg | Com - Office (Small) | Electric Demand (MW) | Energy Efficiency | 0.091786 | 0.18524 | 0.28059 | 0.37817 | 0.47838 | 0.58017 | 0.68485 | 0.79215 | 0.89125 | 0.91818 | 0.94085 | 0.96361 | 0.98584
Scenario 3: Aggressive Fuel Sub | SCE | Com | WholeBlg | Com - Office (Small) | Electric Energy (GWh/year) | Energy Efficiency | 0.83645 | 1.6881 | 2.557 | 3.4463 | 4.3595 | 5.2878 | 6.2424 | 7.2209 | 8.1245 | 8.3698 | 8.5764 | 8.7839 | 8.9866
Scenario 3: Aggressive Fuel Sub | SCE | Com | WholeBlg | Com - Other | Electric Demand (MW) | Energy Efficiency | 0.39936 | 0.80652 | 1.222 | 1.6479 | 2.086 | 2.5317 | 2.9916 | 3.4644 | 3.9028 | 4.0283 | 4.1364 | 4.2461 | 4.3601
Scenario 3: Aggressive Fuel Sub | SCE | Com | WholeBlg | Com - Other | Electric Energy (GWh/year) | Energy Efficiency | 3.6394 | 7.3499 | 11.136 | 15.0177 | 19.0099 | 23.0746 | 27.2688 | 31.5799 | 35.5769 | 36.7207 | 37.7061 | 38.7061 | 39.7449
Scenario 3: Aggressive Fuel Sub | SCE | Com | WholeBlg | Com - Refrig. Warehouse | Electric Demand (MW) | Energy Efficiency | 0.030728 | 0.062592 | 0.095673 | 0.1302 | 0.16632 | 0.20365 | 0.2425 | 0.28289 | 0.32125 | 0.33603 | 0.34962 | 0.36342 | 0.37531
Scenario 3: Aggressive Fuel Sub | SCE | Com | WholeBlg | Com - Refrig. Warehouse | Electric Energy (GWh/year) | Energy Efficiency | 0.28003 | 0.5704 | 0.87188 | 1.1865 | 1.5157 | 1.8561 | 2.2104 | 2.5787 | 2.9285 | 3.0631 | 3.187 | 3.3128 | 3.4211
Scenario 3: Aggressive Fuel Sub | SCE | Com | WholeBlg | Com - Restaurant | Electric Demand (MW) | Energy Efficiency | 0.23361 | 0.47457 | 0.72357 | 0.98216 | 1.2517 | 1.5296 | 1.819 | 2.1199 | 2.4059 | 2.5194 | 2.6265 | 2.7378 | 2.8442
Scenario 3: Aggressive Fuel Sub | SCE | Com | WholeBlg | Com - Restaurant | Electric Energy (GWh/year) | Energy Efficiency | 2.2343 | 4.5531 | 6.9649 | 9.486 | 12.1318 | 14.8808 | 17.7597 | 20.772 | 23.6797 | 25.0463 | 26.3907 | 27.811 | 29.2274
Scenario 3: Aggressive Fuel Sub | SCE | Com | WholeBlg | Com - Restaurant | Gas Energy (MMTherm/year) | Energy Efficiency | -0.0011657 | -0.0025236 | -0.0040992 | -0.0059193 | -0.0080161 | -0.010386 | -0.013038 | -0.016011 | -0.019327 | -0.023002 | -0.02707 | -0.031553 | -0.036489
Scenario 3: Aggressive Fuel Sub | SCE | Com | WholeBlg | Com - Retail | Electric Demand (MW) | Energy Efficiency | 0.31335 | 0.63131 | 0.95456 | 1.2841 | 1.621 | 1.9617 | 2.3113 | 2.6684 | 2.9955 | 3.0716 | 3.1312 | 3.1895 | 3.2476
Scenario 3: Aggressive Fuel Sub | SCE | Com | WholeBlg | Com - Retail | Electric Energy (GWh/year) | Energy Efficiency | 3.4426 | 7.0234 | 10.7536 | 14.6588 | 18.7694 | 23.0633 | 27.5931 | 32.3707 | 37.0618 | 39.6623 | 42.3357 | 45.2307 | 48.3801
Scenario 3: Aggressive Fuel Sub | SCE | Com | WholeBlg | Com - Retail | Gas Energy (MMTherm/year) | Energy Efficiency | 0.0040287 | 0.0087173 | 0.014101 | 0.020294 | 0.027433 | 0.035578 | 0.044785 | 0.05522 | 0.066946 | 0.080042 | 0.094659 | 0.11088 | 0.12886
Scenario 3: Aggressive Fuel Sub | SCE | Com | WholeBlg | Com - School | Electric Demand (MW) | Energy Efficiency | 0.096541 | 0.19481 | 0.29491 | 0.39738 | 0.50257 | 0.6094 | 0.71941 | 0.83226 | 0.93651 | 0.96485 | 0.98871 | 1.0127 | 1.0371
Scenario 3: Aggressive Fuel Sub | SCE | Com | WholeBlg | Com - School | Electric Energy (GWh/year) | Energy Efficiency | 0.87978 | 1.7753 | 2.6876 | 3.6214 | 4.58 | 5.5542 | 6.5574 | 7.5866 | 8.5371 | 8.7952 | 9.0127 | 9.2315 | 9.4538
Scenario 3: Aggressive Fuel Sub | SCE | Com | WholeBlg | Com - Warehouse | Electric Demand (MW) | Energy Efficiency | 0.16218 | 0.32804 | 0.49782 | 0.67256 | 0.85302 | 1.0374 | 1.2282 | 1.425 | 1.6088 | 1.6675 | 1.72 | 1.7739 | 1.8291
Scenario 3: Aggressive Fuel Sub | SCE | Com | WholeBlg | Com - Warehouse | Electric Energy (GWh/year) | Energy Efficiency | 1.5892 | 3.2328 | 4.935 | 6.7102 | 8.5725 | 10.5075 | 12.5378 | 14.6651 | 16.7177 | 17.6773 | 18.6321 | 19.6536 | 20.748
Scenario 3: Aggressive Fuel Sub | SCE | Com | WholeBlg | Com - Warehouse | Gas Energy (MMTherm/year) | Energy Efficiency | -0.0012158 | -0.0026606 | -0.0043527 | -0.0063514 | -0.0087311 | -0.0115 | -0.014674 | -0.018315 | -0.022433 | -0.02707 | -0.032275 | -0.03807 | -0.044535
Scenario 3: Aggressive Fuel Sub | SCE | Ind | WholeBlg | Ind - All Other Industrial | Electric Demand (MW) | Energy Efficiency | 0.12727 | 0.25439 | 0.38167 | 0.50932 | 0.63723 | 0.65418 | 0.67141 | 0.68862 | 0.70561 | 0.72244 | 0.73908 | 0.75212 | 0.75237
Scenario 3: Aggressive Fuel Sub | SCE | Ind | WholeBlg | Ind - All Other Industrial | Electric Energy (GWh/year) | Energy Efficiency | 0.92461 | 1.8481 | 2.7727 | 3.7 | 4.6292 | 4.771 | 4.9149 | 5.0586 | 5.2008 | 5.3418 | 5.4815 | 5.591 | 5.5928
Scenario 3: Aggressive Fuel Sub | SCE | Ind | WholeBlg | Ind - Chemicals | Electric Demand (MW) | Energy Efficiency | 0.38538 | 0.77353 | 1.1654 | 1.5614 | 1.9611 | 2.0274 | 2.094 | 2.1595 | 2.2237 | 2.2867 | 2.3486 | 2.3993 | 2.4109
Scenario 3: Aggressive Fuel Sub | SCE | Ind | WholeBlg | Ind - Chemicals | Electric Energy (GWh/year) | Energy Efficiency | 2.7997 | 5.6195 | 8.4662 | 11.3429 | 14.2467 | 14.7851 | 15.3256 | 15.8592 | 16.3834 | 16.8997 | 17.4088 | 17.8241 | 17.9115
Scenario 3: Aggressive Fuel Sub | SCE | Ind | WholeBlg | Ind - Electronics | Electric Demand (MW) | Energy Efficiency | 0.18946 | 0.37909 | 0.56946 | 0.76091 | 0.95331 | 0.98111 | 1.0096 | 1.0383 | 1.0668 | 1.0951 | 1.1232 | 1.1458 | 1.1494
Scenario 3: Aggressive Fuel Sub | SCE | Ind | WholeBlg | Ind - Electronics | Electric Energy (GWh/year) | Energy Efficiency | 1.3764 | 2.7539 | 4.1369 | 5.5277 | 6.9253 | 7.1552 | 7.3901 | 7.6263 | 7.8613 | 8.0954 | 8.3277 | 8.5148 | 8.5409
Scenario 3: Aggressive Fuel Sub | SCE | Ind | WholeBlg | Ind - Fabricated Metals | Electric Demand (MW) | Energy Efficiency | 0.26179 | 0.52535 | 0.79159 | 1.0602 | 1.3306 | 1.3736 | 1.4161 | 1.4571 | 1.4969 | 1.5357 | 1.5737 | 1.6039 | 1.6074
Scenario 3: Aggressive Fuel Sub | SCE | Ind | WholeBlg | Ind - Fabricated Metals | Electric Energy (GWh/year) | Energy Efficiency | 1.9019 | 3.8165 | 5.7506 | 7.7018 | 9.6659 | 10.017 | 10.3647 | 10.7018 | 11.0298 | 11.3515 | 11.6677 | 11.9189 | 11.9451
Scenario 3: Aggressive Fuel Sub | SCE | Ind | WholeBlg | Ind - Food | Electric Demand (MW) | Energy Efficiency | 0.54495 | 1.0877 | 1.6299 | 2.1725 | 2.715 | 2.7814 | 2.8495 | 2.9176 | 2.985 | 3.0517 | 3.1174 | 3.1673 | 3.162
Scenario 3: Aggressive Fuel Sub | SCE | Ind | WholeBlg | Ind - Food | Electric Energy (GWh/year) | Energy Efficiency | 3.9589 | 7.902 | 11.8408 | 15.7823 | 19.7234 | 20.2859 | 20.8602 | 21.435 | 22.0038 | 22.5679 | 23.1249 | 23.5494 | 23.5103
Scenario 3: Aggressive Fuel Sub | SCE | Ind | WholeBlg | Ind - Industrial Machinery | Electric Demand (MW) | Energy Efficiency | 0.081888 | 0.16438 | 0.24781 | 0.33199 | 0.41666 | 0.43015 | 0.44345 | 0.45623 | 0.46864 | 0.48088 | 0.49297 | 0.50264 | 0.50392
Scenario 3: Aggressive Fuel Sub | SCE | Ind | WholeBlg | Ind - Industrial Machinery | Electric Energy (GWh/year) | Energy Efficiency | 0.5949 | 1.1942 | 1.8002 | 2.4117 | 3.0268 | 3.1369 | 3.2456 | 3.3507 | 3.4533 | 3.5546 | 3.6549 | 3.735 | 3.7448
Scenario 3: Aggressive Fuel Sub | SCE | Ind | WholeBlg | Ind - Lumber & Furniture | Electric Demand (MW) | Energy Efficiency | 0.045111 | 0.090143 | 0.13524 | 0.18046 | 0.2258 | 0.23179 | 0.23787 | 0.24389 | 0.2498 | 0.25559 | 0.26127 | 0.26567 | 0.2655
Scenario 3: Aggressive Fuel Sub | SCE | Ind | WholeBlg | Ind - Lumber & Furniture | Electric Energy (GWh/year) | Energy Efficiency | 0.32772 | 0.65486 | 0.98243 | 1.311 | 1.6403 | 1.6905 | 1.7413 | 1.7917 | 1.8412 | 1.8899 | 1.9379 | 1.975 | 1.9738
Scenario 3: Aggressive Fuel Sub | SCE | Ind | WholeBlg | Ind - Paper | Electric Demand (MW) | Energy Efficiency | 0.17664 | 0.34989 | 0.52069 | 0.68985 | 0.85743 | 0.86908 | 0.8823 | 0.89643 | 0.91107 | 0.92635 | 0.94241 | 0.95432 | 0.94931
Scenario 3: Aggressive Fuel Sub | SCE | Ind | WholeBlg | Ind - Paper | Electric Energy (GWh/year) | Energy Efficiency | 1.2832 | 2.5418 | 3.7826 | 5.0114 | 6.2288 | 6.3395 | 6.4609 | 6.5888 | 6.7199 | 6.8556 | 6.9966 | 7.1016 | 7.0631
Scenario 3: Aggressive Fuel Sub | SCE | Ind | WholeBlg | Ind - Petroleum | Electric Demand (MW) | Energy Efficiency | 0.67636 | 1.3498 | 2.0226 | 2.6959 | 3.3694 | 3.4522 | 3.5372 | 3.6225 | 3.7068 | 3.7902 | 3.8723 | 3.9348 | 3.9289
Scenario 3: Aggressive Fuel Sub | SCE | Ind | WholeBlg | Ind - Petroleum | Electric Energy (GWh/year) | Energy Efficiency | 4.9135 | 9.8061 | 14.6932 | 19.5847 | 24.4771 | 25.1777 | 25.8945 | 26.6131 | 27.3245 | 28.0294 | 28.7247 | 29.2559 | 29.2116
Scenario 3: Aggressive Fuel Sub | SCE | Ind | WholeBlg | Ind - Plastics | Electric Demand (MW) | Energy Efficiency | 0.31056 | 0.62078 | 0.93158 | 1.2435 | 1.5563 | 1.5985 | 1.6414 | 1.6842 | 1.7262 | 1.7675 | 1.8081 | 1.8396 | 1.8396
Scenario 3: Aggressive Fuel Sub | SCE | Ind | WholeBlg | Ind - Plastics | Electric Energy (GWh/year) | Energy Efficiency | 2.2561 | 4.5098 | 6.7676 | 9.0335 | 11.3055 | 11.6579 | 12.0156 | 12.3717 | 12.7226 | 13.0689 | 13.4097 | 13.6745 | 13.675
Scenario 3: Aggressive Fuel Sub | SCE | Ind | WholeBlg | Ind - Primary Metals | Electric Demand (MW) | Energy Efficiency | 0.14736 | 0.29637 | 0.44772 | 0.60146 | 0.75723 | 0.78613 | 0.81544 | 0.84452 | 0.8733 | 0.90201 | 0.93062 | 0.95497 | 0.96432
Scenario 3: Aggressive Fuel Sub | SCE | Ind | WholeBlg | Ind - Primary Metals | Electric Energy (GWh/year) | Energy Efficiency | 1.0705 | 2.153 | 3.2525 | 4.3694 | 5.5009 | 5.7325 | 5.9674 | 6.2009 | 6.4325 | 6.6639 | 6.8948 | 7.0904 | 7.1601
Scenario 3: Aggressive Fuel Sub | SCE | Ind | WholeBlg | Ind - Printing & Publishing | Electric Demand (MW) | Energy Efficiency | 0.052172 | 0.10414 | 0.15607 | 0.20806 | 0.26006 | 0.26646 | 0.273 | 0.27953 | 0.28598 | 0.29237 | 0.2987 | 0.30355 | 0.30313
Scenario 3: Aggressive Fuel Sub | SCE | Ind | WholeBlg | Ind - Printing & Publishing | Electric Energy (GWh/year) | Energy Efficiency | 0.37902 | 0.75653 | 1.1338 | 1.5115 | 1.8892 | 1.9434 | 1.9986 | 2.0536 | 2.1081 | 2.1621 | 2.2158 | 2.2569 | 2.2538
Scenario 3: Aggressive Fuel Sub | SCE | Ind | WholeBlg | Ind - Stone-Glass-Clay | Electric Demand (MW) | Energy Efficiency | 0.26418 | 0.53154 | 0.8023 | 1.0765 | 1.3539 | 1.4031 | 1.4519 | 1.4999 | 1.5469 | 1.5932 | 1.6389 | 1.6772 | 1.6888
Scenario 3: Aggressive Fuel Sub | SCE | Ind | WholeBlg | Ind - Stone-Glass-Clay | Electric Energy (GWh/year) | Energy Efficiency | 1.9192 | 3.8615 | 5.8284 | 7.8206 | 9.8351 | 10.2316 | 10.6253 | 11.0137 | 11.3955 | 11.7726 | 12.1458 | 12.4568 | 12.5437
Scenario 3: Aggressive Fuel Sub | SCE | Ind | WholeBlg | Ind - Textiles | Electric Demand (MW) | Energy Efficiency | 0.036978 | 0.07387 | 0.11078 | 0.14771 | 0.18462 | 0.18917 | 0.19374 | 0.1982 | 0.20255 | 0.20684 | 0.21107 | 0.21423 | 0.21368
Scenario 3: Aggressive Fuel Sub | SCE | Ind | WholeBlg | Ind - Textiles | Electric Energy (GWh/year) | Energy Efficiency | 0.26863 | 0.53664 | 0.80477 | 1.0731 | 1.3412 | 1.3797 | 1.4183 | 1.4561 | 1.4931 | 1.5297 | 1.5658 | 1.593 | 1.589
Scenario 3: Aggressive Fuel Sub | SCE | Ind | WholeBlg | Ind - Transportation Equipment | Electric Demand (MW) | Energy Efficiency | 0.31145 | 0.62377 | 0.93979 | 1.2584 | 1.5784 | 1.6271 | 1.6764 | 1.7237 | 1.7704 | 1.8174 | 1.8649 | 1.9034 | 1.9102
Scenario 3: Aggressive Fuel Sub | SCE | Ind | WholeBlg | Ind - Transportation Equipment | Electric Energy (GWh/year) | Energy Efficiency | 2.2626 | 4.5315 | 6.8272 | 9.1415 | 11.466 | 11.8658 | 12.2698 | 12.6601 | 13.0458 | 13.4345 | 13.8265 | 14.1439 | 14.1941
Scenario 3: Aggressive Fuel Sub | SCE | Res | AppPlug | Res - Multi Family | Electric Energy (GWh/year) | Fuel Substitution | -0.017715 | -0.037081 | -0.058133 | -0.080907 | -0.10544 | -0.10544 | -0.10544 | -0.10544 | -0.10544 | -0.10544 | -0.10544 | -0.10544 | -0.10544
Scenario 3: Aggressive Fuel Sub | SCE | Res | AppPlug | Res - Multi Family | Gas Energy (MMTherm/year) | Fuel Substitution | 0.003608 | 0.0075523 | 0.01184 | 0.016478 | 0.021474 | 0.021474 | 0.021474 | 0.021474 | 0.021474 | 0.021474 | 0.021474 | 0.021474 | 0.021474
Scenario 3: Aggressive Fuel Sub | SCE | Res | AppPlug | Res - Single Family | Electric Energy (GWh/year) | Fuel Substitution | -0.12936 | -0.27056 | -0.42376 | -0.58912 | -0.76683 | -0.76683 | -0.76683 | -0.76683 | -0.76683 | -0.76683 | -0.76683 | -0.76683 | -0.76683
Scenario 3: Aggressive Fuel Sub | SCE | Res | AppPlug | Res - Single Family | Gas Energy (MMTherm/year) | Fuel Substitution | 0.026258 | 0.05492 | 0.086017 | 0.11958 | 0.15566 | 0.15566 | 0.15566 | 0.15566 | 0.15566 | 0.15566 | 0.15566 | 0.15566 | 0.15566
Scenario 3: Aggressive Fuel Sub | SCE | Res | BROs | Income Qualified - Multi Family IQ | Electric Demand (MW) | Energy Efficiency | 2.6492 | 2.7675 | 2.8929 | 3.0048 | 3.0809 | 3.1625 | 3.2358 | 3.3198 | 3.4 | 3.4841 | 3.5569 | 3.6463 | 3.7381
Scenario 3: Aggressive Fuel Sub | SCE | Res | BROs | Income Qualified - Multi Family IQ | Electric Energy (GWh/year) | Energy Efficiency | 11.846 | 12.4085 | 13.0114 | 13.5709 | 13.9959 | 14.4595 | 14.8998 | 15.4065 | 15.9147 | 16.4624 | 16.9806 | 17.605 | 18.2718
Scenario 3: Aggressive Fuel Sub | SCE | Res | BROs | Income Qualified - Single Family IQ | Electric Demand (MW) | Energy Efficiency | 9.0294 | 9.3687 | 9.7261 | 10.067 | 10.2865 | 10.5247 | 10.7392 | 10.9854 | 11.2183 | 11.4547 | 11.6538 | 11.9071 | 12.1677
Scenario 3: Aggressive Fuel Sub | SCE | Res | BROs | Income Qualified - Single Family IQ | Electric Energy (GWh/year) | Energy Efficiency | 40.3774 | 42.0082 | 43.7462 | 45.4696 | 46.7327 | 48.1237 | 49.4539 | 50.9844 | 52.5144 | 54.1291 | 55.6414 | 57.4964 | 59.4833
Scenario 3: Aggressive Fuel Sub | SCE | Res | BROs | Res - Multi Family | Electric Demand (MW) | Energy Efficiency | 19.6664 | 20.4106 | 21.195 | 21.9413 | 22.4232 | 22.9459 | 23.4166 | 23.9569 | 24.4684 | 24.9885 | 25.4271 | 25.9842 | 26.5574
Scenario 3: Aggressive Fuel Sub | SCE | Res | BROs | Res - Multi Family | Electric Energy (GWh/year) | Energy Efficiency | 87.9402 | 91.5157 | 95.3273 | 99.0972 | 101.8653 | 104.9126 | 107.8264 | 111.1788 | 114.5307 | 118.0714 | 121.3894 | 125.4558 | 129.8108
Scenario 3: Aggressive Fuel Sub | SCE | Res | BROs | Res - Single Family | Electric Demand (MW) | Energy Efficiency | 4.7019 | 4.913 | 5.1369 | 5.336 | 5.4716 | 5.6171 | 5.7476 | 5.8972 | 6.0401 | 6.19 | 6.3198 | 6.4792 | 6.6427
Scenario 3: Aggressive Fuel Sub | SCE | Res | BROs | Res - Single Family | Electric Energy (GWh/year) | Energy Efficiency | 21.0259 | 22.0293 | 23.1049 | 24.101 | 24.8581 | 25.6837 | 26.4676 | 27.3698 | 28.2747 | 29.2506 | 30.174 | 31.2862 | 32.4738
Scenario 3: Aggressive Fuel Sub | SCE | Res | BldgEnv | Res - Single Family | Electric Demand (MW) | Energy Efficiency | 0.08821 | 0.17751 | 0.26612 | 0.35268 | 0.43768 | 0.52041 | 0.60058 | 0.67442 | 0.68756 | 0.68412 | 0.68081 | 0.605 | 0.53133
Scenario 3: Aggressive Fuel Sub | SCE | Res | BldgEnv | Res - Single Family | Electric Energy (GWh/year) | Energy Efficiency | 0.19196 | 0.37965 | 0.56283 | 0.74128 | 0.91525 | 1.0847 | 1.2496 | 1.4243 | 1.4315 | 1.4445 | 1.457 | 1.2664 | 1.0809
Scenario 3: Aggressive Fuel Sub | SCE | Res | BldgEnv | Res - Single Family | Gas Energy (MMTherm/year) | Energy Efficiency | 0.033814 | 0.067445 | 0.10054 | 0.13281 | 0.16438 | 0.1951 | 0.22493 | 0.25304 | 0.2559 | 0.25514 | 0.25441 | 0.2233 | 0.19307
Scenario 3: Aggressive Fuel Sub | SCE | Res | HVAC | Res - Multi Family | Electric Demand (MW) | Energy Efficiency | 2.0793 | 3.8271 | 3.1896 | 2.6109 | 2.1069 | 1.6812 | 1.3308 | 1.0478 | 0.82284 | 0.64614 | 0.50889 | 0.40338 | 0.32317
Scenario 3: Aggressive Fuel Sub | SCE | Res | HVAC | Res - Multi Family | Electric Demand (MW) | Fuel Substitution | 0 | 0 | 0 | 0 | 0 | 2.496e-07 | 5.1515e-07 | 7.935e-07 | 1.0808e-06 | 1.3741e-06 | 1.6713e-06 | 1.9709e-06 | 2.2721e-06
Scenario 3: Aggressive Fuel Sub | SCE | Res | HVAC | Res - Multi Family | Electric Energy (GWh/year) | Energy Efficiency | 2.3159 | 4.2978 | 3.6711 | 3.1135 | 2.642 | 2.2562 | 1.9561 | 1.7327 | 1.5754 | 1.4732 | 1.4162 | 1.3957 | 1.4044
Scenario 3: Aggressive Fuel Sub | SCE | Res | HVAC | Res - Multi Family | Electric Energy (GWh/year) | Fuel Substitution | 8.6625e-06 | 1.7423e-05 | 2.6202e-05 | 3.4312e-05 | 4.813e-05 | 5.0523e-05 | 5.307e-05 | 5.574e-05 | 5.8497e-05 | 6.1311e-05 | 6.4163e-05 | 6.7038e-05 | 6.9929e-05
Scenario 3: Aggressive Fuel Sub | SCE | Res | HVAC | Res - Multi Family | Gas Energy (MMTherm/year) | Fuel Substitution | 1.188e-05 | 2.3907e-05 | 3.5978e-05 | 4.8523e-05 | 6.3424e-05 | 6.3424e-05 | 6.3424e-05 | 6.3424e-05 | 6.3424e-05 | 6.3424e-05 | 6.3424e-05 | 6.3424e-05 | 6.3424e-05
Scenario 3: Aggressive Fuel Sub | SCE | Res | HVAC | Res - Single Family | Electric Demand (MW) | Energy Efficiency | 24.1958 | 44.8697 | 38.9809 | 33.7747 | 29.4277 | 25.9777 | 23.3821 | 21.5536 | 19.1461 | 17.0689 | 15.4211 | 14.1196 | 13.0945
Scenario 3: Aggressive Fuel Sub | SCE | Res | HVAC | Res - Single Family | Electric Demand (MW) | Fuel Substitution | 0 | 0 | 0 | 0 | 0 | 8.6337e-06 | 1.7767e-05 | 2.7043e-05 | 3.1379e-05 | 3.5812e-05 | 4.0308e-05 | 4.4845e-05 | 4.941e-05
Scenario 3: Aggressive Fuel Sub | SCE | Res | HVAC | Res - Single Family | Electric Energy (GWh/year) | Energy Efficiency | 14.5063 | 26.9839 | 23.9164 | 21.2731 | 19.1577 | 17.5873 | 16.5336 | 15.9432 | 14.6016 | 13.388 | 12.4263 | 11.6678 | 11.0714
Scenario 3: Aggressive Fuel Sub | SCE | Res | HVAC | Res - Single Family | Electric Energy (GWh/year) | Fuel Substitution | -0.00093563 | -0.0018964 | -0.0028667 | -0.0038704 | -0.0048792 | -0.0048213 | -0.00476 | -0.0046983 | -0.0046688 | -0.0046387 | -0.0046081 | -0.0045772 | -0.0045462
Scenario 3: Aggressive Fuel Sub | SCE | Res | HVAC | Res - Single Family | Gas Energy (MMTherm/year) | Energy Efficiency | -0.0023475 | -0.0049666 | -0.0078085 | -0.010824 | -0.014016 | -0.017348 | -0.020795 | -0.02434 | -0.02483 | -0.02483 | -0.02483 | -0.02483 | -0.02483
Scenario 3: Aggressive Fuel Sub | SCE | Res | HVAC | Res - Single Family | Gas Energy (MMTherm/year) | Fuel Substitution | 0.00029078 | 0.00058935 | 0.00089066 | 0.0012139 | 0.0015388 | 0.0015388 | 0.0015388 | 0.0015388 | 0.0015388 | 0.0015388 | 0.0015388 | 0.0015388 | 0.0015388
Scenario 3: Aggressive Fuel Sub | SCE | Res | WaterHeat | Res - Multi Family | Electric Demand (MW) | Energy Efficiency | 0.031788 | 0.065116 | 0.10024 | 0.13701 | 0.17543 | 0.21526 | 0.25658 | 0.29937 | 0.34359 | 0.38923 | 0.43631 | 0.4846 | 0.53532
Scenario 3: Aggressive Fuel Sub | SCE | Res | WaterHeat | Res - Multi Family | Electric Demand (MW) | Fuel Substitution | 0 | 0 | 0 | 0 | 0 | 0.14962 | 0.32753 | 0.53403 | 0.76236 | 1.0059 | 1.2597 | 1.5203 | 1.7853
Scenario 3: Aggressive Fuel Sub | SCE | Res | WaterHeat | Res - Multi Family | Electric Energy (GWh/year) | Energy Efficiency | 0.16932 | 0.3466 | 0.53325 | 0.72843 | 0.93221 | 1.1433 | 1.3622 | 1.5886 | 1.8226 | 2.0639 | 2.3127 | 2.5663 | 2.8328
Scenario 3: Aggressive Fuel Sub | SCE | Res | WaterHeat | Res - Multi Family | Electric Energy (GWh/year) | Fuel Substitution | -63.9688 | -128.465 | -193.4126 | -258.8347 | -324.7653 | -323.933 | -322.9428 | -321.7934 | -320.5225 | -319.1666 | -317.7539 | -316.3037 | -314.8287
Scenario 3: Aggressive Fuel Sub | SCE | Res | WaterHeat | Res - Multi Family | Gas Energy (MMTherm/year) | Fuel Substitution | 4.5387 | 9.1124 | 13.7154 | 18.3499 | 23.0191 | 23.0191 | 23.0191 | 23.0191 | 23.0191 | 23.0191 | 23.0191 | 23.0191 | 23.0191
Scenario 3: Aggressive Fuel Sub | SCE | Res | WaterHeat | Res - Single Family | Electric Demand (MW) | Energy Efficiency | 0.023662 | 0.049982 | 0.078511 | 0.10886 | 0.1412 | 0.17533 | 0.21115 | 0.24859 | 0.2841 | 0.32081 | 0.35906 | 0.3989 | 0.44052
Scenario 3: Aggressive Fuel Sub | SCE | Res | WaterHeat | Res - Single Family | Electric Demand (MW) | Fuel Substitution | 0 | 0 | 0 | 0 | 0 | 1.08 | 2.3544 | 3.8302 | 5.4587 | 7.194 | 9.001 | 10.8555 | 12.7418
Scenario 3: Aggressive Fuel Sub | SCE | Res | WaterHeat | Res - Single Family | Electric Energy (GWh/year) | Energy Efficiency | 0.12165 | 0.25684 | 0.40335 | 0.55924 | 0.7253 | 0.90053 | 1.0844 | 1.2766 | 1.461 | 1.6518 | 1.8506 | 2.0572 | 2.2731
Scenario 3: Aggressive Fuel Sub | SCE | Res | WaterHeat | Res - Single Family | Electric Energy (GWh/year) | Fuel Substitution | -8.7497 | -17.3497 | -25.7483 | -34.0023 | -42.1814 | -36.2155 | -29.1753 | -21.0229 | -12.0263 | -2.4398 | 7.5427 | 17.7879 | 28.2086
Scenario 3: Aggressive Fuel Sub | SCE | Res | WaterHeat | Res - Single Family | Gas Energy (MMTherm/year) | Fuel Substitution | 1.2181 | 2.4152 | 3.5841 | 4.7329 | 5.8712 | 5.8712 | 5.8712 | 5.8712 | 5.8712 | 5.8712 | 5.8712 | 5.8712 | 5.8712
Scenario 3: Aggressive Fuel Sub | SCE | Res | WholeBlg | Res - Multi Family | Electric Demand (MW) | Energy Efficiency | 0 | 0 | 0 | 0 | 0.012356 | 0.023791 | 0.034392 | 0.044157 | 0.053106 | 0.061266 | 0.068763 | 0.075728 | 0.082193
Scenario 3: Aggressive Fuel Sub | SCE | Res | WholeBlg | Res - Multi Family | Electric Energy (GWh/year) | Energy Efficiency | 0 | 0 | 0 | 0 | 0.11936 | 0.22982 | 0.33223 | 0.42657 | 0.513 | 0.59183 | 0.66425 | 0.73154 | 0.79399
Scenario 3: Aggressive Fuel Sub | SCE | Res | WholeBlg | Res - Multi Family | Gas Energy (MMTherm/year) | Energy Efficiency | 0 | 0 | 0 | 0 | 0.0008868 | 0.0017074 | 0.0024683 | 0.0031691 | 0.0038113 | 0.004397 | 0.004935 | 0.0054349 | 0.0058989
Scenario 3: Aggressive Fuel Sub | SCE | Res | WholeBlg | Res - Single Family | Electric Demand (MW) | Energy Efficiency | 0 | 0 | 0.091141 | 0.18255 | 0.27117 | 0.35402 | 0.43002 | 0.499 | 0.56155 | 0.61815 | 0.66957 | 0.71669 | 0.75986
Scenario 3: Aggressive Fuel Sub | SCE | Res | WholeBlg | Res - Single Family | Electric Energy (GWh/year) | Energy Efficiency | 0 | 0 | 0.40802 | 0.81723 | 1.214 | 1.5849 | 1.9251 | 2.2339 | 2.514 | 2.7674 | 2.9975 | 3.2085 | 3.4018
Scenario 3: Aggressive Fuel Sub | SCE | Res | WholeBlg | Res - Single Family | Gas Energy (MMTherm/year) | Energy Efficiency | 0 | 0 | 0.0023526 | 0.0047121 | 0.0069997 | 0.0091383 | 0.0111 | 0.012881 | 0.014495 | 0.015957 | 0.017284 | 0.0185 | 0.019615
Scenario 3: Aggressive Fuel Sub | SCG | Ag | WholeBlg | Ag - Dairies, fishing, hunting | Gas Energy (MMTherm/year) | Energy Efficiency | 0.0049239 | 0.0098479 | 0.014772 | 0.019696 | 0.02462 | 0.029544 | 0.034468 | 0.039392 | 0.041901 | 0.041901 | 0.041901 | 0.041901 | 0.041901
Scenario 3: Aggressive Fuel Sub | SCG | Ag | WholeBlg | Ag - Irrigated Agriculture, vineyards, forestry and greenhouses | Gas Energy (MMTherm/year) | Energy Efficiency | 0.021124 | 0.042247 | 0.063371 | 0.084494 | 0.10562 | 0.12674 | 0.14786 | 0.16899 | 0.17976 | 0.17976 | 0.17976 | 0.17976 | 0.17976
Scenario 3: Aggressive Fuel Sub | SCG | Ag | WholeBlg | Ag - Water pumping | Gas Energy (MMTherm/year) | Energy Efficiency | 0.0069376 | 0.013875 | 0.020813 | 0.027751 | 0.034688 | 0.041626 | 0.048563 | 0.055501 | 0.059037 | 0.059037 | 0.059037 | 0.059037 | 0.059037
Scenario 3: Aggressive Fuel Sub | SCG | Com | AppPlug | Com - College | Gas Energy (MMTherm/year) | Energy Efficiency | 0 | 0 | 0 | 0 | 0 | 0 | 0 | 0 | 0 | 0 | 0 | 0 | 0.0034642
Scenario 3: Aggressive Fuel Sub | SCG | Com | AppPlug | Com - Health | Gas Energy (MMTherm/year) | Energy Efficiency | 0.90838 | 1.9148 | 3.0144 | 4.1792 | 4.6421 | 5.0804 | 5.487 | 5.8455 | 6.1457 | 6.3762 | 6.5321 | 6.4793 | 6.3436
Scenario 3: Aggressive Fuel Sub | SCG | Com | AppPlug | Com - Lodging | Gas Energy (MMTherm/year) | Energy Efficiency | 0.63021 | 1.3242 | 2.0898 | 2.8901 | 3.2608 | 3.6207 | 3.9632 | 4.2832 | 4.5742 | 4.831 | 5.0515 | 5.0569 | 5.0008
Scenario 3: Aggressive Fuel Sub | SCG | Com | AppPlug | Com - Other | Gas Energy (MMTherm/year) | Energy Efficiency | 0.001969 | 0.0042506 | 0.0068639 | 0.037733 | 0.064022 | 0.066858 | 0.063489 | 0.059419 | 0.055051 | 0.050785 | 0.050058 | 0.043285 | 0.040529
Scenario 3: Aggressive Fuel Sub | SCG | Com | BldgEnv | Com - College | Electric Demand (MW) | Energy Efficiency | 0.0042323 | 0.0084492 | 0.012563 | 0.016385 | 0.019802 | 0.022754 | 0.025216 | 0.023211 | 0.020793 | 0.018105 | 0.015402 | 0.012866 | 0.010784
Scenario 3: Aggressive Fuel Sub | SCG | Com | BldgEnv | Com - College | Electric Energy (GWh/year) | Energy Efficiency | 0.0014401 | 0.0028749 | 0.0042701 | 0.0055668 | 0.0067257 | 0.0077274 | 0.008563 | 0.0078796 | 0.007056 | 0.0061459 | 0.0052303 | 0.0043717 | 0.0036669
Scenario 3: Aggressive Fuel Sub | SCG | Com | BldgEnv | Com - College | Gas Energy (MMTherm/year) | Energy Efficiency | 0.0038406 | 0.0076553 | 0.011313 | 0.014679 | 0.01765 | 0.020165 | 0.022201 | 0.019997 | 0.017392 | 0.01457 | 0.011727 | 0.009026 | 0.0067524
Scenario 3: Aggressive Fuel Sub | SCG | Com | BldgEnv | Com - Grocery | Electric Demand (MW) | Energy Efficiency | 0.0042695 | 0.0072377 | 0.0089445 | 0.0098332 | 0.010742 | 0.011639 | 0.012568 | 0.0098465 | 0.0085027 | 0.008483 | 0.0093482 | 0.010256 | 0.011238
Scenario 3: Aggressive Fuel Sub | SCG | Com | BldgEnv | Com - Grocery | Electric Energy (GWh/year) | Energy Efficiency | 0.0014531 | 0.0024636 | 0.0030441 | 0.0033473 | 0.0036574 | 0.0039633 | 0.0042802 | 0.0033553 | 0.002899 | 0.0028942 | 0.0031894 | 0.0034991 | 0.0038341
Scenario 3: Aggressive Fuel Sub | SCG | Com | BldgEnv | Com - Grocery | Gas Energy (MMTherm/year) | Energy Efficiency | 0.0029256 | 0.0047939 | 0.0056338 | 0.0058132 | 0.0059987 | 0.0061879 | 0.0063833 | 0.0037798 | 0.002249 | 0.0017593 | 0.0019435 | 0.0021343 | 0.002334
Scenario 3: Aggressive Fuel Sub | SCG | Com | BldgEnv | Com - Health | Electric Demand (MW) | Energy Efficiency | 0.0061214 | 0.011652 | 0.01642 | 0.020305 | 0.023314 | 0.025494 | 0.026965 | 0.022501 | 0.018648 | 0.015581 | 0.013416 | 0.012206 | 0.0119
Scenario 3: Aggressive Fuel Sub | SCG | Com | BldgEnv | Com - Health | Electric Energy (GWh/year) | Energy Efficiency | 0.0029185 | 0.005556 | 0.00783 | 0.0096837 | 0.01112 | 0.012162 | 0.012866 | 0.010743 | 0.0089107 | 0.0074523 | 0.0064238 | 0.0058504 | 0.0057071
Scenario 3: Aggressive Fuel Sub | SCG | Com | BldgEnv | Com - Health | Gas Energy (MMTherm/year) | Energy Efficiency | 0.0037474 | 0.0070768 | 0.0098685 | 0.012054 | 0.013631 | 0.014638 | 0.015145 | 0.011764 | 0.008809 | 0.006399 | 0.0045991 | 0.0034247 | 0.0028376
Scenario 3: Aggressive Fuel Sub | SCG | Com | BldgEnv | Com - Lodging | Electric Demand (MW) | Energy Efficiency | 0.00016451 | 0.00036355 | 0.00060387 | 0.0011098 | 0.0017181 | 0.0024475 | 0.0033192 | 0.004195 | 0.0052282 | 0.0064392 | 0.0076311 | 0.0089931 | 0.010528
Scenario 3: Aggressive Fuel Sub | SCG | Com | BldgEnv | Com - Lodging | Electric Energy (GWh/year) | Energy Efficiency | 0.00010577 | 0.00023373 | 0.00038822 | 0.00071572 | 0.0011095 | 0.0015817 | 0.002146 | 0.0027137 | 0.0033835 | 0.0041685 | 0.0049401 | 0.0058217 | 0.0068156
Scenario 3: Aggressive Fuel Sub | SCG | Com | BldgEnv | Com - Lodging | Gas Energy (MMTherm/year) | Energy Efficiency | 6.203e-05 | 0.00013718 | 0.00022803 | 0.00041807 | 0.00064672 | 0.00092102 | 0.001249 | 0.0015778 | 0.0019658 | 0.0024207 | 0.0028693 | 0.003382 | 0.00396
Scenario 3: Aggressive Fuel Sub | SCG | Com | BldgEnv | Com - Office (Large) | Electric Demand (MW) | Energy Efficiency | 0.0049679 | 0.010084 | 0.015306 | 0.020629 | 0.026067 | 0.031612 | 0.037221 | 0.042303 | 0.047411 | 0.05252 | 0.05764 | 0.062743 | 0.067831
Scenario 3: Aggressive Fuel Sub | SCG | Com | BldgEnv | Com - Office (Large) | Electric Energy (GWh/year) | Energy Efficiency | 0.0016949 | 0.0034403 | 0.0052218 | 0.0070379 | 0.0088932 | 0.010785 | 0.012699 | 0.014433 | 0.016175 | 0.017918 | 0.019665 | 0.021407 | 0.023143
Scenario 3: Aggressive Fuel Sub | SCG | Com | BldgEnv | Com - Office (Large) | Gas Energy (MMTherm/year) | Energy Efficiency | 0.00064552 | 0.0013095 | 0.0019866 | 0.0026763 | 0.0033802 | 0.0040975 | 0.0048226 | 0.00547 | 0.0061208 | 0.006772 | 0.0074248 | 0.0080755 | 0.0087245
Scenario 3: Aggressive Fuel Sub | SCG | Com | BldgEnv | Com - Office (Small) | Electric Demand (MW) | Energy Efficiency | 0.0026111 | 0.0045231 | 0.0057743 | 0.0065992 | 0.0067186 | 0.014321 | 0.015162 | 0.014037 | 0.013669 | 0.014013 | 0.014832 | 0.015628 | 0.016475
Scenario 3: Aggressive Fuel Sub | SCG | Com | BldgEnv | Com - Office (Small) | Electric Energy (GWh/year) | Energy Efficiency | 0.0008869 | 0.0015369 | 0.0019622 | 0.0022436 | 0.0022844 | 0.0048783 | 0.0051649 | 0.0047851 | 0.004662 | 0.004781 | 0.0050604 | 0.0053318 | 0.0056209
Scenario 3: Aggressive Fuel Sub | SCG | Com | BldgEnv | Com - Office (Small) | Gas Energy (MMTherm/year) | Energy Efficiency | 0.00074245 | 0.0012308 | 0.0014776 | 0.0015848 | 0.0016 | 0.0025727 | 0.0026816 | 0.0021305 | 0.0018409 | 0.0017992 | 0.0019033 | 0.0020062 | 0.002114
Scenario 3: Aggressive Fuel Sub | SCG | Com | BldgEnv | Com - Other | Electric Demand (MW) | Energy Efficiency | 0.011886 | 0.022592 | 0.031865 | 0.058415 | 0.07624 | 0.090028 | 0.096095 | 0.087309 | 0.079766 | 0.073811 | 0.050728 | 0.035072 | 0.026514
Scenario 3: Aggressive Fuel Sub | SCG | Com | BldgEnv | Com - Other | Electric Energy (GWh/year) | Energy Efficiency | 0.0040466 | 0.0076919 | 0.01084 | 0.0199 | 0.025982 | 0.030688 | 0.032759 | 0.02977 | 0.027205 | 0.025189 | 0.017314 | 0.011972 | 0.0090519
Scenario 3: Aggressive Fuel Sub | SCG | Com | BldgEnv | Com - Other | Gas Energy (MMTherm/year) | Energy Efficiency | 0.0087463 | 0.016512 | 0.023025 | 0.032111 | 0.038167 | 0.042637 | 0.044468 | 0.036652 | 0.029843 | 0.024333 | 0.016295 | 0.010896 | 0.008002
Scenario 3: Aggressive Fuel Sub | SCG | Com | BldgEnv | Com - Refrig. Warehouse | Electric Demand (MW) | Energy Efficiency | 0.0010285 | 0.0011247 | 0.0013205 | 0.0026221 | 0.0031937 | 0.0038396 | 0.0045623 | 0.0051759 | 0.0060427 | 0.0067772 | 0.0073497 | 0.007886 | 0.0083596
Scenario 3: Aggressive Fuel Sub | SCG | Com | BldgEnv | Com - Refrig. Warehouse | Electric Energy (GWh/year) | Energy Efficiency | 0.0003532 | 0.0003861 | 0.00045438 | 0.00090121 | 0.0010984 | 0.0013213 | 0.0015707 | 0.0017819 | 0.002081 | 0.0023339 | 0.0025313 | 0.0027162 | 0.0028794
Scenario 3: Aggressive Fuel Sub | SCG | Com | BldgEnv | Com - Refrig. Warehouse | Gas Energy (MMTherm/year) | Energy Efficiency | 0.00022962 | 0.00024808 | 0.00032016 | 0.00063943 | 0.00083039 | 0.0010477 | 0.0012923 | 0.0014959 | 0.0017918 | 0.0020378 | 0.0022248 | 0.0023977 | 0.0025468
Scenario 3: Aggressive Fuel Sub | SCG | Com | BldgEnv | Com - Restaurant | Electric Demand (MW) | Energy Efficiency | 0.00080985 | 0.0016653 | 0.0025657 | 0.0035116 | 0.0045047 | 0.0055355 | 0.0065982 | 0.0075305 | 0.0085014 | 0.0095058 | 0.010543 | 0.011608 | 0.012702
Scenario 3: Aggressive Fuel Sub | SCG | Com | BldgEnv | Com - Restaurant | Electric Energy (GWh/year) | Energy Efficiency | 0.00027632 | 0.00056819 | 0.00087543 | 0.0011982 | 0.0015371 | 0.0018888 | 0.0022514 | 0.0025695 | 0.0029009 | 0.0032436 | 0.0035976 | 0.0039612 | 0.0043342
Scenario 3: Aggressive Fuel Sub | SCG | Com | BldgEnv | Com - Restaurant | Gas Energy (MMTherm/year) | Energy Efficiency | 0.00022114 | 0.00045407 | 0.00069866 | 0.00095503 | 0.0012237 | 0.0015021 | 0.0017887 | 0.0020344 | 0.0022904 | 0.0025553 | 0.002829 | 0.0031103 | 0.0033991
Scenario 3: Aggressive Fuel Sub | SCG | Com | BldgEnv | Com - Retail | Electric Demand (MW) | Energy Efficiency | 0.02142 | 0.039919 | 0.055096 | 0.058343 | 0.06493 | 0.074533 | 0.078187 | 0.062734 | 0.050353 | 0.041549 | 0.044938 | 0.042325 | 0.04325
Scenario 3: Aggressive Fuel Sub | SCG | Com | BldgEnv | Com - Retail | Electric Energy (GWh/year) | Energy Efficiency | 0.0072894 | 0.013585 | 0.018737 | 0.019845 | 0.022078 | 0.025349 | 0.026596 | 0.021343 | 0.017135 | 0.014158 | 0.015314 | 0.014437 | 0.014759
Scenario 3: Aggressive Fuel Sub | SCG | Com | BldgEnv | Com - Retail | Gas Energy (MMTherm/year) | Energy Efficiency | 0.028941 | 0.053297 | 0.072279 | 0.073445 | 0.08263 | 0.089052 | 0.090363 | 0.063581 | 0.041466 | 0.024812 | 0.026068 | 0.018339 | 0.015741
Scenario 3: Aggressive Fuel Sub | SCG | Com | BldgEnv | Com - School | Electric Demand (MW) | Energy Efficiency | 0.001097 | 0.0022341 | 0.0034112 | 0.0046224 | 0.0058488 | 0.0071009 | 0.0083653 | 0.0094947 | 0.010643 | 0.011811 | 0.012993 | 0.014193 | 0.015403
Scenario 3: Aggressive Fuel Sub | SCG | Com | BldgEnv | Com - School | Electric Energy (GWh/year) | Energy Efficiency | 0.00037425 | 0.00076218 | 0.0011638 | 0.001577 | 0.0019954 | 0.0024226 | 0.002854 | 0.0032393 | 0.0036311 | 0.0040296 | 0.0044328 | 0.0048423 | 0.0052551
Scenario 3: Aggressive Fuel Sub | SCG | Com | BldgEnv | Com - School | Gas Energy (MMTherm/year) | Energy Efficiency | 0.00014288 | 0.00029078 | 0.00044368 | 0.00060082 | 0.00075981 | 0.000922 | 0.0010857 | 0.0012294 | 0.0013757 | 0.0015245 | 0.0016751 | 0.0018281 | 0.0019824
Scenario 3: Aggressive Fuel Sub | SCG | Com | BldgEnv | Com - Warehouse | Electric Demand (MW) | Energy Efficiency | 0.0072285 | 0.015455 | 0.024647 | 0.041341 | 0.059354 | 0.078344 | 0.097867 | 0.11105 | 0.12283 | 0.13273 | 0.13382 | 0.13199 | 0.12743
Scenario 3: Aggressive Fuel Sub | SCG | Com | BldgEnv | Com - Warehouse | Electric Energy (GWh/year) | Energy Efficiency | 0.0046166 | 0.0098696 | 0.015738 | 0.026496 | 0.038103 | 0.05034 | 0.062921 | 0.071466 | 0.079115 | 0.08556 | 0.086275 | 0.085115 | 0.082196
Scenario 3: Aggressive Fuel Sub | SCG | Com | BldgEnv | Com - Warehouse | Gas Energy (MMTherm/year) | Energy Efficiency | 0.0039466 | 0.0084589 | 0.013523 | 0.023074 | 0.033377 | 0.044231 | 0.055372 | 0.062741 | 0.069238 | 0.074578 | 0.074584 | 0.072817 | 0.069383
Scenario 3: Aggressive Fuel Sub | SCG | Com | FoodServ | Com - College | Electric Demand (MW) | Energy Efficiency | 0.0032915 | 0.0068002 | 0.010558 | 0.014577 | 0.018801 | 0.023286 | 0.028031 | 0.032989 | 0.038153 | 0.043494 | 0.049023 | 0.054853 | 0.060865
Scenario 3: Aggressive Fuel Sub | SCG | Com | FoodServ | Com - College | Electric Energy (GWh/year) | Energy Efficiency | 0.01613 | 0.033319 | 0.051726 | 0.071406 | 0.092086 | 0.11405 | 0.13728 | 0.16155 | 0.18683 | 0.21298 | 0.24005 | 0.26858 | 0.29801
Scenario 3: Aggressive Fuel Sub | SCG | Com | FoodServ | Com - College | Gas Energy (MMTherm/year) | Energy Efficiency | 0.02121 | 0.04329 | 0.066235 | 0.090009 | 0.11447 | 0.13966 | 0.16633 | 0.19381 | 0.22183 | 0.25028 | 0.27915 | 0.30858 | 0.33638
Scenario 3: Aggressive Fuel Sub | SCG | Com | FoodServ | Com - Grocery | Electric Demand (MW) | Energy Efficiency | 0.021435 | 0.044364 | 0.068649 | 0.094301 | 0.12133 | 0.14973 | 0.17941 | 0.21043 | 0.24271 | 0.27617 | 0.31083 | 0.34663 | 0.38356
Scenario 3: Aggressive Fuel Sub | SCG | Com | FoodServ | Com - Grocery | Electric Energy (GWh/year) | Energy Efficiency | 0.10506 | 0.21739 | 0.33632 | 0.46192 | 0.59424 | 0.73325 | 0.87853 | 1.0304 | 1.1884 | 1.3521 | 1.5217 | 1.6968 | 1.8775
Scenario 3: Aggressive Fuel Sub | SCG | Com | FoodServ | Com - Grocery | Gas Energy (MMTherm/year) | Energy Efficiency | 0.15445 | 0.31619 | 0.48459 | 0.65945 | 0.84058 | 1.0277 | 1.2389 | 1.4627 | 1.6932 | 1.9298 | 2.1724 | 2.4207 | 2.6256
Scenario 3: Aggressive Fuel Sub | SCG | Com | FoodServ | Com - Health | Electric Demand (MW) | Energy Efficiency | 0.0080724 | 0.016825 | 0.026308 | 0.03632 | 0.046982 | 0.058222 | 0.070193 | 0.082722 | 0.095786 | 0.10921 | 0.12293 | 0.13734 | 0.15253
Scenario 3: Aggressive Fuel Sub | SCG | Com | FoodServ | Com - Health | Electric Energy (GWh/year) | Energy Efficiency | 0.039274 | 0.081851 | 0.12798 | 0.17668 | 0.22854 | 0.28322 | 0.34147 | 0.40243 | 0.466 | 0.53133 | 0.59807 | 0.66822 | 0.74214
Scenario 3: Aggressive Fuel Sub | SCG | Com | FoodServ | Com - Health | Gas Energy (MMTherm/year) | Energy Efficiency | 0.054834 | 0.11238 | 0.17262 | 0.23506 | 0.29981 | 0.36662 | 0.43963 | 0.51572 | 0.59368 | 0.67312 | 0.75382 | 0.83636 | 0.91053
Scenario 3: Aggressive Fuel Sub | SCG | Com | FoodServ | Com - Lodging | Electric Demand (MW) | Energy Efficiency | 0.010842 | 0.02241 | 0.034685 | 0.047604 | 0.061206 | 0.075498 | 0.090474 | 0.10612 | 0.12237 | 0.13918 | 0.15656 | 0.17448 | 0.19293
Scenario 3: Aggressive Fuel Sub | SCG | Com | FoodServ | Com - Lodging | Electric Energy (GWh/year) | Energy Efficiency | 0.053028 | 0.10959 | 0.16959 | 0.23275 | 0.29924 | 0.3691 | 0.4423 | 0.51875 | 0.59816 | 0.68032 | 0.76524 | 0.85281 | 0.94296
Scenario 3: Aggressive Fuel Sub | SCG | Com | FoodServ | Com - Lodging | Gas Energy (MMTherm/year) | Energy Efficiency | 0.045267 | 0.092818 | 0.14258 | 0.1944 | 0.24826 | 0.30407 | 0.36647 | 0.43254 | 0.50064 | 0.57063 | 0.64246 | 0.71604 | 0.77977
Scenario 3: Aggressive Fuel Sub | SCG | Com | FoodServ | Com - Other | Electric Demand (MW) | Energy Efficiency | 0.076218 | 0.15729 | 0.24294 | 0.33289 | 0.40493 | 0.52471 | 0.62656 | 0.73208 | 0.84102 | 0.9534 | 1.0692 | 1.1884 | 1.3109
Scenario 3: Aggressive Fuel Sub | SCG | Com | FoodServ | Com - Other | Electric Energy (GWh/year) | Energy Efficiency | 0.37087 | 0.76517 | 1.1816 | 1.6188 | 1.9693 | 2.551 | 3.0459 | 3.5586 | 4.0879 | 4.6339 | 5.1965 | 5.7753 | 6.3703
Scenario 3: Aggressive Fuel Sub | SCG | Com | FoodServ | Com - Other | Gas Energy (MMTherm/year) | Energy Efficiency | 0.23708 | 0.48693 | 0.74911 | 1.0231 | 1.2606 | 1.603 | 1.9158 | 2.241 | 2.5761 | 2.9212 | 3.2761 | 3.6403 | 3.9987
Scenario 3: Aggressive Fuel Sub | SCG | Com | FoodServ | Com - Restaurant | Electric Demand (MW) | Energy Efficiency | 0.19094 | 0.3939 | 0.60799 | 0.83326 | 1.0699 | 1.3171 | 1.5744 | 1.8418 | 2.1192 | 2.4059 | 2.7016 | 3.006 | 3.3192
Scenario 3: Aggressive Fuel Sub | SCG | Com | FoodServ | Com - Restaurant | Electric Energy (GWh/year) | Energy Efficiency | 0.94598 | 1.9511 | 3.0111 | 4.1262 | 5.2974 | 6.5206 | 7.7932 | 9.116 | 10.4879 | 11.905 | 13.3668 | 14.8715 | 16.4192
Scenario 3: Aggressive Fuel Sub | SCG | Com | FoodServ | Com - Restaurant | Gas Energy (MMTherm/year) | Energy Efficiency | 0.70757 | 1.4534 | 2.2363 | 3.0557 | 3.9113 | 4.8004 | 5.7944 | 6.8498 | 7.9426 | 9.0712 | 10.2349 | 11.4324 | 12.4878
Scenario 3: Aggressive Fuel Sub | SCG | Com | FoodServ | Com - Retail | Electric Demand (MW) | Energy Efficiency | 0.0016293 | 0.0034365 | 0.0054117 | 0.0075713 | 0.0075713 | 0.012985 | 0.01574 | 0.018709 | 0.021877 | 0.02524 | 0.028804 | 0.032558 | 0.036505
Scenario 3: Aggressive Fuel Sub | SCG | Com | FoodServ | Com - Retail | Electric Energy (GWh/year) | Energy Efficiency | 0.007981 | 0.016833 | 0.026508 | 0.037087 | 0.037087 | 0.063606 | 0.077099 | 0.091642 | 0.10716 | 0.12363 | 0.14109 | 0.15948 | 0.17881
Scenario 3: Aggressive Fuel Sub | SCG | Com | FoodServ | Com - Retail | Gas Energy (MMTherm/year) | Energy Efficiency | 0.00017674 | 0.00037278 | 0.00058703 | 0.0008213 | 0.0008213 | 0.0014086 | 0.0017074 | 0.0020294 | 0.0023731 | 0.0027379 | 0.0031245 | 0.0035317 | 0.0039599
Scenario 3: Aggressive Fuel Sub | SCG | Com | FoodServ | Com - School | Electric Demand (MW) | Energy Efficiency | 0.020315 | 0.04167 | 0.064075 | 0.087489 | 0.11174 | 0.13694 | 0.16297 | 0.1898 | 0.21745 | 0.24593 | 0.27519 | 0.30528 | 0.3361
Scenario 3: Aggressive Fuel Sub | SCG | Com | FoodServ | Com - School | Electric Energy (GWh/year) | Energy Efficiency | 0.09677 | 0.19852 | 0.3053 | 0.41691 | 0.53255 | 0.65271 | 0.77682 | 0.90477 | 1.0366 | 1.1725 | 1.3121 | 1.4556 | 1.6027
Scenario 3: Aggressive Fuel Sub | SCG | Com | FoodServ | Com - School | Gas Energy (MMTherm/year) | Energy Efficiency | 0.053151 | 0.10845 | 0.1658 | 0.22504 | 0.28586 | 0.34829 | 0.41378 | 0.48123 | 0.54997 | 0.61993 | 0.69099 | 0.76315 | 0.83223
Scenario 3: Aggressive Fuel Sub | SCG | Com | HVAC | Com - College | Electric Demand (MW) | Energy Efficiency | 0.040402 | 0.080912 | 0.12251 | 0.16548 | 0.20866 | 0.2513 | 0.29522 | 0.33957 | 0.38426 | 0.42888 | 0.47366 | 0.52029 | 0.56702
Scenario 3: Aggressive Fuel Sub | SCG | Com | HVAC | Com - College | Electric Energy (GWh/year) | Energy Efficiency | 0.054692 | 0.10956 | 0.16577 | 0.22367 | 0.28187 | 0.33211 | 0.3838 | 0.43599 | 0.48858 | 0.54108 | 0.59379 | 0.64867 | 0.70367
Scenario 3: Aggressive Fuel Sub | SCG | Com | HVAC | Com - College | Gas Energy (MMTherm/year) | Energy Efficiency | 0.0081004 | 0.016248 | 0.024522 | 0.032943 | 0.043083 | 0.047903 | 0.052861 | 0.057868 | 0.062915 | 0.067646 | 0.072707 | 0.077978 | 0.083263
Scenario 3: Aggressive Fuel Sub | SCG | Com | HVAC | Com - Grocery | Gas Energy (MMTherm/year) | Energy Efficiency | 0.0039883 | 0.008073 | 0.012204 | 0.016401 | 0.020672 | 0.025019 | 0.029295 | 0.033638 | 0.038026 | 0.042439 | 0.046894 | 0.051378 | 0.055898
Scenario 3: Aggressive Fuel Sub | SCG | Com | HVAC | Com - Health | Electric Demand (MW) | Energy Efficiency | 0.0019458 | 0.0039197 | 0.0059236 | 0.0079411 | 0.0099809 | 0.0099809 | 0.0099809 | 0.0099809 | 0.0099809 | 0.0099809 | 0.0099809 | 0.0099809 | 0.0099809
Scenario 3: Aggressive Fuel Sub | SCG | Com | HVAC | Com - Health | Electric Energy (GWh/year) | Energy Efficiency | 0.0097179 | 0.019577 | 0.029585 | 0.039661 | 0.049849 | 0.049849 | 0.049849 | 0.049849 | 0.049849 | 0.049849 | 0.049849 | 0.049849 | 0.049849
Scenario 3: Aggressive Fuel Sub | SCG | Com | HVAC | Com - Health | Gas Energy (MMTherm/year) | Energy Efficiency | 0.12365 | 0.25026 | 0.37761 | 0.50268 | 0.62341 | 0.73135 | 0.72658 | 0.70982 | 0.68287 | 0.6479 | 0.60766 | 0.56571 | 0.52468
Scenario 3: Aggressive Fuel Sub | SCG | Com | HVAC | Com - Lodging | Electric Demand (MW) | Energy Efficiency | 0.00081197 | 0.0016331 | 0.0024632 | 0.0033004 | 0.0041462 | 0.0041462 | 0.0041462 | 0.0041462 | 0.0041462 | 0.0041462 | 0.0041462 | 0.0041462 | 0.0041462
Scenario 3: Aggressive Fuel Sub | SCG | Com | HVAC | Com - Lodging | Electric Energy (GWh/year) | Energy Efficiency | 0.0040552 | 0.0081561 | 0.012302 | 0.016483 | 0.020708 | 0.020708 | 0.020708 | 0.020708 | 0.020708 | 0.020708 | 0.020708 | 0.020708 | 0.020708
Scenario 3: Aggressive Fuel Sub | SCG | Com | HVAC | Com - Lodging | Gas Energy (MMTherm/year) | Energy Efficiency | 0.061581 | 0.12408 | 0.1862 | 0.24653 | 0.30389 | 0.35467 | 0.34819 | 0.33566 | 0.29021 | 0.24659 | 0.20605 | 0.16964 | 0.1381
Scenario 3: Aggressive Fuel Sub | SCG | Com | HVAC | Com - Office (Large) | Electric Demand (MW) | Energy Efficiency | 0.014092 | 0.028174 | 0.042213 | 0.056221 | 0.070232 | 0.070232 | 0.070232 | 0.070232 | 0.070232 | 0.070232 | 0.070232 | 0.070232 | 0.070232
Scenario 3: Aggressive Fuel Sub | SCG | Com | HVAC | Com - Office (Large) | Electric Energy (GWh/year) | Energy Efficiency | 0.070379 | 0.14071 | 0.21082 | 0.28078 | 0.35076 | 0.35076 | 0.35076 | 0.35076 | 0.35076 | 0.35076 | 0.35076 | 0.35076 | 0.35076
Scenario 3: Aggressive Fuel Sub | SCG | Com | HVAC | Com - Office (Large) | Gas Energy (MMTherm/year) | Energy Efficiency | 0.042488 | 0.084946 | 0.12727 | 0.1695 | 0.21174 | 0.2118 | 0.21185 | 0.21191 | 0.21196 | 0.21201 | 0.21206 | 0.21211 | 0.21216
Scenario 3: Aggressive Fuel Sub | SCG | Com | HVAC | Com - Office (Small) | Electric Demand (MW) | Energy Efficiency | 0.046175 | 0.092492 | 0.13886 | 0.18534 | 0.18943 | 0.57019 | 0.60777 | 0.64541 | 0.68307 | 0.72068 | 0.75829 | 0.79585 | 0.83338
Scenario 3: Aggressive Fuel Sub | SCG | Com | HVAC | Com - Office (Small) | Electric Energy (GWh/year) | Energy Efficiency | 0.086933 | 0.17425 | 0.26179 | 0.34962 | 0.37006 | 0.91331 | 0.96691 | 1.0206 | 1.0743 | 1.128 | 1.1816 | 1.2352 | 1.2887
Scenario 3: Aggressive Fuel Sub | SCG | Com | HVAC | Com - Office (Small) | Gas Energy (MMTherm/year) | Energy Efficiency | 0.020054 | 0.040271 | 0.060611 | 0.08107 | 0.093373 | 0.11531 | 0.11747 | 0.11964 | 0.12181 | 0.12397 | 0.12614 | 0.1283 | 0.13046
Scenario 3: Aggressive Fuel Sub | SCG | Com | HVAC | Com - Other | Electric Demand (MW) | Energy Efficiency | 0.96301 | 1.9445 | 2.9457 | 3.9647 | 4.0271 | 6.0528 | 7.1022 | 8.1695 | 9.2326 | 10.3116 | 11.4078 | 12.5181 | 13.645
Scenario 3: Aggressive Fuel Sub | SCG | Com | HVAC | Com - Other | Electric Energy (GWh/year) | Energy Efficiency | 1.3365 | 2.6995 | 4.0907 | 5.5075 | 5.5871 | 8.4125 | 9.8835 | 11.3793 | 12.8755 | 14.3936 | 15.9349 | 17.4954 | 19.0786
Scenario 3: Aggressive Fuel Sub | SCG | Com | HVAC | Com - Other | Gas Energy (MMTherm/year) | Energy Efficiency | 0.073602 | 0.14858 | 0.22501 | 0.30274 | 0.30819 | 0.4618 | 0.5407 | 0.62092 | 0.70057 | 0.78146 | 0.86367 | 0.94698 | 1.0316
Scenario 3: Aggressive Fuel Sub | SCG | Com | HVAC | Com - Restaurant | Electric Demand (MW) | Energy Efficiency | 0.069835 | 0.141 | 0.21354 | 0.28763 | 0.3635 | 0.44044 | 0.5181 | 0.59675 | 0.67628 | 0.75646 | 0.83739 | 0.91889 | 1.0011
Scenario 3: Aggressive Fuel Sub | SCG | Com | HVAC | Com - Restaurant | Electric Energy (GWh/year) | Energy Efficiency | 0.044847 | 0.090536 | 0.1371 | 0.18465 | 0.23333 | 0.28269 | 0.33238 | 0.3827 | 0.43359 | 0.4849 | 0.53669 | 0.58885 | 0.64144
Scenario 3: Aggressive Fuel Sub | SCG | Com | HVAC | Com - Restaurant | Gas Energy (MMTherm/year) | Energy Efficiency | 0.34501 | 0.70213 | 1.0683 | 1.4418 | 1.8216 | 2.2063 | 2.5951 | 2.9883 | 3.3857 | 3.7871 | 4.1928 | 4.6027 | 5.0168
Scenario 3: Aggressive Fuel Sub | SCG | Com | HVAC | Com - Retail | Electric Demand (MW) | Energy Efficiency | 0.16783 | 0.33827 | 0.50989 | 0.68369 | 0.68567 | 1.0593 | 1.238 | 1.4195 | 1.6027 | 1.7873 | 1.9736 | 2.161 | 2.3498
Scenario 3: Aggressive Fuel Sub | SCG | Com | HVAC | Com - Retail | Electric Energy (GWh/year) | Energy Efficiency | 0.15304 | 0.30842 | 0.46488 | 0.62329 | 0.63333 | 0.95069 | 1.1024 | 1.2565 | 1.412 | 1.5686 | 1.7268 | 1.8859 | 2.0462
Scenario 3: Aggressive Fuel Sub | SCG | Com | HVAC | Com - Retail | Gas Energy (MMTherm/year) | Energy Efficiency | 0.011506 | 0.023167 | 0.034924 | 0.046806 | 0.052805 | 0.06176 | 0.066032 | 0.070371 | 0.074751 | 0.079164 | 0.083619 | 0.088101 | 0.092618
Scenario 3: Aggressive Fuel Sub | SCG | Com | HVAC | Com - School | Electric Demand (MW) | Energy Efficiency | 0.15513 | 0.30839 | 0.46052 | 0.61134 | 0.75901 | 0.90003 | 1.0388 | 1.1754 | 1.3106 | 1.4448 | 1.5777 | 1.7101 | 1.8414
Scenario 3: Aggressive Fuel Sub | SCG | Com | HVAC | Com - School | Electric Energy (GWh/year) | Energy Efficiency | 0.14241 | 0.28345 | 0.42368 | 0.56295 | 0.69976 | 0.80834 | 0.91507 | 1.0202 | 1.1242 | 1.2275 | 1.3297 | 1.4316 | 1.5327
Scenario 3: Aggressive Fuel Sub | SCG | Com | HVAC | Com - School | Gas Energy (MMTherm/year) | Energy Efficiency | 0.04074 | 0.08123 | 0.12161 | 0.16182 | 0.2015 | 0.22454 | 0.24714 | 0.26944 | 0.2915 | 0.31342 | 0.33514 | 0.35678 | 0.37825
Scenario 3: Aggressive Fuel Sub | SCG | Com | HVAC | Com - Warehouse | Gas Energy (MMTherm/year) | Energy Efficiency | 1.7389e-06 | 3.5775e-06 | 5.4805e-06 | 7.4709e-06 | 9.5756e-06 | 1.1777e-05 | 1.4054e-05 | 1.6414e-05 | 1.8832e-05 | 2.1307e-05 | 2.384e-05 | 2.6417e-05 | 2.9049e-05
Scenario 3: Aggressive Fuel Sub | SCG | Com | WaterHeat | Com - College | Electric Demand (MW) | Energy Efficiency | -0.00034035 | -0.00068012 | -0.0010214 | -0.0013649 | -0.0017091 | -0.0017091 | -0.0017091 | -0.0017091 | -0.0017091 | -0.0017091 | -0.0017091 | -0.0017091 | -0.0017091
Scenario 3: Aggressive Fuel Sub | SCG | Com | WaterHeat | Com - College | Electric Energy (GWh/year) | Energy Efficiency | -0.0013366 | -0.002671 | -0.004011 | -0.0053601 | -0.0067115 | -0.0067115 | -0.0067115 | -0.0067115 | -0.0067115 | -0.0067115 | -0.0067115 | -0.0067115 | -0.0067115
Scenario 3: Aggressive Fuel Sub | SCG | Com | WaterHeat | Com - College | Gas Energy (MMTherm/year) | Energy Efficiency | 0.046653 | 0.09089 | 0.13419 | 0.17694 | 0.20754 | 0.20474 | 0.20028 | 0.19677 | 0.19355 | 0.19087 | 0.18856 | 0.18696 | 0.18564
Scenario 3: Aggressive Fuel Sub | SCG | Com | WaterHeat | Com - Grocery | Electric Demand (MW) | Energy Efficiency | 1.6039e-05 | 3.2215e-05 | 4.8492e-05 | 6.4895e-05 | 8.1439e-05 | 8.1439e-05 | 8.1439e-05 | 8.1439e-05 | 8.1439e-05 | 8.1439e-05 | 8.1439e-05 | 8.1439e-05 | 8.1439e-05
Scenario 3: Aggressive Fuel Sub | SCG | Com | WaterHeat | Com - Grocery | Electric Energy (GWh/year) | Energy Efficiency | 8.7215e-05 | 0.00017517 | 0.00026368 | 0.00035287 | 0.00044283 | 0.00044283 | 0.00044283 | 0.00044283 | 0.00044283 | 0.00044283 | 0.00044283 | 0.00044283 | 0.00044283
Scenario 3: Aggressive Fuel Sub | SCG | Com | WaterHeat | Com - Grocery | Gas Energy (MMTherm/year) | Energy Efficiency | 0.058545 | 0.091916 | 0.11091 | 0.12859 | 0.097156 | 0.086339 | 0.083446 | 0.08122 | 0.079233 | 0.077459 | 0.075879 | 0.074473 | 0.073226
Scenario 3: Aggressive Fuel Sub | SCG | Com | WaterHeat | Com - Health | Electric Demand (MW) | Energy Efficiency | -0.00036655 | -0.00073582 | -0.0011091 | -0.0014828 | -0.0018598 | -0.0018598 | -0.0018598 | -0.0018598 | -0.0018598 | -0.0018598 | -0.0018598 | -0.0018598 | -0.0018598
Scenario 3: Aggressive Fuel Sub | SCG | Com | WaterHeat | Com - Health | Electric Energy (GWh/year) | Energy Efficiency | -0.0032354 | -0.0064951 | -0.0097905 | -0.01309 | -0.016418 | -0.016418 | -0.016418 | -0.016418 | -0.016418 | -0.016418 | -0.016418 | -0.016418 | -0.016418
Scenario 3: Aggressive Fuel Sub | SCG | Com | WaterHeat | Com - Health | Gas Energy (MMTherm/year) | Energy Efficiency | 0.24051 | 0.94884 | 1.4707 | 1.8501 | 2.1093 | 2.2245 | 2.1693 | 1.6047 | 1.1805 | 0.89784 | 0.71114 | 0.58989 | 0.51315
Scenario 3: Aggressive Fuel Sub | SCG | Com | WaterHeat | Com - Lodging | Electric Demand (MW) | Energy Efficiency | 0.00037806 | 0.00076067 | 0.0011479 | 0.0015431 | 0.0019502 | 0.0019502 | 0.0019502 | 0.0019502 | 0.0019502 | 0.0019502 | 0.0019502 | 0.0019502 | 0.0019502
Scenario 3: Aggressive Fuel Sub | SCG | Com | WaterHeat | Com - Lodging | Electric Energy (GWh/year) | Energy Efficiency | 0.0031107 | 0.0062589 | 0.0094448 | 0.012697 | 0.016047 | 0.016047 | 0.016047 | 0.016047 | 0.016047 | 0.016047 | 0.016047 | 0.016047 | 0.016047
Scenario 3: Aggressive Fuel Sub | SCG | Com | WaterHeat | Com - Lodging | Gas Energy (MMTherm/year) | Energy Efficiency | 0.5779 | 1.1159 | 1.6179 | 2.0812 | 2.4981 | 2.4883 | 2.3482 | 2.248 | 2.1785 | 2.1353 | 2.1096 | 2.0961 | 2.0896
Scenario 3: Aggressive Fuel Sub | SCG | Com | WaterHeat | Com - Office (Large) | Electric Demand (MW) | Energy Efficiency | -3.0639e-05 | -6.0582e-05 | -8.9056e-05 | -0.00011613 | -0.00014208 | -0.00014208 | -0.00014208 | -0.00014208 | -0.00014208 | -0.00014208 | -0.00014208 | -0.00014208 | -0.00014208
Scenario 3: Aggressive Fuel Sub | SCG | Com | WaterHeat | Com - Office (Large) | Electric Energy (GWh/year) | Energy Efficiency | -0.00062542 | -0.0012366 | -0.0018178 | -0.0023704 | -0.0028997 | -0.0028997 | -0.0028997 | -0.0028997 | -0.0028997 | -0.0028997 | -0.0028997 | -0.0028997 | -0.0028997
Scenario 3: Aggressive Fuel Sub | SCG | Com | WaterHeat | Com - Office (Large) | Gas Energy (MMTherm/year) | Energy Efficiency | 0.10227 | 0.20167 | 0.29822 | 0.39111 | 0.45607 | 0.44827 | 0.44119 | 0.43477 | 0.42877 | 0.42334 | 0.41842 | 0.41413 | 0.41024
Scenario 3: Aggressive Fuel Sub | SCG | Com | WaterHeat | Com - Office (Small) | Electric Demand (MW) | Energy Efficiency | -2.7753e-06 | -5.562e-06 | -8.3588e-06 | -1.1168e-05 | -1.2925e-05 | -1.2925e-05 | -1.2925e-05 | -1.2925e-05 | -1.2925e-05 | -1.2925e-05 | -1.2925e-05 | -1.2925e-05 | -1.2925e-05
Scenario 3: Aggressive Fuel Sub | SCG | Com | WaterHeat | Com - Office (Small) | Electric Energy (GWh/year) | Energy Efficiency | -0.00033786 | -0.00067711 | -0.0010176 | -0.0013596 | -0.0015735 | -0.0015735 | -0.0015735 | -0.0015735 | -0.0015735 | -0.0015735 | -0.0015735 | -0.0015735 | -0.0015735
Scenario 3: Aggressive Fuel Sub | SCG | Com | WaterHeat | Com - Office (Small) | Gas Energy (MMTherm/year) | Energy Efficiency | 0.012939 | 0.025006 | 0.036282 | 0.04668 | 0.04571 | 0.042935 | 0.040414 | 0.038123 | 0.036043 | 0.034153 | 0.032436 | 0.030876 | 0.029459
Scenario 3: Aggressive Fuel Sub | SCG | Com | WaterHeat | Com - Other | Electric Demand (MW) | Energy Efficiency | -0.0032608 | -0.0065513 | -0.009874 | -0.01323 | -0.015657 | -0.015657 | -0.015657 | -0.015657 | -0.015657 | -0.015657 | -0.015657 | -0.015657 | -0.015657
Scenario 3: Aggressive Fuel Sub | SCG | Com | WaterHeat | Com - Other | Electric Energy (GWh/year) | Energy Efficiency | -0.021661 | -0.043519 | -0.065591 | -0.087882 | -0.10401 | -0.10401 | -0.10401 | -0.10401 | -0.10401 | -0.10401 | -0.10401 | -0.10401 | -0.10401
Scenario 3: Aggressive Fuel Sub | SCG | Com | WaterHeat | Com - Other | Gas Energy (MMTherm/year) | Energy Efficiency | 0.33453 | 0.65512 | 0.97183 | 1.2723 | 1.4492 | 1.452 | 1.4385 | 1.4272 | 1.4169 | 1.4077 | 1.401 | 1.3933 | 1.3873
Scenario 3: Aggressive Fuel Sub | SCG | Com | WaterHeat | Com - Refrig. Warehouse | Electric Demand (MW) | Energy Efficiency | -5.8168e-06 | -7.6645e-06 | -8.9297e-06 | -1.4286e-05 | -1.607e-05 | -1.607e-05 | -1.607e-05 | -1.607e-05 | -1.607e-05 | -1.607e-05 | -1.607e-05 | -1.607e-05 | -1.607e-05
Scenario 3: Aggressive Fuel Sub | SCG | Com | WaterHeat | Com - Refrig. Warehouse | Electric Energy (GWh/year) | Energy Efficiency | -7.0967e-05 | -9.3505e-05 | -0.00010894 | -0.00017429 | -0.00019604 | -0.00019604 | -0.00019604 | -0.00019604 | -0.00019604 | -0.00019604 | -0.00019604 | -0.00019604 | -0.00019604
Scenario 3: Aggressive Fuel Sub | SCG | Com | WaterHeat | Com - Refrig. Warehouse | Gas Energy (MMTherm/year) | Energy Efficiency | 0.0064409 | 0.0083011 | 0.010084 | 0.012393 | 0.0087676 | 0.0083233 | 0.0077369 | 0.0073699 | 0.0070368 | 0.0067346 | 0.0064603 | 0.0062114 | 0.0059855
Scenario 3: Aggressive Fuel Sub | SCG | Com | WaterHeat | Com - Restaurant | Electric Demand (MW) | Energy Efficiency | -0.0038784 | -0.0077979 | -0.011739 | -0.015674 | -0.019606 | -0.019606 | -0.019606 | -0.019606 | -0.019606 | -0.019606 | -0.019606 | -0.019606 | -0.019606
Scenario 3: Aggressive Fuel Sub | SCG | Com | WaterHeat | Com - Restaurant | Electric Energy (GWh/year) | Energy Efficiency | -0.020463 | -0.041143 | -0.061934 | -0.0827 | -0.10345 | -0.10345 | -0.10345 | -0.10345 | -0.10345 | -0.10345 | -0.10345 | -0.10345 | -0.10345
Scenario 3: Aggressive Fuel Sub | SCG | Com | WaterHeat | Com - Restaurant | Gas Energy (MMTherm/year) | Energy Efficiency | 0.24641 | 0.49482 | 0.74428 | 0.99345 | 1.2367 | 1.2681 | 1.2685 | 1.2691 | 1.2699 | 1.2708 | 1.2718 | 1.273 | 1.2743
Scenario 3: Aggressive Fuel Sub | SCG | Com | WaterHeat | Com - Retail | Electric Demand (MW) | Energy Efficiency | -0.00011768 | -0.00023631 | -0.00035563 | -0.0004759 | -0.0005602 | -0.0005602 | -0.0005602 | -0.0005602 | -0.0005602 | -0.0005602 | -0.0005602 | -0.0005602 | -0.0005602
Scenario 3: Aggressive Fuel Sub | SCG | Com | WaterHeat | Com - Retail | Electric Energy (GWh/year) | Energy Efficiency | -0.00076805 | -0.0015423 | -0.002321 | -0.0031059 | -0.003656 | -0.003656 | -0.003656 | -0.003656 | -0.003656 | -0.003656 | -0.003656 | -0.003656 | -0.003656
Scenario 3: Aggressive Fuel Sub | SCG | Com | WaterHeat | Com - Retail | Gas Energy (MMTherm/year) | Energy Efficiency | 0.073958 | 0.12128 | 0.16396 | 0.19428 | 0.16239 | 0.14878 | 0.13843 | 0.12792 | 0.11856 | 0.11047 | 0.10314 | 0.096906 | 0.091236
Scenario 3: Aggressive Fuel Sub | SCG | Com | WaterHeat | Com - School | Electric Demand (MW) | Energy Efficiency | -0.00024407 | -0.00048636 | -0.00072496 | -0.00095987 | -0.0011904 | -0.0011904 | -0.0011904 | -0.0011904 | -0.0011904 | -0.0011904 | -0.0011904 | -0.0011904 | -0.0011904
Scenario 3: Aggressive Fuel Sub | SCG | Com | WaterHeat | Com - School | Electric Energy (GWh/year) | Energy Efficiency | -0.0037923 | -0.0075571 | -0.011265 | -0.014915 | -0.018497 | -0.018497 | -0.018497 | -0.018497 | -0.018497 | -0.018497 | -0.018497 | -0.018497 | -0.018497
Scenario 3: Aggressive Fuel Sub | SCG | Com | WaterHeat | Com - School | Gas Energy (MMTherm/year) | Energy Efficiency | 0.08461 | 0.16793 | 0.24977 | 0.32985 | 0.39737 | 0.39808 | 0.39519 | 0.3926 | 0.39024 | 0.38811 | 0.3862 | 0.38446 | 0.38291
Scenario 3: Aggressive Fuel Sub | SCG | Com | WaterHeat | Com - Warehouse | Electric Demand (MW) | Energy Efficiency | 1.4848e-07 | 3.064e-07 | 4.7354e-07 | 6.4751e-07 | 8.2556e-07 | 8.2556e-07 | 8.2556e-07 | 8.2556e-07 | 8.2556e-07 | 8.2556e-07 | 8.2556e-07 | 8.2556e-07 | 8.2556e-07
Scenario 3: Aggressive Fuel Sub | SCG | Com | WaterHeat | Com - Warehouse | Electric Energy (GWh/year) | Energy Efficiency | 4.718e-06 | 9.7267e-06 | 1.5019e-05 | 2.0522e-05 | 2.6154e-05 | 2.6154e-05 | 2.6154e-05 | 2.6154e-05 | 2.6154e-05 | 2.6154e-05 | 2.6154e-05 | 2.6154e-05 | 2.6154e-05
Scenario 3: Aggressive Fuel Sub | SCG | Com | WaterHeat | Com - Warehouse | Gas Energy (MMTherm/year) | Energy Efficiency | 0.10329 | 0.15802 | 0.20149 | 0.2282 | 0.16512 | 0.14362 | 0.12982 | 0.11792 | 0.10713 | 0.097838 | 0.089665 | 0.082917 | 0.076791
Scenario 3: Aggressive Fuel Sub | SCG | Com | WholeBlg | Com - College | Gas Energy (MMTherm/year) | Energy Efficiency | 0.013975 | 0.027946 | 0.041875 | 0.054431 | 0.062355 | 0.062326 | 0.062347 | 0.062396 | 0.06245 | 0.062512 | 0.062523 | 0.062451 | 0.062364
Scenario 3: Aggressive Fuel Sub | SCG | Com | WholeBlg | Com - Grocery | Gas Energy (MMTherm/year) | Energy Efficiency | 0.0052561 | 0.01058 | 0.015958 | 0.020892 | 0.02415 | 0.024433 | 0.024705 | 0.024967 | 0.025212 | 0.025429 | 0.025628 | 0.025793 | 0.025922
Scenario 3: Aggressive Fuel Sub | SCG | Com | WholeBlg | Com - Health | Gas Energy (MMTherm/year) | Energy Efficiency | 0.019297 | 0.038906 | 0.058782 | 0.077088 | 0.089301 | 0.090644 | 0.091976 | 0.093282 | 0.094535 | 0.095688 | 0.096764 | 0.097696 | 0.098403
Scenario 3: Aggressive Fuel Sub | SCG | Com | WholeBlg | Com - Lodging | Gas Energy (MMTherm/year) | Energy Efficiency | 0.0094452 | 0.019025 | 0.028718 | 0.037624 | 0.043531 | 0.044107 | 0.044674 | 0.04523 | 0.045764 | 0.046262 | 0.046729 | 0.047137 | 0.047453
Scenario 3: Aggressive Fuel Sub | SCG | Com | WholeBlg | Com - Office (Large) | Gas Energy (MMTherm/year) | Energy Efficiency | 0.030241 | 0.060633 | 0.091086 | 0.11871 | 0.13644 | 0.13699 | 0.1376 | 0.13825 | 0.13888 | 0.1396 | 0.1402 | 0.14059 | 0.14081
Scenario 3: Aggressive Fuel Sub | SCG | Com | WholeBlg | Com - Office (Small) | Gas Energy (MMTherm/year) | Energy Efficiency | 0.0036009 | 0.0072404 | 0.01091 | 0.014268 | 0.016472 | 0.016631 | 0.01678 | 0.01692 | 0.017047 | 0.017162 | 0.017264 | 0.017345 | 0.017409
Scenario 3: Aggressive Fuel Sub | SCG | Com | WholeBlg | Com - Other | Gas Energy (MMTherm/year) | Energy Efficiency | 0.062905 | 0.1267 | 0.19127 | 0.25062 | 0.29003 | 0.29393 | 0.29779 | 0.30156 | 0.30517 | 0.3085 | 0.31164 | 0.31437 | 0.31648
Scenario 3: Aggressive Fuel Sub | SCG | Com | WholeBlg | Com - Refrig. Warehouse | Gas Energy (MMTherm/year) | Energy Efficiency | 0.0012197 | 0.0024619 | 0.0037242 | 0.0048907 | 0.0056754 | 0.0057723 | 0.0058654 | 0.0059544 | 0.0060383 | 0.0061135 | 0.0061844 | 0.0062472 | 0.006297
Scenario 3: Aggressive Fuel Sub | SCG | Com | WholeBlg | Com - Restaurant | Gas Energy (MMTherm/year) | Energy Efficiency | 0.026753 | 0.054007 | 0.081706 | 0.10731 | 0.12455 | 0.12672 | 0.12882 | 0.13084 | 0.13277 | 0.13452 | 0.13618 | 0.13767 | 0.13885
Scenario 3: Aggressive Fuel Sub | SCG | Com | WholeBlg | Com - Retail | Electric Demand (MW) | Energy Efficiency | 0 | 0 | 0 | 0 | 0 | 0 | 0 | 0 | 0 | 0 | 0 | 0 | -0.0054537
Scenario 3: Aggressive Fuel Sub | SCG | Com | WholeBlg | Com - Retail | Electric Energy (GWh/year) | Energy Efficiency | 0 | 0 | 0 | 0 | 0 | 0 | 0 | 0 | 0 | 0 | 0 | 0 | 0.87409
Scenario 3: Aggressive Fuel Sub | SCG | Com | WholeBlg | Com - Retail | Gas Energy (MMTherm/year) | Energy Efficiency | 0.007249 | 0.014604 | 0.022048 | 0.028893 | 0.033442 | 0.033893 | 0.034328 | 0.034747 | 0.035142 | 0.035501 | 0.035835 | 0.036124 | 0.04269
Scenario 3: Aggressive Fuel Sub | SCG | Com | WholeBlg | Com - School | Gas Energy (MMTherm/year) | Energy Efficiency | 0.011625 | 0.023296 | 0.034984 | 0.045582 | 0.052374 | 0.052548 | 0.052719 | 0.052878 | 0.053011 | 0.053117 | 0.053178 | 0.053167 | 0.053155
Scenario 3: Aggressive Fuel Sub | SCG | Com | WholeBlg | Com - Warehouse | Gas Energy (MMTherm/year) | Energy Efficiency | 0.023804 | 0.04796 | 0.072418 | 0.09492 | 0.10989 | 0.11141 | 0.11286 | 0.11424 | 0.11554 | 0.1167 | 0.11778 | 0.11871 | 0.11945
Scenario 3: Aggressive Fuel Sub | SCG | Ind | WholeBlg | Ind - All Other Industrial | Gas Energy (MMTherm/year) | Energy Efficiency | 0.033334 | 0.066888 | 0.10061 | 0.13448 | 0.16849 | 0.18303 | 0.19753 | 0.21201 | 0.22649 | 0.24101 | 0.25558 | 0.26727 | 0.26822
Scenario 3: Aggressive Fuel Sub | SCG | Ind | WholeBlg | Ind - Chemicals | Gas Energy (MMTherm/year) | Energy Efficiency | 0.40303 | 0.80903 | 1.2178 | 1.6291 | 2.0427 | 2.2217 | 2.4005 | 2.579 | 2.7572 | 2.9354 | 3.1136 | 3.2562 | 3.2681
Scenario 3: Aggressive Fuel Sub | SCG | Ind | WholeBlg | Ind - Electronics | Gas Energy (MMTherm/year) | Energy Efficiency | 0.019253 | 0.038653 | 0.058197 | 0.077879 | 0.097695 | 0.10634 | 0.11501 | 0.12373 | 0.13249 | 0.14129 | 0.15014 | 0.15732 | 0.15828
Scenario 3: Aggressive Fuel Sub | SCG | Ind | WholeBlg | Ind - Fabricated Metals | Gas Energy (MMTherm/year) | Energy Efficiency | 0.11556 | 0.23258 | 0.35109 | 0.47066 | 0.59108 | 0.64426 | 0.69702 | 0.74926 | 0.80124 | 0.85309 | 0.90489 | 0.9464 | 0.95026
Scenario 3: Aggressive Fuel Sub | SCG | Ind | WholeBlg | Ind - Food | Gas Energy (MMTherm/year) | Energy Efficiency | 0.55403 | 1.1078 | 1.6613 | 2.2143 | 2.7668 | 2.9935 | 3.2195 | 3.4449 | 3.6697 | 3.894 | 4.1178 | 4.2918 | 4.2857
Scenario 3: Aggressive Fuel Sub | SCG | Ind | WholeBlg | Ind - Industrial Machinery | Gas Energy (MMTherm/year) | Energy Efficiency | 0.012017 | 0.024247 | 0.036705 | 0.049319 | 0.06204 | 0.067786 | 0.073478 | 0.079107 | 0.084716 | 0.090336 | 0.095976 | 0.10056 | 0.10123
Scenario 3: Aggressive Fuel Sub | SCG | Ind | WholeBlg | Ind - Lumber & Furniture | Gas Energy (MMTherm/year) | Energy Efficiency | 0.0054055 | 0.010852 | 0.016336 | 0.021857 | 0.027413 | 0.029817 | 0.032201 | 0.03457 | 0.036925 | 0.03927 | 0.041614 | 0.043484 | 0.043604
Scenario 3: Aggressive Fuel Sub | SCG | Ind | WholeBlg | Ind - Paper | Gas Energy (MMTherm/year) | Energy Efficiency | 0.084456 | 0.16904 | 0.25378 | 0.33882 | 0.42418 | 0.46021 | 0.49644 | 0.53292 | 0.56967 | 0.60676 | 0.64426 | 0.67465 | 0.67801
Scenario 3: Aggressive Fuel Sub | SCG | Ind | WholeBlg | Ind - Petroleum | Gas Energy (MMTherm/year) | Energy Efficiency | 1.6438 | 3.2924 | 4.9456 | 6.6033 | 8.2644 | 8.9621 | 9.6573 | 10.3494 | 11.0389 | 11.7265 | 12.4127 | 12.9512 | 12.9551
Scenario 3: Aggressive Fuel Sub | SCG | Ind | WholeBlg | Ind - Plastics | Gas Energy (MMTherm/year) | Energy Efficiency | 0.018896 | 0.038713 | 0.05942 | 0.080963 | 0.10332 | 0.11532 | 0.12735 | 0.1393 | 0.15125 | 0.16321 | 0.17523 | 0.1857 | 0.19014
Scenario 3: Aggressive Fuel Sub | SCG | Ind | WholeBlg | Ind - Primary Metals | Gas Energy (MMTherm/year) | Energy Efficiency | 0.12366 | 0.24793 | 0.37287 | 0.4984 | 0.62443 | 0.6783 | 0.73223 | 0.78615 | 0.84012 | 0.89418 | 0.94832 | 0.99152 | 0.99462
Scenario 3: Aggressive Fuel Sub | SCG | Ind | WholeBlg | Ind - Printing & Publishing | Gas Energy (MMTherm/year) | Energy Efficiency | 0.0068443 | 0.013718 | 0.020619 | 0.027547 | 0.034491 | 0.037417 | 0.040322 | 0.043211 | 0.046093 | 0.048982 | 0.051886 | 0.054193 | 0.054285
Scenario 3: Aggressive Fuel Sub | SCG | Ind | WholeBlg | Ind - Stone-Glass-Clay | Gas Energy (MMTherm/year) | Energy Efficiency | 0.13076 | 0.26253 | 0.39514 | 0.52845 | 0.66239 | 0.72007 | 0.77752 | 0.8348 | 0.89199 | 0.94913 | 1.0063 | 1.0519 | 1.0551
Scenario 3: Aggressive Fuel Sub | SCG | Ind | WholeBlg | Ind - Textiles | Gas Energy (MMTherm/year) | Energy Efficiency | 0.062477 | 0.12505 | 0.18771 | 0.25042 | 0.31316 | 0.33921 | 0.36519 | 0.39107 | 0.41688 | 0.44264 | 0.46836 | 0.48847 | 0.48829
Scenario 3: Aggressive Fuel Sub | SCG | Ind | WholeBlg | Ind - Transportation Equipment | Gas Energy (MMTherm/year) | Energy Efficiency | 0.046491 | 0.092964 | 0.13943 | 0.18587 | 0.23229 | 0.25139 | 0.27046 | 0.28949 | 0.30849 | 0.32746 | 0.3464 | 0.36116 | 0.36082
Scenario 3: Aggressive Fuel Sub | SCG | Res | BROs | Income Qualified - Multi Family IQ | Gas Energy (MMTherm/year) | Energy Efficiency | 0.23348 | 0.2365 | 0.24016 | 0.24449 | 0.24945 | 0.25506 | 0.26114 | 0.26853 | 0.27677 | 0.2863 | 0.29665 | 0.30796 | 0.32045
Scenario 3: Aggressive Fuel Sub | SCG | Res | BROs | Income Qualified - Single Family IQ | Gas Energy (MMTherm/year) | Energy Efficiency | 0.72066 | 0.72917 | 0.73953 | 0.75176 | 0.76591 | 0.78207 | 0.80011 | 0.82174 | 0.84593 | 0.87291 | 0.90228 | 0.93442 | 0.96995
Scenario 3: Aggressive Fuel Sub | SCG | Res | BROs | Res - Multi Family | Gas Energy (MMTherm/year) | Energy Efficiency | 2.4695 | 2.4988 | 2.5345 | 2.5767 | 2.6254 | 2.681 | 2.743 | 2.8174 | 2.9005 | 2.9935 | 3.0946 | 3.2053 | 3.3277
Scenario 3: Aggressive Fuel Sub | SCG | Res | BROs | Res - Single Family | Gas Energy (MMTherm/year) | Energy Efficiency | 0.70639 | 0.71555 | 0.7267 | 0.73985 | 0.75495 | 0.77198 | 0.79043 | 0.81285 | 0.83786 | 0.86681 | 0.89829 | 0.93269 | 0.97065
Scenario 3: Aggressive Fuel Sub | SCG | Res | BldgEnv | Res - Multi Family | Electric Demand (MW) | Energy Efficiency | 0 | 0 | 0 | 0 | 0 | 0 | 0 | 0 | 0.00028811 | 0.00056956 | 0.00084453 | 0.0011132 | 0.0013758
Scenario 3: Aggressive Fuel Sub | SCG | Res | BldgEnv | Res - Multi Family | Electric Energy (GWh/year) | Energy Efficiency | 0 | 0 | 0 | 0 | 0 | 0 | 0 | 0 | 0.00044233 | 0.00087443 | 0.0012966 | 0.0017091 | 0.0021122
Scenario 3: Aggressive Fuel Sub | SCG | Res | BldgEnv | Res - Multi Family | Gas Energy (MMTherm/year) | Energy Efficiency | 0 | 0 | 0 | 0 | 0 | 0 | 0 | 0 | 0.00013853 | 0.00027385 | 0.00040606 | 0.00053524 | 0.00066148
Scenario 3: Aggressive Fuel Sub | SCG | Res | BldgEnv | Res - Single Family | Electric Demand (MW) | Energy Efficiency | 0.017752 | 0.038242 | 0.059866 | 0.081594 | 0.1033 | 0.12441 | 0.14765 | 0.16398 | 0.17657 | 0.17122 | 0.16609 | 0.16115 | 0.15642
Scenario 3: Aggressive Fuel Sub | SCG | Res | BldgEnv | Res - Single Family | Electric Energy (GWh/year) | Energy Efficiency | -0.01577 | -0.030807 | -0.045164 | -0.058934 | -0.072144 | -0.084848 | -0.093641 | -0.08538 | -0.080682 | -0.065274 | -0.050476 | -0.036269 | -0.022631
Scenario 3: Aggressive Fuel Sub | SCG | Res | BldgEnv | Res - Single Family | Gas Energy (MMTherm/year) | Energy Efficiency | 0.0037928 | 0.0082048 | 0.012878 | 0.017584 | 0.022293 | 0.026875 | 0.032114 | 0.035977 | 0.038834 | 0.037794 | 0.036796 | 0.035837 | 0.034918
Scenario 3: Aggressive Fuel Sub | SCG | Res | HVAC | Res - Multi Family | Electric Demand (MW) | Energy Efficiency | -6.0792e-05 | -0.00012288 | -0.00018554 | -0.00024843 | -0.00031145 | -0.00031145 | -0.00031145 | -0.00031145 | -0.00031145 | -0.00031145 | -0.00031145 | -0.00031145 | -0.00031145
Scenario 3: Aggressive Fuel Sub | SCG | Res | HVAC | Res - Multi Family | Electric Energy (GWh/year) | Energy Efficiency | -5.7353e-09 | -1.1593e-08 | -1.7504e-08 | -2.3438e-08 | -2.9383e-08 | -2.9383e-08 | -2.9383e-08 | -2.9383e-08 | -2.9383e-08 | -2.9383e-08 | -2.9383e-08 | -2.9383e-08 | 0.0005328
Scenario 3: Aggressive Fuel Sub | SCG | Res | HVAC | Res - Multi Family | Gas Energy (MMTherm/year) | Energy Efficiency | 1.4352e-05 | 2.901e-05 | 4.3804e-05 | 5.8651e-05 | 7.353e-05 | 7.353e-05 | 7.353e-05 | 7.353e-05 | 7.353e-05 | 7.353e-05 | 7.353e-05 | 7.353e-05 | 0.00010781
Scenario 3: Aggressive Fuel Sub | SCG | Res | HVAC | Res - Single Family | Electric Demand (MW) | Energy Efficiency | 0.010705 | 0.018517 | 0.026623 | 0.034878 | 0.043236 | 0.043236 | 0.043236 | 0.043236 | 0.043236 | 0.043236 | 0.043236 | 0.043236 | 0.043236
Scenario 3: Aggressive Fuel Sub | SCG | Res | HVAC | Res - Single Family | Electric Energy (GWh/year) | Energy Efficiency | 0.10179 | 0.21124 | 0.32717 | 0.44623 | 0.56768 | 0.56768 | 0.56768 | 0.56768 | 0.56768 | 0.56768 | 0.56768 | 0.56768 | 0.5787
Scenario 3: Aggressive Fuel Sub | SCG | Res | HVAC | Res - Single Family | Gas Energy (MMTherm/year) | Energy Efficiency | 0.011008 | 0.023387 | 0.036515 | 0.050005 | 0.063771 | 0.063771 | 0.063771 | 0.063771 | 0.063771 | 0.063771 | 0.063771 | 0.063771 | 0.064375
Scenario 3: Aggressive Fuel Sub | SCG | Res | WaterHeat | Res - Multi Family | Electric Demand (MW) | Energy Efficiency | -0.0039432 | -0.0079793 | -0.012147 | -0.016394 | -0.020688 | -0.020688 | -0.020688 | -0.020688 | -0.020688 | -0.020688 | -0.020688 | -0.020688 | -0.020688
Scenario 3: Aggressive Fuel Sub | SCG | Res | WaterHeat | Res - Multi Family | Electric Energy (GWh/year) | Energy Efficiency | -0.020326 | -0.041131 | -0.062615 | -0.084506 | -0.10664 | -0.10664 | -0.10664 | -0.10664 | -0.10664 | -0.10664 | -0.10664 | -0.10664 | -0.10664
Scenario 3: Aggressive Fuel Sub | SCG | Res | WaterHeat | Res - Multi Family | Gas Energy (MMTherm/year) | Energy Efficiency | 0.3714 | 0.7041 | 1.0155 | 1.3046 | 1.5821 | 1.6463 | 1.7061 | 1.7448 | 1.7802 | 1.8119 | 1.8408 | 1.7054 | 1.6101
Scenario 3: Aggressive Fuel Sub | SCG | Res | WaterHeat | Res - Single Family | Electric Demand (MW) | Energy Efficiency | -0.024958 | -0.051554 | -0.079331 | -0.10778 | -0.13672 | -0.13672 | -0.13672 | -0.13672 | -0.13672 | -0.13672 | -0.13672 | -0.13672 | -0.13672
Scenario 3: Aggressive Fuel Sub | SCG | Res | WaterHeat | Res - Single Family | Electric Energy (GWh/year) | Energy Efficiency | -0.14187 | -0.29312 | -0.45109 | -0.61288 | -0.77744 | -0.77744 | -0.77744 | -0.77744 | -0.77744 | -0.77744 | -0.77744 | -0.77744 | -0.77744
Scenario 3: Aggressive Fuel Sub | SCG | Res | WaterHeat | Res - Single Family | Gas Energy (MMTherm/year) | Energy Efficiency | 2.1797 | 4.2986 | 6.3797 | 8.4219 | 10.4397 | 10.7265 | 10.9781 | 11.1413 | 11.2746 | 11.3875 | 11.4865 | 10.901 | 10.4801
Scenario 3: Aggressive Fuel Sub | SDG&E | Ag | WholeBlg | Ag - Dairies, fishing, hunting | Electric Demand (MW) | Energy Efficiency | 0.0018919 | 0.0037971 | 0.0057149 | 0.0076447 | 0.0095856 | 0.011536 | 0.013497 | 0.015466 | 0.016518 | 0.016607 | 0.016693 | 0.016775 | 0.016855
Scenario 3: Aggressive Fuel Sub | SDG&E | Ag | WholeBlg | Ag - Dairies, fishing, hunting | Electric Energy (GWh/year) | Energy Efficiency | 0.0080594 | 0.016176 | 0.024345 | 0.032566 | 0.040834 | 0.049145 | 0.057496 | 0.065886 | 0.070365 | 0.070747 | 0.071112 | 0.071462 | 0.0718
Scenario 3: Aggressive Fuel Sub | SDG&E | Ag | WholeBlg | Ag - Dairies, fishing, hunting | Gas Energy (MMTherm/year) | Energy Efficiency | 1.6867e-05 | 3.3734e-05 | 5.06e-05 | 6.7467e-05 | 8.4334e-05 | 0.0001012 | 0.00011807 | 0.00013493 | 0.00014353 | 0.00014353 | 0.00014353 | 0.00014353 | 0.00014353
Scenario 3: Aggressive Fuel Sub | SDG&E | Ag | WholeBlg | Ag - Irrigated Agriculture, vineyards, forestry and greenhouses | Electric Demand (MW) | Energy Efficiency | 0.013304 | 0.027077 | 0.041293 | 0.05594 | 0.070992 | 0.086413 | 0.10219 | 0.11831 | 0.12828 | 0.13159 | 0.1348 | 0.13792 | 0.14096
Scenario 3: Aggressive Fuel Sub | SDG&E | Ag | WholeBlg | Ag - Irrigated Agriculture, vineyards, forestry and greenhouses | Electric Energy (GWh/year) | Energy Efficiency | 0.056675 | 0.11535 | 0.17591 | 0.2383 | 0.30242 | 0.36812 | 0.43531 | 0.50402 | 0.54646 | 0.56056 | 0.57423 | 0.58752 | 0.60048
Scenario 3: Aggressive Fuel Sub | SDG&E | Ag | WholeBlg | Ag - Irrigated Agriculture, vineyards, forestry and greenhouses | Gas Energy (MMTherm/year) | Energy Efficiency | 0.0012197 | 0.0024394 | 0.003659 | 0.0048787 | 0.0060984 | 0.0073181 | 0.0085377 | 0.0097574 | 0.010379 | 0.010379 | 0.010379 | 0.010379 | 0.010379
Scenario 3: Aggressive Fuel Sub | SDG&E | Ag | WholeBlg | Ag - Water pumping | Electric Demand (MW) | Energy Efficiency | 0.041617 | 0.083152 | 0.12461 | 0.16598 | 0.20727 | 0.24849 | 0.28962 | 0.33067 | 0.35123 | 0.35052 | 0.3498 | 0.34907 | 0.34832
Scenario 3: Aggressive Fuel Sub | SDG&E | Ag | WholeBlg | Ag - Water pumping | Electric Energy (GWh/year) | Energy Efficiency | 0.17729 | 0.35423 | 0.53083 | 0.70708 | 0.88298 | 1.0585 | 1.2338 | 1.4086 | 1.4962 | 1.4932 | 1.4901 | 1.487 | 1.4838
Scenario 3: Aggressive Fuel Sub | SDG&E | Ag | WholeBlg | Ag - Water pumping | Gas Energy (MMTherm/year) | Energy Efficiency | 0.00034934 | 0.00069868 | 0.001048 | 0.0013974 | 0.0017467 | 0.0020961 | 0.0024454 | 0.0027947 | 0.0029728 | 0.0029728 | 0.0029728 | 0.0029728 | 0.0029728
Scenario 3: Aggressive Fuel Sub | SDG&E | Com | AppPlug | Com - Health | Gas Energy (MMTherm/year) | Energy Efficiency | 0.048843 | 0.10321 | 0.22622 | 0.36291 | 0.4898 | 0.62723 | 0.7074 | 0.7924 | 0.88379 | 0.98229 | 1.0866 | 1.1558 | 1.215
Scenario 3: Aggressive Fuel Sub | SDG&E | Com | AppPlug | Com - Lodging | Gas Energy (MMTherm/year) | Energy Efficiency | 0.023955 | 0.050063 | 0.1506 | 0.26042 | 0.37822 | 0.5054 | 0.56918 | 0.63596 | 0.7059 | 0.77835 | 0.85115 | 0.89735 | 0.93872
Scenario 3: Aggressive Fuel Sub | SDG&E | Com | AppPlug | Com - Other | Gas Energy (MMTherm/year) | Energy Efficiency | 0.0001807 | 0.00039103 | 0.00063384 | 0.0009122 | 0.0012252 | 0.0015789 | 0.001795 | 0.0020255 | 0.0022684 | 0.0025228 | 0.0027894 | 0.0030633 | 0.0033441
Scenario 3: Aggressive Fuel Sub | SDG&E | Com | BROs | Com - Lodging | Electric Energy (GWh/year) | Energy Efficiency | 0.0087675 | 0.026709 | 0.045497 | 0.065382 | 0.086586 | 0.10905 | 0.13298 | 0.15831 | 0.18486 | 0.21282 | 0.24187 | 0.27116 | 0.30058
Scenario 3: Aggressive Fuel Sub | SDG&E | Com | BROs | Com - Other | Electric Energy (GWh/year) | Energy Efficiency | 0.0079453 | 0.02424 | 0.041373 | 0.059562 | 0.079028 | 0.09974 | 0.12201 | 0.14578 | 0.1708 | 0.1973 | 0.22498 | 0.25314 | 0.28261
Scenario 3: Aggressive Fuel Sub | SDG&E | Com | BROs | Com - Retail | Electric Demand (MW) | Energy Efficiency | 0.0016338 | 0.0049596 | 0.0084061 | 0.012008 | 0.015803 | 0.01978 | 0.023999 | 0.028447 | 0.033057 | 0.037867 | 0.042807 | 0.047746 | 0.0531
Scenario 3: Aggressive Fuel Sub | SDG&E | Com | BROs | Com - Retail | Electric Energy (GWh/year) | Energy Efficiency | 0.017664 | 0.05362 | 0.090882 | 0.12982 | 0.17085 | 0.21385 | 0.25947 | 0.30755 | 0.35739 | 0.40939 | 0.46281 | 0.5162 | 0.57409
Scenario 3: Aggressive Fuel Sub | SDG&E | Com | BldgEnv | Com - College | Electric Demand (MW) | Energy Efficiency | 1.5303e-06 | 3.0565e-06 | 4.5787e-06 | 6.1012e-06 | 7.6185e-06 | 9.1362e-06 | 1.0655e-05 | 1.0772e-05 | 1.0904e-05 | 1.1051e-05 | 1.1212e-05 | 1.1403e-05 | 1.1612e-05
Scenario 3: Aggressive Fuel Sub | SDG&E | Com | BldgEnv | Com - College | Electric Energy (GWh/year) | Energy Efficiency | 5.2284e-07 | 1.0443e-06 | 1.5644e-06 | 2.0846e-06 | 2.603e-06 | 3.1215e-06 | 3.6405e-06 | 3.6805e-06 | 3.7254e-06 | 3.7756e-06 | 3.8307e-06 | 3.8962e-06 | 3.9673e-06
Scenario 3: Aggressive Fuel Sub | SDG&E | Com | BldgEnv | Com - College | Gas Energy (MMTherm/year) | Energy Efficiency | 1.1194e-06 | 2.2321e-06 | 3.3379e-06 | 4.4381e-06 | 5.531e-06 | 6.6182e-06 | 7.6999e-06 | 7.6955e-06 | 7.695e-06 | 7.6993e-06 | 7.7079e-06 | 7.726e-06 | 7.7494e-06
Scenario 3: Aggressive Fuel Sub | SDG&E | Com | BldgEnv | Com - Grocery | Electric Demand (MW) | Energy Efficiency | 3.2639e-05 | 6.3724e-05 | 9.3332e-05 | 0.00012157 | 0.0001485 | 0.00017423 | 0.00019884 | 0.00019063 | 0.00018302 | 0.00017599 | 0.00016949 | 0.00016348 | 0.0001579
Scenario 3: Aggressive Fuel Sub | SDG&E | Com | BldgEnv | Com - Grocery | Electric Energy (GWh/year) | Energy Efficiency | 1.1152e-05 | 2.1772e-05 | 3.1888e-05 | 4.1535e-05 | 5.0737e-05 | 5.9529e-05 | 6.7937e-05 | 6.5131e-05 | 6.2531e-05 | 6.0131e-05 | 5.791e-05 | 5.5854e-05 | 5.3948e-05
Scenario 3: Aggressive Fuel Sub | SDG&E | Com | BldgEnv | Com - Grocery | Gas Energy (MMTherm/year) | Energy Efficiency | 1.02e-05 | 1.991e-05 | 2.9157e-05 | 3.7968e-05 | 4.6366e-05 | 5.4379e-05 | 6.2029e-05 | 5.9369e-05 | 5.6885e-05 | 5.4572e-05 | 5.2416e-05 | 5.0405e-05 | 4.8532e-05
Scenario 3: Aggressive Fuel Sub | SDG&E | Com | BldgEnv | Com - Health | Electric Demand (MW) | Energy Efficiency | 3.0881e-05 | 6.017e-05 | 8.7911e-05 | 0.00011419 | 0.00013899 | 0.00016232 | 0.00018422 | 0.0001755 | 0.00016749 | 0.00016026 | 0.00015389 | 0.00014803 | 0.00014276
Scenario 3: Aggressive Fuel Sub | SDG&E | Com | BldgEnv | Com - Health | Electric Energy (GWh/year) | Energy Efficiency | 1.4834e-05 | 2.8903e-05 | 4.2229e-05 | 5.4852e-05 | 6.6764e-05 | 7.7972e-05 | 8.8494e-05 | 8.4306e-05 | 8.0455e-05 | 7.6984e-05 | 7.3922e-05 | 7.1108e-05 | 6.8579e-05
Scenario 3: Aggressive Fuel Sub | SDG&E | Com | BldgEnv | Com - Health | Gas Energy (MMTherm/year) | Energy Efficiency | 1.616e-05 | 3.1448e-05 | 4.5881e-05 | 5.9493e-05 | 7.2277e-05 | 8.4241e-05 | 9.5444e-05 | 9.0479e-05 | 8.5914e-05 | 8.1792e-05 | 7.8143e-05 | 7.4835e-05 | 7.1904e-05
Scenario 3: Aggressive Fuel Sub | SDG&E | Com | BldgEnv | Com - Lodging | Electric Demand (MW) | Energy Efficiency | 1.4944e-06 | 2.9747e-06 | 4.4412e-06 | 5.9029e-06 | 7.3465e-06 | 8.7821e-06 | 1.0205e-05 | 1.0366e-05 | 9.5339e-06 | 9.7186e-06 | 1.0683e-05 | 1.1644e-05 | 1.2606e-05
Scenario 3: Aggressive Fuel Sub | SDG&E | Com | BldgEnv | Com - Lodging | Electric Energy (GWh/year) | Energy Efficiency | 9.7653e-07 | 1.9438e-06 | 2.9021e-06 | 3.8572e-06 | 4.8006e-06 | 5.7386e-06 | 6.6687e-06 | 6.7737e-06 | 6.2299e-06 | 6.3506e-06 | 6.981e-06 | 7.6091e-06 | 8.2371e-06
Scenario 3: Aggressive Fuel Sub | SDG&E | Com | BldgEnv | Com - Lodging | Gas Energy (MMTherm/year) | Energy Efficiency | 4.9173e-07 | 9.7768e-07 | 1.4579e-06 | 1.9342e-06 | 2.404e-06 | 2.8693e-06 | 3.3293e-06 | 3.3393e-06 | 2.9778e-06 | 2.9926e-06 | 3.2965e-06 | 3.598e-06 | 3.8978e-06
Scenario 3: Aggressive Fuel Sub | SDG&E | Com | BldgEnv | Com - Office (Large) | Electric Demand (MW) | Energy Efficiency | 8.0313e-05 | 0.00015694 | 0.00023005 | 0.00029983 | 0.0003664 | 0.00043 | 0.00049081 | 0.00047319 | 0.00045174 | 0.00043637 | 0.00042205 | 0.00040876 | 0.00039645
Scenario 3: Aggressive Fuel Sub | SDG&E | Com | BldgEnv | Com - Office (Large) | Electric Energy (GWh/year) | Energy Efficiency | 2.744e-05 | 5.362e-05 | 7.86e-05 | 0.00010244 | 0.00012519 | 0.00014692 | 0.00016769 | 0.00016167 | 0.00015434 | 0.00014909 | 0.0001442 | 0.00013966 | 0.00013545
Scenario 3: Aggressive Fuel Sub | SDG&E | Com | BldgEnv | Com - Office (Large) | Gas Energy (MMTherm/year) | Energy Efficiency | 1.173e-05 | 2.2917e-05 | 3.3586e-05 | 4.3763e-05 | 5.3468e-05 | 6.2735e-05 | 7.159e-05 | 6.891e-05 | 6.4613e-05 | 6.2264e-05 | 6.0069e-05 | 5.8024e-05 | 5.6122e-05
Scenario 3: Aggressive Fuel Sub | SDG&E | Com | BldgEnv | Com - Office (Small) | Electric Demand (MW) | Energy Efficiency | 3.483e-05 | 6.801e-05 | 9.9628e-05 | 0.00012976 | 0.00016152 | 0.00019179 | 0.00022064 | 0.00021433 | 0.00020597 | 0.00020047 | 0.00019534 | 0.00018755 | 0.00018025
Scenario 3: Aggressive Fuel Sub | SDG&E | Com | BldgEnv | Com - Office (Small) | Electric Energy (GWh/year) | Energy Efficiency | 1.19e-05 | 2.3237e-05 | 3.404e-05 | 4.4335e-05 | 5.5185e-05 | 6.5527e-05 | 7.5386e-05 | 7.3229e-05 | 7.0373e-05 | 6.8493e-05 | 6.6742e-05 | 6.4078e-05 | 6.1586e-05
Scenario 3: Aggressive Fuel Sub | SDG&E | Com | BldgEnv | Com - Office (Small) | Gas Energy (MMTherm/year) | Energy Efficiency | 4.3106e-06 | 8.4175e-06 | 1.2332e-05 | 1.6062e-05 | 2.0711e-05 | 2.5141e-05 | 2.9362e-05 | 2.9206e-05 | 2.8185e-05 | 2.807e-05 | 2.7974e-05 | 2.6804e-05 | 2.5707e-05
Scenario 3: Aggressive Fuel Sub | SDG&E | Com | BldgEnv | Com - Other | Electric Demand (MW) | Energy Efficiency | 1.9862e-05 | 3.8932e-05 | 5.7241e-05 | 7.4816e-05 | 9.1664e-05 | 0.00010782 | 0.00012332 | 0.00011936 | 0.0001138 | 0.00011028 | 0.00010715 | 0.0001042 | 0.00010142
Scenario 3: Aggressive Fuel Sub | SDG&E | Com | BldgEnv | Com - Other | Electric Energy (GWh/year) | Energy Efficiency | 6.7895e-06 | 1.3308e-05 | 1.9567e-05 | 2.5574e-05 | 3.1334e-05 | 3.6858e-05 | 4.2155e-05 | 4.0802e-05 | 3.8901e-05 | 3.7698e-05 | 3.6628e-05 | 3.5619e-05 | 3.4669e-05
Scenario 3: Aggressive Fuel Sub | SDG&E | Com | BldgEnv | Com - Other | Gas Energy (MMTherm/year) | Energy Efficiency | 3.1116e-06 | 6.1018e-06 | 8.9739e-06 | 1.1731e-05 | 1.4373e-05 | 1.6906e-05 | 1.933e-05 | 1.8674e-05 | 1.7386e-05 | 1.6779e-05 | 1.626e-05 | 1.5755e-05 | 1.5262e-05
Scenario 3: Aggressive Fuel Sub | SDG&E | Com | BldgEnv | Com - Refrig. Warehouse | Electric Demand (MW) | Energy Efficiency | 2.2844e-07 | 4.4866e-07 | 6.6109e-07 | 8.6547e-07 | 1.0625e-06 | 1.2527e-06 | 1.4367e-06 | 1.4395e-06 | 1.4003e-06 | 1.4095e-06 | 1.4396e-06 | 1.4733e-06 | 1.5105e-06
Scenario 3: Aggressive Fuel Sub | SDG&E | Com | BldgEnv | Com - Refrig. Warehouse | Electric Energy (GWh/year) | Energy Efficiency | 7.8051e-08 | 1.5329e-07 | 2.2587e-07 | 2.957e-07 | 3.6303e-07 | 4.2802e-07 | 4.9087e-07 | 4.9183e-07 | 4.7843e-07 | 4.8157e-07 | 4.9186e-07 | 5.0337e-07 | 5.1607e-07
Scenario 3: Aggressive Fuel Sub | SDG&E | Com | BldgEnv | Com - Refrig. Warehouse | Gas Energy (MMTherm/year) | Energy Efficiency | 2.8663e-08 | 5.6305e-08 | 8.2982e-08 | 1.0866e-07 | 1.3342e-07 | 1.5734e-07 | 1.8048e-07 | 1.917e-07 | 1.869e-07 | 1.9864e-07 | 2.17e-07 | 2.3573e-07 | 2.5482e-07
Scenario 3: Aggressive Fuel Sub | SDG&E | Com | BldgEnv | Com - Restaurant | Electric Demand (MW) | Energy Efficiency | 1.1567e-05 | 2.2546e-05 | 3.2968e-05 | 4.2856e-05 | 5.2597e-05 | 6.1897e-05 | 7.0783e-05 | 6.8758e-05 | 6.6056e-05 | 6.4327e-05 | 6.274e-05 | 6.1289e-05 | 5.997e-05
Scenario 3: Aggressive Fuel Sub | SDG&E | Com | BldgEnv | Com - Restaurant | Electric Energy (GWh/year) | Energy Efficiency | 3.9521e-06 | 7.7031e-06 | 1.1264e-05 | 1.4643e-05 | 1.7971e-05 | 2.1148e-05 | 2.4184e-05 | 2.3492e-05 | 2.2569e-05 | 2.1978e-05 | 2.1436e-05 | 2.094e-05 | 2.049e-05
Scenario 3: Aggressive Fuel Sub | SDG&E | Com | BldgEnv | Com - Restaurant | Gas Energy (MMTherm/year) | Energy Efficiency | 1.4217e-06 | 2.7714e-06 | 4.0532e-06 | 5.2697e-06 | 6.4759e-06 | 7.6279e-06 | 8.7288e-06 | 8.6876e-06 | 8.3575e-06 | 8.3334e-06 | 8.3176e-06 | 8.31e-06 | 8.3103e-06
Scenario 3: Aggressive Fuel Sub | SDG&E | Com | BldgEnv | Com - Retail | Electric Demand (MW) | Energy Efficiency | 5.7184e-05 | 0.00011071 | 0.00016079 | 0.00020724 | 0.00024997 | 0.00028957 | 0.00032685 | 0.00030565 | 0.00028599 | 0.00026785 | 0.00025152 | 0.00023719 | 0.00022445
Scenario 3: Aggressive Fuel Sub | SDG&E | Com | BldgEnv | Com - Retail | Electric Energy (GWh/year) | Energy Efficiency | 1.9538e-05 | 3.7827e-05 | 5.4936e-05 | 7.0807e-05 | 8.5406e-05 | 9.8936e-05 | 0.00011168 | 0.00010443 | 9.7714e-05 | 9.1517e-05 | 8.5936e-05 | 8.104e-05 | 7.6686e-05
Scenario 3: Aggressive Fuel Sub | SDG&E | Com | BldgEnv | Com - Retail | Gas Energy (MMTherm/year) | Energy Efficiency | 1.6867e-05 | 3.2585e-05 | 4.7177e-05 | 6.0618e-05 | 7.29e-05 | 8.4248e-05 | 9.4983e-05 | 8.8389e-05 | 8.239e-05 | 7.6998e-05 | 7.2267e-05 | 6.8231e-05 | 6.4699e-05
Scenario 3: Aggressive Fuel Sub | SDG&E | Com | BldgEnv | Com - School | Electric Demand (MW) | Energy Efficiency | 9.4924e-06 | 1.8624e-05 | 2.7415e-05 | 3.6658e-05 | 4.5564e-05 | 5.4145e-05 | 6.2418e-05 | 6.2199e-05 | 6.1526e-05 | 6.1585e-05 | 6.1003e-05 | 6.0591e-05 | 6.0342e-05
Scenario 3: Aggressive Fuel Sub | SDG&E | Com | BldgEnv | Com - School | Electric Energy (GWh/year) | Energy Efficiency | 3.2432e-06 | 6.3632e-06 | 9.3668e-06 | 1.2525e-05 | 1.5568e-05 | 1.85e-05 | 2.1326e-05 | 2.1251e-05 | 2.1021e-05 | 2.1041e-05 | 2.0843e-05 | 2.0702e-05 | 2.0617e-05
Scenario 3: Aggressive Fuel Sub | SDG&E | Com | BldgEnv | Com - School | Gas Energy (MMTherm/year) | Energy Efficiency | 1.1811e-06 | 2.3179e-06 | 3.4129e-06 | 4.7466e-06 | 6.03e-06 | 7.2649e-06 | 8.454e-06 | 8.5858e-06 | 8.5139e-06 | 8.6663e-06 | 8.5506e-06 | 8.4587e-06 | 8.3897e-06
Scenario 3: Aggressive Fuel Sub | SDG&E | Com | BldgEnv | Com - Warehouse | Electric Demand (MW) | Energy Efficiency | 2.1552e-05 | 4.2278e-05 | 6.222e-05 | 8.1425e-05 | 9.9906e-05 | 0.00011771 | 0.00013486 | 0.00013057 | 0.00012419 | 0.00012045 | 0.0001174 | 0.00011461 | 0.00011208
Scenario 3: Aggressive Fuel Sub | SDG&E | Com | BldgEnv | Com - Warehouse | Electric Energy (GWh/year) | Energy Efficiency | 1.4083e-05 | 2.7627e-05 | 4.0658e-05 | 5.3207e-05 | 6.5283e-05 | 7.6917e-05 | 8.8122e-05 | 8.5323e-05 | 8.1151e-05 | 7.8705e-05 | 7.6717e-05 | 7.4895e-05 | 7.3238e-05
Scenario 3: Aggressive Fuel Sub | SDG&E | Com | BldgEnv | Com - Warehouse | Gas Energy (MMTherm/year) | Energy Efficiency | 5.6816e-06 | 1.1161e-05 | 1.6447e-05 | 2.1551e-05 | 2.6475e-05 | 3.1231e-05 | 3.5823e-05 | 3.4739e-05 | 3.2284e-05 | 3.1319e-05 | 3.0682e-05 | 3.0103e-05 | 2.9581e-05
Scenario 3: Aggressive Fuel Sub | SDG&E | Com | ComRefrig | Com - College | Electric Demand (MW) | Energy Efficiency | 7.4985e-05 | 0.00012677 | 0.00015881 | 0.00017663 | 0.00018527 | 0.00019034 | 0.00019358 | 0.00019593 | 0.00019812 | 0.00020018 | 0.00020211 | 0.00020391 | 0.0002056
Scenario 3: Aggressive Fuel Sub | SDG&E | Com | ComRefrig | Com - College | Electric Energy (GWh/year) | Energy Efficiency | 0.00054968 | 0.00093523 | 0.0011781 | 0.0013161 | 0.001385 | 0.001425 | 0.0014494 | 0.0014664 | 0.0014823 | 0.0014972 | 0.0015112 | 0.0015243 | 0.0015365
Scenario 3: Aggressive Fuel Sub | SDG&E | Com | ComRefrig | Com - Grocery | Electric Demand (MW) | Energy Efficiency | 0.070756 | 0.10966 | 0.12672 | 0.13597 | 0.14105 | 0.14468 | 0.14808 | 0.15126 | 0.15424 | 0.15703 | 0.15965 | 0.16209 | 0.16438
Scenario 3: Aggressive Fuel Sub | SDG&E | Com | ComRefrig | Com - Grocery | Electric Energy (GWh/year) | Energy Efficiency | 0.53034 | 0.83004 | 0.96774 | 1.0416 | 1.0799 | 1.1062 | 1.1308 | 1.1539 | 1.1755 | 1.1957 | 1.2146 | 1.2323 | 1.2488
Scenario 3: Aggressive Fuel Sub | SDG&E | Com | ComRefrig | Com - Refrig. Warehouse | Electric Demand (MW) | Energy Efficiency | 2.3066e-05 | 3.8355e-05 | 4.7388e-05 | 5.2121e-05 | 5.433e-05 | 5.5721e-05 | 5.6597e-05 | 5.7361e-05 | 5.8076e-05 | 5.8746e-05 | 5.9373e-05 | 5.996e-05 | 6.051e-05
Scenario 3: Aggressive Fuel Sub | SDG&E | Com | ComRefrig | Com - Refrig. Warehouse | Electric Energy (GWh/year) | Energy Efficiency | 0.00016964 | 0.00028389 | 0.00035266 | 0.00038954 | 0.00040725 | 0.00041802 | 0.00042445 | 0.00042999 | 0.00043517 | 0.00044002 | 0.00044456 | 0.00044881 | 0.00045279
Scenario 3: Aggressive Fuel Sub | SDG&E | Com | ComRefrig | Com - Restaurant | Electric Demand (MW) | Energy Efficiency | 0.0027194 | 0.0042413 | 0.0049341 | 0.0053053 | 0.0055142 | 0.0056524 | 0.0057818 | 0.005903 | 0.0060165 | 0.0061228 | 0.0062223 | 0.0063155 | 0.0064027
Scenario 3: Aggressive Fuel Sub | SDG&E | Com | ComRefrig | Com - Restaurant | Electric Energy (GWh/year) | Energy Efficiency | 0.020374 | 0.032088 | 0.03766 | 0.040634 | 0.042228 | 0.043229 | 0.044166 | 0.045044 | 0.045865 | 0.046634 | 0.047354 | 0.048028 | 0.048658
Scenario 3: Aggressive Fuel Sub | SDG&E | Com | ComRefrig | Com - Retail | Electric Demand (MW) | Energy Efficiency | 0.030528 | 0.047672 | 0.055566 | 0.059574 | 0.061828 | 0.06333 | 0.064737 | 0.066054 | 0.067286 | 0.068441 | 0.069522 | 0.070534 | 0.071482
Scenario 3: Aggressive Fuel Sub | SDG&E | Com | ComRefrig | Com - Retail | Electric Energy (GWh/year) | Energy Efficiency | 0.22834 | 0.35986 | 0.42286 | 0.45496 | 0.47216 | 0.48304 | 0.49322 | 0.50275 | 0.51168 | 0.52003 | 0.52785 | 0.53517 | 0.54202
Scenario 3: Aggressive Fuel Sub | SDG&E | Com | ComRefrig | Com - School | Electric Demand (MW) | Energy Efficiency | 7.0437e-06 | 1.0929e-05 | 1.4566e-05 | 1.7972e-05 | 2.1162e-05 | 2.4149e-05 | 2.6945e-05 | 2.9564e-05 | 3.2016e-05 | 3.4312e-05 | 3.6462e-05 | 3.8476e-05 | 4.0361e-05
Scenario 3: Aggressive Fuel Sub | SDG&E | Com | ComRefrig | Com - School | Electric Energy (GWh/year) | Energy Efficiency | 5.4799e-05 | 8.2855e-05 | 0.00010912 | 0.00013371 | 0.00015673 | 0.00017828 | 0.00019845 | 0.00021734 | 0.00023502 | 0.00025157 | 0.00026707 | 0.00028158 | 0.00029516
Scenario 3: Aggressive Fuel Sub | SDG&E | Com | FoodServ | Com - College | Electric Demand (MW) | Energy Efficiency | 0.0025163 | 0.005266 | 0.0081343 | 0.011142 | 0.014397 | 0.017817 | 0.021383 | 0.025084 | 0.028922 | 0.032902 | 0.037014 | 0.041215 | 0.045554
Scenario 3: Aggressive Fuel Sub | SDG&E | Com | FoodServ | Com - College | Electric Demand (MW) | Fuel Substitution | -0.00030712 | -0.0006659 | -0.001077 | -0.0015413 | -0.0020595 | -0.0026322 | -0.0032601 | -0.0039437 | -0.0046831 | -0.0054787 | -0.0063304 | -0.0072378 | -0.0082008
Scenario 3: Aggressive Fuel Sub | SDG&E | Com | FoodServ | Com - College | Electric Energy (GWh/year) | Energy Efficiency | 0.012135 | 0.025341 | 0.039124 | 0.053586 | 0.069193 | 0.085593 | 0.1027 | 0.12047 | 0.1389 | 0.15803 | 0.1778 | 0.19755 | 0.21797
Scenario 3: Aggressive Fuel Sub | SDG&E | Com | FoodServ | Com - College | Electric Energy (GWh/year) | Fuel Substitution | -0.0037075 | -0.0080095 | -0.012924 | -0.018471 | -0.024671 | -0.03155 | -0.039134 | -0.047451 | -0.056525 | -0.066392 | -0.07708 | -0.088619 | -0.10103
Scenario 3: Aggressive Fuel Sub | SDG&E | Com | FoodServ | Com - College | Gas Energy (MMTherm/year) | Energy Efficiency | 0.0059626 | 0.012156 | 0.018569 | 0.025224 | 0.032076 | 0.039151 | 0.046446 | 0.053943 | 0.061638 | 0.069531 | 0.077606 | 0.085942 | 0.094043
Scenario 3: Aggressive Fuel Sub | SDG&E | Com | FoodServ | Com - College | Gas Energy (MMTherm/year) | Fuel Substitution | 0.00038326 | 0.00082816 | 0.0013365 | 0.0019103 | 0.0025516 | 0.0032631 | 0.0040472 | 0.0049068 | 0.0058444 | 0.0068634 | 0.0079667 | 0.0091573 | 0.010438
Scenario 3: Aggressive Fuel Sub | SDG&E | Com | FoodServ | Com - Grocery | Electric Demand (MW) | Energy Efficiency | 0.016646 | 0.035004 | 0.054179 | 0.074197 | 0.095955 | 0.11878 | 0.14252 | 0.16714 | 0.1926 | 0.21894 | 0.24612 | 0.27332 | 0.30137
Scenario 3: Aggressive Fuel Sub | SDG&E | Com | FoodServ | Com - Grocery | Electric Demand (MW) | Fuel Substitution | -0.0018038 | -0.0039041 | -0.0063032 | -0.0090048 | -0.012012 | -0.015327 | -0.018952 | -0.02289 | -0.027141 | -0.031706 | -0.036583 | -0.041769 | -0.047263
Scenario 3: Aggressive Fuel Sub | SDG&E | Com | FoodServ | Com - Grocery | Electric Energy (GWh/year) | Energy Efficiency | 0.080222 | 0.16828 | 0.2603 | 0.35642 | 0.46061 | 0.56992 | 0.68362 | 0.80164 | 0.92374 | 1.0501 | 1.1806 | 1.3079 | 1.4394
Scenario 3: Aggressive Fuel Sub | SDG&E | Com | FoodServ | Com - Grocery | Electric Energy (GWh/year) | Fuel Substitution | -0.039056 | -0.083814 | -0.13431 | -0.1906 | -0.25274 | -0.32079 | -0.39486 | -0.47507 | -0.56156 | -0.65461 | -0.75434 | -0.86087 | -0.9743
Scenario 3: Aggressive Fuel Sub | SDG&E | Com | FoodServ | Com - Grocery | Gas Energy (MMTherm/year) | Energy Efficiency | 0.036848 | 0.075292 | 0.11526 | 0.15678 | 0.19972 | 0.24418 | 0.29014 | 0.33753 | 0.38625 | 0.43631 | 0.48765 | 0.54026 | 0.58432
Scenario 3: Aggressive Fuel Sub | SDG&E | Com | FoodServ | Com - Grocery | Gas Energy (MMTherm/year) | Fuel Substitution | 0.004057 | 0.0087062 | 0.01395 | 0.019796 | 0.026248 | 0.033312 | 0.041 | 0.049323 | 0.058295 | 0.067945 | 0.078286 | 0.089329 | 0.10108
Scenario 3: Aggressive Fuel Sub | SDG&E | Com | FoodServ | Com - Health | Electric Demand (MW) | Energy Efficiency | 0.0054059 | 0.011343 | 0.017541 | 0.02407 | 0.031035 | 0.038245 | 0.045396 | 0.052778 | 0.06048 | 0.068654 | 0.077413 | 0.085824 | 0.094304
Scenario 3: Aggressive Fuel Sub | SDG&E | Com | FoodServ | Com - Health | Electric Demand (MW) | Fuel Substitution | -0.00079762 | -0.0017342 | -0.0028125 | -0.0040357 | -0.0054065 | -0.0069273 | -0.0086 | -0.010426 | -0.012407 | -0.014542 | -0.016834 | -0.019281 | -0.021881
Scenario 3: Aggressive Fuel Sub | SDG&E | Com | FoodServ | Com - Health | Electric Energy (GWh/year) | Energy Efficiency | 0.026722 | 0.055902 | 0.08638 | 0.1185 | 0.15268 | 0.18807 | 0.22319 | 0.25946 | 0.29732 | 0.33752 | 0.3806 | 0.42083 | 0.46138
Scenario 3: Aggressive Fuel Sub | SDG&E | Com | FoodServ | Com - Health | Electric Energy (GWh/year) | Fuel Substitution | -0.011649 | -0.025129 | -0.040487 | -0.057772 | -0.077034 | -0.098337 | -0.12174 | -0.1473 | -0.17507 | -0.20514 | -0.23759 | -0.27249 | -0.30985
Scenario 3: Aggressive Fuel Sub | SDG&E | Com | FoodServ | Com - Health | Gas Energy (MMTherm/year) | Energy Efficiency | 0.015926 | 0.032505 | 0.049717 | 0.067658 | 0.086172 | 0.10519 | 0.12431 | 0.14394 | 0.16417 | 0.18521 | 0.20719 | 0.22927 | 0.24913
Scenario 3: Aggressive Fuel Sub | SDG&E | Com | FoodServ | Com - Health | Gas Energy (MMTherm/year) | Fuel Substitution | 0.0012339 | 0.0026625 | 0.0042907 | 0.0061237 | 0.0081666 | 0.010426 | 0.012908 | 0.015617 | 0.01856 | 0.021746 | 0.025183 | 0.028876 | 0.032829
Scenario 3: Aggressive Fuel Sub | SDG&E | Com | FoodServ | Com - Lodging | Electric Demand (MW) | Energy Efficiency | 0.009624 | 0.019894 | 0.030555 | 0.041678 | 0.053255 | 0.065273 | 0.077673 | 0.090451 | 0.10363 | 0.11719 | 0.1311 | 0.14228 | 0.15375
Scenario 3: Aggressive Fuel Sub | SDG&E | Com | FoodServ | Com - Lodging | Electric Demand (MW) | Fuel Substitution | -0.0011063 | -0.0023927 | -0.0038606 | -0.0055124 | -0.0073498 | -0.0093741 | -0.011587 | -0.013988 | -0.016578 | -0.019356 | -0.022321 | -0.02547 | -0.028801
Scenario 3: Aggressive Fuel Sub | SDG&E | Com | FoodServ | Com - Lodging | Electric Energy (GWh/year) | Energy Efficiency | 0.059401 | 0.1222 | 0.18728 | 0.25505 | 0.32534 | 0.39816 | 0.4732 | 0.55044 | 0.63001 | 0.71179 | 0.79558 | 0.85446 | 0.91477
Scenario 3: Aggressive Fuel Sub | SDG&E | Com | FoodServ | Com - Lodging | Electric Energy (GWh/year) | Fuel Substitution | -0.015357 | -0.033009 | -0.052975 | -0.075286 | -0.099965 | -0.12703 | -0.15653 | -0.18848 | -0.22291 | -0.25984 | -0.29935 | -0.34147 | -0.38621
Scenario 3: Aggressive Fuel Sub | SDG&E | Com | FoodServ | Com - Lodging | Gas Energy (MMTherm/year) | Energy Efficiency | 0.014574 | 0.029629 | 0.045149 | 0.061203 | 0.077653 | 0.094568 | 0.11189 | 0.12961 | 0.14773 | 0.16622 | 0.18503 | 0.20415 | 0.22032
Scenario 3: Aggressive Fuel Sub | SDG&E | Com | FoodServ | Com - Lodging | Gas Energy (MMTherm/year) | Fuel Substitution | 0.0015896 | 0.0034168 | 0.0054839 | 0.0077936 | 0.010348 | 0.01315 | 0.016203 | 0.019509 | 0.023072 | 0.026892 | 0.030978 | 0.035334 | 0.039958
Scenario 3: Aggressive Fuel Sub | SDG&E | Com | FoodServ | Com - Office (Large) | Electric Demand (MW) | Energy Efficiency | 0.00047897 | 0.00097009 | 0.0014727 | 0.0019864 | 0.00251 | 0.0030449 | 0.0035914 | 0.0041485 | 0.0047136 | 0.0052874 | 0.0058691 | 0.0059797 | 0.006086
Scenario 3: Aggressive Fuel Sub | SDG&E | Com | FoodServ | Com - Office (Large) | Electric Energy (GWh/year) | Energy Efficiency | 0.0042011 | 0.0085089 | 0.012917 | 0.017423 | 0.022015 | 0.026707 | 0.031501 | 0.036387 | 0.041344 | 0.046377 | 0.051479 | 0.052449 | 0.053381
Scenario 3: Aggressive Fuel Sub | SDG&E | Com | FoodServ | Com - Office (Small) | Electric Demand (MW) | Energy Efficiency | 0.00019683 | 0.00039917 | 0.00060678 | 0.00081946 | 0.001037 | 0.0012591 | 0.0014858 | 0.0017168 | 0.001952 | 0.0021911 | 0.0024339 | 0.0024836 | 0.0025313
Scenario 3: Aggressive Fuel Sub | SDG&E | Com | FoodServ | Com - Office (Small) | Electric Energy (GWh/year) | Energy Efficiency | 0.0017265 | 0.0035012 | 0.0053222 | 0.0071876 | 0.0090953 | 0.011044 | 0.013033 | 0.015059 | 0.017121 | 0.019218 | 0.021348 | 0.021784 | 0.022203
Scenario 3: Aggressive Fuel Sub | SDG&E | Com | FoodServ | Com - Other | Electric Demand (MW) | Energy Efficiency | 0.024959 | 0.052584 | 0.081784 | 0.11256 | 0.14553 | 0.18024 | 0.21658 | 0.25453 | 0.29408 | 0.33526 | 0.37804 | 0.42246 | 0.46855
Scenario 3: Aggressive Fuel Sub | SDG&E | Com | FoodServ | Com - Other | Electric Demand (MW) | Fuel Substitution | -0.005648 | -0.012223 | -0.019738 | -0.028211 | -0.037658 | -0.048093 | -0.059532 | -0.071988 | -0.08547 | -0.099986 | -0.11554 | -0.13213 | -0.14976
Scenario 3: Aggressive Fuel Sub | SDG&E | Com | FoodServ | Com - Other | Electric Energy (GWh/year) | Energy Efficiency | 0.12056 | 0.25362 | 0.3945 | 0.54324 | 0.70253 | 0.8705 | 1.0466 | 1.2308 | 1.4231 | 1.6236 | 1.8322 | 2.0491 | 2.2745
Scenario 3: Aggressive Fuel Sub | SDG&E | Com | FoodServ | Com - Other | Electric Energy (GWh/year) | Fuel Substitution | -0.034582 | -0.07472 | -0.12052 | -0.17211 | -0.22964 | -0.29323 | -0.36303 | -0.43919 | -0.52182 | -0.6111 | -0.70714 | -0.81003 | -0.91985
Scenario 3: Aggressive Fuel Sub | SDG&E | Com | FoodServ | Com - Other | Gas Energy (MMTherm/year) | Energy Efficiency | 0.039915 | 0.081791 | 0.12559 | 0.1713 | 0.21877 | 0.26809 | 0.31924 | 0.37216 | 0.42683 | 0.48323 | 0.54132 | 0.60109 | 0.6603
Scenario 3: Aggressive Fuel Sub | SDG&E | Com | FoodServ | Com - Other | Gas Energy (MMTherm/year) | Fuel Substitution | 0.0033261 | 0.0071866 | 0.011591 | 0.016553 | 0.022086 | 0.028201 | 0.034915 | 0.042238 | 0.050186 | 0.058773 | 0.068012 | 0.077911 | 0.088479
Scenario 3: Aggressive Fuel Sub | SDG&E | Com | FoodServ | Com - Restaurant | Electric Demand (MW) | Energy Efficiency | 0.046664 | 0.095444 | 0.14559 | 0.19684 | 0.25866 | 0.32325 | 0.3905 | 0.46038 | 0.53279 | 0.60774 | 0.68523 | 0.76071 | 0.83867
Scenario 3: Aggressive Fuel Sub | SDG&E | Com | FoodServ | Com - Restaurant | Electric Demand (MW) | Fuel Substitution | -0.011336 | -0.024464 | -0.039382 | -0.056093 | -0.074618 | -0.094972 | -0.11717 | -0.14121 | -0.16711 | -0.19486 | -0.22445 | -0.25587 | -0.2891
Scenario 3: Aggressive Fuel Sub | SDG&E | Com | FoodServ | Com - Restaurant | Electric Energy (GWh/year) | Energy Efficiency | 0.24561 | 0.50168 | 0.76499 | 1.0343 | 1.3567 | 1.6935 | 2.0442 | 2.4086 | 2.7864 | 3.1775 | 3.582 | 3.9599 | 4.3507
Scenario 3: Aggressive Fuel Sub | SDG&E | Com | FoodServ | Com - Restaurant | Electric Energy (GWh/year) | Fuel Substitution | -0.12278 | -0.26356 | -0.42229 | -0.59897 | -0.79355 | -1.0061 | -1.2368 | -1.4857 | -1.7531 | -2.0393 | -2.3448 | -2.6696 | -3.0138
Scenario 3: Aggressive Fuel Sub | SDG&E | Com | FoodServ | Com - Restaurant | Gas Energy (MMTherm/year) | Energy Efficiency | 0.093566 | 0.18954 | 0.2879 | 0.38826 | 0.50141 | 0.61853 | 0.73965 | 0.86471 | 0.99348 | 1.1259 | 1.2619 | 1.4013 | 1.5225
Scenario 3: Aggressive Fuel Sub | SDG&E | Com | FoodServ | Com - Restaurant | Gas Energy (MMTherm/year) | Fuel Substitution | 0.012376 | 0.026563 | 0.042554 | 0.06035 | 0.079944 | 0.10134 | 0.12456 | 0.1496 | 0.1765 | 0.20528 | 0.23599 | 0.26865 | 0.30325
Scenario 3: Aggressive Fuel Sub | SDG&E | Com | FoodServ | Com - Retail | Electric Demand (MW) | Energy Efficiency | 0.00050715 | 0.0010162 | 0.0015269 | 0.0020355 | 0.0025339 | 0.00303 | 0.0035197 | 0.0040026 | 0.0044802 | 0.0049559 | 0.0054297 | 0.0055424 | 0.0056528
Scenario 3: Aggressive Fuel Sub | SDG&E | Com | FoodServ | Com - Retail | Electric Energy (GWh/year) | Energy Efficiency | 0.00389 | 0.0078136 | 0.011768 | 0.015731 | 0.019656 | 0.023584 | 0.027493 | 0.031378 | 0.035246 | 0.039113 | 0.042979 | 0.043679 | 0.044352
Scenario 3: Aggressive Fuel Sub | SDG&E | Com | FoodServ | Com - Retail | Gas Energy (MMTherm/year) | Energy Efficiency | 1.246e-05 | 2.4537e-05 | 3.6265e-05 | 4.7385e-05 | 5.7358e-05 | 6.6789e-05 | 7.5418e-05 | 8.3248e-05 | 9.0422e-05 | 9.7224e-05 | 0.00010369 | 0.00011013 | 0.00011673
Scenario 3: Aggressive Fuel Sub | SDG&E | Com | FoodServ | Com - School | Electric Demand (MW) | Energy Efficiency | 0.0102 | 0.021935 | 0.034261 | 0.047172 | 0.060795 | 0.075033 | 0.089851 | 0.10526 | 0.12126 | 0.13787 | 0.15508 | 0.172 | 0.18948
Scenario 3: Aggressive Fuel Sub | SDG&E | Com | FoodServ | Com - School | Electric Demand (MW) | Fuel Substitution | -0.00038911 | -0.00084022 | -0.0013535 | -0.0019295 | -0.0025685 | -0.003271 | -0.0040371 | -0.0048671 | -0.005761 | -0.0067187 | -0.0077397 | -0.0088235 | -0.0099691
Scenario 3: Aggressive Fuel Sub | SDG&E | Com | FoodServ | Com - School | Electric Energy (GWh/year) | Energy Efficiency | 0.051903 | 0.11085 | 0.17276 | 0.23762 | 0.30601 | 0.37747 | 0.45187 | 0.52925 | 0.60967 | 0.69312 | 0.77965 | 0.86138 | 0.9459
Scenario 3: Aggressive Fuel Sub | SDG&E | Com | FoodServ | Com - School | Electric Energy (GWh/year) | Fuel Substitution | -0.0054839 | -0.011808 | -0.018991 | -0.027064 | -0.036057 | -0.046006 | -0.05695 | -0.068942 | -0.082029 | -0.096256 | -0.11167 | -0.1283 | -0.1462
Scenario 3: Aggressive Fuel Sub | SDG&E | Com | FoodServ | Com - School | Gas Energy (MMTherm/year) | Energy Efficiency | 0.013182 | 0.026868 | 0.041036 | 0.055666 | 0.070752 | 0.086265 | 0.10219 | 0.11852 | 0.13527 | 0.1524 | 0.16993 | 0.18784 | 0.20531
Scenario 3: Aggressive Fuel Sub | SDG&E | Com | FoodServ | Com - School | Gas Energy (MMTherm/year) | Fuel Substitution | 0.00057199 | 0.0012318 | 0.0019813 | 0.0028234 | 0.0037614 | 0.0047986 | 0.005939 | 0.007188 | 0.0085501 | 0.01003 | 0.011632 | 0.01336 | 0.015218
Scenario 3: Aggressive Fuel Sub | SDG&E | Com | HVAC | Com - College | Electric Demand (MW) | Energy Efficiency | 0.0071586 | 0.014895 | 0.02316 | 0.027594 | 0.032257 | 0.037135 | 0.04372 | 0.05052 | 0.052186 | 0.058377 | 0.064856 | 0.071975 | 0.074386
Scenario 3: Aggressive Fuel Sub | SDG&E | Com | HVAC | Com - College | Electric Energy (GWh/year) | Energy Efficiency | 0.019532 | 0.041019 | 0.064074 | 0.069527 | 0.075288 | 0.080426 | 0.091711 | 0.10289 | 0.090959 | 0.097347 | 0.10402 | 0.1112 | 0.097081
Scenario 3: Aggressive Fuel Sub | SDG&E | Com | HVAC | Com - College | Electric Energy (GWh/year) | Fuel Substitution | 2.4148e-07 | 5.0854e-07 | 8.0216e-07 | 1.3193e-06 | 1.8834e-06 | 1.8834e-06 | 1.8834e-06 | 1.8834e-06 | 1.8834e-06 | 1.8834e-06 | 1.8834e-06 | 1.8834e-06 | 1.8834e-06
Scenario 3: Aggressive Fuel Sub | SDG&E | Com | HVAC | Com - College | Gas Energy (MMTherm/year) | Energy Efficiency | 0.00027739 | 0.00089069 | 0.0016393 | 0.0024698 | 0.0033546 | 0.0037615 | 0.0041952 | 0.0046557 | 0.0051598 | 0.0056806 | 0.0062259 | 0.0068298 | 0.0074765
Scenario 3: Aggressive Fuel Sub | SDG&E | Com | HVAC | Com - College | Gas Energy (MMTherm/year) | Fuel Substitution | 5.847e-08 | 1.2314e-07 | 1.9423e-07 | 2.8694e-07 | 3.8798e-07 | 3.8798e-07 | 3.8798e-07 | 3.8798e-07 | 3.8798e-07 | 3.8798e-07 | 3.8798e-07 | 3.8798e-07 | 3.8798e-07
Scenario 3: Aggressive Fuel Sub | SDG&E | Com | HVAC | Com - Grocery | Electric Demand (MW) | Energy Efficiency | 0.0054132 | 0.01143 | 0.018076 | 0.025398 | 0.03341 | 0.042173 | 0.051729 | 0.062113 | 0.0659 | 0.068156 | 0.070576 | 0.073164 | 0.073938
Scenario 3: Aggressive Fuel Sub | SDG&E | Com | HVAC | Com - Grocery | Electric Energy (GWh/year) | Energy Efficiency | 0.02798 | 0.059048 | 0.093338 | 0.13109 | 0.17235 | 0.21746 | 0.26664 | 0.32006 | 0.34021 | 0.35268 | 0.36602 | 0.38027 | 0.38634
Scenario 3: Aggressive Fuel Sub | SDG&E | Com | HVAC | Com - Grocery | Electric Energy (GWh/year) | Fuel Substitution | -0.00010784 | -0.00022759 | -0.00035974 | -0.00050496 | -0.00066396 | -0.00066396 | -0.00066396 | -0.00066396 | -0.00066396 | -0.00066396 | -0.00066396 | -0.00066396 | -0.00066396
Scenario 3: Aggressive Fuel Sub | SDG&E | Com | HVAC | Com - Grocery | Gas Energy (MMTherm/year) | Energy Efficiency | 0.00022162 | 0.0004588 | 0.0007104 | 0.00097932 | 0.0012609 | 0.0015615 | 0.0018818 | 0.0022209 | 0.0026801 | 0.0031921 | 0.0037315 | 0.0042999 | 0.0049061
Scenario 3: Aggressive Fuel Sub | SDG&E | Com | HVAC | Com - Grocery | Gas Energy (MMTherm/year) | Fuel Substitution | 1.5827e-05 | 3.3367e-05 | 5.2688e-05 | 7.3877e-05 | 9.7025e-05 | 9.7025e-05 | 9.7025e-05 | 9.7025e-05 | 9.7025e-05 | 9.7025e-05 | 9.7025e-05 | 9.7025e-05 | 9.7025e-05
Scenario 3: Aggressive Fuel Sub | SDG&E | Com | HVAC | Com - Health | Electric Demand (MW) | Energy Efficiency | 0.0079287 | 0.016576 | 0.025974 | 0.036329 | 0.047533 | 0.059316 | 0.068004 | 0.077207 | 0.085471 | 0.095049 | 0.10525 | 0.11571 | 0.12649
Scenario 3: Aggressive Fuel Sub | SDG&E | Com | HVAC | Com - Health | Electric Energy (GWh/year) | Energy Efficiency | 0.061154 | 0.13901 | 0.22211 | 0.31218 | 0.41039 | 0.51242 | 0.59103 | 0.66131 | 0.71 | 0.76921 | 0.83117 | 0.89348 | 0.97099
Scenario 3: Aggressive Fuel Sub | SDG&E | Com | HVAC | Com - Health | Electric Energy (GWh/year) | Fuel Substitution | 3.4176e-06 | 7.1708e-06 | 1.1271e-05 | 1.5728e-05 | 2.0549e-05 | 2.0549e-05 | 2.0549e-05 | 2.0549e-05 | 2.0549e-05 | 2.0549e-05 | 2.0549e-05 | 2.0549e-05 | 2.0549e-05
Scenario 3: Aggressive Fuel Sub | SDG&E | Com | HVAC | Com - Health | Gas Energy (MMTherm/year) | Energy Efficiency | 0.0019813 | 0.006602 | 0.011321 | 0.016755 | 0.022969 | 0.028466 | 0.033833 | 0.036735 | 0.036423 | 0.036327 | 0.036094 | 0.035631 | 0.03812
Scenario 3: Aggressive Fuel Sub | SDG&E | Com | HVAC | Com - Health | Gas Energy (MMTherm/year) | Fuel Substitution | 8.1906e-07 | 1.7318e-06 | 2.7426e-06 | 3.8563e-06 | 5.0781e-06 | 5.0781e-06 | 5.0781e-06 | 5.0781e-06 | 5.0781e-06 | 5.0781e-06 | 5.0781e-06 | 5.0781e-06 | 5.0781e-06
Scenario 3: Aggressive Fuel Sub | SDG&E | Com | HVAC | Com - Lodging | Electric Demand (MW) | Energy Efficiency | 0.0062662 | 0.013179 | 0.020762 | 0.029074 | 0.038064 | 0.047682 | 0.056658 | 0.066275 | 0.069901 | 0.072772 | 0.075869 | 0.079213 | 0.082834
Scenario 3: Aggressive Fuel Sub | SDG&E | Com | HVAC | Com - Lodging | Electric Energy (GWh/year) | Energy Efficiency | 0.048864 | 0.10139 | 0.15769 | 0.21815 | 0.2823 | 0.34976 | 0.39986 | 0.45289 | 0.46033 | 0.46414 | 0.46873 | 0.47422 | 0.48086
Scenario 3: Aggressive Fuel Sub | SDG&E | Com | HVAC | Com - Lodging | Electric Energy (GWh/year) | Fuel Substitution | -1.5546e-05 | -3.2886e-05 | -5.2118e-05 | -7.3355e-05 | -9.6717e-05 | -9.6717e-05 | -9.6717e-05 | -9.6717e-05 | -9.6717e-05 | -9.6717e-05 | -9.6717e-05 | -9.6717e-05 | -9.6717e-05
Scenario 3: Aggressive Fuel Sub | SDG&E | Com | HVAC | Com - Lodging | Gas Energy (MMTherm/year) | Energy Efficiency | 0.0023032 | 0.0046998 | 0.0071942 | 0.0098106 | 0.012521 | 0.014943 | 0.016104 | 0.017313 | 0.016691 | 0.01602 | 0.015328 | 0.014617 | 0.013892
Scenario 3: Aggressive Fuel Sub | SDG&E | Com | HVAC | Com - Lodging | Gas Energy (MMTherm/year) | Fuel Substitution | 3.55e-06 | 7.4899e-06 | 1.1838e-05 | 1.6613e-05 | 2.1838e-05 | 2.1838e-05 | 2.1838e-05 | 2.1838e-05 | 2.1838e-05 | 2.1838e-05 | 2.1838e-05 | 2.1838e-05 | 2.1838e-05
Scenario 3: Aggressive Fuel Sub | SDG&E | Com | HVAC | Com - Office (Large) | Electric Demand (MW) | Energy Efficiency | 0.00077409 | 0.0016066 | 0.0024981 | 0.0034501 | 0.0044611 | 0.0047866 | 0.005128 | 0.0054843 | 0.0058536 | 0.0062364 | 0.0066319 | 0.0070401 | 0.0074607
Scenario 3: Aggressive Fuel Sub | SDG&E | Com | HVAC | Com - Office (Large) | Electric Energy (GWh/year) | Energy Efficiency | 0.0044258 | 0.0092038 | 0.014339 | 0.019842 | 0.025706 | 0.026539 | 0.027412 | 0.028324 | 0.029269 | 0.030248 | 0.03126 | 0.032305 | 0.033381
Scenario 3: Aggressive Fuel Sub | SDG&E | Com | HVAC | Com - Office (Large) | Gas Energy (MMTherm/year) | Energy Efficiency | 0.0020252 | 0.0042181 | 0.006582 | 0.0091224 | 0.011836 | 0.011836 | 0.011836 | 0.011836 | 0.011836 | 0.011836 | 0.011836 | 0.011836 | 0.011836
Scenario 3: Aggressive Fuel Sub | SDG&E | Com | HVAC | Com - Office (Small) | Electric Demand (MW) | Energy Efficiency | 0.0036438 | 0.0075639 | 0.011762 | 0.01624 | 0.020993 | 0.026028 | 0.031347 | 0.036936 | 0.042789 | 0.048896 | 0.055249 | 0.061843 | 0.06867
Scenario 3: Aggressive Fuel Sub | SDG&E | Com | HVAC | Com - Office (Small) | Electric Energy (GWh/year) | Energy Efficiency | 0.0032449 | 0.0067227 | 0.010434 | 0.01438 | 0.018557 | 0.022968 | 0.027613 | 0.032484 | 0.037575 | 0.042878 | 0.048387 | 0.054097 | 0.060004
Scenario 3: Aggressive Fuel Sub | SDG&E | Com | HVAC | Com - Office (Small) | Gas Energy (MMTherm/year) | Energy Efficiency | 0.0001963 | 0.00040802 | 0.00063529 | 0.00087828 | 0.0011366 | 0.0014109 | 0.0017011 | 0.0020066 | 0.0023269 | 0.0026614 | 0.0030098 | 0.0033715 | 0.0037464
Scenario 3: Aggressive Fuel Sub | SDG&E | Com | HVAC | Com - Other | Electric Demand (MW) | Energy Efficiency | 0.043334 | 0.091238 | 0.14379 | 0.20112 | 0.26269 | 0.32928 | 0.40095 | 0.47756 | 0.55446 | 0.63475 | 0.72384 | 0.81879 | 0.91868
Scenario 3: Aggressive Fuel Sub | SDG&E | Com | HVAC | Com - Other | Electric Energy (GWh/year) | Energy Efficiency | 0.045912 | 0.097063 | 0.15338 | 0.2149 | 0.28117 | 0.35296 | 0.4304 | 0.51342 | 0.58704 | 0.66123 | 0.75492 | 0.85783 | 0.96652
Scenario 3: Aggressive Fuel Sub | SDG&E | Com | HVAC | Com - Other | Electric Energy (GWh/year) | Fuel Substitution | -6.0636e-05 | -0.00012837 | -0.00020354 | -0.00028528 | -0.00037517 | -0.00037517 | -0.00037517 | -0.00037517 | -0.00037517 | -0.00037517 | -0.00037517 | -0.00037517 | -0.00037517
Scenario 3: Aggressive Fuel Sub | SDG&E | Com | HVAC | Com - Other | Gas Energy (MMTherm/year) | Energy Efficiency | 0.0058528 | 0.012294 | 0.019342 | 0.027024 | 0.035261 | 0.044162 | 0.053733 | 0.063955 | 0.0745 | 0.08559 | 0.097592 | 0.1103 | 0.12366
Scenario 3: Aggressive Fuel Sub | SDG&E | Com | HVAC | Com - Other | Gas Energy (MMTherm/year) | Fuel Substitution | 9.6452e-06 | 2.0391e-05 | 3.2289e-05 | 4.5581e-05 | 6.016e-05 | 6.016e-05 | 6.016e-05 | 6.016e-05 | 6.016e-05 | 6.016e-05 | 6.016e-05 | 6.016e-05 | 6.016e-05
Scenario 3: Aggressive Fuel Sub | SDG&E | Com | HVAC | Com - Restaurant | Electric Demand (MW) | Energy Efficiency | 0.0010161 | 0.0019648 | 0.0028593 | 0.0036624 | 0.0067437 | 0.010056 | 0.013627 | 0.017461 | 0.02154 | 0.02587 | 0.030458 | 0.035305 | 0.040405
Scenario 3: Aggressive Fuel Sub | SDG&E | Com | HVAC | Com - Restaurant | Electric Energy (GWh/year) | Energy Efficiency | -1.8582e-06 | 3.7061e-05 | 0.00011138 | 0.00022989 | 0.00047124 | 0.00073847 | 0.0010348 | 0.0013635 | 0.0017283 | 0.0021326 | 0.0025802 | 0.0030752 | 0.0036222
Scenario 3: Aggressive Fuel Sub | SDG&E | Com | HVAC | Com - Restaurant | Electric Energy (GWh/year) | Fuel Substitution | 4.2756e-08 | 8.9873e-08 | 4.6472e-07 | 8.7393e-07 | 1.3185e-06 | 1.3185e-06 | 1.3185e-06 | 1.3185e-06 | 1.3185e-06 | 1.3185e-06 | 1.3185e-06 | 1.3185e-06 | 1.3185e-06
Scenario 3: Aggressive Fuel Sub | SDG&E | Com | HVAC | Com - Restaurant | Gas Energy (MMTherm/year) | Energy Efficiency | 0.0034397 | 0.0072608 | 0.011493 | 0.01615 | 0.021916 | 0.028325 | 0.035433 | 0.043292 | 0.051948 | 0.061459 | 0.071887 | 0.083294 | 0.09574
Scenario 3: Aggressive Fuel Sub | SDG&E | Com | HVAC | Com - Restaurant | Gas Energy (MMTherm/year) | Fuel Substitution | 9.8329e-09 | 2.0669e-08 | 7.5585e-08 | 1.3553e-07 | 2.0064e-07 | 2.0064e-07 | 2.0064e-07 | 2.0064e-07 | 2.0064e-07 | 2.0064e-07 | 2.0064e-07 | 2.0064e-07 | 2.0064e-07
Scenario 3: Aggressive Fuel Sub | SDG&E | Com | HVAC | Com - Retail | Electric Demand (MW) | Energy Efficiency | 0.01243 | 0.025671 | 0.039751 | 0.054555 | 0.069851 | 0.085763 | 0.10179 | 0.1184 | 0.11889 | 0.11887 | 0.1186 | 0.11818 | 0.11769
Scenario 3: Aggressive Fuel Sub | SDG&E | Com | HVAC | Com - Retail | Electric Energy (GWh/year) | Energy Efficiency | 0.036841 | 0.076926 | 0.1157 | 0.15765 | 0.20192 | 0.24847 | 0.29534 | 0.34509 | 0.33754 | 0.32879 | 0.32578 | 0.32272 | 0.31967
Scenario 3: Aggressive Fuel Sub | SDG&E | Com | HVAC | Com - Retail | Electric Energy (GWh/year) | Fuel Substitution | 4.0548e-06 | 8.528e-06 | 1.3433e-05 | 1.8785e-05 | 2.4597e-05 | 2.4597e-05 | 2.4597e-05 | 2.4597e-05 | 2.4597e-05 | 2.4597e-05 | 2.4597e-05 | 2.4597e-05 | 2.4597e-05
Scenario 3: Aggressive Fuel Sub | SDG&E | Com | HVAC | Com - Retail | Gas Energy (MMTherm/year) | Energy Efficiency | 0.0006308 | 0.0013066 | 0.0020276 | 0.0027923 | 0.0035942 | 0.0039297 | 0.0042812 | 0.0046479 | 0.0046656 | 0.0046739 | 0.004679 | 0.0046819 | 0.0046835
Scenario 3: Aggressive Fuel Sub | SDG&E | Com | HVAC | Com - Retail | Gas Energy (MMTherm/year) | Fuel Substitution | 3.0022e-07 | 6.3129e-07 | 9.9423e-07 | 1.3901e-06 | 1.8199e-06 | 1.8199e-06 | 1.8199e-06 | 1.8199e-06 | 1.8199e-06 | 1.8199e-06 | 1.8199e-06 | 1.8199e-06 | 1.8199e-06
Scenario 3: Aggressive Fuel Sub | SDG&E | Com | HVAC | Com - School | Electric Demand (MW) | Energy Efficiency | 0.013155 | 0.026538 | 0.040047 | 0.053603 | 0.067192 | 0.080737 | 0.089641 | 0.098925 | 0.1088 | 0.11986 | 0.13215 | 0.14568 | 0.16041
Scenario 3: Aggressive Fuel Sub | SDG&E | Com | HVAC | Com - School | Electric Energy (GWh/year) | Energy Efficiency | 0.042983 | 0.084528 | 0.12404 | 0.16105 | 0.19534 | 0.22667 | 0.22831 | 0.22952 | 0.23149 | 0.23774 | 0.24857 | 0.26412 | 0.28432
Scenario 3: Aggressive Fuel Sub | SDG&E | Com | HVAC | Com - School | Electric Energy (GWh/year) | Fuel Substitution | 2.7594e-08 | 5.7563e-08 | 8.9908e-08 | 1.2463e-07 | 1.6175e-07 | 1.6175e-07 | 1.6175e-07 | 1.6175e-07 | 1.6175e-07 | 1.6175e-07 | 1.6175e-07 | 1.6175e-07 | 1.6175e-07
Scenario 3: Aggressive Fuel Sub | SDG&E | Com | HVAC | Com - School | Gas Energy (MMTherm/year) | Energy Efficiency | 0.0023908 | 0.0049125 | 0.0075648 | 0.010347 | 0.013272 | 0.016324 | 0.01953 | 0.022863 | 0.026328 | 0.029916 | 0.03363 | 0.037466 | 0.041419
Scenario 3: Aggressive Fuel Sub | SDG&E | Com | HVAC | Com - School | Gas Energy (MMTherm/year) | Fuel Substitution | 1.0541e-07 | 2.1987e-07 | 3.4339e-07 | 4.76e-07 | 6.1772e-07 | 6.1772e-07 | 6.1772e-07 | 6.1772e-07 | 6.1772e-07 | 6.1772e-07 | 6.1772e-07 | 6.1772e-07 | 6.1772e-07
Scenario 3: Aggressive Fuel Sub | SDG&E | Com | HVAC | Com - Warehouse | Electric Demand (MW) | Energy Efficiency | 2.2177e-05 | 4.5897e-05 | 7.1176e-05 | 9.8079e-05 | 0.00012653 | 0.0001566 | 0.00018826 | 0.00022149 | 0.0002563 | 0.00029269 | 0.00033061 | 0.00037004 | 0.0003762
Scenario 3: Aggressive Fuel Sub | SDG&E | Com | HVAC | Com - Warehouse | Electric Energy (GWh/year) | Energy Efficiency | 6.7904e-05 | 0.00014053 | 0.00021794 | 0.00030031 | 0.00038743 | 0.00047951 | 0.00057643 | 0.0006782 | 0.00078478 | 0.00089619 | 0.0010123 | 0.001133 | 0.0011519
Scenario 3: Aggressive Fuel Sub | SDG&E | Com | HVAC | Com - Warehouse | Electric Energy (GWh/year) | Fuel Substitution | -1.0339e-05 | -2.189e-05 | -3.4663e-05 | -4.8786e-05 | -6.3949e-05 | -6.3949e-05 | -6.3949e-05 | -6.3949e-05 | -6.3949e-05 | -6.3949e-05 | -6.3949e-05 | -6.3949e-05 | -6.3949e-05
Scenario 3: Aggressive Fuel Sub | SDG&E | Com | HVAC | Com - Warehouse | Gas Energy (MMTherm/year) | Fuel Substitution | 1.6707e-06 | 3.5341e-06 | 5.622e-06 | 7.9259e-06 | 1.0588e-05 | 1.0588e-05 | 1.0588e-05 | 1.0588e-05 | 1.0588e-05 | 1.0588e-05 | 1.0588e-05 | 1.0588e-05 | 1.0588e-05
Scenario 3: Aggressive Fuel Sub | SDG&E | Com | Lighting | Com - College | Electric Demand (MW) | Energy Efficiency | 0 | 0.0083577 | 0.019223 | 0.030398 | 0.041783 | 0.053441 | 0.065364 | 0.07752 | 0.079907 | 0.079907 | 0.079907 | 0.079907 | 0.079907
Scenario 3: Aggressive Fuel Sub | SDG&E | Com | Lighting | Com - College | Electric Energy (GWh/year) | Energy Efficiency | 0 | 0.03258 | 0.074937 | 0.1185 | 0.16288 | 0.20832 | 0.2548 | 0.30219 | 0.31149 | 0.31149 | 0.31149 | 0.31149 | 0.31149
Scenario 3: Aggressive Fuel Sub | SDG&E | Com | Lighting | Com - College | Gas Energy (MMTherm/year) | Energy Efficiency | 0 | -0.00014631 | -0.00033653 | -0.00053215 | -0.00073147 | -0.00093556 | -0.0011443 | -0.0013571 | -0.0013989 | -0.0013989 | -0.0013989 | -0.0013989 | -0.0013989
Scenario 3: Aggressive Fuel Sub | SDG&E | Com | Lighting | Com - Grocery | Electric Demand (MW) | Energy Efficiency | 0.013669 | 0.027448 | 0.041333 | 0.055349 | 0.069463 | 0.083724 | 0.098139 | 0.1127 | 0.12739 | 0.13633 | 0.14423 | 0.15228 | 0.16048
Scenario 3: Aggressive Fuel Sub | SDG&E | Com | Lighting | Com - Grocery | Electric Energy (GWh/year) | Energy Efficiency | 0.078297 | 0.15723 | 0.23677 | 0.31707 | 0.39793 | 0.47963 | 0.56222 | 0.64566 | 0.72984 | 0.78114 | 0.82653 | 0.87277 | 0.91986
Scenario 3: Aggressive Fuel Sub | SDG&E | Com | Lighting | Com - Grocery | Gas Energy (MMTherm/year) | Energy Efficiency | -0.00093757 | -0.0018827 | -0.0028351 | -0.0037965 | -0.0047645 | -0.0057426 | -0.0067313 | -0.0077302 | -0.0087377 | -0.0093503 | -0.0098917 | -0.010443 | -0.011005
Scenario 3: Aggressive Fuel Sub | SDG&E | Com | Lighting | Com - Health | Electric Demand (MW) | Energy Efficiency | 0.031343 | 0.062857 | 0.09457 | 0.12672 | 0.15902 | 0.19139 | 0.22316 | 0.2551 | 0.28746 | 0.32057 | 0.35468 | 0.38843 | 0.42209
Scenario 3: Aggressive Fuel Sub | SDG&E | Com | Lighting | Com - Health | Electric Energy (GWh/year) | Energy Efficiency | 0.19205 | 0.38515 | 0.57947 | 0.77644 | 0.97436 | 1.1727 | 1.3674 | 1.5631 | 1.7614 | 1.9643 | 2.1733 | 2.3801 | 2.5864
Scenario 3: Aggressive Fuel Sub | SDG&E | Com | Lighting | Com - Health | Gas Energy (MMTherm/year) | Energy Efficiency | -0.0010607 | -0.0021272 | -0.0032004 | -0.0042883 | -0.0053814 | -0.0064769 | -0.0075521 | -0.0086333 | -0.0097282 | -0.010849 | -0.012003 | -0.013145 | -0.014285
Scenario 3: Aggressive Fuel Sub | SDG&E | Com | Lighting | Com - Office (Large) | Electric Demand (MW) | Energy Efficiency | 0.024004 | 0.048258 | 0.072736 | 0.097445 | 0.12231 | 0.14746 | 0.17294 | 0.19867 | 0.22451 | 0.25051 | 0.27666 | 0.30295 | 0.32941
Scenario 3: Aggressive Fuel Sub | SDG&E | Com | Lighting | Com - Office (Large) | Electric Energy (GWh/year) | Energy Efficiency | 0.1766 | 0.35504 | 0.53513 | 0.71692 | 0.89986 | 1.0849 | 1.2723 | 1.4616 | 1.6518 | 1.8431 | 2.0354 | 2.2289 | 2.4235
Scenario 3: Aggressive Fuel Sub | SDG&E | Com | Lighting | Com - Office (Large) | Gas Energy (MMTherm/year) | Energy Efficiency | -0.0001751 | -0.00035202 | -0.00053059 | -0.00071083 | -0.00089221 | -0.0010757 | -0.0012615 | -0.0014492 | -0.0016377 | -0.0018274 | -0.0020181 | -0.0022099 | -0.0024029
Scenario 3: Aggressive Fuel Sub | SDG&E | Com | Lighting | Com - Refrig. Warehouse | Electric Demand (MW) | Energy Efficiency | 3.435e-05 | 6.8973e-05 | 0.00010389 | 0.00013888 | 0.00017409 | 0.00020957 | 0.00024539 | 0.00028155 | 0.00031815 | 0.00035513 | 0.00039258 | 0.00043052 | 0.00046897
Scenario 3: Aggressive Fuel Sub | SDG&E | Com | Lighting | Com - Refrig. Warehouse | Electric Energy (GWh/year) | Energy Efficiency | 0.00030573 | 0.00061387 | 0.0009246 | 0.001236 | 0.0015494 | 0.0018651 | 0.0021838 | 0.0025056 | 0.0028313 | 0.0031604 | 0.0034936 | 0.0038312 | 0.0041732
Scenario 3: Aggressive Fuel Sub | SDG&E | Com | Lighting | Com - Restaurant | Electric Demand (MW) | Energy Efficiency | 0.008696 | 0.017277 | 0.025769 | 0.034157 | 0.043484 | 0.052887 | 0.062378 | 0.071958 | 0.081617 | 0.091359 | 0.10119 | 0.11111 | 0.12112
Scenario 3: Aggressive Fuel Sub | SDG&E | Com | Lighting | Com - Restaurant | Electric Energy (GWh/year) | Energy Efficiency | 0.054414 | 0.10811 | 0.16125 | 0.21373 | 0.27209 | 0.33093 | 0.39031 | 0.45025 | 0.51068 | 0.57164 | 0.63314 | 0.6952 | 0.75782
Scenario 3: Aggressive Fuel Sub | SDG&E | Com | Lighting | Com - Restaurant | Gas Energy (MMTherm/year) | Energy Efficiency | -0.00016638 | -0.00033056 | -0.00049304 | -0.00065352 | -0.00083198 | -0.0010119 | -0.0011935 | -0.0013768 | -0.0015616 | -0.001748 | -0.0019361 | -0.0021258 | -0.0023174
Scenario 3: Aggressive Fuel Sub | SDG&E | Com | Lighting | Com - Retail | Electric Demand (MW) | Energy Efficiency | 0.058115 | 0.11559 | 0.17251 | 0.2288 | 0.28426 | 0.33919 | 0.39351 | 0.44725 | 0.50047 | 0.5533 | 0.60575 | 0.65794 | 0.70991
Scenario 3: Aggressive Fuel Sub | SDG&E | Com | Lighting | Com - Retail | Electric Energy (GWh/year) | Energy Efficiency | 0.36207 | 0.72017 | 1.0748 | 1.4254 | 1.771 | 2.1132 | 2.4516 | 2.7864 | 3.118 | 3.4471 | 3.7739 | 4.099 | 4.4228
Scenario 3: Aggressive Fuel Sub | SDG&E | Com | Lighting | Com - Retail | Gas Energy (MMTherm/year) | Energy Efficiency | -0.00054337 | -0.0010808 | -0.001613 | -0.0021392 | -0.0026578 | -0.0031714 | -0.0036793 | -0.0041817 | -0.0046794 | -0.0051733 | -0.0056637 | -0.0061516 | -0.0066376
Scenario 3: Aggressive Fuel Sub | SDG&E | Com | Lighting | Com - Warehouse | Electric Demand (MW) | Energy Efficiency | 0.00062192 | 0.0012597 | 0.0019134 | 0.0025845 | 0.0032704 | 0.0039727 | 0.0046903 | 0.005423 | 0.0055588 | 0.0055588 | 0.0055588 | 0.0055588 | 0.0055588
Scenario 3: Aggressive Fuel Sub | SDG&E | Com | Lighting | Com - Warehouse | Electric Energy (GWh/year) | Energy Efficiency | 0.0051613 | 0.010454 | 0.015879 | 0.021449 | 0.027141 | 0.032969 | 0.038924 | 0.045005 | 0.046132 | 0.046132 | 0.046132 | 0.046132 | 0.046132
Scenario 3: Aggressive Fuel Sub | SDG&E | Com | Lighting | Com - Warehouse | Gas Energy (MMTherm/year) | Energy Efficiency | -1.7241e-05 | -3.4923e-05 | -5.3043e-05 | -7.1649e-05 | -9.0662e-05 | -0.00011013 | -0.00013003 | -0.00015034 | -0.0001541 | -0.0001541 | -0.0001541 | -0.0001541 | -0.0001541
Scenario 3: Aggressive Fuel Sub | SDG&E | Com | WaterHeat | Com - College | Electric Demand (MW) | Energy Efficiency | 0.0068191 | 0.01428 | 0.022396 | 0.031216 | 0.040708 | 0.050942 | 0.061923 | 0.073653 | 0.086147 | 0.09943 | 0.1135 | 0.12851 | 0.14436
Scenario 3: Aggressive Fuel Sub | SDG&E | Com | WaterHeat | Com - College | Electric Demand (MW) | Fuel Substitution | 0 | 0 | 0 | 0 | 0 | 0.39452 | 0.85013 | 1.3635 | 1.9272 | 2.5634 | 3.2764 | 4.0495 | 4.8684
Scenario 3: Aggressive Fuel Sub | SDG&E | Com | WaterHeat | Com - College | Electric Energy (GWh/year) | Energy Efficiency | 0.025863 | 0.05416 | 0.084943 | 0.1184 | 0.1544 | 0.19321 | 0.23486 | 0.27934 | 0.32673 | 0.37711 | 0.43048 | 0.4874 | 0.54752
Scenario 3: Aggressive Fuel Sub | SDG&E | Com | WaterHeat | Com - College | Electric Energy (GWh/year) | Fuel Substitution | -0.829 | -1.7478 | -2.7566 | -3.8563 | -5.0476 | -3.4779 | -1.6651 | 0.37756 | 2.6206 | 5.1519 | 7.9892 | 11.0651 | 14.3238
Scenario 3: Aggressive Fuel Sub | SDG&E | Com | WaterHeat | Com - College | Gas Energy (MMTherm/year) | Energy Efficiency | 0.0072139 | 0.014534 | 0.021958 | 0.029378 | 0.033146 | 0.033176 | 0.033149 | 0.033118 | 0.029274 | 0.025441 | 0.025383 | 0.025359 | 0.029107
Scenario 3: Aggressive Fuel Sub | SDG&E | Com | WaterHeat | Com - College | Gas Energy (MMTherm/year) | Fuel Substitution | 0.094547 | 0.19928 | 0.31423 | 0.43949 | 0.57515 | 0.57515 | 0.57515 | 0.57515 | 0.57515 | 0.57515 | 0.57515 | 0.57515 | 0.57515
Scenario 3: Aggressive Fuel Sub | SDG&E | Com | WaterHeat | Com - Grocery | Electric Demand (MW) | Energy Efficiency | 0.017479 | 0.036639 | 0.057504 | 0.080138 | 0.10452 | 0.13076 | 0.1589 | 0.18896 | 0.22095 | 0.25493 | 0.29093 | 0.32898 | 0.36916
Scenario 3: Aggressive Fuel Sub | SDG&E | Com | WaterHeat | Com - Grocery | Electric Energy (GWh/year) | Energy Efficiency | 0.091792 | 0.19242 | 0.30199 | 0.42085 | 0.54891 | 0.6867 | 0.83447 | 0.99235 | 1.1603 | 1.3388 | 1.5278 | 1.7277 | 1.9387
Scenario 3: Aggressive Fuel Sub | SDG&E | Com | WaterHeat | Com - Grocery | Electric Energy (GWh/year) | Fuel Substitution | -0.034604 | -0.072328 | -0.11317 | -0.15721 | -0.20449 | -0.20449 | -0.20449 | -0.20449 | -0.20449 | -0.20449 | -0.20449 | -0.20449 | -0.20449
Scenario 3: Aggressive Fuel Sub | SDG&E | Com | WaterHeat | Com - Grocery | Gas Energy (MMTherm/year) | Energy Efficiency | 0.0046305 | 0.0092661 | 0.013904 | 0.018506 | 0.02023 | 0.021392 | 0.021366 | 0.021339 | 0.018602 | 0.015893 | 0.015843 | 0.015818 | 0.018476
Scenario 3: Aggressive Fuel Sub | SDG&E | Com | WaterHeat | Com - Grocery | Gas Energy (MMTherm/year) | Fuel Substitution | 0.0046883 | 0.0097992 | 0.015333 | 0.021299 | 0.027705 | 0.027705 | 0.027705 | 0.027705 | 0.027705 | 0.027705 | 0.027705 | 0.027705 | 0.027705
Scenario 3: Aggressive Fuel Sub | SDG&E | Com | WaterHeat | Com - Health | Electric Demand (MW) | Energy Efficiency | 0.021797 | 0.045683 | 0.071707 | 0.10007 | 0.13063 | 0.16333 | 0.19758 | 0.23406 | 0.27302 | 0.31489 | 0.36003 | 0.40697 | 0.45599
Scenario 3: Aggressive Fuel Sub | SDG&E | Com | WaterHeat | Com - Health | Electric Demand (MW) | Fuel Substitution | 0 | 0 | 0 | 0 | 0 | 0.49618 | 1.0725 | 1.7249 | 2.4442 | 3.2568 | 4.1734 | 5.171 | 6.2307
Scenario 3: Aggressive Fuel Sub | SDG&E | Com | WaterHeat | Com - Health | Electric Energy (GWh/year) | Energy Efficiency | 0.18108 | 0.3795 | 0.5957 | 0.83136 | 1.0852 | 1.3568 | 1.6414 | 1.9445 | 2.2681 | 2.616 | 2.9911 | 3.381 | 3.7882
Scenario 3: Aggressive Fuel Sub | SDG&E | Com | WaterHeat | Com - Health | Electric Energy (GWh/year) | Fuel Substitution | -2.2652 | -4.7819 | -7.5524 | -10.581 | -13.8709 | -9.5548 | -4.5418 | 1.1336 | 7.3902 | 14.459 | 22.4323 | 31.1101 | 40.3284
Scenario 3: Aggressive Fuel Sub | SDG&E | Com | WaterHeat | Com - Health | Gas Energy (MMTherm/year) | Energy Efficiency | 0.015501 | 0.031347 | 0.047537 | 0.063986 | 0.075936 | 0.076189 | 0.076231 | 0.076268 | 0.071265 | 0.066259 | 0.066232 | 0.066277 | 0.071282
Scenario 3: Aggressive Fuel Sub | SDG&E | Com | WaterHeat | Com - Health | Gas Energy (MMTherm/year) | Fuel Substitution | 0.26196 | 0.55285 | 0.87293 | 1.2227 | 1.6026 | 1.6026 | 1.6026 | 1.6026 | 1.6026 | 1.6026 | 1.6026 | 1.6026 | 1.6026
Scenario 3: Aggressive Fuel Sub | SDG&E | Com | WaterHeat | Com - Lodging | Electric Demand (MW) | Energy Efficiency | 0.0051926 | 0.010816 | 0.016876 | 0.023408 | 0.030358 | 0.037619 | 0.045335 | 0.05351 | 0.062148 | 0.071258 | 0.080826 | 0.090854 | 0.10137
Scenario 3: Aggressive Fuel Sub | SDG&E | Com | WaterHeat | Com - Lodging | Electric Demand (MW) | Fuel Substitution | 0 | 0 | 0 | 0 | 0 | 0.63523 | 1.3686 | 2.1945 | 3.1005 | 4.1149 | 5.2499 | 6.4769 | 7.773
Scenario 3: Aggressive Fuel Sub | SDG&E | Com | WaterHeat | Com - Lodging | Electric Energy (GWh/year) | Energy Efficiency | 0.042074 | 0.087642 | 0.13675 | 0.18968 | 0.24601 | 0.30487 | 0.36743 | 0.43369 | 0.50373 | 0.57758 | 0.65516 | 0.73646 | 0.8217
Scenario 3: Aggressive Fuel Sub | SDG&E | Com | WaterHeat | Com - Lodging | Electric Energy (GWh/year) | Fuel Substitution | -3.1072 | -6.5385 | -10.2933 | -14.3728 | -18.7769 | -13.3885 | -7.1673 | -0.16148 | 7.5235 | 16.1286 | 25.756 | 36.1644 | 47.1588
Scenario 3: Aggressive Fuel Sub | SDG&E | Com | WaterHeat | Com - Lodging | Gas Energy (MMTherm/year) | Energy Efficiency | 0.079461 | 0.15987 | 0.24129 | 0.3235 | 0.40058 | 0.40353 | 0.40309 | 0.40267 | 0.39324 | 0.38391 | 0.37964 | 0.37587 | 0.37768
Scenario 3: Aggressive Fuel Sub | SDG&E | Com | WaterHeat | Com - Lodging | Gas Energy (MMTherm/year) | Fuel Substitution | 0.35306 | 0.7427 | 1.1688 | 1.6316 | 2.131 | 2.131 | 2.131 | 2.131 | 2.131 | 2.131 | 2.131 | 2.131 | 2.131
Scenario 3: Aggressive Fuel Sub | SDG&E | Com | WaterHeat | Com - Office (Large) | Electric Demand (MW) | Energy Efficiency | 0.0045631 | 0.009527 | 0.014893 | 0.020667 | 0.026839 | 0.033437 | 0.040478 | 0.047956 | 0.055842 | 0.064151 | 0.072881 | 0.082039 | 0.091632
Scenario 3: Aggressive Fuel Sub | SDG&E | Com | WaterHeat | Com - Office (Large) | Electric Demand (MW) | Fuel Substitution | 0 | 0 | 0 | 0 | 0 | 0.052575 | 0.11266 | 0.17975 | 0.25281 | 0.33665 | 0.43023 | 0.53111 | 0.6373
Scenario 3: Aggressive Fuel Sub | SDG&E | Com | WaterHeat | Com - Office (Large) | Electric Energy (GWh/year) | Energy Efficiency | 0.082366 | 0.17197 | 0.26882 | 0.37304 | 0.48445 | 0.60353 | 0.73063 | 0.86559 | 1.0079 | 1.1579 | 1.3155 | 1.4808 | 1.6539
Scenario 3: Aggressive Fuel Sub | SDG&E | Com | WaterHeat | Com - Office (Large) | Electric Energy (GWh/year) | Fuel Substitution | -0.47622 | -0.99985 | -1.5705 | -2.1881 | -2.8524 | -1.8567 | -0.71871 | 0.55194 | 1.9357 | 3.5237 | 5.2961 | 7.2068 | 9.2181
Scenario 3: Aggressive Fuel Sub | SDG&E | Com | WaterHeat | Com - Office (Large) | Gas Energy (MMTherm/year) | Energy Efficiency | 0.015376 | 0.03051 | 0.045401 | 0.05997 | 0.066036 | 0.064554 | 0.063106 | 0.061692 | 0.054867 | 0.0484 | 0.047067 | 0.045795 | 0.049971
Scenario 3: Aggressive Fuel Sub | SDG&E | Com | WaterHeat | Com - Office (Large) | Gas Energy (MMTherm/year) | Fuel Substitution | 0.053294 | 0.11188 | 0.17573 | 0.24483 | 0.31914 | 0.31914 | 0.31914 | 0.31914 | 0.31914 | 0.31914 | 0.31914 | 0.31914 | 0.31914
Scenario 3: Aggressive Fuel Sub | SDG&E | Com | WaterHeat | Com - Office (Small) | Electric Demand (MW) | Energy Efficiency | 0.00027383 | 0.00057245 | 0.00089619 | 0.0012453 | 0.0016201 | 0.0020212 | 0.0024486 | 0.0029026 | 0.0033833 | 0.0038909 | 0.0044257 | 0.0049879 | 0.0055779
Scenario 3: Aggressive Fuel Sub | SDG&E | Com | WaterHeat | Com - Office (Small) | Electric Demand (MW) | Fuel Substitution | 0 | 0 | 0 | 0 | 0 | 0.0037659 | 0.0080875 | 0.012929 | 0.018216 | 0.024146 | 0.030751 | 0.037866 | 0.045358
Scenario 3: Aggressive Fuel Sub | SDG&E | Com | WaterHeat | Com - Office (Small) | Electric Energy (GWh/year) | Energy Efficiency | 0.029234 | 0.061116 | 0.09568 | 0.13296 | 0.17297 | 0.21579 | 0.26143 | 0.3099 | 0.36122 | 0.41542 | 0.47252 | 0.53255 | 0.59554
Scenario 3: Aggressive Fuel Sub | SDG&E | Com | WaterHeat | Com - Office (Small) | Electric Energy (GWh/year) | Fuel Substitution | -0.2101 | -0.44195 | -0.69542 | -0.97046 | -1.267 | -0.84555 | -0.3619 | 0.17992 | 0.77163 | 1.4353 | 2.1745 | 2.9708 | 3.8094
Scenario 3: Aggressive Fuel Sub | SDG&E | Com | WaterHeat | Com - Office (Small) | Gas Energy (MMTherm/year) | Energy Efficiency | 0.006701 | 0.01337 | 0.020074 | 0.026732 | 0.026852 | 0.026616 | 0.026367 | 0.026106 | 0.019762 | 0.013484 | 0.013142 | 0.012846 | 0.018556
Scenario 3: Aggressive Fuel Sub | SDG&E | Com | WaterHeat | Com - Office (Small) | Gas Energy (MMTherm/year) | Fuel Substitution | 0.023303 | 0.049012 | 0.077114 | 0.1076 | 0.14047 | 0.14047 | 0.14047 | 0.14047 | 0.14047 | 0.14047 | 0.14047 | 0.14047 | 0.14047
Scenario 3: Aggressive Fuel Sub | SDG&E | Com | WaterHeat | Com - Other | Electric Demand (MW) | Energy Efficiency | 0.13272 | 0.27869 | 0.43829 | 0.61195 | 0.79965 | 1.0023 | 1.22 | 1.4532 | 1.7021 | 1.9671 | 2.2485 | 2.5467 | 2.8621
Scenario 3: Aggressive Fuel Sub | SDG&E | Com | WaterHeat | Com - Other | Electric Demand (MW) | Fuel Substitution | 0 | 0 | 0 | 0 | 0 | 2.0753 | 4.4704 | 7.1691 | 10.1337 | 13.4999 | 17.2793 | 21.3799 | 25.7256
Scenario 3: Aggressive Fuel Sub | SDG&E | Com | WaterHeat | Com - Other | Electric Energy (GWh/year) | Energy Efficiency | 0.85652 | 1.7985 | 2.8286 | 3.9493 | 5.1606 | 6.4683 | 7.8737 | 9.3786 | 10.9848 | 12.6951 | 14.511 | 16.4352 | 18.4711
Scenario 3: Aggressive Fuel Sub | SDG&E | Com | WaterHeat | Com - Other | Electric Energy (GWh/year) | Fuel Substitution | -7.8809 | -16.606 | -26.1807 | -36.614 | -47.9143 | -33.8593 | -17.6389 | 0.63873 | 20.7165 | 43.515 | 69.1116 | 96.8838 | 126.3161
Scenario 3: Aggressive Fuel Sub | SDG&E | Com | WaterHeat | Com - Other | Gas Energy (MMTherm/year) | Energy Efficiency | 0.027813 | 0.056248 | 0.085309 | 0.11435 | 0.13114 | 0.13396 | 0.13396 | 0.13395 | 0.12092 | 0.10796 | 0.10746 | 0.10744 | 0.11993
Scenario 3: Aggressive Fuel Sub | SDG&E | Com | WaterHeat | Com - Other | Gas Energy (MMTherm/year) | Fuel Substitution | 0.88012 | 1.854 | 2.9223 | 4.0861 | 5.3463 | 5.3463 | 5.3463 | 5.3463 | 5.3463 | 5.3463 | 5.3463 | 5.3463 | 5.3463
Scenario 3: Aggressive Fuel Sub | SDG&E | Com | WaterHeat | Com - Refrig. Warehouse | Electric Demand (MW) | Energy Efficiency | 8.8046e-05 | 0.00018432 | 0.00028899 | 0.00040166 | 0.00052275 | 0.00065249 | 0.00079128 | 0.00093929 | 0.0010969 | 0.0012643 | 0.0014417 | 0.0016297 | 0.0018283
Scenario 3: Aggressive Fuel Sub | SDG&E | Com | WaterHeat | Com - Refrig. Warehouse | Electric Demand (MW) | Fuel Substitution | 0 | 0 | 0 | 0 | 0 | 0.00034541 | 0.00074348 | 0.0011913 | 0.0016822 | 0.0022265 | 0.0028349 | 0.0034926 | 0.0041875
Scenario 3: Aggressive Fuel Sub | SDG&E | Com | WaterHeat | Com - Refrig. Warehouse | Electric Energy (GWh/year) | Energy Efficiency | 0.0010123 | 0.0021191 | 0.0033225 | 0.0046178 | 0.0060099 | 0.0075016 | 0.0090973 | 0.010799 | 0.012611 | 0.014535 | 0.016575 | 0.018736 | 0.02102
Scenario 3: Aggressive Fuel Sub | SDG&E | Com | WaterHeat | Com - Refrig. Warehouse | Electric Energy (GWh/year) | Fuel Substitution | -0.002388 | -0.0050131 | -0.007874 | -0.01097 | -0.014301 | -0.01014 | -0.005344 | 5.0952e-05 | 0.0059653 | 0.012522 | 0.019853 | 0.027777 | 0.036148
Scenario 3: Aggressive Fuel Sub | SDG&E | Com | WaterHeat | Com - Refrig. Warehouse | Gas Energy (MMTherm/year) | Energy Efficiency | 6.3869e-06 | 1.3025e-05 | 1.9914e-05 | 2.6999e-05 | 3.431e-05 | 3.431e-05 | 3.431e-05 | 0.00015449 | 0.00015449 | 0.00015449 | 0.00027387 | 0.00027272 | 0.00039137
Scenario 3: Aggressive Fuel Sub | SDG&E | Com | WaterHeat | Com - Refrig. Warehouse | Gas Energy (MMTherm/year) | Fuel Substitution | 0.00028108 | 0.00058981 | 0.00092603 | 0.0012897 | 0.0016808 | 0.0016808 | 0.0016808 | 0.0016808 | 0.0016808 | 0.0016808 | 0.0016808 | 0.0016808 | 0.0016808
Scenario 3: Aggressive Fuel Sub | SDG&E | Com | WaterHeat | Com - Restaurant | Electric Demand (MW) | Energy Efficiency | 0.039249 | 0.08136 | 0.12634 | 0.17403 | 0.23103 | 0.29234 | 0.35796 | 0.42799 | 0.50242 | 0.58136 | 0.6649 | 0.75312 | 0.84609
Scenario 3: Aggressive Fuel Sub | SDG&E | Com | WaterHeat | Com - Restaurant | Electric Demand (MW) | Fuel Substitution | 0 | 0 | 0 | 0 | 0 | 1.9827 | 4.2563 | 6.8024 | 9.5835 | 12.7016 | 16.181 | 19.9375 | 23.902
Scenario 3: Aggressive Fuel Sub | SDG&E | Com | WaterHeat | Com - Restaurant | Electric Energy (GWh/year) | Energy Efficiency | 0.20139 | 0.41746 | 0.64825 | 0.89295 | 1.1855 | 1.5001 | 1.8368 | 2.1962 | 2.5782 | 2.9832 | 3.4119 | 3.8646 | 4.3418
Scenario 3: Aggressive Fuel Sub | SDG&E | Com | WaterHeat | Com - Restaurant | Electric Energy (GWh/year) | Fuel Substitution | -4.8915 | -10.2718 | -16.1321 | -22.4647 | -29.2857 | -18.6236 | -6.3971 | 7.295 | 22.2508 | 39.0189 | 57.7307 | 77.9322 | 99.2527
Scenario 3: Aggressive Fuel Sub | SDG&E | Com | WaterHeat | Com - Restaurant | Gas Energy (MMTherm/year) | Energy Efficiency | 0.0093961 | 0.018935 | 0.02862 | 0.038417 | 0.049858 | 0.054133 | 0.054358 | 0.056552 | 0.056861 | 0.057217 | 0.059324 | 0.059491 | 0.061566
Scenario 3: Aggressive Fuel Sub | SDG&E | Com | WaterHeat | Com - Restaurant | Gas Energy (MMTherm/year) | Fuel Substitution | 0.56744 | 1.1914 | 1.871 | 2.6052 | 3.396 | 3.396 | 3.396 | 3.396 | 3.396 | 3.396 | 3.396 | 3.396 | 3.396
Scenario 3: Aggressive Fuel Sub | SDG&E | Com | WaterHeat | Com - Retail | Electric Demand (MW) | Energy Efficiency | 0.0088093 | 0.018244 | 0.0283 | 0.038731 | 0.049727 | 0.061314 | 0.073455 | 0.086135 | 0.099214 | 0.11284 | 0.127 | 0.14184 | 0.15722
Scenario 3: Aggressive Fuel Sub | SDG&E | Com | WaterHeat | Com - Retail | Electric Demand (MW) | Fuel Substitution | 0 | 0 | 0 | 0 | 0 | 0.074824 | 0.16051 | 0.25625 | 0.36046 | 0.47393 | 0.59927 | 0.7333 | 0.87357
Scenario 3: Aggressive Fuel Sub | SDG&E | Com | WaterHeat | Com - Retail | Electric Energy (GWh/year) | Energy Efficiency | 0.054381 | 0.11272 | 0.17498 | 0.24031 | 0.30914 | 0.38166 | 0.45763 | 0.53696 | 0.6192 | 0.70482 | 0.79377 | 0.88654 | 0.98269
Scenario 3: Aggressive Fuel Sub | SDG&E | Com | WaterHeat | Com - Retail | Electric Energy (GWh/year) | Fuel Substitution | -0.24075 | -0.50575 | -0.79461 | -1.1069 | -1.4424 | -0.95214 | -0.39072 | 0.23654 | 0.91934 | 1.6628 | 2.484 | 3.3621 | 4.2811
Scenario 3: Aggressive Fuel Sub | SDG&E | Com | WaterHeat | Com - Retail | Gas Energy (MMTherm/year) | Energy Efficiency | 0.012251 | 0.024461 | 0.036621 | 0.048703 | 0.048698 | 0.048429 | 0.048139 | 0.04783 | 0.036033 | 0.024311 | 0.023941 | 0.023568 | 0.034637
Scenario 3: Aggressive Fuel Sub | SDG&E | Com | WaterHeat | Com - Retail | Gas Energy (MMTherm/year) | Fuel Substitution | 0.02621 | 0.055059 | 0.086504 | 0.1205 | 0.15702 | 0.15702 | 0.15702 | 0.15702 | 0.15702 | 0.15702 | 0.15702 | 0.15702 | 0.15702
Scenario 3: Aggressive Fuel Sub | SDG&E | Com | WaterHeat | Com - School | Electric Demand (MW) | Energy Efficiency | 0.0054224 | 0.011356 | 0.017811 | 0.024797 | 0.032331 | 0.040425 | 0.049078 | 0.058303 | 0.068115 | 0.078522 | 0.089539 | 0.10118 | 0.11344
Scenario 3: Aggressive Fuel Sub | SDG&E | Com | WaterHeat | Com - School | Electric Demand (MW) | Fuel Substitution | 0 | 0 | 0 | 0 | 0 | 0.19844 | 0.42572 | 0.67989 | 0.95714 | 1.2759 | 1.6322 | 2.0172 | 2.4235
Scenario 3: Aggressive Fuel Sub | SDG&E | Com | WaterHeat | Com - School | Electric Energy (GWh/year) | Energy Efficiency | 0.073617 | 0.15418 | 0.24181 | 0.33666 | 0.43894 | 0.54884 | 0.66634 | 0.79159 | 0.92482 | 1.0661 | 1.2157 | 1.3737 | 1.5403
Scenario 3: Aggressive Fuel Sub | SDG&E | Com | WaterHeat | Com - School | Electric Energy (GWh/year) | Fuel Substitution | -1.3385 | -2.8154 | -4.4304 | -6.1839 | -8.0761 | -5.2494 | -2.0118 | 1.6091 | 5.5588 | 10.0997 | 15.1755 | 20.66 | 26.4488
Scenario 3: Aggressive Fuel Sub | SDG&E | Com | WaterHeat | Com - School | Gas Energy (MMTherm/year) | Energy Efficiency | 0.0099944 | 0.020049 | 0.030163 | 0.040267 | 0.046167 | 0.046398 | 0.045885 | 0.045379 | 0.041658 | 0.038078 | 0.037578 | 0.037107 | 0.039844
Scenario 3: Aggressive Fuel Sub | SDG&E | Com | WaterHeat | Com - School | Gas Energy (MMTherm/year) | Fuel Substitution | 0.15338 | 0.3226 | 0.50762 | 0.70849 | 0.92526 | 0.92526 | 0.92526 | 0.92526 | 0.92526 | 0.92526 | 0.92526 | 0.92526 | 0.92526
Scenario 3: Aggressive Fuel Sub | SDG&E | Com | WaterHeat | Com - Warehouse | Electric Demand (MW) | Energy Efficiency | 0.0005534 | 0.001125 | 0.0017176 | 0.0021148 | 0.0025515 | 0.0030284 | 0.0035452 | 0.0041022 | 0.0045486 | 0.0050403 | 0.0055766 | 0.0063087 | 0.007082
Scenario 3: Aggressive Fuel Sub | SDG&E | Com | WaterHeat | Com - Warehouse | Electric Demand (MW) | Fuel Substitution | 0 | 0 | 0 | 0 | 0 | 0.001069 | 0.0023028 | 0.0036931 | 0.0052202 | 0.0069371 | 0.0088603 | 0.010943 | 0.013148
Scenario 3: Aggressive Fuel Sub | SDG&E | Com | WaterHeat | Com - Warehouse | Electric Energy (GWh/year) | Energy Efficiency | 0.0095215 | 0.01985 | 0.031012 | 0.042363 | 0.054635 | 0.067869 | 0.082072 | 0.097265 | 0.11299 | 0.12976 | 0.14759 | 0.16696 | 0.18743
Scenario 3: Aggressive Fuel Sub | SDG&E | Com | WaterHeat | Com - Warehouse | Electric Energy (GWh/year) | Fuel Substitution | -0.018889 | -0.039747 | -0.062581 | -0.08741 | -0.11425 | -0.084564 | -0.050299 | -0.011686 | 0.030725 | 0.078408 | 0.13182 | 0.18967 | 0.25089
Scenario 3: Aggressive Fuel Sub | SDG&E | Com | WaterHeat | Com - Warehouse | Gas Energy (MMTherm/year) | Energy Efficiency | 0.0097704 | 0.019568 | 0.029387 | 0.038957 | 0.03928 | 0.03933 | 0.039369 | 0.039398 | 0.029807 | 0.02021 | 0.020008 | 0.020008 | 0.029397
Scenario 3: Aggressive Fuel Sub | SDG&E | Com | WaterHeat | Com - Warehouse | Gas Energy (MMTherm/year) | Fuel Substitution | 0.0021571 | 0.0045375 | 0.0071419 | 0.0099727 | 0.013032 | 0.013032 | 0.013032 | 0.013032 | 0.013032 | 0.013032 | 0.013032 | 0.013032 | 0.013032
Scenario 3: Aggressive Fuel Sub | SDG&E | Com | WholeBlg | Com - College | Electric Demand (MW) | Energy Efficiency | 0.031626 | 0.064258 | 0.097959 | 0.13294 | 0.16935 | 0.20686 | 0.24604 | 0.28686 | 0.32563 | 0.34029 | 0.35394 | 0.36803 | 0.38166
Scenario 3: Aggressive Fuel Sub | SDG&E | Com | WholeBlg | Com - College | Electric Energy (GWh/year) | Energy Efficiency | 0.28821 | 0.58559 | 0.89271 | 1.2115 | 1.5433 | 1.8854 | 2.2427 | 2.6149 | 2.9684 | 3.1019 | 3.2263 | 3.3548 | 3.479
Scenario 3: Aggressive Fuel Sub | SDG&E | Com | WholeBlg | Com - College | Gas Energy (MMTherm/year) | Energy Efficiency | 0.0032688 | 0.0065294 | 0.0097743 | 0.012688 | 0.014504 | 0.014431 | 0.014343 | 0.014238 | 0.014114 | 0.013985 | 0.01385 | 0.013709 | 0.013602
Scenario 3: Aggressive Fuel Sub | SDG&E | Com | WholeBlg | Com - Grocery | Electric Demand (MW) | Energy Efficiency | 0.076189 | 0.15465 | 0.23555 | 0.31935 | 0.40639 | 0.49589 | 0.58886 | 0.68534 | 0.77648 | 0.80895 | 0.83862 | 0.86904 | 0.89653
Scenario 3: Aggressive Fuel Sub | SDG&E | Com | WholeBlg | Com - Grocery | Electric Energy (GWh/year) | Energy Efficiency | 0.69432 | 1.4093 | 2.1466 | 2.9103 | 3.7035 | 4.5196 | 5.3674 | 6.2473 | 7.0782 | 7.374 | 7.6445 | 7.9218 | 8.1724
Scenario 3: Aggressive Fuel Sub | SDG&E | Com | WholeBlg | Com - Grocery | Gas Energy (MMTherm/year) | Energy Efficiency | 0.0011322 | 0.0022779 | 0.0034353 | 0.0044959 | 0.0051924 | 0.0052445 | 0.0052907 | 0.0053304 | 0.0053639 | 0.0053925 | 0.0054202 | 0.0054465 | 0.0054683
Scenario 3: Aggressive Fuel Sub | SDG&E | Com | WholeBlg | Com - Health | Electric Demand (MW) | Energy Efficiency | 0.088077 | 0.17873 | 0.27206 | 0.36855 | 0.46847 | 0.57081 | 0.67692 | 0.78658 | 0.8895 | 0.92432 | 0.95558 | 0.98735 | 1.0188
Scenario 3: Aggressive Fuel Sub | SDG&E | Com | WholeBlg | Com - Health | Electric Energy (GWh/year) | Energy Efficiency | 0.80266 | 1.6288 | 2.4793 | 3.3586 | 4.2692 | 5.2025 | 6.1701 | 7.1701 | 8.1085 | 8.4257 | 8.7107 | 9.0003 | 9.2872
Scenario 3: Aggressive Fuel Sub | SDG&E | Com | WholeBlg | Com - Health | Gas Energy (MMTherm/year) | Energy Efficiency | 0.0054812 | 0.011079 | 0.016781 | 0.02206 | 0.025615 | 0.026061 | 0.026445 | 0.026766 | 0.027033 | 0.027252 | 0.02747 | 0.027689 | 0.027875
Scenario 3: Aggressive Fuel Sub | SDG&E | Com | WholeBlg | Com - Lodging | Electric Demand (MW) | Energy Efficiency | 0.044237 | 0.089512 | 0.13588 | 0.18364 | 0.23289 | 0.28316 | 0.33512 | 0.3887 | 0.43868 | 0.4542 | 0.46779 | 0.4815 | 0.49499
Scenario 3: Aggressive Fuel Sub | SDG&E | Com | WholeBlg | Com - Lodging | Electric Energy (GWh/year) | Energy Efficiency | 0.40314 | 0.81573 | 1.2383 | 1.6735 | 2.1224 | 2.5807 | 3.0546 | 3.5432 | 3.9989 | 4.1403 | 4.2642 | 4.3892 | 4.5121
Scenario 3: Aggressive Fuel Sub | SDG&E | Com | WholeBlg | Com - Lodging | Gas Energy (MMTherm/year) | Energy Efficiency | 0.0040204 | 0.0080692 | 0.012139 | 0.015844 | 0.018235 | 0.018324 | 0.018392 | 0.018433 | 0.018449 | 0.018453 | 0.01845 | 0.01844 | 0.018435
Scenario 3: Aggressive Fuel Sub | SDG&E | Com | WholeBlg | Com - Office (Large) | Electric Demand (MW) | Energy Efficiency | 0.15161 | 0.3067 | 0.4654 | 0.62844 | 0.79624 | 0.96711 | 1.1436 | 1.3253 | 1.4944 | 1.545 | 1.5887 | 1.6328 | 1.6783
Scenario 3: Aggressive Fuel Sub | SDG&E | Com | WholeBlg | Com - Office (Large) | Electric Energy (GWh/year) | Energy Efficiency | 1.3816 | 2.795 | 4.2412 | 5.727 | 7.2563 | 8.8144 | 10.4238 | 12.081 | 13.6225 | 14.0837 | 14.4823 | 14.8843 | 15.2985
Scenario 3: Aggressive Fuel Sub | SDG&E | Com | WholeBlg | Com - Office (Large) | Gas Energy (MMTherm/year) | Energy Efficiency | 0.0069284 | 0.013889 | 0.020865 | 0.027188 | 0.031225 | 0.031287 | 0.031325 | 0.031331 | 0.031307 | 0.031287 | 0.031262 | 0.031228 | 0.031203
Scenario 3: Aggressive Fuel Sub | SDG&E | Com | WholeBlg | Com - Office (Small) | Electric Demand (MW) | Energy Efficiency | 0.045435 | 0.091732 | 0.13896 | 0.18739 | 0.23717 | 0.28781 | 0.34001 | 0.39371 | 0.44357 | 0.45808 | 0.47068 | 0.48355 | 0.49621
Scenario 3: Aggressive Fuel Sub | SDG&E | Com | WholeBlg | Com - Office (Small) | Electric Energy (GWh/year) | Energy Efficiency | 0.41405 | 0.83596 | 1.2664 | 1.7077 | 2.1614 | 2.6232 | 3.0992 | 3.5889 | 4.0435 | 4.1756 | 4.2905 | 4.4078 | 4.5233
Scenario 3: Aggressive Fuel Sub | SDG&E | Com | WholeBlg | Com - Office (Small) | Gas Energy (MMTherm/year) | Energy Efficiency | 0.00060879 | 0.0012255 | 0.0018491 | 0.0024215 | 0.0027988 | 0.0028296 | 0.002856 | 0.002878 | 0.0028958 | 0.0029098 | 0.0029228 | 0.0029351 | 0.0029454
Scenario 3: Aggressive Fuel Sub | SDG&E | Com | WholeBlg | Com - Other | Electric Demand (MW) | Energy Efficiency | 0.080177 | 0.16242 | 0.24682 | 0.33389 | 0.42388 | 0.51593 | 0.61147 | 0.71031 | 0.80302 | 0.83368 | 0.86112 | 0.88909 | 0.91772
Scenario 3: Aggressive Fuel Sub | SDG&E | Com | WholeBlg | Com - Other | Electric Energy (GWh/year) | Energy Efficiency | 0.73066 | 1.4801 | 2.2493 | 3.0427 | 3.8629 | 4.7023 | 5.5735 | 6.4749 | 7.3202 | 7.5995 | 7.8496 | 8.1046 | 8.3655
Scenario 3: Aggressive Fuel Sub | SDG&E | Com | WholeBlg | Com - Other | Gas Energy (MMTherm/year) | Energy Efficiency | 0.0090077 | 0.018133 | 0.027361 | 0.035829 | 0.04141 | 0.041872 | 0.042293 | 0.042663 | 0.042987 | 0.043279 | 0.043563 | 0.043835 | 0.044058
Scenario 3: Aggressive Fuel Sub | SDG&E | Com | WholeBlg | Com - Refrig. Warehouse | Electric Demand (MW) | Energy Efficiency | 0.0016645 | 0.003412 | 0.0052495 | 0.007193 | 0.0092458 | 0.011378 | 0.013609 | 0.015945 | 0.018195 | 0.019193 | 0.020137 | 0.0211 | 0.021971
Scenario 3: Aggressive Fuel Sub | SDG&E | Com | WholeBlg | Com - Refrig. Warehouse | Electric Energy (GWh/year) | Energy Efficiency | 0.015169 | 0.031094 | 0.047839 | 0.06555 | 0.084258 | 0.1037 | 0.12404 | 0.14534 | 0.16586 | 0.17495 | 0.18356 | 0.19234 | 0.20028
Scenario 3: Aggressive Fuel Sub | SDG&E | Com | WholeBlg | Com - Refrig. Warehouse | Gas Energy (MMTherm/year) | Energy Efficiency | 3.831e-05 | 7.6997e-05 | 0.00011601 | 0.0001517 | 0.00017505 | 0.00017655 | 0.00017777 | 0.00017872 | 0.00017943 | 0.00017986 | 0.00018026 | 0.00018066 | 0.00018106
Scenario 3: Aggressive Fuel Sub | SDG&E | Com | WholeBlg | Com - Restaurant | Electric Demand (MW) | Energy Efficiency | 0.072999 | 0.15209 | 0.23791 | 0.28751 | 0.33892 | 0.39168 | 0.44643 | 0.50318 | 0.55663 | 0.57502 | 0.59176 | 0.60896 | 0.6247
Scenario 3: Aggressive Fuel Sub | SDG&E | Com | WholeBlg | Com - Restaurant | Electric Energy (GWh/year) | Energy Efficiency | 1.0277 | 2.175 | 3.455 | 3.907 | 4.3756 | 4.8567 | 5.3559 | 5.8734 | 6.3608 | 6.5283 | 6.6809 | 6.8377 | 6.9812
Scenario 3: Aggressive Fuel Sub | SDG&E | Com | WholeBlg | Com - Restaurant | Gas Energy (MMTherm/year) | Energy Efficiency | -0.00030117 | -0.0012667 | -0.0029816 | 0.00049101 | 0.0027744 | 0.0029468 | 0.0030923 | 0.0032115 | 0.0033063 | 0.0033715 | 0.0034329 | 0.0034915 | 0.0035438
Scenario 3: Aggressive Fuel Sub | SDG&E | Com | WholeBlg | Com - Retail | Electric Demand (MW) | Energy Efficiency | 0.05755 | 0.11374 | 0.16847 | 0.22205 | 0.27519 | 0.3269 | 0.37872 | 0.43086 | 0.47529 | 0.46289 | 0.44625 | 0.42885 | 0.41164
Scenario 3: Aggressive Fuel Sub | SDG&E | Com | WholeBlg | Com - Retail | Electric Energy (GWh/year) | Energy Efficiency | 2.7576 | 5.9494 | 9.6037 | 13.727 | 18.2406 | 23.1632 | 28.46 | 34.0636 | 39.8387 | 45.3015 | 50.8801 | 56.5937 | 62.4496
Scenario 3: Aggressive Fuel Sub | SDG&E | Com | WholeBlg | Com - Retail | Gas Energy (MMTherm/year) | Energy Efficiency | 0.016222 | 0.035514 | 0.058076 | 0.083847 | 0.11203 | 0.14259 | 0.17571 | 0.21091 | 0.24776 | 0.28602 | 0.32534 | 0.36564 | 0.4069
Scenario 3: Aggressive Fuel Sub | SDG&E | Com | WholeBlg | Com - School | Electric Demand (MW) | Energy Efficiency | 0.027604 | 0.055848 | 0.084769 | 0.11455 | 0.14528 | 0.17667 | 0.20923 | 0.24289 | 0.27442 | 0.28456 | 0.29362 | 0.30291 | 0.31229
Scenario 3: Aggressive Fuel Sub | SDG&E | Com | WholeBlg | Com - School | Electric Energy (GWh/year) | Energy Efficiency | 0.25156 | 0.50894 | 0.7725 | 1.0439 | 1.324 | 1.6102 | 1.9071 | 2.2141 | 2.5016 | 2.5939 | 2.6766 | 2.7612 | 2.8467
Scenario 3: Aggressive Fuel Sub | SDG&E | Com | WholeBlg | Com - School | Gas Energy (MMTherm/year) | Energy Efficiency | 0.0015809 | 0.0031735 | 0.0047753 | 0.0062351 | 0.0071812 | 0.0072248 | 0.0072617 | 0.0072908 | 0.0073123 | 0.0073296 | 0.0073465 | 0.0073629 | 0.0073785
Scenario 3: Aggressive Fuel Sub | SDG&E | Com | WholeBlg | Com - Warehouse | Electric Demand (MW) | Energy Efficiency | 0.025755 | 0.052238 | 0.079496 | 0.1077 | 0.13694 | 0.16692 | 0.19807 | 0.23034 | 0.26073 | 0.27125 | 0.28077 | 0.29048 | 0.30036
Scenario 3: Aggressive Fuel Sub | SDG&E | Com | WholeBlg | Com - Warehouse | Electric Energy (GWh/year) | Energy Efficiency | 0.23471 | 0.47605 | 0.72445 | 0.98147 | 1.2479 | 1.5213 | 1.8054 | 2.0997 | 2.3767 | 2.4726 | 2.5594 | 2.6479 | 2.7379
Scenario 3: Aggressive Fuel Sub | SDG&E | Com | WholeBlg | Com - Warehouse | Gas Energy (MMTherm/year) | Energy Efficiency | 0.0022739 | 0.0045821 | 0.0069217 | 0.0090754 | 0.010506 | 0.010645 | 0.010766 | 0.010871 | 0.010959 | 0.011031 | 0.011099 | 0.011165 | 0.011222
Scenario 3: Aggressive Fuel Sub | SDG&E | Ind | WholeBlg | Ind - All Other Industrial | Electric Demand (MW) | Energy Efficiency | 0.033862 | 0.06771 | 0.10156 | 0.13553 | 0.16955 | 0.17404 | 0.17864 | 0.18328 | 0.18784 | 0.19239 | 0.19688 | 0.20037 | 0.20043
Scenario 3: Aggressive Fuel Sub | SDG&E | Ind | WholeBlg | Ind - All Other Industrial | Electric Energy (GWh/year) | Energy Efficiency | 0.246 | 0.49189 | 0.73779 | 0.98453 | 1.2317 | 1.2693 | 1.3077 | 1.3464 | 1.3845 | 1.4226 | 1.4602 | 1.4894 | 1.4899
Scenario 3: Aggressive Fuel Sub | SDG&E | Ind | WholeBlg | Ind - All Other Industrial | Gas Energy (MMTherm/year) | Energy Efficiency | 0.0051345 | 0.010294 | 0.01547 | 0.020663 | 0.025869 | 0.028066 | 0.030249 | 0.032425 | 0.034598 | 0.03677 | 0.038951 | 0.040686 | 0.040765
Scenario 3: Aggressive Fuel Sub | SDG&E | Ind | WholeBlg | Ind - Chemicals | Electric Demand (MW) | Energy Efficiency | 0.037323 | 0.07495 | 0.11288 | 0.15121 | 0.18985 | 0.19618 | 0.20252 | 0.20878 | 0.21488 | 0.22087 | 0.22673 | 0.23142 | 0.2323
Scenario 3: Aggressive Fuel Sub | SDG&E | Ind | WholeBlg | Ind - Chemicals | Electric Energy (GWh/year) | Energy Efficiency | 0.27114 | 0.54449 | 0.82001 | 1.0985 | 1.3792 | 1.4306 | 1.4822 | 1.5333 | 1.5832 | 1.6324 | 1.6807 | 1.7193 | 1.7259
Scenario 3: Aggressive Fuel Sub | SDG&E | Ind | WholeBlg | Ind - Chemicals | Gas Energy (MMTherm/year) | Energy Efficiency | 0.0063209 | 0.012683 | 0.019082 | 0.025512 | 0.03197 | 0.03474 | 0.037499 | 0.040246 | 0.042985 | 0.045718 | 0.048448 | 0.050615 | 0.050727
Scenario 3: Aggressive Fuel Sub | SDG&E | Ind | WholeBlg | Ind - Electronics | Electric Demand (MW) | Energy Efficiency | 0.11765 | 0.23673 | 0.35729 | 0.4797 | 0.6037 | 0.62654 | 0.64985 | 0.67345 | 0.69695 | 0.72055 | 0.74403 | 0.76404 | 0.7721
Scenario 3: Aggressive Fuel Sub | SDG&E | Ind | WholeBlg | Ind - Electronics | Electric Energy (GWh/year) | Energy Efficiency | 0.85473 | 1.7198 | 2.5956 | 3.4848 | 4.3856 | 4.5688 | 4.7557 | 4.9448 | 5.1335 | 5.3232 | 5.5121 | 5.6724 | 5.7324
Scenario 3: Aggressive Fuel Sub | SDG&E | Ind | WholeBlg | Ind - Electronics | Gas Energy (MMTherm/year) | Energy Efficiency | 0.0069633 | 0.01404 | 0.02123 | 0.028529 | 0.035935 | 0.039357 | 0.042815 | 0.046312 | 0.049853 | 0.05344 | 0.057075 | 0.06014 | 0.060982
Scenario 3: Aggressive Fuel Sub | SDG&E | Ind | WholeBlg | Ind - Fabricated Metals | Electric Demand (MW) | Energy Efficiency | 0.01941 | 0.038954 | 0.058644 | 0.07849 | 0.098425 | 0.10147 | 0.10445 | 0.10734 | 0.1101 | 0.1128 | 0.11543 | 0.11745 | 0.11746
Scenario 3: Aggressive Fuel Sub | SDG&E | Ind | WholeBlg | Ind - Fabricated Metals | Electric Energy (GWh/year) | Energy Efficiency | 0.14101 | 0.28299 | 0.42603 | 0.5702 | 0.71501 | 0.73997 | 0.76454 | 0.78839 | 0.81139 | 0.83394 | 0.85595 | 0.87291 | 0.87305
Scenario 3: Aggressive Fuel Sub | SDG&E | Ind | WholeBlg | Ind - Fabricated Metals | Gas Energy (MMTherm/year) | Energy Efficiency | 0.0018897 | 0.0037994 | 0.0057284 | 0.0076693 | 0.0096182 | 0.010461 | 0.011292 | 0.01211 | 0.01292 | 0.013725 | 0.014526 | 0.015157 | 0.015169
Scenario 3: Aggressive Fuel Sub | SDG&E | Ind | WholeBlg | Ind - Food | Electric Demand (MW) | Energy Efficiency | 0.052883 | 0.1056 | 0.15818 | 0.21081 | 0.26339 | 0.26975 | 0.27628 | 0.28286 | 0.28933 | 0.29577 | 0.30208 | 0.30676 | 0.30606
Scenario 3: Aggressive Fuel Sub | SDG&E | Ind | WholeBlg | Ind - Food | Electric Energy (GWh/year) | Energy Efficiency | 0.38418 | 0.76716 | 1.1491 | 1.5315 | 1.9134 | 1.9674 | 2.0225 | 2.0781 | 2.1329 | 2.1873 | 2.2409 | 2.2809 | 2.2757
Scenario 3: Aggressive Fuel Sub | SDG&E | Ind | WholeBlg | Ind - Food | Gas Energy (MMTherm/year) | Energy Efficiency | 0.010219 | 0.020394 | 0.030517 | 0.040587 | 0.050602 | 0.054555 | 0.058467 | 0.062342 | 0.066186 | 0.070002 | 0.073797 | 0.076664 | 0.0762
Scenario 3: Aggressive Fuel Sub | SDG&E | Ind | WholeBlg | Ind - Industrial Machinery | Electric Demand (MW) | Energy Efficiency | 0.036172 | 0.072632 | 0.10942 | 0.14652 | 0.18376 | 0.18951 | 0.19513 | 0.20054 | 0.20574 | 0.21086 | 0.21589 | 0.21979 | 0.21996
Scenario 3: Aggressive Fuel Sub | SDG&E | Ind | WholeBlg | Ind - Industrial Machinery | Electric Energy (GWh/year) | Energy Efficiency | 0.26278 | 0.52765 | 0.7949 | 1.0644 | 1.3349 | 1.382 | 1.4282 | 1.4729 | 1.5161 | 1.5588 | 1.6008 | 1.6335 | 1.6349
Scenario 3: Aggressive Fuel Sub | SDG&E | Ind | WholeBlg | Ind - Industrial Machinery | Gas Energy (MMTherm/year) | Energy Efficiency | 0.013021 | 0.026241 | 0.039661 | 0.053198 | 0.066798 | 0.072777 | 0.078649 | 0.084413 | 0.090119 | 0.095802 | 0.10148 | 0.10598 | 0.10623
Scenario 3: Aggressive Fuel Sub | SDG&E | Ind | WholeBlg | Ind - Lumber & Furniture | Electric Demand (MW) | Energy Efficiency | 0.0025797 | 0.0051575 | 0.0077355 | 0.010322 | 0.012913 | 0.013255 | 0.013602 | 0.01395 | 0.014291 | 0.014626 | 0.014955 | 0.015204 | 0.015191
Scenario 3: Aggressive Fuel Sub | SDG&E | Ind | WholeBlg | Ind - Lumber & Furniture | Electric Energy (GWh/year) | Energy Efficiency | 0.018741 | 0.037468 | 0.056195 | 0.074986 | 0.093809 | 0.09667 | 0.099573 | 0.10248 | 0.10533 | 0.10815 | 0.11092 | 0.11303 | 0.11293
Scenario 3: Aggressive Fuel Sub | SDG&E | Ind | WholeBlg | Ind - Lumber & Furniture | Gas Energy (MMTherm/year) | Energy Efficiency | 6.5547e-05 | 0.00013156 | 0.00019795 | 0.00026466 | 0.00033168 | 0.00036029 | 0.00038843 | 0.00041617 | 0.00044358 | 0.00047068 | 0.00049764 | 0.00051875 | 0.0005185
Scenario 3: Aggressive Fuel Sub | SDG&E | Ind | WholeBlg | Ind - Paper | Electric Demand (MW) | Energy Efficiency | 0.0033328 | 0.0066419 | 0.0099291 | 0.013212 | 0.016487 | 0.016838 | 0.017201 | 0.017573 | 0.01794 | 0.01831 | 0.018681 | 0.018958 | 0.018903
Scenario 3: Aggressive Fuel Sub | SDG&E | Ind | WholeBlg | Ind - Paper | Electric Energy (GWh/year) | Energy Efficiency | 0.024212 | 0.048251 | 0.072131 | 0.095983 | 0.11977 | 0.12281 | 0.12593 | 0.12912 | 0.13227 | 0.13543 | 0.13861 | 0.141 | 0.14058
Scenario 3: Aggressive Fuel Sub | SDG&E | Ind | WholeBlg | Ind - Paper | Gas Energy (MMTherm/year) | Energy Efficiency | 3.6864e-06 | 7.3518e-06 | 1.0994e-05 | 1.462e-05 | 1.8231e-05 | 1.9656e-05 | 2.1069e-05 | 2.2477e-05 | 2.3879e-05 | 2.5279e-05 | 2.6681e-05 | 2.7758e-05 | 2.7641e-05
Scenario 3: Aggressive Fuel Sub | SDG&E | Ind | WholeBlg | Ind - Petroleum | Electric Demand (MW) | Energy Efficiency | 0.0019522 | 0.0038997 | 0.0058445 | 0.0077935 | 0.0097433 | 0.0099899 | 0.010244 | 0.010502 | 0.010757 | 0.011011 | 0.011259 | 0.011448 | 0.011438
Scenario 3: Aggressive Fuel Sub | SDG&E | Ind | WholeBlg | Ind - Petroleum | Electric Energy (GWh/year) | Energy Efficiency | 0.014183 | 0.02833 | 0.042458 | 0.056616 | 0.070781 | 0.072859 | 0.074994 | 0.077155 | 0.079291 | 0.08142 | 0.083513 | 0.08511 | 0.085034
Scenario 3: Aggressive Fuel Sub | SDG&E | Ind | WholeBlg | Ind - Petroleum | Gas Energy (MMTherm/year) | Energy Efficiency | 4.7142e-06 | 9.4394e-06 | 1.4175e-05 | 1.8919e-05 | 2.367e-05 | 2.5654e-05 | 2.7626e-05 | 2.9588e-05 | 3.1539e-05 | 3.3483e-05 | 3.5421e-05 | 3.6934e-05 | 3.6912e-05
Scenario 3: Aggressive Fuel Sub | SDG&E | Ind | WholeBlg | Ind - Plastics | Electric Demand (MW) | Energy Efficiency | 0.013439 | 0.026883 | 0.040339 | 0.053853 | 0.067399 | 0.069242 | 0.071123 | 0.073011 | 0.074862 | 0.076695 | 0.078485 | 0.079859 | 0.079862
Scenario 3: Aggressive Fuel Sub | SDG&E | Ind | WholeBlg | Ind - Plastics | Electric Energy (GWh/year) | Energy Efficiency | 0.097631 | 0.19529 | 0.29305 | 0.39122 | 0.48962 | 0.50499 | 0.52063 | 0.53633 | 0.55175 | 0.56706 | 0.58205 | 0.59361 | 0.59364
Scenario 3: Aggressive Fuel Sub | SDG&E | Ind | WholeBlg | Ind - Plastics | Gas Energy (MMTherm/year) | Energy Efficiency | 0.0013305 | 0.0027186 | 0.0041591 | 0.0056465 | 0.0071789 | 0.0079666 | 0.0087452 | 0.0095085 | 0.010262 | 0.011007 | 0.011749 | 0.012373 | 0.012564
Scenario 3: Aggressive Fuel Sub | SDG&E | Ind | WholeBlg | Ind - Primary Metals | Electric Demand (MW) | Energy Efficiency | 0.0045046 | 0.0090507 | 0.013645 | 0.018296 | 0.022989 | 0.023784 | 0.024583 | 0.025375 | 0.02615 | 0.026921 | 0.027683 | 0.028306 | 0.028466
Scenario 3: Aggressive Fuel Sub | SDG&E | Ind | WholeBlg | Ind - Primary Metals | Electric Energy (GWh/year) | Energy Efficiency | 0.032725 | 0.06575 | 0.099125 | 0.13291 | 0.167 | 0.17344 | 0.17992 | 0.18635 | 0.19266 | 0.19895 | 0.20518 | 0.21026 | 0.21145
Scenario 3: Aggressive Fuel Sub | SDG&E | Ind | WholeBlg | Ind - Primary Metals | Gas Energy (MMTherm/year) | Energy Efficiency | 0.0067757 | 0.013575 | 0.020397 | 0.027239 | 0.034095 | 0.036984 | 0.039865 | 0.04274 | 0.04561 | 0.048478 | 0.051345 | 0.053608 | 0.053668
Scenario 3: Aggressive Fuel Sub | SDG&E | Ind | WholeBlg | Ind - Printing & Publishing | Electric Demand (MW) | Energy Efficiency | 0.017106 | 0.034185 | 0.051253 | 0.068368 | 0.085499 | 0.087707 | 0.089973 | 0.092262 | 0.094514 | 0.096757 | 0.09896 | 0.10064 | 0.10058
Scenario 3: Aggressive Fuel Sub | SDG&E | Ind | WholeBlg | Ind - Printing & Publishing | Electric Energy (GWh/year) | Energy Efficiency | 0.12427 | 0.24835 | 0.37233 | 0.49667 | 0.62111 | 0.63966 | 0.65864 | 0.67778 | 0.69665 | 0.71546 | 0.73398 | 0.74816 | 0.74769
Scenario 3: Aggressive Fuel Sub | SDG&E | Ind | WholeBlg | Ind - Printing & Publishing | Gas Energy (MMTherm/year) | Energy Efficiency | 0.00044457 | 0.00089521 | 0.0013514 | 0.0018131 | 0.0022794 | 0.0024882 | 0.0026963 | 0.0029041 | 0.003112 | 0.0033204 | 0.0035297 | 0.0037004 | 0.0037271
Scenario 3: Aggressive Fuel Sub | SDG&E | Ind | WholeBlg | Ind - Stone-Glass-Clay | Electric Demand (MW) | Energy Efficiency | 0.0046715 | 0.0093799 | 0.014117 | 0.018895 | 0.023702 | 0.024453 | 0.025194 | 0.025926 | 0.026636 | 0.027332 | 0.028012 | 0.028549 | 0.028609
Scenario 3: Aggressive Fuel Sub | SDG&E | Ind | WholeBlg | Ind - Stone-Glass-Clay | Electric Energy (GWh/year) | Energy Efficiency | 0.033938 | 0.068142 | 0.10256 | 0.13727 | 0.17218 | 0.17832 | 0.18441 | 0.19042 | 0.19627 | 0.20204 | 0.20769 | 0.21215 | 0.21261
Scenario 3: Aggressive Fuel Sub | SDG&E | Ind | WholeBlg | Ind - Stone-Glass-Clay | Gas Energy (MMTherm/year) | Energy Efficiency | 0.0055295 | 0.01116 | 0.016868 | 0.02264 | 0.02847 | 0.031095 | 0.033688 | 0.03626 | 0.038817 | 0.041364 | 0.04391 | 0.04597 | 0.046232
Scenario 3: Aggressive Fuel Sub | SDG&E | Ind | WholeBlg | Ind - Textiles | Electric Demand (MW) | Energy Efficiency | 0.0020004 | 0.0039948 | 0.0059843 | 0.0079722 | 0.0099524 | 0.010176 | 0.010397 | 0.010611 | 0.010815 | 0.011014 | 0.011208 | 0.011342 | 0.011273
Scenario 3: Aggressive Fuel Sub | SDG&E | Ind | WholeBlg | Ind - Textiles | Electric Energy (GWh/year) | Energy Efficiency | 0.014532 | 0.029021 | 0.043474 | 0.057914 | 0.072299 | 0.074219 | 0.076116 | 0.077963 | 0.079735 | 0.081475 | 0.083174 | 0.084368 | 0.083856
Scenario 3: Aggressive Fuel Sub | SDG&E | Ind | WholeBlg | Ind - Textiles | Gas Energy (MMTherm/year) | Energy Efficiency | 7.1658e-05 | 0.00014352 | 0.00021557 | 0.00028772 | 0.00035989 | 0.00038993 | 0.00041975 | 0.00044934 | 0.00047875 | 0.00050803 | 0.00053721 | 0.00055993 | 0.0005593
Scenario 3: Aggressive Fuel Sub | SDG&E | Ind | WholeBlg | Ind - Transportation Equipment | Electric Demand (MW) | Energy Efficiency | 0.073716 | 0.14777 | 0.22262 | 0.29814 | 0.37391 | 0.38545 | 0.39701 | 0.40813 | 0.41898 | 0.42993 | 0.44092 | 0.44969 | 0.45084
Scenario 3: Aggressive Fuel Sub | SDG&E | Ind | WholeBlg | Ind - Transportation Equipment | Electric Energy (GWh/year) | Energy Efficiency | 0.53553 | 1.0735 | 1.6173 | 2.1658 | 2.7163 | 2.8109 | 2.9058 | 2.9976 | 3.0875 | 3.1782 | 3.2692 | 3.3417 | 3.3504
Scenario 3: Aggressive Fuel Sub | SDG&E | Ind | WholeBlg | Ind - Transportation Equipment | Gas Energy (MMTherm/year) | Energy Efficiency | 0.004166 | 0.0083291 | 0.01249 | 0.016647 | 0.0208 | 0.022504 | 0.024203 | 0.025898 | 0.02759 | 0.029278 | 0.030963 | 0.032274 | 0.03223
Scenario 3: Aggressive Fuel Sub | SDG&E | Res | AppPlug | Res - Multi Family | Electric Demand (MW) | Energy Efficiency | 3.2238e-05 | 6.4961e-05 | 9.8106e-05 | 0.00071171 | 0.0014045 | 0.0021033 | 0.0028073 | 0.0035153 | 0.0042265 | 0.0049403 | 0.0056566 | 0.0063759 | 0.0070657
Scenario 3: Aggressive Fuel Sub | SDG&E | Res | AppPlug | Res - Multi Family | Electric Energy (GWh/year) | Energy Efficiency | 0.00022892 | 0.00046129 | 0.00069666 | 0.0050539 | 0.0099735 | 0.014936 | 0.019935 | 0.024962 | 0.030012 | 0.035081 | 0.040168 | 0.045275 | 0.050174
Scenario 3: Aggressive Fuel Sub | SDG&E | Res | AppPlug | Res - Multi Family | Electric Energy (GWh/year) | Fuel Substitution | -4.8293e-06 | -1.0121e-05 | -1.5884e-05 | -2.2124e-05 | -2.8847e-05 | -2.8847e-05 | -2.8847e-05 | -2.8847e-05 | -2.8847e-05 | -2.8847e-05 | -2.8847e-05 | -2.8847e-05 | -2.8847e-05
Scenario 3: Aggressive Fuel Sub | SDG&E | Res | AppPlug | Res - Multi Family | Gas Energy (MMTherm/year) | Energy Efficiency | 2.1995e-05 | 4.4321e-05 | 6.6935e-05 | 0.00048558 | 0.00095826 | 0.001435 | 0.0019153 | 0.0023984 | 0.0028836 | 0.0033706 | 0.0038593 | 0.00435 | 0.0048207
Scenario 3: Aggressive Fuel Sub | SDG&E | Res | AppPlug | Res - Multi Family | Gas Energy (MMTherm/year) | Fuel Substitution | 1.0236e-06 | 2.1452e-06 | 3.3665e-06 | 4.6893e-06 | 6.1141e-06 | 6.1141e-06 | 6.1141e-06 | 6.1141e-06 | 6.1141e-06 | 6.1141e-06 | 6.1141e-06 | 6.1141e-06 | 6.1141e-06
Scenario 3: Aggressive Fuel Sub | SDG&E | Res | AppPlug | Res - Single Family | Electric Demand (MW) | Energy Efficiency | 0 | 0 | 0 | 0 | 0 | 1.4201e-05 | 2.953e-05 | 4.4927e-05 | 6.0381e-05 | 7.5886e-05 | 9.1441e-05 | 0.00010705 | 0.00012271
Scenario 3: Aggressive Fuel Sub | SDG&E | Res | AppPlug | Res - Single Family | Electric Energy (GWh/year) | Energy Efficiency | 0 | 0 | 0 | 0 | 0 | 9.0418e-05 | 0.00018802 | 0.00028605 | 0.00038445 | 0.00048317 | 0.00058221 | 0.00068159 | 0.00078131
Scenario 3: Aggressive Fuel Sub | SDG&E | Res | AppPlug | Res - Single Family | Electric Energy (GWh/year) | Fuel Substitution | -4.7574e-06 | -9.9321e-06 | -1.5528e-05 | -2.1549e-05 | -2.7997e-05 | -2.7997e-05 | -2.7997e-05 | -2.7997e-05 | -2.7997e-05 | -2.7997e-05 | -2.7997e-05 | -2.7997e-05 | -2.7997e-05
Scenario 3: Aggressive Fuel Sub | SDG&E | Res | AppPlug | Res - Single Family | Gas Energy (MMTherm/year) | Energy Efficiency | 1.3743e-09 | 3.4488e-09 | 5.7865e-09 | 8.353e-09 | 1.1082e-08 | 1.7045e-05 | 3.5433e-05 | 5.3902e-05 | 7.2438e-05 | 9.1037e-05 | 0.0001097 | 0.00012842 | 0.0001472
Scenario 3: Aggressive Fuel Sub | SDG&E | Res | AppPlug | Res - Single Family | Gas Energy (MMTherm/year) | Fuel Substitution | 1.0093e-06 | 2.1071e-06 | 3.2943e-06 | 4.5717e-06 | 5.9397e-06 | 5.9397e-06 | 5.9397e-06 | 5.9397e-06 | 5.9397e-06 | 5.9397e-06 | 5.9397e-06 | 5.9397e-06 | 5.9397e-06
Scenario 3: Aggressive Fuel Sub | SDG&E | Res | BROs | Income Qualified - Multi Family IQ | Electric Demand (MW) | Energy Efficiency | 0.75079 | 0.77168 | 0.79386 | 0.81959 | 0.84639 | 0.87536 | 0.90326 | 0.933 | 0.96101 | 0.98825 | 1.0114 | 0.96908 | 0.99268
Scenario 3: Aggressive Fuel Sub | SDG&E | Res | BROs | Income Qualified - Multi Family IQ | Electric Energy (GWh/year) | Energy Efficiency | 3.3676 | 3.4808 | 3.6031 | 3.7455 | 3.8972 | 4.0641 | 4.232 | 4.4151 | 4.5975 | 4.7843 | 4.9603 | 4.8829 | 5.0881
Scenario 3: Aggressive Fuel Sub | SDG&E | Res | BROs | Income Qualified - Multi Family IQ | Gas Energy (MMTherm/year) | Energy Efficiency | 0.061453 | 0.062715 | 0.064211 | 0.06593 | 0.067803 | 0.06974 | 0.071817 | 0.074003 | 0.07638 | 0.078911 | 0.081736 | 0.084893 | 0.088418
Scenario 3: Aggressive Fuel Sub | SDG&E | Res | BROs | Income Qualified - Single Family IQ | Electric Demand (MW) | Energy Efficiency | 1.4012 | 1.4302 | 1.4612 | 1.5036 | 1.5477 | 1.5954 | 1.6408 | 1.6894 | 1.7347 | 1.7782 | 1.8142 | 1.744 | 1.7817
Scenario 3: Aggressive Fuel Sub | SDG&E | Res | BROs | Income Qualified - Single Family IQ | Electric Energy (GWh/year) | Energy Efficiency | 6.2891 | 6.4562 | 6.6377 | 6.8781 | 7.1344 | 7.4168 | 7.6991 | 8.0082 | 8.3148 | 8.6278 | 8.9201 | 8.8036 | 9.1517
Scenario 3: Aggressive Fuel Sub | SDG&E | Res | BROs | Income Qualified - Single Family IQ | Gas Energy (MMTherm/year) | Energy Efficiency | 0.20572 | 0.20904 | 0.21307 | 0.21779 | 0.22296 | 0.22831 | 0.23399 | 0.23999 | 0.24653 | 0.25359 | 0.26152 | 0.27042 | 0.28043
Scenario 3: Aggressive Fuel Sub | SDG&E | Res | BROs | Res - Multi Family | Electric Demand (MW) | Energy Efficiency | 4.9533 | 5.0618 | 5.1776 | 5.3325 | 5.494 | 5.6688 | 5.8359 | 6.0149 | 6.1825 | 6.3446 | 6.4804 | 6.6558 | 6.8371
Scenario 3: Aggressive Fuel Sub | SDG&E | Res | BROs | Res - Multi Family | Electric Energy (GWh/year) | Energy Efficiency | 22.2177 | 22.8324 | 23.5 | 24.3693 | 25.297 | 26.319 | 27.3427 | 28.4633 | 29.577 | 30.7156 | 31.7824 | 33.106 | 34.5312
Scenario 3: Aggressive Fuel Sub | SDG&E | Res | BROs | Res - Multi Family | Gas Energy (MMTherm/year) | Energy Efficiency | 0.69719 | 0.70875 | 0.72277 | 0.73911 | 0.75704 | 0.77558 | 0.79528 | 0.81607 | 0.83874 | 0.86316 | 0.89058 | 0.92135 | 0.95587
Scenario 3: Aggressive Fuel Sub | SDG&E | Res | BROs | Res - Single Family | Electric Demand (MW) | Energy Efficiency | 2.0795 | 2.1375 | 2.1989 | 2.2694 | 2.3426 | 2.4218 | 2.4977 | 2.5785 | 2.6544 | 2.7278 | 2.7898 | 2.8686 | 2.9496
Scenario 3: Aggressive Fuel Sub | SDG&E | Res | BROs | Res - Single Family | Electric Energy (GWh/year) | Energy Efficiency | 9.3337 | 9.649 | 9.9894 | 10.3814 | 10.7991 | 11.2584 | 11.7198 | 12.2226 | 12.723 | 13.2352 | 13.7166 | 14.3092 | 14.9459
Scenario 3: Aggressive Fuel Sub | SDG&E | Res | BROs | Res - Single Family | Gas Energy (MMTherm/year) | Energy Efficiency | 0.19225 | 0.19619 | 0.20086 | 0.20622 | 0.21207 | 0.21811 | 0.22459 | 0.23141 | 0.23883 | 0.24673 | 0.25555 | 0.2654 | 0.27641
Scenario 3: Aggressive Fuel Sub | SDG&E | Res | BldgEnv | Res - Multi Family | Electric Demand (MW) | Energy Efficiency | 0 | 0 | 0 | 5.1947e-05 | 0.00010276 | 0.0005048 | 0.0008983 | 0.0012835 | 0.0016608 | 0.0020303 | 0.0023924 | 0.0027473 | 0.0030951
Scenario 3: Aggressive Fuel Sub | SDG&E | Res | BldgEnv | Res - Multi Family | Electric Energy (GWh/year) | Energy Efficiency | 0 | 0 | 0 | 0.00024371 | 0.00048211 | 0.0012648 | 0.0020309 | 0.0027809 | 0.0035153 | 0.0042348 | 0.0049397 | 0.0056305 | 0.0063078
Scenario 3: Aggressive Fuel Sub | SDG&E | Res | BldgEnv | Res - Multi Family | Gas Energy (MMTherm/year) | Energy Efficiency | 0 | 0 | 0 | 8.7761e-05 | 0.00017361 | 0.00059739 | 0.0010122 | 0.0014182 | 0.0018159 | 0.0022054 | 0.002587 | 0.0029611 | 0.0033278
Scenario 3: Aggressive Fuel Sub | SDG&E | Res | BldgEnv | Res - Single Family | Electric Demand (MW) | Energy Efficiency | 0.007352 | 0.014735 | 0.022083 | 0.029323 | 0.036346 | 0.043195 | 0.049863 | 0.055531 | 0.056535 | 0.056188 | 0.055862 | 0.049698 | 0.043668
Scenario 3: Aggressive Fuel Sub | SDG&E | Res | BldgEnv | Res - Single Family | Electric Energy (GWh/year) | Energy Efficiency | 0.014568 | 0.028703 | 0.042478 | 0.055942 | 0.069155 | 0.082086 | 0.094742 | 0.10847 | 0.11155 | 0.11591 | 0.12014 | 0.10777 | 0.09568
Scenario 3: Aggressive Fuel Sub | SDG&E | Res | BldgEnv | Res - Single Family | Gas Energy (MMTherm/year) | Energy Efficiency | 0.0044099 | 0.0087625 | 0.013046 | 0.017245 | 0.021332 | 0.025319 | 0.029207 | 0.032909 | 0.0337 | 0.034222 | 0.034733 | 0.031059 | 0.027476
Scenario 3: Aggressive Fuel Sub | SDG&E | Res | HVAC | Res - Multi Family | Electric Demand (MW) | Energy Efficiency | 0.051358 | 0.092445 | 0.073956 | 0.059165 | 0.047332 | 0.037865 | 0.030292 | 0.024234 | 0.019387 | 0.01551 | 0.012408 | 0.0099262 | 0.007941
Scenario 3: Aggressive Fuel Sub | SDG&E | Res | HVAC | Res - Multi Family | Electric Energy (GWh/year) | Energy Efficiency | 0.0399 | 0.07182 | 0.057456 | 0.045965 | 0.036772 | 0.033782 | 0.032089 | 0.031354 | 0.031319 | 0.0318 | 0.032667 | 0.033846 | 0.035259
Scenario 3: Aggressive Fuel Sub | SDG&E | Res | HVAC | Res - Multi Family | Electric Energy (GWh/year) | Fuel Substitution | -0.00098407 | -0.0019779 | -0.0030885 | -0.0042048 | -0.0053293 | -0.0053293 | -0.0053293 | -0.0053293 | -0.0053293 | -0.0053293 | -0.0053293 | -0.0053293 | -0.0053293
Scenario 3: Aggressive Fuel Sub | SDG&E | Res | HVAC | Res - Multi Family | Gas Energy (MMTherm/year) | Energy Efficiency | 0 | 0 | 0 | 0 | 0 | 0.0005666 | 0.0011106 | 0.0016262 | 0.0021105 | 0.0025639 | 0.0029893 | 0.0033926 | 0.0037762
Scenario 3: Aggressive Fuel Sub | SDG&E | Res | HVAC | Res - Multi Family | Gas Energy (MMTherm/year) | Fuel Substitution | 0.00060376 | 0.0012171 | 0.0019106 | 0.0026076 | 0.0033098 | 0.0033098 | 0.0033098 | 0.0033098 | 0.0033098 | 0.0033098 | 0.0033098 | 0.0033098 | 0.0033098
Scenario 3: Aggressive Fuel Sub | SDG&E | Res | HVAC | Res - Single Family | Electric Demand (MW) | Energy Efficiency | 0.77133 | 1.4862 | 1.7688 | 2.112 | 2.4738 | 2.6411 | 2.823 | 3.016 | 3.0059 | 2.9774 | 2.9545 | 2.9362 | 2.9216
Scenario 3: Aggressive Fuel Sub | SDG&E | Res | HVAC | Res - Single Family | Electric Demand (MW) | Fuel Substitution | 0 | 0 | 0 | 0 | 0 | 3.0872e-05 | 6.4684e-05 | 0.00010002 | 0.00010002 | 0.00010002 | 0.00010002 | 0.00010002 | 0.00010002
Scenario 3: Aggressive Fuel Sub | SDG&E | Res | HVAC | Res - Single Family | Electric Energy (GWh/year) | Energy Efficiency | 0.45708 | 0.9105 | 1.2096 | 1.538 | 1.8713 | 2.0118 | 2.1576 | 2.307 | 2.3174 | 2.313 | 2.3103 | 2.3089 | 2.3087
Scenario 3: Aggressive Fuel Sub | SDG&E | Res | HVAC | Res - Single Family | Electric Energy (GWh/year) | Fuel Substitution | -0.090006 | -0.18164 | -0.27427 | -0.36752 | -0.46125 | -0.46122 | -0.46118 | -0.46114 | -0.46114 | -0.46114 | -0.46114 | -0.46114 | -0.46114
Scenario 3: Aggressive Fuel Sub | SDG&E | Res | HVAC | Res - Single Family | Gas Energy (MMTherm/year) | Energy Efficiency | 0.0028371 | 0.0060691 | 0.009552 | 0.013144 | 0.016646 | 0.016899 | 0.017074 | 0.017172 | 0.017989 | 0.018835 | 0.019621 | 0.020358 | 0.021052
Scenario 3: Aggressive Fuel Sub | SDG&E | Res | HVAC | Res - Single Family | Gas Energy (MMTherm/year) | Fuel Substitution | 0.02157 | 0.043513 | 0.065687 | 0.088053 | 0.11052 | 0.11052 | 0.11052 | 0.11052 | 0.11052 | 0.11052 | 0.11052 | 0.11052 | 0.11052
Scenario 3: Aggressive Fuel Sub | SDG&E | Res | WaterHeat | Res - Multi Family | Electric Demand (MW) | Energy Efficiency | 0.48394 | 0.96434 | 1.4385 | 1.9071 | 2.3656 | 2.8172 | 3.2611 | 3.6972 | 4.1251 | 4.5459 | 4.9603 | 5.3649 | 5.7651
Scenario 3: Aggressive Fuel Sub | SDG&E | Res | WaterHeat | Res - Multi Family | Electric Demand (MW) | Fuel Substitution | 0 | 0 | 0 | 0 | 0 | 0.00038659 | 0.00083343 | 0.001337 | 0.0018842 | 0.0024623 | 0.0030618 | 0.0036757 | 0.0042994
Scenario 3: Aggressive Fuel Sub | SDG&E | Res | WaterHeat | Res - Multi Family | Electric Energy (GWh/year) | Energy Efficiency | 2.3798 | 4.7425 | 7.0739 | 9.3771 | 11.6299 | 13.8482 | 16.0281 | 18.1688 | 20.268 | 22.3316 | 24.3632 | 26.336 | 28.2878
Scenario 3: Aggressive Fuel Sub | SDG&E | Res | WaterHeat | Res - Multi Family | Electric Energy (GWh/year) | Fuel Substitution | -0.19449 | -0.39504 | -0.60013 | -0.80913 | -1.0215 | -1.0195 | -1.0172 | -1.0146 | -1.0118 | -1.0088 | -1.0057 | -1.0025 | -0.99928
Scenario 3: Aggressive Fuel Sub | SDG&E | Res | WaterHeat | Res - Multi Family | Gas Energy (MMTherm/year) | Energy Efficiency | 0.12877 | 0.25145 | 0.36722 | 0.46949 | 0.56505 | 0.61127 | 0.65238 | 0.68216 | 0.70753 | 0.729 | 0.74689 | 0.69062 | 0.63678
Scenario 3: Aggressive Fuel Sub | SDG&E | Res | WaterHeat | Res - Multi Family | Gas Energy (MMTherm/year) | Fuel Substitution | 0.014129 | 0.028699 | 0.0436 | 0.058786 | 0.074221 | 0.074221 | 0.074221 | 0.074221 | 0.074221 | 0.074221 | 0.074221 | 0.074221 | 0.074221
Scenario 3: Aggressive Fuel Sub | SDG&E | Res | WaterHeat | Res - Single Family | Electric Demand (MW) | Energy Efficiency | 0.27484 | 0.55107 | 0.82544 | 1.0954 | 1.3581 | 1.6191 | 1.8744 | 2.1241 | 2.3687 | 2.6088 | 2.8448 | 3.0724 | 3.2972
Scenario 3: Aggressive Fuel Sub | SDG&E | Res | WaterHeat | Res - Single Family | Electric Demand (MW) | Fuel Substitution | 0 | 0 | 0 | 0 | 0 | 0.0019429 | 0.0041072 | 0.0065142 | 0.0091169 | 0.011858 | 0.014692 | 0.01759 | 0.020531
Scenario 3: Aggressive Fuel Sub | SDG&E | Res | WaterHeat | Res - Single Family | Electric Energy (GWh/year) | Energy Efficiency | 1.4128 | 2.8319 | 4.2404 | 5.6254 | 6.9717 | 8.3099 | 9.6181 | 10.8959 | 12.1469 | 13.374 | 14.5799 | 15.7286 | 16.8638
Scenario 3: Aggressive Fuel Sub | SDG&E | Res | WaterHeat | Res - Single Family | Electric Energy (GWh/year) | Fuel Substitution | -0.012784 | -0.025929 | -0.039362 | -0.053072 | -0.067047 | -0.056455 | -0.044657 | -0.031536 | -0.017349 | -0.0024103 | 0.013039 | 0.028835 | 0.044869
Scenario 3: Aggressive Fuel Sub | SDG&E | Res | WaterHeat | Res - Single Family | Gas Energy (MMTherm/year) | Energy Efficiency | 0.46857 | 0.93598 | 1.3918 | 1.8269 | 2.2312 | 2.3831 | 2.514 | 2.614 | 2.6949 | 2.7604 | 2.8139 | 2.6144 | 2.4235
Scenario 3: Aggressive Fuel Sub | SDG&E | Res | WaterHeat | Res - Single Family | Gas Energy (MMTherm/year) | Fuel Substitution | 0.0018419 | 0.0037358 | 0.0056714 | 0.007647 | 0.0096609 | 0.0096609 | 0.0096609 | 0.0096609 | 0.0096609 | 0.0096609 | 0.0096609 | 0.0096609 | 0.0096609

## PV Costs (hidden)
Scenario | Utility | Sector | End Use | Building Type | Cost Test | Measure Type | 2025 | 2026 | 2027 | 2028 | 2029 | 2030 | 2031 | 2032 | 2033 | 2034 | 2035 | 2036 | 2037
Scenario 1: Reference | PG&E | Ag | WholeBlg | Ag - Dairies, fishing, hunting | Participant Cost Test | Energy Efficiency | 240051.4466 | 242581.025 | 245670.4463 | 248666.2804 | 252057.0827 | 254782.3663 | 257487.4449 | 259949.5217 | 262754.024 | 265211.1145 | 267724.9962 | 270019.9494 | 272345.8373
Scenario 1: Reference | PG&E | Ag | WholeBlg | Ag - Dairies, fishing, hunting | Program Administrator Cost Test | Energy Efficiency | 240051.4466 | 242581.025 | 245670.4463 | 248666.2804 | 252057.0827 | 254782.3663 | 257487.4449 | 259949.5217 | 262754.024 | 265211.1145 | 267724.9962 | 270019.9494 | 272345.8373
Scenario 1: Reference | PG&E | Ag | WholeBlg | Ag - Dairies, fishing, hunting | Rate Impact Measure Test | Energy Efficiency | 240051.4466 | 242581.025 | 245670.4463 | 248666.2804 | 252057.0827 | 254782.3663 | 257487.4449 | 259949.5217 | 262754.024 | 265211.1145 | 267724.9962 | 270019.9494 | 272345.8373
Scenario 1: Reference | PG&E | Ag | WholeBlg | Ag - Dairies, fishing, hunting | Total Resource Cost Test | Energy Efficiency | 240051.4466 | 242581.025 | 245670.4463 | 248666.2804 | 252057.0827 | 254782.3663 | 257487.4449 | 259949.5217 | 262754.024 | 265211.1145 | 267724.9962 | 270019.9494 | 272345.8373
Scenario 1: Reference | PG&E | Ag | WholeBlg | Ag - Irrigated Agriculture, vineyards, forestry and greenhouses | Participant Cost Test | Energy Efficiency | 1960807.6372 | 2016443.6901 | 2072721.0653 | 2127696.0398 | 2181685.7998 | 2230390.9384 | 2279142.1766 | 2327029.1767 | 2376748.0033 | 2423431.9551 | 2469414.7301 | 2513953.3932 | 2557850.978
Scenario 1: Reference | PG&E | Ag | WholeBlg | Ag - Irrigated Agriculture, vineyards, forestry and greenhouses | Program Administrator Cost Test | Energy Efficiency | 1960807.6372 | 2016443.6901 | 2072721.0653 | 2127696.0398 | 2181685.7998 | 2230390.9384 | 2279142.1766 | 2327029.1767 | 2376748.0033 | 2423431.9551 | 2469414.7301 | 2513953.3932 | 2557850.978
Scenario 1: Reference | PG&E | Ag | WholeBlg | Ag - Irrigated Agriculture, vineyards, forestry and greenhouses | Rate Impact Measure Test | Energy Efficiency | 1960807.6372 | 2016443.6901 | 2072721.0653 | 2127696.0398 | 2181685.7998 | 2230390.9384 | 2279142.1766 | 2327029.1767 | 2376748.0033 | 2423431.9551 | 2469414.7301 | 2513953.3932 | 2557850.978
Scenario 1: Reference | PG&E | Ag | WholeBlg | Ag - Irrigated Agriculture, vineyards, forestry and greenhouses | Total Resource Cost Test | Energy Efficiency | 1960807.6372 | 2016443.6901 | 2072721.0653 | 2127696.0398 | 2181685.7998 | 2230390.9384 | 2279142.1766 | 2327029.1767 | 2376748.0033 | 2423431.9551 | 2469414.7301 | 2513953.3932 | 2557850.978
Scenario 1: Reference | PG&E | Ag | WholeBlg | Ag - Water pumping | Participant Cost Test | Energy Efficiency | 1279193.1634 | 1263903.6791 | 1247846.6659 | 1231532.4167 | 1214688.6441 | 1199906.4635 | 1186237.8091 | 1172522.6002 | 1157084.6265 | 1140318.151 | 1122547.1269 | 1104504.7346 | 1086023.0134
Scenario 1: Reference | PG&E | Ag | WholeBlg | Ag - Water pumping | Program Administrator Cost Test | Energy Efficiency | 1279193.1634 | 1263903.6791 | 1247846.6659 | 1231532.4167 | 1214688.6441 | 1199906.4635 | 1186237.8091 | 1172522.6002 | 1157084.6265 | 1140318.151 | 1122547.1269 | 1104504.7346 | 1086023.0134
Scenario 1: Reference | PG&E | Ag | WholeBlg | Ag - Water pumping | Rate Impact Measure Test | Energy Efficiency | 1279193.1634 | 1263903.6791 | 1247846.6659 | 1231532.4167 | 1214688.6441 | 1199906.4635 | 1186237.8091 | 1172522.6002 | 1157084.6265 | 1140318.151 | 1122547.1269 | 1104504.7346 | 1086023.0134
Scenario 1: Reference | PG&E | Ag | WholeBlg | Ag - Water pumping | Total Resource Cost Test | Energy Efficiency | 1279193.1634 | 1263903.6791 | 1247846.6659 | 1231532.4167 | 1214688.6441 | 1199906.4635 | 1186237.8091 | 1172522.6002 | 1157084.6265 | 1140318.151 | 1122547.1269 | 1104504.7346 | 1086023.0134
Scenario 1: Reference | PG&E | Com | AppPlug | Com - Health | Participant Cost Test | Energy Efficiency | 1316832.0856 | 1428333.0621 | 1526858.1257 | 1595773.1483 | 1319882.1028 | 1291571.1741 | 2839834.7761 | 1823836.3647 | 1866437.5228 | 1892391.7815 | 1900392.7877 | 1921060.427 | 1930546.9733
Scenario 1: Reference | PG&E | Com | AppPlug | Com - Health | Program Administrator Cost Test | Energy Efficiency | 3640436.8137 | 3882726.187 | 4083246.3425 | 4201676.9419 | 3416217.4926 | 3336037.5923 | 7023457.7869 | 4509314.5716 | 4544465.3357 | 4538587.2035 | 4490488.4671 | 4456325.2494 | 4394833.3216
Scenario 1: Reference | PG&E | Com | AppPlug | Com - Health | Rate Impact Measure Test | Energy Efficiency | 8446166.9656 | 9174514.9 | 9787572.9729 | 10139061.4418 | 8457510.9305 | 7001675.3369 | 18374718.3593 | 10426048.5933 | 10341985.4051 | 10150975.9065 | 9456235.5274 | 7905722.6612 | 6181794.2278
Scenario 1: Reference | PG&E | Com | AppPlug | Com - Health | Total Resource Cost Test | Energy Efficiency | 4144459.374 | 4429248.135 | 4667402.9948 | 4812357.6414 | 3921032.9153 | 3833516.8242 | 8102132.3492 | 5207541.1174 | 5259162.7952 | 5263446.7491 | 5218701.8917 | 5203057.9664 | 5156974.5834
Scenario 1: Reference | PG&E | Com | AppPlug | Com - Lodging | Participant Cost Test | Energy Efficiency | 1123444.4433 | 1221532.0932 | 1283304.1457 | 1335758.3596 | 1392108.6648 | 1439128.4713 | 1481903.249 | 1518443.8489 | 1548442.6077 | 1573426.5947 | 584318.007 | 955539.8345 | 4223564.7108
Scenario 1: Reference | PG&E | Com | AppPlug | Com - Lodging | Program Administrator Cost Test | Energy Efficiency | 2847204.9601 | 3049813.2773 | 3152251.4164 | 3227442.7346 | 3309685.3764 | 3366245.7004 | 3410705.2851 | 3438991.6675 | 3451237.2607 | 3451813.5823 | 1315145.2434 | 1968930.6869 | 9078757.1844
Scenario 1: Reference | PG&E | Com | AppPlug | Com - Lodging | Rate Impact Measure Test | Energy Efficiency | 7019366.2995 | 7697779.3897 | 8049468.2063 | 8325450.0481 | 8397299.9536 | 8373440.4732 | 8299571.1131 | 8163648.9026 | 7963903.0694 | 7708899.0879 | 2715731.8342 | 3465306.2534 | 12643308.6059
Scenario 1: Reference | PG&E | Com | AppPlug | Com - Lodging | Total Resource Cost Test | Energy Efficiency | 3289796.7754 | 3531501.4331 | 3659479.9626 | 3756756.4829 | 3862548.5875 | 3939132.6319 | 4001956.0451 | 4046159.7172 | 4071717.7612 | 4083530.5262 | 1537291.3373 | 2372940.8893 | 10757518.8618
Scenario 1: Reference | PG&E | Com | AppPlug | Com - Other | Participant Cost Test | Energy Efficiency | 2209.6166 | 2524.0468 | 2873.7059 | 3225.601 | 3556.4153 | 3958.5673 | 4384.0882 | 4784.5288 | 5126.4268 | 5498.8904 | 5876.8798 | 6250.229 | 6629.2487
Scenario 1: Reference | PG&E | Com | AppPlug | Com - Other | Program Administrator Cost Test | Energy Efficiency | 8223.6794 | 9234.4664 | 10335.7498 | 11405.5428 | 12363.5759 | 13530.597 | 14734.2071 | 15811.6356 | 16659.5927 | 17573.5238 | 18470.8657 | 19320.3862 | 20155.1812
Scenario 1: Reference | PG&E | Com | AppPlug | Com - Other | Rate Impact Measure Test | Energy Efficiency | 17799.3657 | 20230.1061 | 22922.4948 | 25613.7002 | 28113.6611 | 31165.8812 | 34378.9556 | 37390.8744 | 39945.5132 | 38132.7564 | 35430.3614 | 31708.5616 | 26925.2426
Scenario 1: Reference | PG&E | Com | AppPlug | Com - Other | Total Resource Cost Test | Energy Efficiency | 8886.5644 | 9991.6804 | 11197.8616 | 12373.2231 | 13430.5005 | 14718.1672 | 16049.4336 | 17246.9943 | 18197.5207 | 19223.1909 | 20233.9297 | 21195.4549 | 22143.9558
Scenario 1: Reference | PG&E | Com | BROs | Com - Lodging | Participant Cost Test | Energy Efficiency | 1852.5806 | 3808.1104 | 5858.4985 | 8029.2819 | 10348.1301 | 12815.587 | 15484.3597 | 18233.3106 | 21216.4867 | 24800.9402 | 28101.2601 | 31385.83 | 34573.9932
Scenario 1: Reference | PG&E | Com | BROs | Com - Lodging | Program Administrator Cost Test | Energy Efficiency | 1852.5806 | 3808.1104 | 5858.4985 | 8029.2819 | 10348.1301 | 12815.587 | 15484.3597 | 18233.3106 | 21216.4867 | 24800.9402 | 28101.2601 | 31385.83 | 34573.9932
Scenario 1: Reference | PG&E | Com | BROs | Com - Lodging | Rate Impact Measure Test | Energy Efficiency | 1852.5806 | 3808.1104 | 5858.4985 | 8029.2819 | 10348.1301 | 12815.587 | 15484.3597 | 18233.3106 | 21216.4867 | 24800.9402 | 28101.2601 | 31385.83 | 34573.9932
Scenario 1: Reference | PG&E | Com | BROs | Com - Lodging | Total Resource Cost Test | Energy Efficiency | 1852.5806 | 3808.1104 | 5858.4985 | 8029.2819 | 10348.1301 | 12815.587 | 15484.3597 | 18233.3106 | 21216.4867 | 24800.9402 | 28101.2601 | 31385.83 | 34573.9932
Scenario 1: Reference | PG&E | Com | BROs | Com - Other | Participant Cost Test | Energy Efficiency | 7145.7344 | 15447.7819 | 24800.712 | 35049.6924 | 46805.4297 | 60685.6361 | 75688.9366 | 88840.1548 | 104813.6833 | 123998.9484 | 142294.3965 | 160843.6285 | 178184.2275
Scenario 1: Reference | PG&E | Com | BROs | Com - Other | Program Administrator Cost Test | Energy Efficiency | 7145.7344 | 15447.7819 | 24800.712 | 35049.6924 | 46805.4297 | 60685.6361 | 75688.9366 | 88840.1548 | 104813.6833 | 123998.9484 | 142294.3965 | 160843.6285 | 178184.2275
Scenario 1: Reference | PG&E | Com | BROs | Com - Other | Rate Impact Measure Test | Energy Efficiency | 7145.7344 | 15447.7819 | 24800.712 | 35049.6924 | 46805.4297 | 60685.6361 | 75688.9366 | 88840.1548 | 104813.6833 | 123998.9484 | 142294.3965 | 160843.6285 | 178184.2275
Scenario 1: Reference | PG&E | Com | BROs | Com - Other | Total Resource Cost Test | Energy Efficiency | 7145.7344 | 15447.7819 | 24800.712 | 35049.6924 | 46805.4297 | 60685.6361 | 75688.9366 | 88840.1548 | 104813.6833 | 123998.9484 | 142294.3965 | 160843.6285 | 178184.2275
Scenario 1: Reference | PG&E | Com | BROs | Com - Retail | Participant Cost Test | Energy Efficiency | 9249.8275 | 18816.2903 | 28649.0331 | 38858.5421 | 49543.5676 | 60733.738 | 72749.9769 | 86591.1179 | 99700.532 | 115303.4206 | 129252.5623 | 142827.0654 | 158748.6874
Scenario 1: Reference | PG&E | Com | BROs | Com - Retail | Program Administrator Cost Test | Energy Efficiency | 9249.8275 | 18816.2903 | 28649.0331 | 38858.5421 | 49543.5676 | 60733.738 | 72749.9769 | 86591.1179 | 99700.532 | 115303.4206 | 129252.5623 | 142827.0654 | 158748.6874
Scenario 1: Reference | PG&E | Com | BROs | Com - Retail | Rate Impact Measure Test | Energy Efficiency | 9249.8275 | 18816.2903 | 28649.0331 | 38858.5421 | 49543.5676 | 60733.738 | 72749.9769 | 86591.1179 | 99700.532 | 115303.4206 | 129252.5623 | 142827.0654 | 158748.6874
Scenario 1: Reference | PG&E | Com | BROs | Com - Retail | Total Resource Cost Test | Energy Efficiency | 9249.8275 | 18816.2903 | 28649.0331 | 38858.5421 | 49543.5676 | 60733.738 | 72749.9769 | 86591.1179 | 99700.532 | 115303.4206 | 129252.5623 | 142827.0654 | 158748.6874
Scenario 1: Reference | PG&E | Com | BldgEnv | Com - College | Participant Cost Test | Energy Efficiency | 491.5765 | 488.6192 | 555.5857 | 634.9972 | 674.7574 | 710.6249 | 754.8733 | 788.7005 | 834.0267 | 870.7043 | 897.7925 | 907.3142 | 922.4102
Scenario 1: Reference | PG&E | Com | BldgEnv | Com - College | Program Administrator Cost Test | Energy Efficiency | 229.4002 | 231.3897 | 252.8588 | 277.4443 | 288.4664 | 296.8376 | 309.0688 | 315.9804 | 328.6793 | 337.5702 | 342.5965 | 340.4282 | 341.703
Scenario 1: Reference | PG&E | Com | BldgEnv | Com - College | Rate Impact Measure Test | Energy Efficiency | 1220.8914 | 1218.153 | 1267.4266 | 1322.8498 | 1315.799 | 1286.3823 | 1263.4243 | 1193.3854 | 1122.4394 | 1018.4198 | 884.046 | 715.3966 | 538.659
Scenario 1: Reference | PG&E | Com | BldgEnv | Com - College | Total Resource Cost Test | Energy Efficiency | 547.8094 | 545.9161 | 612.8065 | 691.2325 | 728.6199 | 760.8298 | 802.2262 | 831.4645 | 873.7122 | 906.3527 | 928.6991 | 932.2859 | 942.6823
Scenario 1: Reference | PG&E | Com | BldgEnv | Com - Grocery | Participant Cost Test | Energy Efficiency | 1278.0871 | 1292.968 | 1316.523 | 1355.8207 | 1388.0018 | 1431.9756 | 1474.5145 | 1518.1659 | 1553.0753 | 1590.3557 | 1629.6449 | 1667.8642 | 1709.4373
Scenario 1: Reference | PG&E | Com | BldgEnv | Com - Grocery | Program Administrator Cost Test | Energy Efficiency | 418.4257 | 431.117 | 447.3667 | 467.542 | 482.8104 | 503.083 | 521.433 | 539.1951 | 551.654 | 564.3433 | 577.0719 | 588.4352 | 600.4676
Scenario 1: Reference | PG&E | Com | BldgEnv | Com - Grocery | Rate Impact Measure Test | Energy Efficiency | 2081.4607 | 2123.498 | 2167.8244 | 2204.8085 | 2196.9527 | 2188.5972 | 2145.4788 | 2050.061 | 1895.5801 | 1711.979 | 1496.0621 | 1241.0833 | 948.6714
Scenario 1: Reference | PG&E | Com | BldgEnv | Com - Grocery | Total Resource Cost Test | Energy Efficiency | 1242.1381 | 1263.437 | 1294.0626 | 1339.5859 | 1375.618 | 1424.2476 | 1470.0293 | 1515.9377 | 1550.9117 | 1587.642 | 1625.7044 | 1661.7124 | 1700.5493
Scenario 1: Reference | PG&E | Com | BldgEnv | Com - Health | Participant Cost Test | Energy Efficiency | 153191.0904 | 161867.1162 | 164890.156 | 161491.6676 | 151665.0944 | 136785.2417 | 117718.0575 | 96379.6269 | 74442.5022 | 53282.892 | 33858.9175 | 16780.6388 | 3521.6351
Scenario 1: Reference | PG&E | Com | BldgEnv | Com - Health | Program Administrator Cost Test | Energy Efficiency | 60151.9165 | 62315.1708 | 62303.0297 | 59854.1857 | 55140.0697 | 48922.5378 | 41429.2963 | 33445.6975 | 25554.6033 | 18199.0536 | 11660.3094 | 6152.9311 | 2067.3588
Scenario 1: Reference | PG&E | Com | BldgEnv | Com - Health | Rate Impact Measure Test | Energy Efficiency | 206940.6406 | 217026.787 | 219977.3706 | 214106.779 | 199834.5744 | 179473.8496 | 153766.3691 | 117862.0197 | 81617.6356 | 51496.078 | 28313.633 | 12212.7053 | 3115.0477
Scenario 1: Reference | PG&E | Com | BldgEnv | Com - Health | Total Resource Cost Test | Energy Efficiency | 162573.884 | 170530.3243 | 172523.5751 | 167782.1856 | 156467.5666 | 140282.13 | 120018.2337 | 97750.8123 | 75182.5691 | 53676.8506 | 34154.4821 | 17234.3655 | 4334.6349
Scenario 1: Reference | PG&E | Com | BldgEnv | Com - Lodging | Participant Cost Test | Energy Efficiency | 117068.0017 | 112942.3916 | 103858.133 | 90637.6363 | 74607.3434 | 57231.1749 | 39909.3557 | 23708.9196 | 9298.0703 | 1729.345 | 1765.2378 | 1803.12 | 1839.9234
Scenario 1: Reference | PG&E | Com | BldgEnv | Com - Lodging | Program Administrator Cost Test | Energy Efficiency | 78801.2564 | 74653.385 | 67477.4171 | 57959.1309 | 47093.2281 | 35806.8687 | 24983.9733 | 15221.6957 | 6842.337 | 2652.9974 | 2692.5893 | 2732.9892 | 2767.8353
Scenario 1: Reference | PG&E | Com | BldgEnv | Com - Lodging | Rate Impact Measure Test | Energy Efficiency | 262423.3332 | 251969.1773 | 231033.5081 | 201249.6165 | 165768.7839 | 127587.6774 | 89855.5396 | 51828.2721 | 20965.5425 | 7222.2353 | 6333.7702 | 5314.5144 | 4138.2913
Scenario 1: Reference | PG&E | Com | BldgEnv | Com - Lodging | Total Resource Cost Test | Energy Efficiency | 157097.9779 | 150176.6674 | 136908.0766 | 118530.473 | 96927.4631 | 74007.7371 | 51592.1317 | 30991.379 | 12973.9933 | 3766.4104 | 3829.1271 | 3893.9442 | 3952.5016
Scenario 1: Reference | PG&E | Com | BldgEnv | Com - Office (Large) | Participant Cost Test | Energy Efficiency | 8112.4126 | 8351.7257 | 8639.6063 | 8866.1364 | 10024.5663 | 10213.6907 | 10432.1087 | 10566.8308 | 9828.5468 | 9967.7267 | 10075.1313 | 10179.7603 | 10286.6783
Scenario 1: Reference | PG&E | Com | BldgEnv | Com - Office (Large) | Program Administrator Cost Test | Energy Efficiency | 3367.0333 | 3470.1982 | 3592.9233 | 3675.7922 | 3923.8467 | 3982.8156 | 4051.4103 | 4073.5525 | 3928.345 | 3941.1748 | 3936.5738 | 3928.7125 | 3920.0406
Scenario 1: Reference | PG&E | Com | BldgEnv | Com - Office (Large) | Rate Impact Measure Test | Energy Efficiency | 17795.5155 | 17891.2572 | 17995.2533 | 17762.4814 | 18151.4796 | 17526.2237 | 16788.3737 | 15570.7971 | 13501.4032 | 11957.9866 | 10207.0167 | 8286.9955 | 6193.5998
Scenario 1: Reference | PG&E | Com | BldgEnv | Com - Office (Large) | Total Resource Cost Test | Energy Efficiency | 8585.0374 | 8842.5691 | 9150.9098 | 9379.8711 | 10424.6278 | 10604.0223 | 10811.9497 | 10919.5623 | 10253.1479 | 10355.7755 | 10420.5041 | 10480.1838 | 10540.5267
Scenario 1: Reference | PG&E | Com | BldgEnv | Com - Office (Small) | Participant Cost Test | Energy Efficiency | 2041.2697 | 2084.0772 | 2133.2855 | 1069.0725 | 13925.5716 | 2156.3169 | 2199.7556 | 2241.6413 | 2278.3137 | 2316.6761 | 2355.5156 | 2394.4928 | 2434.4412
Scenario 1: Reference | PG&E | Com | BldgEnv | Com - Office (Small) | Program Administrator Cost Test | Energy Efficiency | 678.6015 | 703.4307 | 729.9492 | 163.5611 | 6863.6822 | 735.8181 | 754.2271 | 770.5152 | 783.0434 | 795.2734 | 806.6563 | 817.087 | 826.9858
Scenario 1: Reference | PG&E | Com | BldgEnv | Com - Office (Small) | Rate Impact Measure Test | Energy Efficiency | 3414.9944 | 3484.1477 | 3541.1135 | 628.1836 | 32238.647 | 3194.0549 | 3100.6592 | 2928.6782 | 2689.9419 | 2411.9372 | 2090.8203 | 1723.0455 | 1306.398
Scenario 1: Reference | PG&E | Com | BldgEnv | Com - Office (Small) | Total Resource Cost Test | Energy Efficiency | 1990.7877 | 2043.2777 | 2101.5682 | 849.8867 | 15829.7478 | 2122.4926 | 2168.9458 | 2212.2747 | 2248.4839 | 2285.4812 | 2321.937 | 2357.5287 | 2393.214
Scenario 1: Reference | PG&E | Com | BldgEnv | Com - Other | Participant Cost Test | Energy Efficiency | 2451.4221 | 2468.7228 | 2494.8531 | 3078.5401 | 3076.9029 | 3094.7239 | 3119.2866 | 3136.4129 | 2654.7548 | 2680.0057 | 2707.8808 | 2733.9422 | 2764.7044
Scenario 1: Reference | PG&E | Com | BldgEnv | Com - Other | Program Administrator Cost Test | Energy Efficiency | 686.2966 | 703.7644 | 724.2822 | 839.7081 | 846.6221 | 862.1397 | 879.3938 | 891.3017 | 816.1861 | 826.1135 | 836.1279 | 844.2207 | 853.4021
Scenario 1: Reference | PG&E | Com | BldgEnv | Com - Other | Rate Impact Measure Test | Energy Efficiency | 3293.7909 | 3349.589 | 3402.4296 | 3854.3886 | 3792.5379 | 3738.3789 | 3655.8609 | 3437.4745 | 2805.5555 | 2506.9606 | 2168.3949 | 1781.0961 | 1348.5688
Scenario 1: Reference | PG&E | Com | BldgEnv | Com - Other | Total Resource Cost Test | Energy Efficiency | 2261.8295 | 2290.561 | 2328.0145 | 2850.8297 | 2855.8143 | 2881.9606 | 2914.2111 | 2936.3503 | 2523.4524 | 2549.7228 | 2577.7679 | 2602.7227 | 2631.7934
Scenario 1: Reference | PG&E | Com | BldgEnv | Com - Refrig. Warehouse | Participant Cost Test | Energy Efficiency | 362.6082 | 383.564 | 403.7016 | 422.8331 | 440.6668 | 457.557 | 470.5416 | 482.3362 | 490.148 | 498.1222 | 504.8684 | 512.2165 | 520.3693
Scenario 1: Reference | PG&E | Com | BldgEnv | Com - Refrig. Warehouse | Program Administrator Cost Test | Energy Efficiency | 194.2961 | 204.5949 | 213.0722 | 219.5689 | 223.9825 | 226.6653 | 226.393 | 224.921 | 221.2442 | 217.7142 | 213.8818 | 210.735 | 208.3956
Scenario 1: Reference | PG&E | Com | BldgEnv | Com - Refrig. Warehouse | Rate Impact Measure Test | Energy Efficiency | 921.0257 | 951.3324 | 971.207 | 978.267 | 971.0865 | 949.477 | 907.146 | 838.5151 | 748.7019 | 653.1782 | 550.4326 | 442.6239 | 328.6976
Scenario 1: Reference | PG&E | Com | BldgEnv | Com - Refrig. Warehouse | Total Resource Cost Test | Energy Efficiency | 430.2265 | 454.2367 | 475.8201 | 494.6786 | 510.5127 | 523.9051 | 531.7381 | 537.5392 | 538.5326 | 539.7667 | 539.92 | 541.175 | 543.7934
Scenario 1: Reference | PG&E | Com | BldgEnv | Com - Restaurant | Participant Cost Test | Energy Efficiency | 668.7632 | 668.6997 | 678.922 | 688.9673 | 698.7539 | 707.8935 | 719.7794 | 730.4299 | 740.0179 | 750.9029 | 761.2952 | 297.9643 | 5697.5071
Scenario 1: Reference | PG&E | Com | BldgEnv | Com - Restaurant | Program Administrator Cost Test | Energy Efficiency | 206.159 | 208.6384 | 214.9642 | 220.7075 | 225.871 | 230.2823 | 235.6776 | 240.0402 | 243.5141 | 247.2605 | 250.4359 | 38.9304 | 2439.4885
Scenario 1: Reference | PG&E | Com | BldgEnv | Com - Restaurant | Rate Impact Measure Test | Energy Efficiency | 1014.3339 | 1015.1977 | 1027.6301 | 1029.0435 | 1019.1648 | 996.2772 | 967.9441 | 912.2573 | 836.4126 | 749.7955 | 649.0281 | 81.8089 | 3855.0537
Scenario 1: Reference | PG&E | Com | BldgEnv | Com - Restaurant | Total Resource Cost Test | Energy Efficiency | 636.3607 | 638.5046 | 651.4365 | 663.6696 | 675.1555 | 685.4717 | 698.5394 | 709.7775 | 719.4416 | 730.2129 | 740.095 | 230.29 | 6108.2023
Scenario 1: Reference | PG&E | Com | BldgEnv | Com - Retail | Participant Cost Test | Energy Efficiency | 114036.5983 | 117526.2558 | 3010.9305 | 103910.7002 | 115749.9758 | 89322.1625 | 76795.8149 | 62432.091 | 3587.4212 | 3641.8088 | 3705.2251 | 3770.7791 | 3877.8137
Scenario 1: Reference | PG&E | Com | BldgEnv | Com - Retail | Program Administrator Cost Test | Energy Efficiency | 21735.9968 | 22000.9948 | 1117.2881 | 18253.7453 | 26257.5644 | 15693.4054 | 13433.9494 | 10891.0403 | 1373.7026 | 1394.0475 | 1416.802 | 1438.1426 | 1469.9355
Scenario 1: Reference | PG&E | Com | BldgEnv | Com - Retail | Rate Impact Measure Test | Energy Efficiency | 95582.0803 | 97552.7891 | 5530.4271 | 82084.918 | 120998.7606 | 71949.5743 | 61808.3794 | 47059.5471 | 4709.6741 | 4223.549 | 3671.0667 | 3033.0515 | 2322.4556
Scenario 1: Reference | PG&E | Com | BldgEnv | Com - Retail | Total Resource Cost Test | Energy Efficiency | 101430.669 | 104130.4708 | 3078.5947 | 90938.096 | 106212.7824 | 78063.7431 | 67017.0132 | 54410.9034 | 3695.1843 | 3746.3943 | 3806.1889 | 3866.4218 | 3965.8316
Scenario 1: Reference | PG&E | Com | BldgEnv | Com - School | Participant Cost Test | Energy Efficiency | 2400.6112 | 2477.9724 | 2554.0142 | 2621.9738 | 2671.5954 | 2729.886 | 2779.0624 | 2832.5878 | 2882.0324 | 2933.2589 | 2983.7975 | 3043.8331 | 3093.7348
Scenario 1: Reference | PG&E | Com | BldgEnv | Com - School | Program Administrator Cost Test | Energy Efficiency | 953.0318 | 989.3615 | 1022.7217 | 1049.7212 | 1065.3986 | 1084.1639 | 1096.9192 | 1110.5878 | 1121.0605 | 1131.2751 | 1140.0993 | 1152.2205 | 1158.7217
Scenario 1: Reference | PG&E | Com | BldgEnv | Com - School | Rate Impact Measure Test | Energy Efficiency | 4992.8056 | 5065.447 | 5093.4372 | 5050.8056 | 4915.0765 | 4752.6989 | 4522.4143 | 4223.1078 | 3852.5847 | 3432.1105 | 2955.9093 | 2430.2946 | 1830.6999
Scenario 1: Reference | PG&E | Com | BldgEnv | Com - School | Total Resource Cost Test | Energy Efficiency | 2496.8515 | 2583.0864 | 2665.4927 | 2736.3285 | 2784.0302 | 2840.4007 | 2884.8892 | 2933.0888 | 2975.4622 | 3018.7231 | 3060.1492 | 3110.9877 | 3149.6799
Scenario 1: Reference | PG&E | Com | BldgEnv | Com - Warehouse | Participant Cost Test | Energy Efficiency | 310151.0873 | 310293.8849 | 297219.3377 | 271808.4533 | 236424.2168 | 194477.7842 | 149508.9405 | 104870.2623 | 62977.8823 | 25440.9982 | 6836.6002 | 6893.8951 | 6959.3972
Scenario 1: Reference | PG&E | Com | BldgEnv | Com - Warehouse | Program Administrator Cost Test | Energy Efficiency | 209326.2395 | 205542.0337 | 193420.0814 | 174000.3633 | 149156.7729 | 121364.2262 | 92739.9252 | 65420.3409 | 40637.0925 | 19254.1362 | 9121.341 | 9173.3151 | 9231.2023
Scenario 1: Reference | PG&E | Com | BldgEnv | Com - Warehouse | Rate Impact Measure Test | Energy Efficiency | 698381.6788 | 694739.4782 | 662980.6621 | 604719.0062 | 525340.7142 | 432735.8138 | 334016.2256 | 223514.1409 | 125764.5493 | 52502.4548 | 21454.8905 | 17837.4075 | 13801.4911
Scenario 1: Reference | PG&E | Com | BldgEnv | Com - Warehouse | Total Resource Cost Test | Energy Efficiency | 416817.8454 | 413104.7851 | 392198.8831 | 355733.8668 | 307170.6246 | 251271.161 | 192527.0872 | 135318.3536 | 82494.5805 | 35993.1706 | 13522.6878 | 13611.61 | 13711.7293
Scenario 1: Reference | PG&E | Com | ComRefrig | Com - College | Participant Cost Test | Energy Efficiency | 892.6324 | 577.2656 | 339.085 | 176.6954 | 100.0199 | 66.2467 | 47.3862 | 1337.9994 | 1539.4655 | 1579.4072 | 3407.8412 | 3717.7898 | 3810.9439
Scenario 1: Reference | PG&E | Com | ComRefrig | Com - College | Program Administrator Cost Test | Energy Efficiency | 298.2114 | 190.9291 | 111.23 | 57.7689 | 32.0809 | 20.3119 | 13.8447 | 243.8559 | 274.1354 | 275.4139 | 574.6976 | 613.965 | 616.7478
Scenario 1: Reference | PG&E | Com | ComRefrig | Com - College | Rate Impact Measure Test | Energy Efficiency | 2840.515 | 1738.92 | 966.3123 | 475.3049 | 247.9684 | 145.765 | 91.1108 | 1394.8832 | 1387.4666 | 1198.5475 | 2065.2583 | 1709.9021 | 1186.235
Scenario 1: Reference | PG&E | Com | ComRefrig | Com - College | Total Resource Cost Test | Energy Efficiency | 778.0526 | 501.6021 | 293.8912 | 152.9887 | 86.0966 | 56.2635 | 39.6888 | 1001.0767 | 1146.5763 | 1171.581 | 2511.9863 | 2729.8834 | 2788.0386
Scenario 1: Reference | PG&E | Com | ComRefrig | Com - Grocery | Participant Cost Test | Energy Efficiency | 658682.2974 | 327702.1664 | 160380.2132 | 93514.2231 | 59517.4916 | 56839.3743 | 54281.9876 | 1619043.6486 | 1898103.1469 | 1946428.0067 | 4156650.7428 | 4600195.9594 | 4721778.9729
Scenario 1: Reference | PG&E | Com | ComRefrig | Com - Grocery | Program Administrator Cost Test | Energy Efficiency | 223573.98 | 111482.8107 | 54161.8848 | 30095.557 | 18083.2391 | 16928.3832 | 15847.3493 | 294751.4147 | 337589.0745 | 339033.6569 | 700705.9851 | 759334.1516 | 763817.1508
Scenario 1: Reference | PG&E | Com | ComRefrig | Com - Grocery | Rate Impact Measure Test | Energy Efficiency | 2129580.4678 | 1015349.2702 | 470532.2152 | 247617.0597 | 139773.926 | 121483.665 | 104289.6948 | 1685821.6435 | 1708411.1685 | 1475243.6516 | 2517987.4437 | 2114672.3947 | 1469061.3531
Scenario 1: Reference | PG&E | Com | ComRefrig | Com - Grocery | Total Resource Cost Test | Energy Efficiency | 576995.4229 | 287266.9966 | 140266.6819 | 80578.9676 | 50413.8182 | 47867.9446 | 45454.5334 | 1211085.9822 | 1413352.607 | 1443522.1002 | 3063728.3433 | 3377525.5218 | 3454120.4173
Scenario 1: Reference | PG&E | Com | ComRefrig | Com - Health | Participant Cost Test | Energy Efficiency | 0 | 0 | 0 | 0 | 0 | 0 | 0 | 0 | 0 | 0 | 0 | 0 | 0
Scenario 1: Reference | PG&E | Com | ComRefrig | Com - Health | Program Administrator Cost Test | Energy Efficiency | 0 | 0 | 0 | 0 | 0 | 0 | 0 | 0 | 0 | 0 | 0 | 0 | 0
Scenario 1: Reference | PG&E | Com | ComRefrig | Com - Health | Rate Impact Measure Test | Energy Efficiency | 0 | 0 | 0 | 0 | 0 | 0 | 0 | 0 | 0 | 0 | 0 | 0 | 0
Scenario 1: Reference | PG&E | Com | ComRefrig | Com - Health | Total Resource Cost Test | Energy Efficiency | 0 | 0 | 0 | 0 | 0 | 0 | 0 | 0 | 0 | 0 | 0 | 0 | 0
Scenario 1: Reference | PG&E | Com | ComRefrig | Com - Refrig. Warehouse | Participant Cost Test | Energy Efficiency | 1920.6963 | 1189.9561 | 662.0024 | 314.9927 | 200.2303 | 130.6024 | 111.7522 | 3518.6746 | 4272.3014 | 4397.3762 | 9313.2951 | 10469.9499 | 10778.2026
Scenario 1: Reference | PG&E | Com | ComRefrig | Com - Refrig. Warehouse | Program Administrator Cost Test | Energy Efficiency | 642.9854 | 394.5304 | 217.9341 | 103.833 | 63.5737 | 39.384 | 32.6449 | 639.9636 | 758.8686 | 764.9821 | 1569.2496 | 1727.304 | 1742.6401
Scenario 1: Reference | PG&E | Com | ComRefrig | Com - Refrig. Warehouse | Rate Impact Measure Test | Energy Efficiency | 6124.5458 | 3593.2553 | 1893.3055 | 854.3066 | 491.3912 | 282.6322 | 214.8327 | 3659.875 | 3839.8267 | 3328.2526 | 5638.821 | 4810.1472 | 3351.5311
Scenario 1: Reference | PG&E | Com | ComRefrig | Com - Refrig. Warehouse | Total Resource Cost Test | Energy Efficiency | 1675.2236 | 1034.7629 | 574.4017 | 273.4214 | 171.8294 | 110.3842 | 93.5946 | 2631.5536 | 3180.4103 | 3260.4259 | 6863.9202 | 7686.4257 | 7883.8469
Scenario 1: Reference | PG&E | Com | ComRefrig | Com - Restaurant | Participant Cost Test | Energy Efficiency | 23277.3826 | 11913.0364 | 5805.6267 | 3464.3362 | 2064.6297 | 1971.7249 | 1883.0085 | 54953.118 | 62634.2713 | 64042.8111 | 138226.9197 | 120895.4751 | 317430.1157
Scenario 1: Reference | PG&E | Com | ComRefrig | Com - Restaurant | Program Administrator Cost Test | Energy Efficiency | 7896.8747 | 4046.3002 | 1964.217 | 1120.1797 | 627.3244 | 587.2606 | 549.7579 | 10008.5592 | 11148.7277 | 11163.881 | 23306.665 | 19991.9781 | 51217.525
Scenario 1: Reference | PG&E | Com | ComRefrig | Com - Restaurant | Rate Impact Measure Test | Energy Efficiency | 75219.0844 | 36852.3892 | 17064.1659 | 9216.4964 | 4848.8874 | 4214.3761 | 3617.8976 | 57246.1381 | 56424.1344 | 48581.4517 | 83754.6226 | 55684.59 | 98490.5857
Scenario 1: Reference | PG&E | Com | ComRefrig | Com - Restaurant | Total Resource Cost Test | Energy Efficiency | 20387.3092 | 10437.8331 | 5080.4637 | 2989.41 | 1748.8497 | 1660.5314 | 1576.8084 | 41109.7426 | 46645.4955 | 47502.9405 | 101886.5969 | 88792.5873 | 232102.5903
Scenario 1: Reference | PG&E | Com | ComRefrig | Com - Retail | Participant Cost Test | Energy Efficiency | 304155.2297 | 156003.0886 | 28639.5919 | 58726.9822 | 34844.0475 | 25108.5524 | 23978.9864 | 694840.6895 | 802373.7939 | 822621.6883 | 1769273.3872 | 1943579.7073 | 1994713.1303
Scenario 1: Reference | PG&E | Com | ComRefrig | Com - Retail | Program Administrator Cost Test | Energy Efficiency | 103068.7289 | 52847.1364 | 9046.9688 | 19311.3377 | 10883.7723 | 7476.3442 | 6998.9566 | 126566.3767 | 142804.9431 | 143378.4098 | 298317.2226 | 320899.4191 | 322750.3213
Scenario 1: Reference | PG&E | Com | ComRefrig | Com - Retail | Rate Impact Measure Test | Energy Efficiency | 981747.3034 | 481314.5723 | 78595.6816 | 158887.7942 | 84125.8348 | 53652.7133 | 46059.3774 | 723934.0362 | 722733.7472 | 623926.1145 | 1072027.4696 | 893694.0602 | 620760.6159
Scenario 1: Reference | PG&E | Com | ComRefrig | Com - Retail | Total Resource Cost Test | Energy Efficiency | 266297.4183 | 136571.3968 | 24539.7662 | 50938.0688 | 29755.9284 | 21144.0814 | 20078.1821 | 519814.4257 | 597537.7245 | 610152.7419 | 1304123.1525 | 1427068.3306 | 1459253.3368
Scenario 1: Reference | PG&E | Com | ComRefrig | Com - School | Participant Cost Test | Energy Efficiency | 79.5633 | 73.5504 | 70.2443 | 67.0871 | 64.072 | 61.1927 | 58.443 | 2601.6131 | 3307.4013 | 3387.6092 | 6998.0335 | 8034.3365 | 8236.5091
Scenario 1: Reference | PG&E | Com | ComRefrig | Com - School | Program Administrator Cost Test | Energy Efficiency | 26.2212 | 23.6721 | 22.1615 | 20.7473 | 19.4235 | 18.1843 | 17.0241 | 470.639 | 584.7338 | 586.7899 | 1177.064 | 1323.2754 | 1329.655
Scenario 1: Reference | PG&E | Com | ComRefrig | Com - School | Rate Impact Measure Test | Energy Efficiency | 249.7615 | 215.5978 | 192.5282 | 170.7028 | 150.1337 | 130.4963 | 112.034 | 2690.0341 | 2957.293 | 2551.879 | 4228.8289 | 3684.4865 | 2556.9988
Scenario 1: Reference | PG&E | Com | ComRefrig | Com - School | Total Resource Cost Test | Energy Efficiency | 69.0582 | 63.3778 | 60.1659 | 57.1217 | 54.2363 | 51.5011 | 48.908 | 1943.6404 | 2459.8827 | 2509.6792 | 5155.8805 | 5896.5455 | 6023.0363
Scenario 1: Reference | PG&E | Com | FoodServ | Com - College | Participant Cost Test | Energy Efficiency | 267120.4555 | 276929.5748 | 282723.0109 | 308983.8411 | 304560.7946 | 313391.9606 | 344670.9897 | 356853.741 | 367875.4744 | 378650.116 | 395563.2676 | 408654.3257 | 420697.3251
Scenario 1: Reference | PG&E | Com | FoodServ | Com - College | Participant Cost Test | Fuel Substitution | 1645.1316 | 1805.3546 | 1939.0744 | 2057.7102 | 2161.0677 | 2240.9908 | 2305.2211 | 2405.5868 | 2514.5566 | 2631.2414 | 2768.9252 | 2913.1432 | 3076.6182
Scenario 1: Reference | PG&E | Com | FoodServ | Com - College | Program Administrator Cost Test | Energy Efficiency | 208035.4525 | 212863.134 | 213784.9346 | 233203.716 | 224352.3251 | 227350.6222 | 235818.9596 | 239030.3601 | 242595.3216 | 245763.5743 | 250344.0891 | 253271.8104 | 256241.6585
Scenario 1: Reference | PG&E | Com | FoodServ | Com - College | Program Administrator Cost Test | Fuel Substitution | 1717.8358 | 1979.0405 | 2250.8032 | 2533.5065 | 2840.4994 | 3177.662 | 3507.5871 | 3924.5037 | 4382.3693 | 4905.3407 | 5547.3674 | 6251.5083 | 7046.1654
Scenario 1: Reference | PG&E | Com | FoodServ | Com - College | Rate Impact Measure Test | Energy Efficiency | 716514.8054 | 739525.9568 | 724007.8673 | 748737.218 | 698059.5653 | 671975.982 | 668709.3795 | 632331.0857 | 589493.4479 | 538993.0814 | 483022.0858 | 416691.265 | 342527.4668
Scenario 1: Reference | PG&E | Com | FoodServ | Com - College | Rate Impact Measure Test | Fuel Substitution | 1752.4588 | 2024.5755 | 2301.8406 | 2589.6454 | 2900.9227 | 3241.8923 | 3574.1889 | 3991.8872 | 4447.8801 | 4966.4956 | 5600.46 | 6292.5402 | 7069.7624
Scenario 1: Reference | PG&E | Com | FoodServ | Com - College | Total Resource Cost Test | Energy Efficiency | 317883.9247 | 327133.6904 | 331047.5076 | 360919.3106 | 351449.3672 | 358700.4108 | 383359.2307 | 392750.5104 | 401713.3797 | 410221.4068 | 422018.2232 | 430946.277 | 439764.3778
Scenario 1: Reference | PG&E | Com | FoodServ | Com - College | Total Resource Cost Test | Fuel Substitution | 2171.9843 | 2503.7786 | 2850.6756 | 3212.7406 | 3602.9102 | 4027.3482 | 4448.4817 | 4985.2079 | 5579.5154 | 6263.1881 | 7095.5182 | 8017.3163 | 9062.1025
Scenario 1: Reference | PG&E | Com | FoodServ | Com - Grocery | Participant Cost Test | Energy Efficiency | 1484416.766 | 1544156.8154 | 1604899.6449 | 1664942.0736 | 1721761.4309 | 1782447.727 | 1923706.5166 | 1998022.8937 | 2058158.251 | 2119830.5783 | 2302170.8588 | 2439931.6755 | 2531942.4998
Scenario 1: Reference | PG&E | Com | FoodServ | Com - Grocery | Participant Cost Test | Fuel Substitution | 15712.0165 | 17188.104 | 18446.9679 | 19561.4667 | 20530.032 | 21270.3843 | 21873.9378 | 22501.0108 | 23131.68 | 23708.422 | 24342.5954 | 24984.9675 | 25745.0631
Scenario 1: Reference | PG&E | Com | FoodServ | Com - Grocery | Program Administrator Cost Test | Energy Efficiency | 1435132.8058 | 1476094.1382 | 1515996.345 | 1553211.403 | 1585384.9324 | 1619078.2555 | 1669102.0541 | 1701720.9401 | 1728109.6122 | 1754557.3443 | 1814570.4 | 1860605.9538 | 1893880.5082
Scenario 1: Reference | PG&E | Com | FoodServ | Com - Grocery | Program Administrator Cost Test | Fuel Substitution | 16477.1139 | 18961.2999 | 21535.7406 | 24200.6071 | 27075.6339 | 30205.8642 | 33248.32 | 36555.5321 | 39982.4557 | 43623.0802 | 47850.2637 | 52239.813 | 56981.1243
Scenario 1: Reference | PG&E | Com | FoodServ | Com - Grocery | Rate Impact Measure Test | Energy Efficiency | 4220326.4553 | 4369373.2119 | 4395554.6624 | 4343272.6952 | 4250511.5249 | 4136078.4626 | 4085002.3699 | 3905342.2821 | 3669466.5164 | 3396529.3579 | 3128237.3634 | 2791548.0594 | 2387353.917
Scenario 1: Reference | PG&E | Com | FoodServ | Com - Grocery | Rate Impact Measure Test | Fuel Substitution | 16599.7121 | 19121.9013 | 21714.9988 | 24396.9235 | 27285.9629 | 30428.3427 | 33477.8148 | 36786.4335 | 40205.6532 | 43830.1929 | 48028.9443 | 52376.9855 | 57059.4617
Scenario 1: Reference | PG&E | Com | FoodServ | Com - Grocery | Total Resource Cost Test | Energy Efficiency | 1957285.0408 | 2019903.0665 | 2082134.519 | 2141773.183 | 2195616.1073 | 2252866.9196 | 2370019.3289 | 2434326.8082 | 2485469.4599 | 2537423.5768 | 2659890.9698 | 2755242.4306 | 2824324.2663
Scenario 1: Reference | PG&E | Com | FoodServ | Com - Grocery | Total Resource Cost Test | Fuel Substitution | 21104.2655 | 24308.5567 | 27647.8333 | 31118.1133 | 34833.0285 | 38837.5613 | 42790.1092 | 47125.1653 | 51661.4778 | 56515.7467 | 62077.9287 | 67926.1638 | 74272.3883
Scenario 1: Reference | PG&E | Com | FoodServ | Com - Health | Participant Cost Test | Energy Efficiency | 614665.6295 | 638958.1773 | 669331.7965 | 691775.198 | 716827.0512 | 735254.6562 | 865314.6737 | 888930.7242 | 915434.1211 | 939853.2879 | 996890.5917 | 1044323.846 | 1081319.5637
Scenario 1: Reference | PG&E | Com | FoodServ | Com - Health | Participant Cost Test | Fuel Substitution | 4389.4102 | 4872.5259 | 5289.9047 | 5668.8709 | 6066.3086 | 6418.3704 | 6755.5994 | 7081.7627 | 7411.3942 | 7725.7609 | 8055.1039 | 8396.515 | 8785.5623
Scenario 1: Reference | PG&E | Com | FoodServ | Com - Health | Program Administrator Cost Test | Energy Efficiency | 591182.8391 | 607038.6262 | 628085.0544 | 640420.9382 | 654583.7829 | 661991.04 | 712567.6703 | 714043.661 | 724474.603 | 732627.8347 | 748320.1201 | 764607.7432 | 777908.2883
Scenario 1: Reference | PG&E | Com | FoodServ | Com - Health | Program Administrator Cost Test | Fuel Substitution | 4704.3637 | 5482.3314 | 6291.1962 | 7136.6383 | 8130.5473 | 9250.9378 | 10411.2669 | 11656.5388 | 12975.0775 | 14396.2481 | 16039.5426 | 17796.1266 | 19735.5311
Scenario 1: Reference | PG&E | Com | FoodServ | Com - Health | Rate Impact Measure Test | Energy Efficiency | 1820267.2435 | 1883781.042 | 1904266.9202 | 1872648.4537 | 1835615.5141 | 1770908.8824 | 1846815.7865 | 1739389.819 | 1627319.0749 | 1493175.0952 | 1350466.5589 | 1190791.0759 | 1003878.4103
Scenario 1: Reference | PG&E | Com | FoodServ | Com - Health | Rate Impact Measure Test | Fuel Substitution | 4810.0843 | 5622.0427 | 6448.3556 | 7310.0432 | 8317.6588 | 9450.2651 | 10618.3623 | 11866.4602 | 13179.576 | 14587.5939 | 16206.118 | 17925.2292 | 19810.0032
Scenario 1: Reference | PG&E | Com | FoodServ | Com - Health | Total Resource Cost Test | Energy Efficiency | 817161.8952 | 842410.0272 | 875143.8369 | 896490.3835 | 920739.3687 | 936035.0885 | 1049646.271 | 1063550.4782 | 1085715.8531 | 1104895.2885 | 1141427.8175 | 1176298.6375 | 1205189.5358
Scenario 1: Reference | PG&E | Com | FoodServ | Com - Health | Total Resource Cost Test | Fuel Substitution | 5987.8392 | 6983.2418 | 8023.234 | 9113.9918 | 10386.9222 | 11809.8942 | 13301.7492 | 14916.0007 | 16639.7694 | 18512.7209 | 20658.4001 | 22976.7819 | 25547.7006
Scenario 1: Reference | PG&E | Com | FoodServ | Com - Lodging | Participant Cost Test | Energy Efficiency | 495237.557 | 519037.8798 | 543249.259 | 566754.7 | 592164.5423 | 616184.0327 | 682385.6243 | 716794.7303 | 743202.8506 | 771067.4888 | 836678.0435 | 890209.2428 | 944112.6709
Scenario 1: Reference | PG&E | Com | FoodServ | Com - Lodging | Participant Cost Test | Fuel Substitution | 4722.9739 | 5202.4378 | 5607.4564 | 5966.987 | 6318.8876 | 6611.2778 | 6887.4879 | 7125.6374 | 7351.5283 | 7544.5128 | 7737.1623 | 7925.6305 | 8147.7908
Scenario 1: Reference | PG&E | Com | FoodServ | Com - Lodging | Program Administrator Cost Test | Energy Efficiency | 517920.4995 | 535718.6615 | 552998.6095 | 568613.3018 | 585300.7044 | 599445.5167 | 622703.1876 | 638059.843 | 650875.2498 | 664347.8115 | 687966.2395 | 705880.4675 | 733524.9991
Scenario 1: Reference | PG&E | Com | FoodServ | Com - Lodging | Program Administrator Cost Test | Fuel Substitution | 4919.3241 | 5695.0311 | 6499.0391 | 7333.7094 | 8286.535 | 9347.504 | 10440.5946 | 11571.1064 | 12737.185 | 13962.7513 | 15361.0917 | 16818.3832 | 18405.0071
Scenario 1: Reference | PG&E | Com | FoodServ | Com - Lodging | Rate Impact Measure Test | Energy Efficiency | 1663432.6291 | 1729670.7704 | 1751396.2279 | 1744179.4927 | 1719999.9174 | 1676012.3191 | 1668203.481 | 1598994.7406 | 1502371.7557 | 1389041.8736 | 1269394.3677 | 1118580.7167 | 955867.9471
Scenario 1: Reference | PG&E | Com | FoodServ | Com - Lodging | Rate Impact Measure Test | Fuel Substitution | 4973.7517 | 5766.4608 | 6578.8516 | 7421.1645 | 8380.2305 | 9446.5849 | 10542.7554 | 11673.8444 | 12836.4495 | 14054.8289 | 15440.5173 | 16879.3688 | 18440.352
Scenario 1: Reference | PG&E | Com | FoodServ | Com - Lodging | Total Resource Cost Test | Energy Efficiency | 687630.5322 | 714079.6061 | 740318.5982 | 764829.4736 | 791246.7339 | 814970.8989 | 870504.9836 | 901226.7333 | 925259.7218 | 950597.4343 | 997684.2652 | 1035402.4595 | 1084551.0745
Scenario 1: Reference | PG&E | Com | FoodServ | Com - Lodging | Total Resource Cost Test | Fuel Substitution | 6259.5274 | 7252.1734 | 8286.3041 | 9363.7179 | 10584.2045 | 11930.9729 | 13336.9494 | 14804.3804 | 16332.3873 | 17950.9966 | 19776.7702 | 21702.8246 | 23808.9969
Scenario 1: Reference | PG&E | Com | FoodServ | Com - Office (Large) | Participant Cost Test | Energy Efficiency | 4531.6238 | 4645.2598 | 4772.4143 | 4893.5424 | 5025.4425 | 5156.4961 | 5298.0414 | 5432.514 | 5560.7065 | 5702.8184 | 5846.0533 | 5994.461 | 6148.802
Scenario 1: Reference | PG&E | Com | FoodServ | Com - Office (Large) | Program Administrator Cost Test | Energy Efficiency | 5448.7696 | 5521.4282 | 5608.1276 | 5685.6885 | 5773.7201 | 5858.6786 | 5953.4109 | 6038.0814 | 6113.8928 | 6203.1082 | 6291.5384 | 6370.1812 | 6406.0746
Scenario 1: Reference | PG&E | Com | FoodServ | Com - Office (Large) | Rate Impact Measure Test | Energy Efficiency | 38660.0603 | 38897.1783 | 39344.5902 | 39687.7251 | 37647.7537 | 35287.0761 | 32738.9394 | 29855.9894 | 26702.1774 | 23303.1802 | 19618.555 | 15599.6993 | 11211.3222
Scenario 1: Reference | PG&E | Com | FoodServ | Com - Office (Large) | Total Resource Cost Test | Energy Efficiency | 6808.2567 | 6915.0062 | 7039.8519 | 7153.7512 | 7281.3529 | 7405.6274 | 7542.8234 | 7667.8356 | 7782.1048 | 7913.9537 | 8045.3544 | 8176.5283 | 8294.9385
Scenario 1: Reference | PG&E | Com | FoodServ | Com - Office (Small) | Participant Cost Test | Energy Efficiency | 1160.2186 | 1194.7548 | 1230.8401 | 906.9863 | 3123.2503 | 1324.5424 | 1363.5484 | 1403.4158 | 1443.6641 | 1485.3443 | 1528.3341 | 1572.6249 | 1618.3751
Scenario 1: Reference | PG&E | Com | FoodServ | Com - Office (Small) | Program Administrator Cost Test | Energy Efficiency | 1395.0328 | 1420.1042 | 1446.3766 | 1053.8055 | 3588.2956 | 1504.9111 | 1532.2198 | 1559.8559 | 1587.2817 | 1615.6487 | 1644.7973 | 1671.1937 | 1686.0896
Scenario 1: Reference | PG&E | Com | FoodServ | Com - Office (Small) | Rate Impact Measure Test | Energy Efficiency | 9898.0241 | 10004.304 | 10147.2541 | 7355.8625 | 23397.6129 | 9064.1449 | 8425.9682 | 7712.8871 | 6932.3881 | 6069.4982 | 5128.8801 | 4092.5239 | 2950.8389
Scenario 1: Reference | PG&E | Com | FoodServ | Com - Office (Small) | Total Resource Cost Test | Energy Efficiency | 1743.0984 | 1778.5307 | 1815.6287 | 1325.9014 | 4525.2707 | 1902.2738 | 1941.2843 | 1980.8806 | 2020.3809 | 2061.252 | 2103.2975 | 2145.0822 | 2183.2418
Scenario 1: Reference | PG&E | Com | FoodServ | Com - Other | Participant Cost Test | Energy Efficiency | 1725343.4402 | 1795498.6195 | 1867244.9946 | 1938051.9334 | 2007278.4856 | 2081997.2566 | 2234938.3166 | 2322929.63 | 2397256.8623 | 2476120.7004 | 2590226.1148 | 2689963.0937 | 2781404.437
Scenario 1: Reference | PG&E | Com | FoodServ | Com - Other | Participant Cost Test | Fuel Substitution | 21129.6568 | 23436.7343 | 25327.1533 | 27013.7529 | 28482.6094 | 29603.923 | 30472.3182 | 31129.3098 | 31741.8707 | 32102.4573 | 32401.6181 | 32530.1771 | 32612.9322
Scenario 1: Reference | PG&E | Com | FoodServ | Com - Other | Program Administrator Cost Test | Energy Efficiency | 1665803.0092 | 1710219.0091 | 1753626.1069 | 1793599.81 | 1829484.3142 | 1866373.2401 | 1920406.0332 | 1956367.1977 | 1984439.8994 | 2014504.0608 | 2053634.8591 | 2087662.3818 | 2119257.9233
Scenario 1: Reference | PG&E | Com | FoodServ | Com - Other | Program Administrator Cost Test | Fuel Substitution | 20421.8865 | 23797.5575 | 27359.9066 | 31118.6808 | 35246.7573 | 39815.3272 | 44346.6384 | 49059.72 | 54060.0085 | 59287.3465 | 65343.6867 | 71577.3489 | 78219.9585
Scenario 1: Reference | PG&E | Com | FoodServ | Com - Other | Rate Impact Measure Test | Energy Efficiency | 5610181.1859 | 5796997.9254 | 5770451.7138 | 5687714.1672 | 5558899.1439 | 5397583.4403 | 5284997.968 | 5028506.0959 | 4697269.2675 | 4315949.2177 | 3887187.7843 | 3384623.7929 | 2807268.7586
Scenario 1: Reference | PG&E | Com | FoodServ | Com - Other | Rate Impact Measure Test | Fuel Substitution | 20544.6053 | 23958.9538 | 27540.777 | 31317.587 | 35460.7838 | 40042.7429 | 44582.3375 | 49298.049 | 54291.6085 | 59503.4603 | 65531.2374 | 71722.2304 | 78303.2426
Scenario 1: Reference | PG&E | Com | FoodServ | Com - Other | Total Resource Cost Test | Energy Efficiency | 2322904.6244 | 2396651.8082 | 2470398.9821 | 2540791.2915 | 2607034.8522 | 2677846.2263 | 2807820.492 | 2885629.9151 | 2949291.6585 | 3017101.1086 | 3105208.5928 | 3184334.9785 | 3259095.5413
Scenario 1: Reference | PG&E | Com | FoodServ | Com - Other | Total Resource Cost Test | Fuel Substitution | 25481.8079 | 29713.0517 | 34198.6706 | 38946.618 | 44125.8416 | 49808.8199 | 55517.1731 | 61509.7701 | 67928.4813 | 74689.1854 | 82440.0111 | 90515.6923 | 99167.8652
Scenario 1: Reference | PG&E | Com | FoodServ | Com - Restaurant | Participant Cost Test | Energy Efficiency | 3325841.1898 | 3454461.0732 | 3586818.8639 | 3716294.2297 | 3843629.5602 | 3969386.292 | 4268975.0087 | 4421913.2168 | 4553412.2912 | 4688576.9569 | 5080309.2205 | 4142850.4504 | 13178669.1354
Scenario 1: Reference | PG&E | Com | FoodServ | Com - Restaurant | Participant Cost Test | Fuel Substitution | 50239.8416 | 55329.104 | 59603.8277 | 63410.2915 | 66730.7512 | 69285.346 | 71325.0073 | 72967.9483 | 74490.2692 | 75573.772 | 76579.1889 | 68964.3087 | 67776.5961
Scenario 1: Reference | PG&E | Com | FoodServ | Com - Restaurant | Program Administrator Cost Test | Energy Efficiency | 3729873.4963 | 3825922.6881 | 3920858.7011 | 4007407.1042 | 4086496.9902 | 4157207.2384 | 4266592.2035 | 4336509.2366 | 4397049.1129 | 4457908.0594 | 4588553.7404 | 3648523.0034 | 10993890.5427
Scenario 1: Reference | PG&E | Com | FoodServ | Com - Restaurant | Program Administrator Cost Test | Fuel Substitution | 50840.0993 | 58868.1253 | 67263.0404 | 76036.6089 | 85584.6512 | 96071.5852 | 106360.6098 | 116966.3442 | 127894.8886 | 139221.2454 | 152110.4358 | 147269.0156 | 155483.3457
Scenario 1: Reference | PG&E | Com | FoodServ | Com - Restaurant | Rate Impact Measure Test | Energy Efficiency | 11102645.0354 | 11449077.8907 | 11482645.7759 | 11330395.7127 | 11081410.6636 | 10744980.6028 | 10540725.7424 | 10041674.568 | 9421416.3245 | 8705947.2295 | 7979200.0864 | 5505221.3429 | 13990680.9466
Scenario 1: Reference | PG&E | Com | FoodServ | Com - Restaurant | Rate Impact Measure Test | Fuel Substitution | 51107.9494 | 59219.3257 | 67655.4234 | 76466.7984 | 86046.0973 | 96560.3602 | 106865.5758 | 117475.2758 | 128387.7604 | 139679.5191 | 152506.6612 | 147538.3323 | 155628.6544
Scenario 1: Reference | PG&E | Com | FoodServ | Com - Restaurant | Total Resource Cost Test | Energy Efficiency | 4820791.3024 | 4961076.9275 | 5102293.1324 | 5235049.4721 | 5360633.9117 | 5479407.949 | 5729975.4742 | 5863750.8932 | 5977541.6124 | 6093447.283 | 6357635.3224 | 5099218.3013 | 15546955.1485
Scenario 1: Reference | PG&E | Com | FoodServ | Com - Restaurant | Total Resource Cost Test | Fuel Substitution | 64445.4688 | 74679.9611 | 85436.5586 | 96718.2926 | 108905.9352 | 122167.6649 | 135363.267 | 149099.0301 | 163395.4936 | 178329.3929 | 195108.0872 | 189315.6791 | 200181.2557
Scenario 1: Reference | PG&E | Com | FoodServ | Com - Retail | Participant Cost Test | Energy Efficiency | 5953.0895 | 6378.6572 | 6854.7181 | 2786.4864 | 45842.1818 | 7759.3116 | 8521.5344 | 9040.2614 | 9495.6053 | 9955.3834 | 10422.096 | 10874.337 | 11340.5713
Scenario 1: Reference | PG&E | Com | FoodServ | Com - Retail | Program Administrator Cost Test | Energy Efficiency | 7343.1651 | 7785.4121 | 8279.2268 | 3237.5511 | 55068.287 | 9067.1857 | 9859.8325 | 10350.5881 | 10756.9286 | 11158.8842 | 11559.4022 | 11925.4043 | 12265.6415
Scenario 1: Reference | PG&E | Com | FoodServ | Com - Retail | Rate Impact Measure Test | Energy Efficiency | 45173.7919 | 46504.5723 | 47980.5704 | 22599.0291 | 249156.6301 | 44121.5216 | 43571.6502 | 41221.821 | 38064.8735 | 34301.2236 | 29949.678 | 24877.6362 | 19117.9524
Scenario 1: Reference | PG&E | Com | FoodServ | Com - Retail | Total Resource Cost Test | Energy Efficiency | 9129.092 | 9699.0092 | 10335.6422 | 4073.497 | 68820.9415 | 11394.9792 | 12416.2928 | 13062.6665 | 13605.6102 | 14145.4992 | 14686.031 | 15193.2658 | 15698.5596
Scenario 1: Reference | PG&E | Com | FoodServ | Com - School | Participant Cost Test | Energy Efficiency | 722739.0309 | 749600.541 | 776545.0842 | 802124.6067 | 826055.3226 | 851891.5266 | 917989.5645 | 956749.425 | 986053.2341 | 1016553.5846 | 1060700.0577 | 1105557.5012 | 1141852.0742
Scenario 1: Reference | PG&E | Com | FoodServ | Com - School | Participant Cost Test | Fuel Substitution | 2094.2812 | 2238.3802 | 2349.1957 | 2517.3788 | 2710.8206 | 2902.3666 | 3090.7481 | 3282.7371 | 3490.0518 | 3697.7697 | 3919.0143 | 4157.2777 | 4584.8351
Scenario 1: Reference | PG&E | Com | FoodServ | Com - School | Program Administrator Cost Test | Energy Efficiency | 569582.2934 | 581987.6068 | 593765.8554 | 603623.1594 | 611434.8272 | 619576.4904 | 636185.7412 | 646659.732 | 654728.7731 | 663061.1301 | 675033.0435 | 687236.2125 | 695194.3154
Scenario 1: Reference | PG&E | Com | FoodServ | Com - School | Program Administrator Cost Test | Fuel Substitution | 2206.3829 | 2474.4476 | 2746.5235 | 3115.3867 | 3573.2551 | 4117.9345 | 4695.9133 | 5338.348 | 6053.1552 | 6850.1763 | 7790.9938 | 8841.0957 | 10372.8469
Scenario 1: Reference | PG&E | Com | FoodServ | Com - School | Rate Impact Measure Test | Energy Efficiency | 2085563.4476 | 2141659.666 | 2123916.0926 | 2083535.2169 | 2019893.7603 | 1944510.8165 | 1900900.3973 | 1801114.4435 | 1671452.1356 | 1522623.1137 | 1357709.6835 | 1169523.418 | 950075.2807
Scenario 1: Reference | PG&E | Com | FoodServ | Com - School | Rate Impact Measure Test | Fuel Substitution | 2258.1119 | 2541.2098 | 2819.8686 | 3194.3761 | 3656.4029 | 4204.2816 | 4783.2992 | 5424.5549 | 6134.8077 | 6924.3819 | 7853.6662 | 8889.0895 | 10402.898
Scenario 1: Reference | PG&E | Com | FoodServ | Com - School | Total Resource Cost Test | Energy Efficiency | 861833.5554 | 886498.0373 | 910721.5094 | 932695.7819 | 952164.7368 | 973217.9688 | 1024493.0012 | 1054960.2351 | 1078011.4826 | 1101963.235 | 1133942.6577 | 1166768.4101 | 1193035.3326
Scenario 1: Reference | PG&E | Com | FoodServ | Com - School | Total Resource Cost Test | Fuel Substitution | 2801.459 | 3143.5989 | 3492.8329 | 3966.9735 | 4551.436 | 5241.5998 | 5982.3048 | 6811.8977 | 7741.9139 | 8786.1127 | 10009.4492 | 11386.7032 | 13401.5935
Scenario 1: Reference | PG&E | Com | HVAC | Com - College | Participant Cost Test | Energy Efficiency | 852501.5663 | 891551.9036 | 740802.1521 | 1835929.9829 | 971671.0344 | 571271.8703 | 131863.1535 | 136035.3687 | 115028.6335 | 118613.5761 | 121579.24 | 122880.1842 | 125707.954
Scenario 1: Reference | PG&E | Com | HVAC | Com - College | Participant Cost Test | Fuel Substitution | 161454.7789 | 193806.4407 | 208664.1386 | 223859.5531 | 238015.5979 | 0 | 0 | 0 | 0 | 0 | 0 | 0 | 0
Scenario 1: Reference | PG&E | Com | HVAC | Com - College | Program Administrator Cost Test | Energy Efficiency | 311594.2924 | 309996.6568 | 262729.1916 | 494730.7927 | 289337.7865 | 103289.5259 | 96537.415 | 95023.408 | 80670.3199 | 81504.706 | 81833.6033 | 80946.7035 | 81129.6046
Scenario 1: Reference | PG&E | Com | HVAC | Com - College | Program Administrator Cost Test | Fuel Substitution | 188580.2997 | 212851.9218 | 230813.1215 | 247237.4753 | 262829.714 | 0 | 0 | 0 | 0 | 0 | 0 | 0 | 0
Scenario 1: Reference | PG&E | Com | HVAC | Com - College | Rate Impact Measure Test | Energy Efficiency | 1003439.0878 | 960885.8209 | 840586.718 | 1131925.9386 | 775585.6991 | 462368.5942 | 409591.9034 | 367966.025 | 295867.2713 | 261750.5917 | 222768.2004 | 177650.2943 | 131535.7189
Scenario 1: Reference | PG&E | Com | HVAC | Com - College | Rate Impact Measure Test | Fuel Substitution | 249792.8374 | 288176.4657 | 307973.8806 | 326218.4132 | 342134.2456 | 0 | 0 | 0 | 0 | 0 | 0 | 0 | 0
Scenario 1: Reference | PG&E | Com | HVAC | Com - College | Total Resource Cost Test | Energy Efficiency | 500402.4119 | 506320.8912 | 432594.4663 | 857765.3106 | 500311.6798 | 256293.0816 | 162161.9697 | 163749.0845 | 141846.8616 | 144913.1085 | 147170.6771 | 147367.4131 | 149426.7862
Scenario 1: Reference | PG&E | Com | HVAC | Com - College | Total Resource Cost Test | Fuel Substitution | 298084.2947 | 351319.1274 | 382845.7784 | 412380.234 | 440452.9894 | 0 | 0 | 0 | 0 | 0 | 0 | 0 | 0
Scenario 1: Reference | PG&E | Com | HVAC | Com - Grocery | Participant Cost Test | Energy Efficiency | 830883.6711 | 925125.3944 | 1019418.0288 | 1111378.0768 | 1198241.1651 | 1438144.466 | 1526473.1066 | 1616064.1203 | 1535462.8598 | 1612046.6505 | 1685338.9919 | 1754883.7473 | 1823349.6617
Scenario 1: Reference | PG&E | Com | HVAC | Com - Grocery | Participant Cost Test | Fuel Substitution | 549792.0356 | 568355.7569 | 586290.6798 | 593259.3351 | 496630.8758 | 32574.9059 | 34637.6724 | 36159.6185 | 37265.497 | 38257.8043 | 39106.8678 | 39855.2314 | 40531.7609
Scenario 1: Reference | PG&E | Com | HVAC | Com - Grocery | Program Administrator Cost Test | Energy Efficiency | 340178.8815 | 370457.2277 | 399426.9061 | 426164.0879 | 449770.0184 | 573789.0757 | 594915.3434 | 615038.0505 | 529648.4521 | 544625.7803 | 557782.12 | 569030.9939 | 579442.3257
Scenario 1: Reference | PG&E | Com | HVAC | Com - Grocery | Program Administrator Cost Test | Fuel Substitution | 927199.8935 | 1026455.4265 | 1119814.2308 | 1204642.9588 | 1263961.3195 | 12039.1952 | 12623.9516 | 12996.9761 | 13222.6632 | 13390.135 | 13502.3342 | 13575.9382 | 13622.1727
Scenario 1: Reference | PG&E | Com | HVAC | Com - Grocery | Rate Impact Measure Test | Energy Efficiency | 2109526.3649 | 2206356.495 | 2278590.881 | 2313665.819 | 2306817.6334 | 2474316.2361 | 2398079.0929 | 2288985.2429 | 1921951.9403 | 1729831.0332 | 1500889.3302 | 1233273.691 | 930210.1355
Scenario 1: Reference | PG&E | Com | HVAC | Com - Grocery | Rate Impact Measure Test | Fuel Substitution | 1212670.2138 | 1325180.3005 | 1426497.4182 | 1513911.0101 | 1569973.4373 | 71162.7286 | 68314.5343 | 63412.2631 | 57127.3231 | 49893.9582 | 41870.5228 | 33102.3581 | 23701.4655
Scenario 1: Reference | PG&E | Com | HVAC | Com - Grocery | Total Resource Cost Test | Energy Efficiency | 669311.4824 | 738937.6763 | 807647.9567 | 873550.7976 | 934591.5218 | 1155666.5612 | 1216013.0166 | 1276178.5478 | 1162995.1863 | 1212560.3227 | 1259154.1548 | 1302473.4757 | 1344676.8189
Scenario 1: Reference | PG&E | Com | HVAC | Com - Grocery | Total Resource Cost Test | Fuel Substitution | 1126206.7086 | 1245767.1416 | 1358836.9235 | 1457852.2313 | 1431877.7658 | 40069.4658 | 42524.1453 | 44308.0695 | 45586.324 | 46714.2918 | 47664.9639 | 48491.1183 | 49228.5245
Scenario 1: Reference | PG&E | Com | HVAC | Com - Health | Participant Cost Test | Energy Efficiency | 2344144.4802 | 2540962.7876 | 2752324.5605 | 2917988.4733 | 3087163.2849 | 2651882.5367 | 2370444.956 | 2483447.2022 | 2589286.4164 | 2680309.2101 | 2756417.0375 | 2848437.1145 | 2936481.2079
Scenario 1: Reference | PG&E | Com | HVAC | Com - Health | Participant Cost Test | Fuel Substitution | 321730.8234 | 345788.6505 | 369483.1692 | 390860.3179 | 410111.7253 | 16129.5155 | 17321.9709 | 18247.3201 | 19000.7545 | 19639.686 | 20200.1261 | 20705.8823 | 21173.8989
Scenario 1: Reference | PG&E | Com | HVAC | Com - Health | Program Administrator Cost Test | Energy Efficiency | 1079520.5613 | 1137867.1791 | 1198063.6429 | 1234615.5499 | 1270190.0451 | 1088872.5834 | 1111657.5015 | 1132247.554 | 1148129.5091 | 1155811.1384 | 1153998.9556 | 1159278.8856 | 1161091.3779
Scenario 1: Reference | PG&E | Com | HVAC | Com - Health | Program Administrator Cost Test | Fuel Substitution | 425768.0691 | 469275.8595 | 509889.1795 | 547101.7776 | 582660.6753 | 5635.2535 | 5970.1791 | 6204.7447 | 6374.815 | 6501.9042 | 6599.4389 | 6676.2324 | 6738.4717
Scenario 1: Reference | PG&E | Com | HVAC | Com - Health | Rate Impact Measure Test | Energy Efficiency | 4289599.6238 | 4414078.9483 | 4525251.3732 | 4510051.2674 | 4460335.2173 | 4055524.1678 | 3905884.8523 | 3717435.0144 | 3486014.8898 | 3104929.3802 | 2672209.5067 | 2218579.2252 | 1715749.3062
Scenario 1: Reference | PG&E | Com | HVAC | Com - Health | Rate Impact Measure Test | Fuel Substitution | 655033.4333 | 707852.057 | 754062.5084 | 792510.3364 | 824735.2327 | 32621.5728 | 31644.1034 | 29658.4602 | 26998.7091 | 23766.3434 | 20099.4378 | 16022.3682 | 11589.5193
Scenario 1: Reference | PG&E | Com | HVAC | Com - Health | Total Resource Cost Test | Energy Efficiency | 1810164.1507 | 1937590.819 | 2072165.0194 | 2169383.0228 | 2267168.0173 | 2049257.0892 | 2042894.4037 | 2113220.5421 | 2176421.2831 | 2226293.1903 | 2262284.3038 | 2311821.6194 | 2356929.7075
Scenario 1: Reference | PG&E | Com | HVAC | Com - Health | Total Resource Cost Test | Fuel Substitution | 596498.0838 | 660083.9268 | 720677.4847 | 777424.4258 | 831816.3908 | 19690.514 | 21108.2254 | 22196.5848 | 23073.0125 | 23808.2729 | 24446.721 | 25017.6513 | 25541.8731
Scenario 1: Reference | PG&E | Com | HVAC | Com - Lodging | Participant Cost Test | Energy Efficiency | 1291962.5628 | 1411167.2027 | 1527975.3163 | 1637929.7866 | 1749529.7407 | 1669251.9859 | 1570867.2834 | 1649061.1984 | 1290185.3246 | 1344692.8633 | 1408579.6136 | 1675727.3928 | 1884662.492
Scenario 1: Reference | PG&E | Com | HVAC | Com - Lodging | Participant Cost Test | Fuel Substitution | 275993.2477 | 295303.4794 | 314411.6655 | 314734.7267 | 187229.1375 | 10492.6404 | 11163.4737 | 11655.6774 | 8428.9763 | 8661.8883 | 8861.7499 | 9035.8037 | 13125.7882
Scenario 1: Reference | PG&E | Com | HVAC | Com - Lodging | Program Administrator Cost Test | Energy Efficiency | 574615.2052 | 608228.5616 | 639041.6895 | 665631.4249 | 691428.6082 | 634084.9402 | 650283.3255 | 663422.0435 | 393346.2713 | 402290.3797 | 411947.3899 | 561391.6746 | 658745.7822
Scenario 1: Reference | PG&E | Com | HVAC | Com - Lodging | Program Administrator Cost Test | Fuel Substitution | 337053.3539 | 372531.8347 | 405850.8707 | 435703.3753 | 437426.6733 | 4043.428 | 4248.311 | 4380.7446 | 2842.6053 | 2882.3663 | 2909.9697 | 2928.1999 | 4646.0853
Scenario 1: Reference | PG&E | Com | HVAC | Com - Lodging | Rate Impact Measure Test | Energy Efficiency | 2284343.3084 | 2371907.087 | 2438823.0613 | 2471624.0859 | 2484478.8981 | 2344936.7058 | 2287404.4163 | 2198991.1701 | 1427373.1405 | 1279122.0149 | 1110924.4445 | 1135605.9739 | 989375.4004
Scenario 1: Reference | PG&E | Com | HVAC | Com - Lodging | Rate Impact Measure Test | Fuel Substitution | 448080.2007 | 488497.1035 | 524748.7729 | 555439.4523 | 555752.4215 | 21549.8142 | 20747.312 | 19319.926 | 12061.8219 | 10555.0962 | 8877.8288 | 7037.9625 | 7645.1795
Scenario 1: Reference | PG&E | Com | HVAC | Com - Lodging | Total Resource Cost Test | Energy Efficiency | 1017411.2157 | 1097640.6322 | 1174913.8832 | 1246217.0638 | 1317776.0645 | 1274827.0129 | 1293112.4778 | 1342984.3233 | 943001.3371 | 977305.3901 | 1016756.8332 | 1273208.7068 | 1459447.9136
Scenario 1: Reference | PG&E | Com | HVAC | Com - Lodging | Total Resource Cost Test | Fuel Substitution | 522463.4697 | 576951.9397 | 628643.7975 | 659134.9442 | 534283.3992 | 13190.4714 | 14008.315 | 14599.7615 | 10242.3011 | 10507.2725 | 10731.6127 | 10924.2815 | 16306.3457
Scenario 1: Reference | PG&E | Com | HVAC | Com - Office (Large) | Participant Cost Test | Energy Efficiency | 5678632.0352 | 6020336.2322 | 6351817.8813 | 6634888.823 | 6907747.0671 | 4210166.0817 | 1323622.6029 | 1360109.3386 | 1292530.2167 | 938608.2539 | 1316294.0466 | 1341546.6957 | 1367138.3085
Scenario 1: Reference | PG&E | Com | HVAC | Com - Office (Large) | Participant Cost Test | Fuel Substitution | 480.9243 | 7294.6286 | 7721.1868 | 8092.0521 | 8405.7303 | 0 | 0 | 0 | 0 | 0 | 0 | 0 | 0
Scenario 1: Reference | PG&E | Com | HVAC | Com - Office (Large) | Program Administrator Cost Test | Energy Efficiency | 1368805.4269 | 1421143.9752 | 1468671.8199 | 1502884.239 | 1533019.4776 | 295818.7048 | 300268.1278 | 301723.6552 | 273451.3897 | 196240.908 | 267125.0342 | 266781.0718 | 266398.3599
Scenario 1: Reference | PG&E | Com | HVAC | Com - Office (Large) | Program Administrator Cost Test | Fuel Substitution | 419.5282 | 3960.2011 | 4160.1352 | 4326.2036 | 4460.4167 | 0 | 0 | 0 | 0 | 0 | 0 | 0 | 0
Scenario 1: Reference | PG&E | Com | HVAC | Com - Office (Large) | Rate Impact Measure Test | Energy Efficiency | 3001235.972 | 3044682.7561 | 3073381.0421 | 3059157.8548 | 3025063.9298 | 1177776.634 | 1115854.8527 | 1033454.8809 | 838395.0004 | 548692.8402 | 622623.9249 | 512568.7982 | 394007.9481
Scenario 1: Reference | PG&E | Com | HVAC | Com - Office (Large) | Rate Impact Measure Test | Fuel Substitution | 477.1997 | 11043.2168 | 11177.4287 | 11153.7265 | 10980.7212 | 0 | 0 | 0 | 0 | 0 | 0 | 0 | 0
Scenario 1: Reference | PG&E | Com | HVAC | Com - Office (Large) | Total Resource Cost Test | Energy Efficiency | 2677960.5751 | 2811329.8767 | 2939952.5036 | 3043426.643 | 3142087.9879 | 1512583.0665 | 955443.6286 | 976006.9029 | 921049.1828 | 657179.5591 | 930310.2018 | 943579.4368 | 957026.534
Scenario 1: Reference | PG&E | Com | HVAC | Com - Office (Large) | Total Resource Cost Test | Fuel Substitution | 711.1487 | 10114.7061 | 10706.4916 | 11220.1667 | 11655.4214 | 0 | 0 | 0 | 0 | 0 | 0 | 0 | 0
Scenario 1: Reference | PG&E | Com | HVAC | Com - Office (Small) | Participant Cost Test | Energy Efficiency | 1191252.4071 | 1274608.6937 | 1352886.375 | 948361.9213 | 4409843.7911 | 138775.3786 | 167952.7141 | 182072.1649 | 165719.8015 | 166659.3309 | 173777.6568 | 180738.5741 | 187442.1411
Scenario 1: Reference | PG&E | Com | HVAC | Com - Office (Small) | Participant Cost Test | Fuel Substitution | 101540.8133 | 109779.0422 | 187859.1097 | 161728.5007 | 169799.9703 | 0 | 0 | 0 | 0 | 0 | 0 | 0 | 0
Scenario 1: Reference | PG&E | Com | HVAC | Com - Office (Small) | Program Administrator Cost Test | Energy Efficiency | 571959.9271 | 598980.3734 | 622775.6743 | 406514.5577 | 2197030.3407 | 63207.6578 | 69769.6978 | 72515.5266 | 68089.0361 | 67706.4404 | 68669.4295 | 69557.1547 | 70325.2307
Scenario 1: Reference | PG&E | Com | HVAC | Com - Office (Small) | Program Administrator Cost Test | Fuel Substitution | 85783.5091 | 93940.3045 | 163685.4653 | 141976.6885 | 150392.4803 | 0 | 0 | 0 | 0 | 0 | 0 | 0 | 0
Scenario 1: Reference | PG&E | Com | HVAC | Com - Office (Small) | Rate Impact Measure Test | Energy Efficiency | 1175473.4411 | 1203963.233 | 1222781.1142 | 698881.5941 | 4958475.0853 | 329206.4832 | 332129.4874 | 313431.097 | 265934.7494 | 231206.541 | 197558.4118 | 159726.4113 | 117623.0257
Scenario 1: Reference | PG&E | Com | HVAC | Com - Office (Small) | Rate Impact Measure Test | Fuel Substitution | 111502.9824 | 120558.2774 | 190772.5268 | 163983.0659 | 171981.9184 | 0 | 0 | 0 | 0 | 0 | 0 | 0 | 0
Scenario 1: Reference | PG&E | Com | HVAC | Com - Office (Small) | Total Resource Cost Test | Energy Efficiency | 782533.2762 | 826067.0659 | 865667.8549 | 578431.264 | 2998057.0086 | 129449.0757 | 149173.0117 | 158548.125 | 147389.3149 | 147851.9675 | 152394.1492 | 156790.0906 | 160929.9297
Scenario 1: Reference | PG&E | Com | HVAC | Com - Office (Small) | Total Resource Cost Test | Fuel Substitution | 161965.3476 | 177999.588 | 309166.4593 | 269443.7939 | 286440.5692 | 0 | 0 | 0 | 0 | 0 | 0 | 0 | 0
Scenario 1: Reference | PG&E | Com | HVAC | Com - Other | Participant Cost Test | Energy Efficiency | 2972075.6163 | 2522191.887 | 2340457.7992 | 2506037.9371 | 2660276.511 | 2810315.5072 | 2951066.6683 | 3076915.4263 | 2452019.4925 | 2589285.8292 | 2711464.8482 | 2820235.3372 | 2927544.1767
Scenario 1: Reference | PG&E | Com | HVAC | Com - Other | Participant Cost Test | Fuel Substitution | 1396212.8042 | 1489060.0504 | 1582207.4377 | 1665505.367 | 1682617.0411 | 0 | 0 | 0 | 0 | 0 | 0 | 0 | 0
Scenario 1: Reference | PG&E | Com | HVAC | Com - Other | Program Administrator Cost Test | Energy Efficiency | 2454481.7493 | 1747531.6488 | 1372909.0105 | 1407882.398 | 1431079.7238 | 1459269.1544 | 1483945.2737 | 1497195.0183 | 1144699.0292 | 1161773.1601 | 1174184.3216 | 1182117.2527 | 1191111.8224
Scenario 1: Reference | PG&E | Com | HVAC | Com - Other | Program Administrator Cost Test | Fuel Substitution | 2270944.9303 | 2507362.6588 | 2728735.9798 | 2932261.3384 | 3113316.0235 | 0 | 0 | 0 | 0 | 0 | 0 | 0 | 0
Scenario 1: Reference | PG&E | Com | HVAC | Com - Other | Rate Impact Measure Test | Energy Efficiency | 8885960.9373 | 7156262.9877 | 6202574.7731 | 6179287.6787 | 6055557.9983 | 5909772.2577 | 5699648.7331 | 5387050.174 | 4155991.5865 | 3709208.0345 | 3188613.7366 | 2592507.3448 | 1933186.3488
Scenario 1: Reference | PG&E | Com | HVAC | Com - Other | Rate Impact Measure Test | Fuel Substitution | 2975157.3274 | 3243520.9273 | 3484227.517 | 3693806.5824 | 3866629.7239 | 0 | 0 | 0 | 0 | 0 | 0 | 0 | 0
Scenario 1: Reference | PG&E | Com | HVAC | Com - Other | Total Resource Cost Test | Energy Efficiency | 3587875.3207 | 2775205.0232 | 2375472.327 | 2488862.4407 | 2585901.8053 | 2686475.0303 | 2779770.7976 | 2855294.3552 | 2241449.4371 | 2323517.435 | 2394835.5287 | 2455876.2508 | 2517412.0061
Scenario 1: Reference | PG&E | Com | HVAC | Com - Other | Total Resource Cost Test | Fuel Substitution | 3007877.2831 | 3321933.5366 | 3619171.1127 | 3895376.7885 | 4087042.9819 | 0 | 0 | 0 | 0 | 0 | 0 | 0 | 0
Scenario 1: Reference | PG&E | Com | HVAC | Com - Restaurant | Participant Cost Test | Energy Efficiency | 1782284.6809 | 1987919.8084 | 2191700.3467 | 2386437.3517 | 2568391.256 | 2736439.2863 | 2894102.0701 | 3037804.1536 | 3169872.5535 | 3293208.6201 | 3408052.0795 | 2771001.7316 | 7888983.5441
Scenario 1: Reference | PG&E | Com | HVAC | Com - Restaurant | Participant Cost Test | Fuel Substitution | 140361.9689 | 151649.3581 | 162487.1578 | 172307.8262 | 181120.5477 | 19.1322 | 20.323 | 21.1979 | 21.8913 | 22.468 | 22.9636 | 21.1017 | 21.4578
Scenario 1: Reference | PG&E | Com | HVAC | Com - Restaurant | Program Administrator Cost Test | Energy Efficiency | 1010789.7481 | 1103602.0276 | 1191735.9988 | 1271257.1577 | 1340462.351 | 1399384.3779 | 1450545.2757 | 1492309.0716 | 1526285.6916 | 1554388.7862 | 1576765.2683 | 1233537.35 | 3771707.5241
Scenario 1: Reference | PG&E | Com | HVAC | Com - Restaurant | Program Administrator Cost Test | Fuel Substitution | 124938.8172 | 136918.1118 | 147967.2607 | 157941.0692 | 167308.7527 | 6.2067 | 6.5071 | 6.6994 | 6.8296 | 6.9201 | 6.9831 | 6.3361 | 6.3625
Scenario 1: Reference | PG&E | Com | HVAC | Com - Restaurant | Rate Impact Measure Test | Energy Efficiency | 2510493.9274 | 2677413.2228 | 2817186.1311 | 2917105.8992 | 2972462.3785 | 2982832.8804 | 2953439.7691 | 2879767.7411 | 2764782.6806 | 2612130.5124 | 2420625.0611 | 1675974.7837 | 4628797.5627
Scenario 1: Reference | PG&E | Com | HVAC | Com - Restaurant | Rate Impact Measure Test | Fuel Substitution | 191214.218 | 205664.865 | 218070.0288 | 228147.9504 | 236314.3835 | 34.8941 | 33.5023 | 31.1174 | 28.1245 | 24.6206 | 20.7369 | 14.8722 | 10.7683
Scenario 1: Reference | PG&E | Com | HVAC | Com - Restaurant | Total Resource Cost Test | Energy Efficiency | 1763853.9663 | 1950436.1576 | 2132810.0852 | 2303863.0441 | 2460193.4898 | 2601157.8089 | 2730664.2498 | 2845370.0107 | 2947775.5498 | 3040972.3236 | 3125168.2655 | 2501349.8723 | 7389736.3942
Scenario 1: Reference | PG&E | Com | HVAC | Com - Restaurant | Total Resource Cost Test | Fuel Substitution | 221056.0789 | 243199.9425 | 264095.3616 | 283456.4391 | 301642.2578 | 23.1339 | 24.5338 | 25.5491 | 26.3434 | 26.9958 | 27.5496 | 25.2783 | 25.6674
Scenario 1: Reference | PG&E | Com | HVAC | Com - Retail | Participant Cost Test | Energy Efficiency | 2480691.5202 | 2714934.5794 | 2898459.0676 | 2364265.1001 | 8343269.3934 | 2995769.7413 | 2696981.6009 | 2852645.6828 | 2556449.9024 | 2610306.4085 | 2737558.6819 | 2860513.9789 | 2982222.0158
Scenario 1: Reference | PG&E | Com | HVAC | Com - Retail | Participant Cost Test | Fuel Substitution | 423757.6929 | 458814.8422 | 492820.9194 | 475357.3359 | 502893.88 | 28973.2394 | 31022.6234 | 32574.9156 | 0 | 0 | 0 | 0 | 0
Scenario 1: Reference | PG&E | Com | HVAC | Com - Retail | Program Administrator Cost Test | Energy Efficiency | 632507.2038 | 675202.9772 | 677636.061 | 533707.7876 | 2176326.2332 | 568297.2516 | 605939.5788 | 627340.7362 | 538035.468 | 536543.8377 | 550881.753 | 563637.3539 | 575572.5343
Scenario 1: Reference | PG&E | Com | HVAC | Com - Retail | Program Administrator Cost Test | Fuel Substitution | 381314.6336 | 417894.1636 | 451670.4942 | 437347.3027 | 463370.9716 | 9524.3622 | 10082.3587 | 10469.0203 | 0 | 0 | 0 | 0 | 0
Scenario 1: Reference | PG&E | Com | HVAC | Com - Retail | Rate Impact Measure Test | Energy Efficiency | 2947204.0332 | 3058269.5443 | 3074165.0501 | 2228493.4217 | 9140291.7985 | 2696842.5896 | 2662632.0877 | 2518112.8203 | 2041011.7737 | 1787374.9854 | 1549158.7939 | 1269248.2307 | 949538.9446
Scenario 1: Reference | PG&E | Com | HVAC | Com - Retail | Rate Impact Measure Test | Fuel Substitution | 582233.3002 | 625942.6261 | 663565.4745 | 629596.7559 | 653757.8709 | 46474.7486 | 45129.1729 | 42381.0085 | 0 | 0 | 0 | 0 | 0
Scenario 1: Reference | PG&E | Com | HVAC | Com - Retail | Total Resource Cost Test | Energy Efficiency | 1512074.2646 | 1647040.9392 | 1728897.3648 | 1383972.4428 | 5368489.8915 | 1783414.9383 | 1817108.5442 | 1911753.564 | 1700892.8867 | 1728001.5863 | 1803215.4028 | 1875078.9146 | 1945757.3511
Scenario 1: Reference | PG&E | Com | HVAC | Com - Retail | Total Resource Cost Test | Fuel Substitution | 686044.466 | 754889.3081 | 819964.1726 | 798585.3883 | 850241.9313 | 35657.4764 | 38123.7628 | 39975.0468 | 0 | 0 | 0 | 0 | 0
Scenario 1: Reference | PG&E | Com | HVAC | Com - School | Participant Cost Test | Energy Efficiency | 2588586.3263 | 2728002.4239 | 2893694.7221 | 3287639.1255 | 3539325.2639 | 1976511.2107 | 1855800.2329 | 1944851.5939 | 1381970.9488 | 1211653.5855 | 1256911.4017 | 1664021.5805 | 1842945.309
Scenario 1: Reference | PG&E | Com | HVAC | Com - School | Participant Cost Test | Fuel Substitution | 246342.5377 | 260913.4122 | 276202.6446 | 317417.0999 | 330425.8914 | 0 | 0 | 0 | 0 | 0 | 0 | 0 | 0
Scenario 1: Reference | PG&E | Com | HVAC | Com - School | Program Administrator Cost Test | Energy Efficiency | 775877.9819 | 815232.6181 | 839283.3313 | 879937.9823 | 901853.6926 | 387995.3094 | 391937.1397 | 395891.7659 | 346284.4174 | 331307.7988 | 332760.393 | 358542.3494 | 367774.1974
Scenario 1: Reference | PG&E | Com | HVAC | Com - School | Program Administrator Cost Test | Fuel Substitution | 311473.0895 | 336375.697 | 358099.7725 | 383744.5892 | 400214.7015 | 0 | 0 | 0 | 0 | 0 | 0 | 0 | 0
Scenario 1: Reference | PG&E | Com | HVAC | Com - School | Rate Impact Measure Test | Energy Efficiency | 2302381.3691 | 2392146.7823 | 2388673.3337 | 2493715.1367 | 2484386.384 | 1663279.608 | 1570087.457 | 1460749.7229 | 1114632.2846 | 931335.1312 | 804550.7284 | 724256.7037 | 565675.5846
Scenario 1: Reference | PG&E | Com | HVAC | Com - School | Rate Impact Measure Test | Fuel Substitution | 368042.162 | 394684.422 | 418571.2435 | 458369.4888 | 474814.2338 | 0 | 0 | 0 | 0 | 0 | 0 | 0 | 0
Scenario 1: Reference | PG&E | Com | HVAC | Com - School | Total Resource Cost Test | Energy Efficiency | 1481046.2232 | 1593231.3837 | 1670597.639 | 1876393.7833 | 1999926.712 | 1257710.2867 | 1264251.2649 | 1312146.0783 | 994503.9195 | 898854.7734 | 923046.2027 | 1146217.1994 | 1242969.8751
Scenario 1: Reference | PG&E | Com | HVAC | Com - School | Total Resource Cost Test | Fuel Substitution | 474097.6872 | 513826.4529 | 549400.2621 | 611979.3556 | 641086.4398 | 0 | 0 | 0 | 0 | 0 | 0 | 0 | 0
Scenario 1: Reference | PG&E | Com | HVAC | Com - Warehouse | Participant Cost Test | Energy Efficiency | 337151.4265 | 375309.1058 | 413712.6233 | 451893.8262 | 489073.9577 | 527154.025 | 561554.294 | 595452.9446 | 368918.8101 | 288838.9469 | 302520.7176 | 315949.4006 | 329252.988
Scenario 1: Reference | PG&E | Com | HVAC | Com - Warehouse | Participant Cost Test | Fuel Substitution | 103660.1399 | 109890.2738 | 114623.4215 | 119863.2422 | 124389.4218 | 0 | 0 | 0 | 0 | 0 | 0 | 0 | 0
Scenario 1: Reference | PG&E | Com | HVAC | Com - Warehouse | Program Administrator Cost Test | Energy Efficiency | 48977.9857 | 53320.214 | 57514.4714 | 61499.1934 | 65171.2108 | 68821.449 | 71800.05 | 74583.9065 | 49957.9916 | 38336.6774 | 39336.9078 | 40248.1062 | 41090.331
Scenario 1: Reference | PG&E | Com | HVAC | Com - Warehouse | Program Administrator Cost Test | Fuel Substitution | 176667.3748 | 196036.9894 | 213981.0267 | 230946.6209 | 247526.8921 | 0 | 0 | 0 | 0 | 0 | 0 | 0 | 0
Scenario 1: Reference | PG&E | Com | HVAC | Com - Warehouse | Rate Impact Measure Test | Energy Efficiency | 322647.1515 | 337185.1087 | 348181.4637 | 354076.7862 | 354246.6714 | 349410.1006 | 336889.8647 | 318719.9535 | 192096.249 | 135215.8229 | 116624.7914 | 94885.8729 | 70045.3478
Scenario 1: Reference | PG&E | Com | HVAC | Com - Warehouse | Rate Impact Measure Test | Fuel Substitution | 218485.7703 | 240133.6717 | 259562.9946 | 277226.7923 | 293630.8349 | 0 | 0 | 0 | 0 | 0 | 0 | 0 | 0
Scenario 1: Reference | PG&E | Com | HVAC | Com - Warehouse | Total Resource Cost Test | Energy Efficiency | 207816.7374 | 230322.701 | 252853.3251 | 275124.7919 | 296657.814 | 318665.4921 | 338273.0044 | 357498.8866 | 226376.1171 | 174612.7569 | 182253.8965 | 189692.4705 | 197011.2361
Scenario 1: Reference | PG&E | Com | HVAC | Com - Warehouse | Total Resource Cost Test | Fuel Substitution | 224268.8751 | 248780.739 | 270272.4192 | 292004.9537 | 313112.4021 | 0 | 0 | 0 | 0 | 0 | 0 | 0 | 0
Scenario 1: Reference | PG&E | Com | Lighting | Com - College | Participant Cost Test | Energy Efficiency | 0 | 0 | 0 | 0 | 0 | 0 | 0 | 0 | 0 | 0 | 0 | 0 | 0
Scenario 1: Reference | PG&E | Com | Lighting | Com - College | Program Administrator Cost Test | Energy Efficiency | 0 | 0 | 0 | 0 | 0 | 0 | 0 | 0 | 0 | 0 | 0 | 0 | 0
Scenario 1: Reference | PG&E | Com | Lighting | Com - College | Rate Impact Measure Test | Energy Efficiency | 0 | 0 | 0 | 0 | 0 | 0 | 0 | 0 | 0 | 0 | 0 | 0 | 0
Scenario 1: Reference | PG&E | Com | Lighting | Com - College | Total Resource Cost Test | Energy Efficiency | 0 | 0 | 0 | 0 | 0 | 0 | 0 | 0 | 0 | 0 | 0 | 0 | 0
Scenario 1: Reference | PG&E | Com | Lighting | Com - Grocery | Participant Cost Test | Energy Efficiency | 70205.728 | 73973.2195 | 77691.5427 | 81284.4467 | 84636.6772 | 88100.163 | 91247.2906 | 94158.5023 | 96950.3781 | 99811.8183 | 102749.3288 | 105723.5611 | 108812.0601
Scenario 1: Reference | PG&E | Com | Lighting | Com - Grocery | Program Administrator Cost Test | Energy Efficiency | 37868.3777 | 39220.2333 | 40479.7638 | 41609.4284 | 42554.3691 | 43501.7564 | 44276.728 | 44929.775 | 45480.8329 | 46023.1774 | 46558.9203 | 47069.354 | 47589.527
Scenario 1: Reference | PG&E | Com | Lighting | Com - Grocery | Rate Impact Measure Test | Energy Efficiency | 284093.3922 | 281327.0357 | 277091.3927 | 269952.1143 | 259675.5844 | 246864.5229 | 230983.0131 | 212199.5627 | 191074.6799 | 167487.6758 | 141667.4909 | 113167.6604 | 82121.2845
Scenario 1: Reference | PG&E | Com | Lighting | Com - Grocery | Total Resource Cost Test | Energy Efficiency | 80502.1218 | 84523.6713 | 88459.9698 | 92225.1575 | 95690.284 | 99257.7262 | 102461.6343 | 105397.3641 | 108179.75 | 111021.6166 | 113929.8105 | 116860.3169 | 119899.079
Scenario 1: Reference | PG&E | Com | Lighting | Com - Health | Participant Cost Test | Energy Efficiency | 198545.5754 | 209418.3032 | 221859.5218 | 231520.2376 | 241911.8418 | 252119.7741 | 261407.6953 | 269914.84 | 277979.1708 | 285329.324 | 291973.2671 | 300663.4131 | 309621.3364
Scenario 1: Reference | PG&E | Com | Lighting | Com - Health | Program Administrator Cost Test | Energy Efficiency | 96389.9029 | 99902.1696 | 103996.217 | 106580.4043 | 109358.9616 | 111900.5391 | 113983.6567 | 115696.6739 | 117103.5239 | 118101.7938 | 118714.2187 | 120084.5478 | 121455.5461
Scenario 1: Reference | PG&E | Com | Lighting | Com - Health | Rate Impact Measure Test | Energy Efficiency | 731277.6528 | 724757.1727 | 720022.4193 | 699418.9481 | 675020.8149 | 642343.5575 | 601474.4194 | 552665.9878 | 497494.1902 | 434465.9456 | 364912.4379 | 291332.9283 | 210976.1482
Scenario 1: Reference | PG&E | Com | Lighting | Com - Health | Total Resource Cost Test | Energy Efficiency | 222967.9473 | 234403.1513 | 247520.9407 | 257446.0151 | 268121.4786 | 278525.8247 | 287891.8096 | 296384.9047 | 304340.7071 | 311467.3416 | 317782.0338 | 326291.3043 | 335044.5458
Scenario 1: Reference | PG&E | Com | Lighting | Com - Lodging | Participant Cost Test | Energy Efficiency | 0 | 0 | 0 | 0 | 0 | 0 | 0 | 0 | 0 | 0 | 0 | 0 | 0
Scenario 1: Reference | PG&E | Com | Lighting | Com - Lodging | Program Administrator Cost Test | Energy Efficiency | 0 | 0 | 0 | 0 | 0 | 0 | 0 | 0 | 0 | 0 | 0 | 0 | 0
Scenario 1: Reference | PG&E | Com | Lighting | Com - Lodging | Rate Impact Measure Test | Energy Efficiency | 0 | 0 | 0 | 0 | 0 | 0 | 0 | 0 | 0 | 0 | 0 | 0 | 0
Scenario 1: Reference | PG&E | Com | Lighting | Com - Lodging | Total Resource Cost Test | Energy Efficiency | 0 | 0 | 0 | 0 | 0 | 0 | 0 | 0 | 0 | 0 | 0 | 0 | 0
Scenario 1: Reference | PG&E | Com | Lighting | Com - Office (Large) | Participant Cost Test | Energy Efficiency | 269200.9541 | 292202.2184 | 315591.4064 | 337315.4513 | 359150.4746 | 379813.1491 | 400658.7709 | 421537.41 | 442727.9635 | 464833.4899 | 486252.7402 | 507550.6059 | 528874.0466
Scenario 1: Reference | PG&E | Com | Lighting | Com - Office (Large) | Program Administrator Cost Test | Energy Efficiency | 80316.0275 | 85469.0668 | 90500.39 | 94833.4052 | 98992.2927 | 102634.8288 | 106144.9286 | 109486.4932 | 112735.6322 | 116043.6791 | 119010.689 | 121787.604 | 124415.8811
Scenario 1: Reference | PG&E | Com | Lighting | Com - Office (Large) | Rate Impact Measure Test | Energy Efficiency | 639519.6405 | 651099.0081 | 658146.6133 | 653828.5241 | 642035.6852 | 619103.1168 | 588519.2261 | 549338.4519 | 502639.5146 | 447378.3057 | 382363.1765 | 307322.2729 | 222484.9399
Scenario 1: Reference | PG&E | Com | Lighting | Com - Office (Large) | Total Resource Cost Test | Energy Efficiency | 280211.8618 | 303403.9298 | 326895.605 | 348565.6145 | 370260.2151 | 390661.4268 | 411171.0136 | 431636.7007 | 452345.6777 | 473913.1261 | 494706.4319 | 515305.8728 | 535863.3715
Scenario 1: Reference | PG&E | Com | Lighting | Com - Office (Small) | Participant Cost Test | Energy Efficiency | 0 | 0 | 0 | 0 | 0 | 0 | 0 | 0 | 0 | 0 | 0 | 0 | 0
Scenario 1: Reference | PG&E | Com | Lighting | Com - Office (Small) | Program Administrator Cost Test | Energy Efficiency | 0 | 0 | 0 | 0 | 0 | 0 | 0 | 0 | 0 | 0 | 0 | 0 | 0
Scenario 1: Reference | PG&E | Com | Lighting | Com - Office (Small) | Rate Impact Measure Test | Energy Efficiency | 0 | 0 | 0 | 0 | 0 | 0 | 0 | 0 | 0 | 0 | 0 | 0 | 0
Scenario 1: Reference | PG&E | Com | Lighting | Com - Office (Small) | Total Resource Cost Test | Energy Efficiency | 0 | 0 | 0 | 0 | 0 | 0 | 0 | 0 | 0 | 0 | 0 | 0 | 0
Scenario 1: Reference | PG&E | Com | Lighting | Com - Other | Participant Cost Test | Energy Efficiency | 0 | 0 | 0 | 0 | 0 | 0 | 0 | 0 | 0 | 0 | 0 | 0 | 0
Scenario 1: Reference | PG&E | Com | Lighting | Com - Other | Program Administrator Cost Test | Energy Efficiency | 0 | 0 | 0 | 0 | 0 | 0 | 0 | 0 | 0 | 0 | 0 | 0 | 0
Scenario 1: Reference | PG&E | Com | Lighting | Com - Other | Rate Impact Measure Test | Energy Efficiency | 0 | 0 | 0 | 0 | 0 | 0 | 0 | 0 | 0 | 0 | 0 | 0 | 0
Scenario 1: Reference | PG&E | Com | Lighting | Com - Other | Total Resource Cost Test | Energy Efficiency | 0 | 0 | 0 | 0 | 0 | 0 | 0 | 0 | 0 | 0 | 0 | 0 | 0
Scenario 1: Reference | PG&E | Com | Lighting | Com - Refrig. Warehouse | Participant Cost Test | Energy Efficiency | 1200.7922 | 1269.8644 | 1337.2412 | 1403.5804 | 1469.2741 | 1535.0577 | 1593.3721 | 1650.2863 | 1705.2311 | 1761.669 | 1818.1666 | 1876.1774 | 1935.8525
Scenario 1: Reference | PG&E | Com | Lighting | Com - Refrig. Warehouse | Program Administrator Cost Test | Energy Efficiency | 826.0943 | 858.7551 | 888.6952 | 916.4415 | 942.3188 | 966.8599 | 986.6086 | 1004.8312 | 1020.7032 | 1036.3971 | 1051.0425 | 1065.5126 | 1079.8781
Scenario 1: Reference | PG&E | Com | Lighting | Com - Refrig. Warehouse | Rate Impact Measure Test | Energy Efficiency | 6771.8378 | 6736.8843 | 6656.5234 | 6508.5813 | 6295.999 | 6008.4497 | 5635.2064 | 5192.6536 | 4684.9286 | 4109.8552 | 3468.0798 | 2753.544 | 1965.5915
Scenario 1: Reference | PG&E | Com | Lighting | Com - Refrig. Warehouse | Total Resource Cost Test | Energy Efficiency | 1455.1732 | 1532.359 | 1606.8083 | 1679.3508 | 1750.4858 | 1821.1164 | 1882.8473 | 1942.6345 | 1999.5981 | 2057.8424 | 2115.6809 | 2174.8196 | 2235.4268
Scenario 1: Reference | PG&E | Com | Lighting | Com - Restaurant | Participant Cost Test | Energy Efficiency | 18071.9663 | 19599.0343 | 21120.303 | 22578.6609 | 23977.2361 | 69643.7302 | 76931.9746 | 79109.1651 | 81244.9838 | 37472.0177 | 33666.6318 | 26570.1319 | 98357.6193
Scenario 1: Reference | PG&E | Com | Lighting | Com - Restaurant | Program Administrator Cost Test | Energy Efficiency | 8115.5645 | 8628.7489 | 9116.185 | 9554.5667 | 9947.4499 | 24515.7424 | 26462.3216 | 26754.0432 | 27009.9071 | 13643.8778 | 12402.5584 | 9596.3294 | 34827.2574
Scenario 1: Reference | PG&E | Com | Lighting | Com - Restaurant | Rate Impact Measure Test | Energy Efficiency | 62097.7184 | 63141.0529 | 63666.4894 | 63249.7276 | 61940.1368 | 141962.8099 | 140860.4075 | 128911.5803 | 115727.8743 | 50609.3037 | 38422.5553 | 23443.2424 | 60806.0997
Scenario 1: Reference | PG&E | Com | Lighting | Com - Restaurant | Total Resource Cost Test | Energy Efficiency | 20006.2272 | 21621.0209 | 23219.2401 | 24738.6876 | 26183.7702 | 74132.1791 | 81618.5513 | 83727.7887 | 85783.6452 | 40085.8447 | 36078.3093 | 28389.2497 | 104786.0387
Scenario 1: Reference | PG&E | Com | Lighting | Com - Retail | Participant Cost Test | Energy Efficiency | 476982.3739 | 502461.3092 | 527614.0085 | 433948.311 | 1221230.1576 | 589236.7367 | 614093.6662 | 633883.6797 | 652940.9093 | 672413.8079 | 692418.8958 | 712670.0848 | 733654.4408
Scenario 1: Reference | PG&E | Com | Lighting | Com - Retail | Program Administrator Cost Test | Energy Efficiency | 192601.6109 | 199426.8728 | 205787.2689 | 165477.374 | 467709.1776 | 218262.4615 | 223609.4305 | 226950.8231 | 229801.0999 | 232585.721 | 235341.9301 | 237967.9772 | 240629.1026
Scenario 1: Reference | PG&E | Com | Lighting | Com - Retail | Rate Impact Measure Test | Energy Efficiency | 1519180.9718 | 1504795.5994 | 1482254.4815 | 1129938.3166 | 3004240.3633 | 1303894.9229 | 1227878.9004 | 1127830.0883 | 1014959.8646 | 888499.5138 | 749602.2319 | 595879.447 | 427848.5682
Scenario 1: Reference | PG&E | Com | Lighting | Com - Retail | Total Resource Cost Test | Energy Efficiency | 518558.7239 | 544739.1672 | 570418.774 | 467496.854 | 1316528.8044 | 631968.9997 | 656934.8106 | 676409.7729 | 695002.4227 | 713944.5246 | 733358.4528 | 752939.2241 | 773202.5679
Scenario 1: Reference | PG&E | Com | Lighting | Com - School | Participant Cost Test | Energy Efficiency | 0 | 0 | 0 | 0 | 0 | 0 | 0 | 0 | 0 | 0 | 0 | 0 | 0
Scenario 1: Reference | PG&E | Com | Lighting | Com - School | Program Administrator Cost Test | Energy Efficiency | 0 | 0 | 0 | 0 | 0 | 0 | 0 | 0 | 0 | 0 | 0 | 0 | 0
Scenario 1: Reference | PG&E | Com | Lighting | Com - School | Rate Impact Measure Test | Energy Efficiency | 0 | 0 | 0 | 0 | 0 | 0 | 0 | 0 | 0 | 0 | 0 | 0 | 0
Scenario 1: Reference | PG&E | Com | Lighting | Com - School | Total Resource Cost Test | Energy Efficiency | 0 | 0 | 0 | 0 | 0 | 0 | 0 | 0 | 0 | 0 | 0 | 0 | 0
Scenario 1: Reference | PG&E | Com | Lighting | Com - Warehouse | Participant Cost Test | Energy Efficiency | 5819.4276 | 6326.7797 | 6834.3517 | 7339.5862 | 7834.3825 | 8336.5478 | 8903.6888 | 9488.4944 | 2091.3403 | 0 | 0 | 0 | 0
Scenario 1: Reference | PG&E | Com | Lighting | Com - Warehouse | Program Administrator Cost Test | Energy Efficiency | 1451.0052 | 1546.5759 | 1637.8935 | 1724.4863 | 1804.6491 | 1882.6694 | 1971.3223 | 2059.6091 | 445.0533 | 0 | 0 | 0 | 0
Scenario 1: Reference | PG&E | Com | Lighting | Com - Warehouse | Rate Impact Measure Test | Energy Efficiency | 11380.217 | 11603.044 | 11729.5912 | 11707.3098 | 11524.6951 | 11181.7473 | 10762.1948 | 10176.355 | 1954.5487 | 0 | 0 | 0 | 0
Scenario 1: Reference | PG&E | Com | Lighting | Com - Warehouse | Total Resource Cost Test | Energy Efficiency | 5932.3137 | 6435.9361 | 6937.8927 | 7435.6491 | 7921.0854 | 8412.2876 | 8967.2827 | 9538.192 | 2098.3887 | 0 | 0 | 0 | 0
Scenario 1: Reference | PG&E | Com | WaterHeat | Com - College | Participant Cost Test | Energy Efficiency | 274611.466 | 366504.9853 | 308825.6158 | 610075.2505 | 467646.2051 | 418953.7886 | 389674.2931 | 452512.1687 | 495239.7601 | 528026.0981 | 533262.0127 | 507828.36 | 454997.9792
Scenario 1: Reference | PG&E | Com | WaterHeat | Com - College | Participant Cost Test | Fuel Substitution | 572240.7492 | 672147.3678 | 800249.6002 | 868082.4423 | 868232.9806 | 117807.2369 | 150917.2619 | 174924.8744 | 157523.0153 | 205039.9171 | 264981.885 | 328192.3173 | 394859.2277
Scenario 1: Reference | PG&E | Com | WaterHeat | Com - College | Program Administrator Cost Test | Energy Efficiency | 374079.3858 | 599777.5411 | 538138.9201 | 810994.5128 | 817012.4423 | 818182.6526 | 969234.3813 | 1109197.7632 | 1215242.2489 | 1272844.6792 | 1262746.2827 | 1181204.9673 | 1039536.2053
Scenario 1: Reference | PG&E | Com | WaterHeat | Com - College | Program Administrator Cost Test | Fuel Substitution | 775501.5356 | 991803.9878 | 1266245.3719 | 1587148.2311 | 1958119.6071 | 202848.8814 | 259954.0252 | 310790.9267 | 294910.0963 | 382938.9386 | 493706.6776 | 610044.4474 | 732270.4286
Scenario 1: Reference | PG&E | Com | WaterHeat | Com - College | Rate Impact Measure Test | Energy Efficiency | 843536.9646 | 1216771.8671 | 1078123.379 | 1748987.8632 | 1583596.9353 | 1388679.8903 | 1659825.815 | 1916750.7183 | 2119201.5258 | 2243158.0644 | 2082797.3978 | 1717413.3902 | 1286984.2467
Scenario 1: Reference | PG&E | Com | WaterHeat | Com - College | Rate Impact Measure Test | Fuel Substitution | 775501.5356 | 991803.9878 | 1266245.3719 | 1587148.2311 | 1958119.6071 | 2786770.1987 | 3228016.4225 | 3577621.1383 | 3711890.083 | 3984211.7905 | 4031296.7296 | 3568699.0603 | 2538696.9831
Scenario 1: Reference | PG&E | Com | WaterHeat | Com - College | Total Resource Cost Test | Energy Efficiency | 494393.1281 | 744926.4544 | 652346.4642 | 1067949.436 | 986042.8417 | 950493.3269 | 1059713.9283 | 1214018.5932 | 1326730.0117 | 1392700.5534 | 1384771.0056 | 1298343.8068 | 1145329.2676
Scenario 1: Reference | PG&E | Com | WaterHeat | Com - College | Total Resource Cost Test | Fuel Substitution | 992696.1065 | 1266171.6089 | 1622277.0729 | 1968620.6073 | 2302331.4491 | 285719.1287 | 366015.9685 | 429342.4056 | 383289.8917 | 498868.5672 | 644655.1488 | 798371.2446 | 960470.3542
Scenario 1: Reference | PG&E | Com | WaterHeat | Com - Grocery | Participant Cost Test | Energy Efficiency | 95475.5953 | 113345.7408 | 134449.3511 | 159030.1675 | 187090.5769 | 207963.2221 | 230624.0906 | 264744.0488 | 297501.1707 | 326447.5721 | 347995.8161 | 359131.8063 | 357694.948
Scenario 1: Reference | PG&E | Com | WaterHeat | Com - Grocery | Participant Cost Test | Fuel Substitution | 14593.0608 | 16717.0667 | 19479.3716 | 22702.8428 | 26527.6226 | 0 | 0 | 0 | 0 | 0 | 0 | 0 | 0
Scenario 1: Reference | PG&E | Com | WaterHeat | Com - Grocery | Program Administrator Cost Test | Energy Efficiency | 242816.9565 | 286933.6723 | 338348.7252 | 397347.7926 | 463595.0411 | 515459.8464 | 591508.3296 | 667448.0992 | 737520.5184 | 794697.6057 | 832128.8982 | 843762.7329 | 825976.717
Scenario 1: Reference | PG&E | Com | WaterHeat | Com - Grocery | Program Administrator Cost Test | Fuel Substitution | 34942.4967 | 44081.2781 | 55463.4453 | 69594.088 | 87416.356 | 0 | 0 | 0 | 0 | 0 | 0 | 0 | 0
Scenario 1: Reference | PG&E | Com | WaterHeat | Com - Grocery | Rate Impact Measure Test | Energy Efficiency | 441610.0444 | 516514.8317 | 604504.3998 | 706365.2462 | 821785.824 | 892341.9397 | 1031054.6005 | 1172216.1137 | 1305987.5609 | 1413382.862 | 1381350.7405 | 1233087.3821 | 1025974.894
Scenario 1: Reference | PG&E | Com | WaterHeat | Com - Grocery | Rate Impact Measure Test | Fuel Substitution | 34942.4967 | 44081.2781 | 55463.4453 | 69594.088 | 87416.356 | 0 | 0 | 0 | 0 | 0 | 0 | 0 | 0
Scenario 1: Reference | PG&E | Com | WaterHeat | Com - Grocery | Total Resource Cost Test | Energy Efficiency | 269045.6687 | 317402.3749 | 373780.926 | 438517.8949 | 511270.2164 | 566901.1165 | 644108.9683 | 727724.2051 | 805162.5683 | 869456.4216 | 912409.8321 | 927238.2322 | 909762.7887
Scenario 1: Reference | PG&E | Com | WaterHeat | Com - Grocery | Total Resource Cost Test | Fuel Substitution | 43157.9089 | 54350.8791 | 68290.3242 | 85594.5238 | 107321.9883 | 0 | 0 | 0 | 0 | 0 | 0 | 0 | 0
Scenario 1: Reference | PG&E | Com | WaterHeat | Com - Health | Participant Cost Test | Energy Efficiency | 465049.3617 | 525649.7086 | 581764.9876 | 658254.9649 | 716767.2358 | 598800.3418 | 542582.0297 | 602907.196 | 641441.5846 | 650320.4388 | 625187.3513 | 569312.5374 | 491736.2527
Scenario 1: Reference | PG&E | Com | WaterHeat | Com - Health | Participant Cost Test | Fuel Substitution | 1108377.1667 | 1284894.6869 | 1507726.138 | 1646235.5498 | 1754142.7655 | 233664.8765 | 298375.4263 | 385846.7855 | 219493.2308 | 285732.4208 | 372319.3639 | 464267.1167 | 561734.9557
Scenario 1: Reference | PG&E | Com | WaterHeat | Com - Health | Program Administrator Cost Test | Energy Efficiency | 839819.0992 | 970532.435 | 1127545.6928 | 1300349.8066 | 1417831.5596 | 1210833.5864 | 1376087.4181 | 1504381.1429 | 1574965.3967 | 1568579.7697 | 1481410.134 | 1325389.2538 | 1124966.6321
Scenario 1: Reference | PG&E | Com | WaterHeat | Com - Health | Program Administrator Cost Test | Fuel Substitution | 1856470.9184 | 2396124.6129 | 3073566.205 | 3881774.4607 | 4883567.5266 | 323398.4876 | 415969.4642 | 535691.8896 | 423953.8304 | 551845.9893 | 718998.6289 | 896455.5167 | 1084515.7162
Scenario 1: Reference | PG&E | Com | WaterHeat | Com - Health | Rate Impact Measure Test | Energy Efficiency | 2063490.4827 | 2280803.6011 | 2544158.5061 | 2820712.1943 | 3002391.0305 | 2058525.2466 | 2360838.7586 | 2603731.3335 | 2751483.6204 | 2768336.7348 | 2446835.6718 | 1929846.1111 | 1394487.6438
Scenario 1: Reference | PG&E | Com | WaterHeat | Com - Health | Rate Impact Measure Test | Fuel Substitution | 1856470.9184 | 2396124.6129 | 3073566.205 | 3887346.6159 | 4906597.3385 | 7198394.778 | 8368856.5205 | 9345577.7636 | 9692007.9323 | 10321257.5668 | 10395124.6143 | 9043807.0255 | 6086826.4333
Scenario 1: Reference | PG&E | Com | WaterHeat | Com - Health | Total Resource Cost Test | Energy Efficiency | 1019030.4138 | 1168151.6375 | 1329893.7432 | 1522592.0092 | 1656355.5745 | 1394097.0822 | 1498377.6096 | 1640224.7425 | 1719466.2638 | 1716307.7964 | 1624595.3895 | 1456848.2299 | 1239448.2506
Scenario 1: Reference | PG&E | Com | WaterHeat | Com - Health | Total Resource Cost Test | Fuel Substitution | 2147749.3226 | 2765261.5834 | 3557993.1192 | 4403306.7679 | 5413147.4294 | 504258.4557 | 645392.0191 | 833452.3646 | 533700.4458 | 694712.1997 | 905158.3108 | 1128589.075 | 1365383.194
Scenario 1: Reference | PG&E | Com | WaterHeat | Com - Lodging | Participant Cost Test | Energy Efficiency | 2046872.1595 | 2210078.2435 | 2368506.9062 | 2540745.7227 | 2721571.9967 | 1980414.2455 | 1193192.807 | 1277709.4506 | 473845.6379 | 477308.1318 | 42395.4625 | 387438.7202 | 312619.0875
Scenario 1: Reference | PG&E | Com | WaterHeat | Com - Lodging | Participant Cost Test | Fuel Substitution | 1248288.9931 | 1446353.5158 | 1691340.0551 | 1874543.9186 | 2034977.3758 | 589244.519 | 232985.5401 | 300503.3457 | 170595.5828 | 224835.38 | 292878.6075 | 365071.7179 | 441513.4136
Scenario 1: Reference | PG&E | Com | WaterHeat | Com - Lodging | Program Administrator Cost Test | Energy Efficiency | 2837274.1534 | 3036489.1105 | 3245343.8946 | 3448441.1375 | 3648230.6233 | 1437266.6988 | 1510835.4614 | 1519324.5106 | 1162005.2069 | 1068697.2753 | 75803.3159 | 795080.3545 | 622328.1698
Scenario 1: Reference | PG&E | Com | WaterHeat | Com - Lodging | Program Administrator Cost Test | Fuel Substitution | 1872691.3518 | 2405485.6819 | 3071014.7503 | 3869302.267 | 4861594.9983 | 334320.5914 | 325275.2778 | 417713.4163 | 329778.8773 | 434600.6006 | 566081.158 | 705575.7419 | 853229.1727
Scenario 1: Reference | PG&E | Com | WaterHeat | Com - Lodging | Rate Impact Measure Test | Energy Efficiency | 8546602.5944 | 8802847.1878 | 9036420.7939 | 9208767.3185 | 9345186.5664 | 2499293.3856 | 2656077.9367 | 2705135.6912 | 2028226.8319 | 1890420.4204 | 129320.4019 | 1164163.748 | 774566.1142
Scenario 1: Reference | PG&E | Com | WaterHeat | Com - Lodging | Rate Impact Measure Test | Fuel Substitution | 1872691.3518 | 2405485.6819 | 3071014.7503 | 3869302.267 | 4861594.9983 | 6848412.7119 | 7824492.6318 | 8697330.298 | 9019672.2183 | 9708673.0972 | 9749212.1296 | 8435307.3137 | 5597235.8104
Scenario 1: Reference | PG&E | Com | WaterHeat | Com - Lodging | Total Resource Cost Test | Energy Efficiency | 3749471.8287 | 4017447.7373 | 4284275.9724 | 4558206.4181 | 4833789.1349 | 2418957.309 | 2006637.3335 | 2061717.2413 | 1268777.8988 | 1190535.7363 | 89968.7917 | 902610.8575 | 711231.4982
Scenario 1: Reference | PG&E | Com | WaterHeat | Com - Lodging | Total Resource Cost Test | Fuel Substitution | 2239792.8325 | 2868012.0051 | 3666015.6487 | 4546330.577 | 5611419.244 | 882088.6991 | 504361.1219 | 649591.7299 | 415076.6687 | 547018.2905 | 712520.4617 | 888111.6009 | 1073985.8795
Scenario 1: Reference | PG&E | Com | WaterHeat | Com - Office (Large) | Participant Cost Test | Energy Efficiency | 1361193.9534 | 1444029.9445 | 1464836.707 | 1427097.7041 | 1326026.5315 | 859232.1839 | 373134.8567 | 202300.5965 | 59985.7497 | 38910.4891 | 36102.904 | 33511.4238 | 31123.0193
Scenario 1: Reference | PG&E | Com | WaterHeat | Com - Office (Large) | Participant Cost Test | Fuel Substitution | 340576.4514 | 399396.3888 | 479623.402 | 509795.3934 | 489574.7634 | 86448.4611 | 110735.3145 | 140842.2102 | 114205.2192 | 152838.3779 | 197718.8867 | 244834.8783 | 294124.6613
Scenario 1: Reference | PG&E | Com | WaterHeat | Com - Office (Large) | Program Administrator Cost Test | Energy Efficiency | 2550035.9704 | 2702744.1221 | 2711680.3395 | 2544801.8361 | 2212347.2234 | 1418614.805 | 936147.7119 | 496794.2891 | 145291.3348 | 93950.6979 | 85768.8402 | 78370.1864 | 71696.7324
Scenario 1: Reference | PG&E | Com | WaterHeat | Com - Office (Large) | Program Administrator Cost Test | Fuel Substitution | 433479.5529 | 553175.9905 | 707791.2203 | 884602.9886 | 1083690.3288 | 147818.177 | 189149.4668 | 239821.1776 | 211640.1366 | 282594.5606 | 364772.4283 | 450720.599 | 540307.5916
Scenario 1: Reference | PG&E | Com | WaterHeat | Com - Office (Large) | Rate Impact Measure Test | Energy Efficiency | 4697508.6101 | 4964915.3823 | 4995102.9875 | 4725761.1397 | 4167863.1968 | 2405714.1469 | 1602030.0284 | 858357.1732 | 254228.5322 | 166863.0788 | 142785.665 | 115140.5179 | 89528.4068
Scenario 1: Reference | PG&E | Com | WaterHeat | Com - Office (Large) | Rate Impact Measure Test | Fuel Substitution | 433479.5529 | 553175.9905 | 707791.2203 | 885018.7876 | 1085022.6573 | 1890436.2378 | 2174128.3403 | 2410878.0481 | 2471394.9709 | 2731285.0761 | 2772653.4484 | 2464194.1969 | 1767824.3465
Scenario 1: Reference | PG&E | Com | WaterHeat | Com - Office (Large) | Total Resource Cost Test | Energy Efficiency | 3028479.6652 | 3206063.1367 | 3217722.7542 | 3046814.606 | 2696858.2504 | 1726982.4284 | 1020985.5971 | 543082.0421 | 158807.3416 | 102805.2964 | 94052.0534 | 86121.1534 | 78953.5109
Scenario 1: Reference | PG&E | Com | WaterHeat | Com - Office (Large) | Total Resource Cost Test | Fuel Substitution | 560612.2768 | 713391.8935 | 920349.07 | 1101406.79 | 1256749.0898 | 209602.5239 | 268470.2276 | 341413.9074 | 277919.7455 | 371901.042 | 481071.3915 | 595666.0916 | 715532.7592
Scenario 1: Reference | PG&E | Com | WaterHeat | Com - Office (Small) | Participant Cost Test | Energy Efficiency | 202015.0001 | 257326.4454 | 11641.5896 | 278958.5119 | 347967.7541 | 398250.8795 | 452626.4529 | 490668.2981 | 502862.4099 | 483856.5441 | 434516.4938 | 363189.0842 | 282314.6945
Scenario 1: Reference | PG&E | Com | WaterHeat | Com - Office (Small) | Participant Cost Test | Fuel Substitution | 76204.7273 | 88261.7529 | 101904.3826 | 97402.7162 | 114898.2241 | 15199.0257 | 19774.551 | 25186.2302 | 31287.5215 | 42315.4535 | 54818.7508 | 67991.5326 | 81856.9362
Scenario 1: Reference | PG&E | Com | WaterHeat | Com - Office (Small) | Program Administrator Cost Test | Energy Efficiency | 560551.7498 | 702901.4021 | 27775.4999 | 738336.9558 | 896282.5 | 1024757.8397 | 1146092.2313 | 1222540.9961 | 1232829.4904 | 1165132.5124 | 1027633.0875 | 843546.0145 | 643922.497
Scenario 1: Reference | PG&E | Com | WaterHeat | Com - Office (Small) | Program Administrator Cost Test | Fuel Substitution | 113077.0277 | 144676.6824 | 182711.8097 | 191443.2019 | 248610.8465 | 28072.3521 | 36439.9601 | 46310.4832 | 57406.9273 | 77479.8768 | 100170.0778 | 123993.9947 | 148988.6062
Scenario 1: Reference | PG&E | Com | WaterHeat | Com - Office (Small) | Rate Impact Measure Test | Energy Efficiency | 919394.4616 | 1161286.4558 | 57234.793 | 1238201.0905 | 1542702.421 | 1737771.0581 | 1960980.5082 | 2110890.7568 | 2148659.2907 | 2052596.3073 | 1694517.604 | 1226193.8008 | 797104.6998
Scenario 1: Reference | PG&E | Com | WaterHeat | Com - Office (Small) | Rate Impact Measure Test | Fuel Substitution | 113077.0277 | 144676.6824 | 182711.8097 | 191443.2019 | 248614.4756 | 448732.891 | 521097.8646 | 581471.3619 | 618690.0134 | 692140.4288 | 705443.2924 | 630944.7504 | 458726.2141
Scenario 1: Reference | PG&E | Com | WaterHeat | Com - Office (Small) | Total Resource Cost Test | Energy Efficiency | 607111.0149 | 762051.1276 | 31705.7957 | 802231.8242 | 979696.1678 | 1114396.856 | 1247952.3029 | 1332958.4309 | 1345987.6061 | 1274927.7133 | 1127046.1752 | 927321.6964 | 709576.1084
Scenario 1: Reference | PG&E | Com | WaterHeat | Com - Office (Small) | Total Resource Cost Test | Fuel Substitution | 131195.0442 | 167617.4992 | 211476.0551 | 221448.5605 | 288604.2894 | 37004.7813 | 48137.2967 | 61303.5631 | 76146.9655 | 102977.6807 | 133395.3374 | 165438.3871 | 199162.4831
Scenario 1: Reference | PG&E | Com | WaterHeat | Com - Other | Participant Cost Test | Energy Efficiency | 904803.0553 | 1064647.8723 | 1161670.5936 | 1364875.0423 | 1596152.2264 | 1564124.3727 | 1655636.2937 | 1884660.8558 | 1978053.497 | 2099188.4751 | 2120669.5852 | 2031583.808 | 1841273.8522
Scenario 1: Reference | PG&E | Com | WaterHeat | Com - Other | Participant Cost Test | Fuel Substitution | 5792856.6135 | 6765120.0725 | 7336359.663 | 7971402.9919 | 8402308.7846 | 1247749.1688 | 1582304.0858 | 2028093.8994 | 1151682.6556 | 1492913.65 | 1927431.3599 | 2384688.3229 | 2865590.2865
Scenario 1: Reference | PG&E | Com | WaterHeat | Com - Other | Program Administrator Cost Test | Energy Efficiency | 1706245.7505 | 2042531.1465 | 2439039.7078 | 2898618.7814 | 3417476.8736 | 3489401.6414 | 4033480.8843 | 4534945.4532 | 4875148.0798 | 5082236.3962 | 5044623.1316 | 4749536.5857 | 4232164.0154
Scenario 1: Reference | PG&E | Com | WaterHeat | Com - Other | Program Administrator Cost Test | Fuel Substitution | 7636442.4832 | 9742541.1172 | 12260903.4769 | 15346484.5676 | 19139204.3839 | 1732795.3523 | 2211912.3369 | 2822992.339 | 2222356.7283 | 2877040.1991 | 3707155.5886 | 4573509.26 | 5480327.2659
Scenario 1: Reference | PG&E | Com | WaterHeat | Com - Other | Rate Impact Measure Test | Energy Efficiency | 3594585.0617 | 4204033.3172 | 4915982.7792 | 5733315.2851 | 6647924.1887 | 5967292.5067 | 6955330.6684 | 7888129.4762 | 8564855.0668 | 9000225.5623 | 8353308.937 | 6930530.2261 | 5253751.3586
Scenario 1: Reference | PG&E | Com | WaterHeat | Com - Other | Rate Impact Measure Test | Fuel Substitution | 7636442.4832 | 9742541.1172 | 12260903.4769 | 15346484.5676 | 19139204.3839 | 26124108.7374 | 30174130.8311 | 33556126.6622 | 34327152.9068 | 36575284.8869 | 36777479.9126 | 32203154.7439 | 22329462.7399
Scenario 1: Reference | PG&E | Com | WaterHeat | Com - Other | Total Resource Cost Test | Energy Efficiency | 2066338.148 | 2457473.8413 | 2825758.774 | 3341497.1098 | 3923110.468 | 3926246.5068 | 4436342.0465 | 4990079.1136 | 5322437.4215 | 5560739.9246 | 5531888.6555 | 5220141.2191 | 4662263.622
Scenario 1: Reference | PG&E | Com | WaterHeat | Com - Other | Total Resource Cost Test | Fuel Substitution | 9694650.564 | 12325364.3088 | 14927025.5187 | 18199359.6996 | 22027641.9882 | 2696894.3159 | 3427065.3727 | 4386977.5593 | 2802573.4231 | 3632665.5491 | 4689612.0826 | 5801726.9092 | 6971188.4853
Scenario 1: Reference | PG&E | Com | WaterHeat | Com - Refrig. Warehouse | Participant Cost Test | Energy Efficiency | 19720.3784 | 25208.1606 | 32260.2664 | 41835.5585 | 52863.0672 | 63707.0746 | 77434.4387 | 92217.8276 | 106828.8371 | 120353.3334 | 130340.4501 | 135234.2622 | 133775.0878
Scenario 1: Reference | PG&E | Com | WaterHeat | Com - Refrig. Warehouse | Participant Cost Test | Fuel Substitution | 8973.6824 | 10199.0823 | 11655.7004 | 13242.0192 | 14978.95 | 913.6036 | 1188.5445 | 1515.6588 | 1887.0726 | 2483.6637 | 3238.8251 | 4040.5998 | 4888.7049
Scenario 1: Reference | PG&E | Com | WaterHeat | Com - Refrig. Warehouse | Program Administrator Cost Test | Energy Efficiency | 54440.4786 | 68972.376 | 86913.6379 | 110941.4626 | 137940.8677 | 163906.8997 | 196113.1561 | 229895.4859 | 262162.5437 | 290179.7344 | 308766.0437 | 314735.5117 | 305856.3152
Scenario 1: Reference | PG&E | Com | WaterHeat | Com - Refrig. Warehouse | Program Administrator Cost Test | Fuel Substitution | 17609.6176 | 22635.824 | 28789.9116 | 36291.0838 | 45633.3078 | 1765.3394 | 2296.7106 | 2928.8179 | 3646.3931 | 4798.8611 | 6257.4268 | 7805.6735 | 9442.9886
Scenario 1: Reference | PG&E | Com | WaterHeat | Com - Refrig. Warehouse | Rate Impact Measure Test | Energy Efficiency | 93693.9491 | 118224.9618 | 148759.9914 | 189714.8802 | 236390.6158 | 277806.6134 | 335470.6284 | 396934.0056 | 457009.0691 | 511300.217 | 509287.5643 | 457621.4589 | 378663.4889
Scenario 1: Reference | PG&E | Com | WaterHeat | Com - Refrig. Warehouse | Rate Impact Measure Test | Fuel Substitution | 17609.6176 | 22635.824 | 28832.1532 | 36487.6791 | 46105.8181 | 65028.2195 | 75211.7704 | 83563.269 | 88420.7566 | 95149.1353 | 95817.9527 | 83254.3386 | 55766.7463
Scenario 1: Reference | PG&E | Com | WaterHeat | Com - Refrig. Warehouse | Total Resource Cost Test | Energy Efficiency | 59024.7764 | 74752.7839 | 94290.1896 | 120547.0448 | 150074.6253 | 178326.1834 | 213603.5732 | 250695.0306 | 286220.2741 | 317504.7523 | 338584.6377 | 345914.1304 | 336939.1737
Scenario 1: Reference | PG&E | Com | WaterHeat | Com - Refrig. Warehouse | Total Resource Cost Test | Fuel Substitution | 19256.2493 | 24718.9911 | 31413.7303 | 39582.6657 | 49743.995 | 2222.1413 | 2890.9829 | 3686.6473 | 4589.9294 | 6040.6929 | 7876.8394 | 9825.9734 | 11887.341
Scenario 1: Reference | PG&E | Com | WaterHeat | Com - Restaurant | Participant Cost Test | Energy Efficiency | 169616.7863 | 199008.8524 | 233208.0506 | 271907.7909 | 312963.6049 | 210906.4237 | 233644.992 | 247945.9149 | 250002.1063 | 238363.357 | 41354.0285 | 191087.3325 | 179894.0354
Scenario 1: Reference | PG&E | Com | WaterHeat | Com - Restaurant | Participant Cost Test | Fuel Substitution | 2001091.9075 | 2302370.5593 | 2642255.3601 | 2991843.9192 | 3352910.8829 | 445670.2314 | 574650.4113 | 725675.7599 | 894704.1518 | 1158325.8722 | 1489857.5842 | 1655736.6615 | 2103219.8214
Scenario 1: Reference | PG&E | Com | WaterHeat | Com - Restaurant | Program Administrator Cost Test | Energy Efficiency | 387598.9251 | 449823.5851 | 521519.8051 | 601587.2482 | 684046.5008 | 566163.3009 | 615192.4905 | 641478.0562 | 636753.5268 | 598131.9682 | 122501.4473 | 465687.8489 | 446909.875
Scenario 1: Reference | PG&E | Com | WaterHeat | Com - Restaurant | Program Administrator Cost Test | Fuel Substitution | 3331609.8813 | 4249826.1731 | 5349127.8737 | 6658832.9278 | 8255409.2137 | 835949.7011 | 1075149.2263 | 1354370.6109 | 1665837.9828 | 2151626.4727 | 2761079.9204 | 3061545.8047 | 3880243.4053
Scenario 1: Reference | PG&E | Com | WaterHeat | Com - Restaurant | Rate Impact Measure Test | Energy Efficiency | 1002126.6705 | 1135991.406 | 1284651.7313 | 1443978.6607 | 1602104.4864 | 1019385.5902 | 1113863.113 | 1170908.8858 | 1175169.2064 | 1095545.3738 | 230531.2772 | 694424.8163 | 569227.1678
Scenario 1: Reference | PG&E | Com | WaterHeat | Com - Restaurant | Rate Impact Measure Test | Fuel Substitution | 3335382.6913 | 4261188.264 | 5368586.043 | 6688685.5866 | 8297771.155 | 15049965.7653 | 17305583.7353 | 19123353.9129 | 20162054.0931 | 21540321.0225 | 21716516.6181 | 17286571.2449 | 13049829.5271
Scenario 1: Reference | PG&E | Com | WaterHeat | Com - Restaurant | Total Resource Cost Test | Energy Efficiency | 455079.0023 | 528495.2675 | 613082.4904 | 707640.7323 | 805631.0977 | 615718.2121 | 669904.5853 | 699457.8749 | 695247.0987 | 654455.2104 | 134197.1054 | 511695.0893 | 491879.8902
Scenario 1: Reference | PG&E | Com | WaterHeat | Com - Restaurant | Total Resource Cost Test | Fuel Substitution | 3773098.0132 | 4808295.3348 | 6048746.0239 | 7528126.1321 | 9327636.5701 | 1084700.941 | 1398420.8977 | 1765733.6249 | 2176802.1213 | 2817953.711 | 3624183.196 | 4027355.0282 | 5115318.622
Scenario 1: Reference | PG&E | Com | WaterHeat | Com - Retail | Participant Cost Test | Energy Efficiency | 405851.8779 | 514383.3027 | 474668.6748 | 711074.8403 | 875012.8315 | 1033125.5919 | 1203742.229 | 1358580.6549 | 1427404.7444 | 1486484.0289 | 1471529.7584 | 1379157.3226 | 1221052.3243
Scenario 1: Reference | PG&E | Com | WaterHeat | Com - Retail | Participant Cost Test | Fuel Substitution | 143955.298 | 159069.0148 | 217088.2002 | 210715.7955 | 215809.8235 | 51166.6853 | 66145.9637 | 84973.0827 | 48599.2542 | 63891.1188 | 82543.1897 | 102168.0728 | 122809.6638
Scenario 1: Reference | PG&E | Com | WaterHeat | Com - Retail | Program Administrator Cost Test | Energy Efficiency | 1043356.4404 | 1314226.1806 | 1265366.4689 | 1801683.9878 | 2187174.3546 | 2565604.0406 | 2952833.7759 | 3289341.3243 | 3501302.4039 | 3581996.0873 | 3483268.8847 | 3206679.856 | 2788534.9882
Scenario 1: Reference | PG&E | Com | WaterHeat | Com - Retail | Program Administrator Cost Test | Fuel Substitution | 188098.3947 | 238833.9642 | 310812.2662 | 355416.7802 | 446862.6035 | 70323.9361 | 90820.5199 | 116024.0032 | 90568.2081 | 118789.9212 | 153119.1851 | 189099.7296 | 226804.2155
Scenario 1: Reference | PG&E | Com | WaterHeat | Com - Retail | Rate Impact Measure Test | Energy Efficiency | 1711578.2098 | 2170801.6101 | 2108736.4316 | 3018329.4512 | 3719430.9029 | 4351214.0226 | 5052389.7937 | 5679192.2652 | 6102646.0729 | 6310748.0091 | 5743899.8822 | 4661130.1667 | 3451674.6035
Scenario 1: Reference | PG&E | Com | WaterHeat | Com - Retail | Rate Impact Measure Test | Fuel Substitution | 188098.3947 | 238833.9642 | 310812.2662 | 355416.7802 | 446862.6035 | 834215.0375 | 967298.3558 | 1080234.266 | 1098599.2185 | 1191828.1402 | 1206885.8022 | 1069879.3207 | 764096.9709
Scenario 1: Reference | PG&E | Com | WaterHeat | Com - Retail | Total Resource Cost Test | Energy Efficiency | 1148498.6087 | 1445605.4257 | 1375319.7549 | 1975226.8356 | 2401806.2749 | 2811912.6066 | 3238200.3999 | 3609978.0202 | 3822487.9377 | 3919244.4356 | 3819842.5187 | 3524663.5976 | 3072311.2242
Scenario 1: Reference | PG&E | Com | WaterHeat | Com - Retail | Total Resource Cost Test | Fuel Substitution | 224329.8454 | 276569.5401 | 391982.9552 | 429258.8988 | 513038.7774 | 110924.4063 | 143413.0975 | 183968.7629 | 118287.8726 | 155496.7421 | 200877.5916 | 248620.2529 | 298830.5137
Scenario 1: Reference | PG&E | Com | WaterHeat | Com - School | Participant Cost Test | Energy Efficiency | 630194.8252 | 706368.4536 | 769522.4809 | 807774.6803 | 810377.8066 | 490963.9676 | 409022.2337 | 308334.3574 | 205623.2956 | 115310.1034 | 43586.514 | 31841.7909 | 30411.0453
Scenario 1: Reference | PG&E | Com | WaterHeat | Com - School | Participant Cost Test | Fuel Substitution | 897314.6472 | 1044333.975 | 1213410.1147 | 1394248.4875 | 1814331.1174 | 515303.9846 | 657141.104 | 837632.965 | 472871.4743 | 629465.7424 | 810735.2183 | 1000881.3965 | 1199976.0622
Scenario 1: Reference | PG&E | Com | WaterHeat | Com - School | Program Administrator Cost Test | Energy Efficiency | 1339483.9774 | 1506312.7098 | 1630820.0392 | 1683668.1039 | 1641811.5624 | 1266704.1763 | 1039014.9173 | 771797.6563 | 508571.5561 | 282536.1157 | 108358.1119 | 80615.0726 | 76254.0102
Scenario 1: Reference | PG&E | Com | WaterHeat | Com - School | Program Administrator Cost Test | Fuel Substitution | 1326535.2941 | 1691179.4197 | 2129221.5085 | 2652966.4699 | 3503401.6671 | 687378.5403 | 877116.0917 | 1111650.5267 | 844299.1131 | 1120367.4273 | 1438593.7011 | 1770686.4494 | 2116681.9853
Scenario 1: Reference | PG&E | Com | WaterHeat | Com - School | Rate Impact Measure Test | Energy Efficiency | 2566223.0155 | 2860417.6838 | 3086177.8787 | 3191557.7813 | 3132748.3483 | 2163213.362 | 1793431.4613 | 1348906.2556 | 903194.1138 | 508693.824 | 186387.9675 | 122953.4651 | 97550.5722
Scenario 1: Reference | PG&E | Com | WaterHeat | Com - School | Rate Impact Measure Test | Fuel Substitution | 1326535.2941 | 1691179.4197 | 2129221.5085 | 2652966.4699 | 3503401.6671 | 5755878.7199 | 6645983.3086 | 7410453.1478 | 7386768.3821 | 8171788.2865 | 8341865.5586 | 7525594.0726 | 5618152.5015
Scenario 1: Reference | PG&E | Com | WaterHeat | Com - School | Total Resource Cost Test | Energy Efficiency | 1547501.5255 | 1736503.4241 | 1880732.4043 | 1948118.6857 | 1912916.0105 | 1377840.2053 | 1131712.8669 | 841839.7281 | 555423.9344 | 309306.6346 | 118946.3603 | 88551.4937 | 83917.4194
Scenario 1: Reference | PG&E | Com | WaterHeat | Com - School | Total Resource Cost Test | Fuel Substitution | 1625090.9943 | 2067523.2675 | 2599512.2349 | 3236346.5981 | 4447737.7516 | 1115586.745 | 1423577.6502 | 1811988.4045 | 1150830.2262 | 1531768.9998 | 1972702.5991 | 2435182.5586 | 2919374.9903
Scenario 1: Reference | PG&E | Com | WaterHeat | Com - Warehouse | Participant Cost Test | Energy Efficiency | 293128.6536 | 367361.5291 | 457384.4954 | 564712.2641 | 701422.3922 | 828178.0742 | 961297.9329 | 1101781.9152 | 1166450.6347 | 1250877.2349 | 1279839.7223 | 1248549.6606 | 1158896.4688
Scenario 1: Reference | PG&E | Com | WaterHeat | Com - Warehouse | Participant Cost Test | Fuel Substitution | 13290.6005 | 15634.0737 | 21760.939 | 24165.668 | 26116.5636 | 3773.6187 | 4854.1907 | 6265.377 | 3551.0655 | 4713.1058 | 6124.4276 | 7619.3086 | 9200.1696
Scenario 1: Reference | PG&E | Com | WaterHeat | Com - Warehouse | Program Administrator Cost Test | Energy Efficiency | 744323.5725 | 930151.723 | 1152794.7334 | 1412972.6324 | 1713633.1902 | 2018129.7684 | 2343784.6962 | 2648093.7741 | 2861203.4642 | 3014041.6466 | 3029599.369 | 2903344.5848 | 2647124.6168
Scenario 1: Reference | PG&E | Com | WaterHeat | Com - Warehouse | Program Administrator Cost Test | Fuel Substitution | 20669.0643 | 26692.2803 | 34954.0195 | 44148.1993 | 55523.9229 | 5169.7035 | 6666.9113 | 8560.8009 | 6675.1696 | 8837.5945 | 11456.065 | 14218.2684 | 17127.9056
Scenario 1: Reference | PG&E | Com | WaterHeat | Com - Warehouse | Rate Impact Measure Test | Energy Efficiency | 1231552.8155 | 1545001.0076 | 1924615.2906 | 2373302.549 | 2896868.9251 | 3419963.2604 | 4007927.7161 | 4570143.8853 | 4985375.1907 | 5308077.9423 | 4995666.8424 | 4220903.1917 | 3276712.4638
Scenario 1: Reference | PG&E | Com | WaterHeat | Com - Warehouse | Rate Impact Measure Test | Fuel Substitution | 20669.0643 | 26692.2803 | 34954.0195 | 44148.1993 | 55523.9229 | 64277.2072 | 74918.2868 | 84116.0691 | 86140.8759 | 94238.9127 | 95810.9284 | 85085.698 | 60553.9702
Scenario 1: Reference | PG&E | Com | WaterHeat | Com - Warehouse | Total Resource Cost Test | Energy Efficiency | 820961.6737 | 1024487.2081 | 1268212.6421 | 1553607.1587 | 1890096.2928 | 2222108.2395 | 2574653.179 | 2911826.6817 | 3124048.158 | 3298321.7112 | 3322660.2272 | 3191416.789 | 2916556.5993
Scenario 1: Reference | PG&E | Com | WaterHeat | Com - Warehouse | Total Resource Cost Test | Fuel Substitution | 24815.2322 | 31952.8569 | 45003.9706 | 55367.7832 | 67585.1563 | 8155.6693 | 10504.7279 | 13541.6748 | 8642.3053 | 11469.5003 | 14902.9092 | 18539.1728 | 22384.1008
Scenario 1: Reference | PG&E | Com | WholeBlg | Com - College | Participant Cost Test | Energy Efficiency | 222520.6457 | 225831.3216 | 228562.4253 | 232043.63 | 235742.4082 | 239553.822 | 244808.5216 | 250274.4799 | 255302.2039 | 264270.1279 | 268664.8616 | 271413.3575 | 279101.5098
Scenario 1: Reference | PG&E | Com | WholeBlg | Com - College | Program Administrator Cost Test | Energy Efficiency | 218565.1997 | 221488.0085 | 223850.9859 | 226838.8173 | 230088.1877 | 233449.7591 | 238144.5268 | 243123.3006 | 247472.7693 | 255757.187 | 259342.6406 | 261375.461 | 268174.1466
Scenario 1: Reference | PG&E | Com | WholeBlg | Com - College | Rate Impact Measure Test | Energy Efficiency | 243782.9718 | 247134.691 | 249539.1815 | 252827.7601 | 255698.4929 | 258181.7541 | 261928.5383 | 265137.6588 | 267718.657 | 273496.6312 | 273734.6658 | 271545.4714 | 273641.5353
Scenario 1: Reference | PG&E | Com | WholeBlg | Com - College | Total Resource Cost Test | Energy Efficiency | 223845.1865 | 227240.054 | 230042.7177 | 233627.9034 | 237409.9205 | 241298.1269 | 246653.8633 | 252193.5284 | 257338.4399 | 266415.9118 | 270885.4569 | 273663.2469 | 281408.7182
Scenario 1: Reference | PG&E | Com | WholeBlg | Com - Grocery | Participant Cost Test | Energy Efficiency | 1364558.0357 | 1400005.5852 | 1434086.9717 | 1473136.7133 | 1517110.9195 | 1562980.451 | 1613474.1666 | 1714214.081 | 1768074.8186 | 1852359.058 | 1903831.6863 | 1945206.0833 | 1972030.1353
Scenario 1: Reference | PG&E | Com | WholeBlg | Com - Grocery | Program Administrator Cost Test | Energy Efficiency | 1364558.0357 | 1400005.5852 | 1434086.9717 | 1473136.7133 | 1517110.9195 | 1562980.451 | 1613474.1666 | 1714214.081 | 1768074.8186 | 1852359.058 | 1903831.6863 | 1945206.0833 | 1972030.1353
Scenario 1: Reference | PG&E | Com | WholeBlg | Com - Grocery | Rate Impact Measure Test | Energy Efficiency | 1364558.0357 | 1400005.5852 | 1434086.9717 | 1473136.7133 | 1517110.9195 | 1562980.451 | 1613474.1666 | 1714214.081 | 1768074.8186 | 1852359.058 | 1903831.6863 | 1945206.0833 | 1972030.1353
Scenario 1: Reference | PG&E | Com | WholeBlg | Com - Grocery | Total Resource Cost Test | Energy Efficiency | 1364558.0357 | 1400005.5852 | 1434086.9717 | 1473136.7133 | 1517110.9195 | 1562980.451 | 1613474.1666 | 1714214.081 | 1768074.8186 | 1852359.058 | 1903831.6863 | 1945206.0833 | 1972030.1353
Scenario 1: Reference | PG&E | Com | WholeBlg | Com - Health | Participant Cost Test | Energy Efficiency | 1650399.8942 | 1698282.7849 | 1743632.1465 | 1794528.9072 | 1850910.3793 | 1908468.3408 | 1973118.9157 | 2057299.1706 | 2123819.5964 | 2229335.7967 | 2292892.887 | 2344694.3317 | 2386563.3311
Scenario 1: Reference | PG&E | Com | WholeBlg | Com - Health | Program Administrator Cost Test | Energy Efficiency | 1650399.8942 | 1698282.7849 | 1743632.1465 | 1794528.9072 | 1850910.3793 | 1908468.3408 | 1973118.9157 | 2057299.1706 | 2123819.5964 | 2229335.7967 | 2292892.887 | 2344694.3317 | 2386563.3311
Scenario 1: Reference | PG&E | Com | WholeBlg | Com - Health | Rate Impact Measure Test | Energy Efficiency | 1650399.8942 | 1698282.7849 | 1743632.1465 | 1794528.9072 | 1850910.3793 | 1908468.3408 | 1973118.9157 | 2057299.1706 | 2123819.5964 | 2229335.7967 | 2292892.887 | 2344694.3317 | 2386563.3311
Scenario 1: Reference | PG&E | Com | WholeBlg | Com - Health | Total Resource Cost Test | Energy Efficiency | 1650399.8942 | 1698282.7849 | 1743632.1465 | 1794528.9072 | 1850910.3793 | 1908468.3408 | 1973118.9157 | 2057299.1706 | 2123819.5964 | 2229335.7967 | 2292892.887 | 2344694.3317 | 2386563.3311
Scenario 1: Reference | PG&E | Com | WholeBlg | Com - Lodging | Participant Cost Test | Energy Efficiency | 260517.1888 | 265917.427 | 270870.2649 | 276550.3941 | 283009.247 | 289661.7222 | 297354.1979 | 304199.8328 | 312400.909 | 325289.9777 | 333408.9723 | 340102.9213 | 345112.438
Scenario 1: Reference | PG&E | Com | WholeBlg | Com - Lodging | Program Administrator Cost Test | Energy Efficiency | 260517.1888 | 265917.427 | 270870.2649 | 276550.3941 | 283009.247 | 289661.7222 | 297354.1979 | 304199.8328 | 312400.909 | 325289.9777 | 333408.9723 | 340102.9213 | 345112.438
Scenario 1: Reference | PG&E | Com | WholeBlg | Com - Lodging | Rate Impact Measure Test | Energy Efficiency | 260517.1888 | 265917.427 | 270870.2649 | 276550.3941 | 283009.247 | 289661.7222 | 297354.1979 | 304199.8328 | 312400.909 | 325289.9777 | 333408.9723 | 340102.9213 | 345112.438
Scenario 1: Reference | PG&E | Com | WholeBlg | Com - Lodging | Total Resource Cost Test | Energy Efficiency | 260517.1888 | 265917.427 | 270870.2649 | 276550.3941 | 283009.247 | 289661.7222 | 297354.1979 | 304199.8328 | 312400.909 | 325289.9777 | 333408.9723 | 340102.9213 | 345112.438
Scenario 1: Reference | PG&E | Com | WholeBlg | Com - Office (Large) | Participant Cost Test | Energy Efficiency | 2268818.578 | 2323612.8644 | 2373687.4078 | 2429756.0589 | 2493237.6576 | 2560802.4869 | 2641416.8023 | 2661213.0798 | 2740549.4007 | 2868442.8366 | 2944742.554 | 3005526.6283 | 3071086.6288
Scenario 1: Reference | PG&E | Com | WholeBlg | Com - Office (Large) | Program Administrator Cost Test | Energy Efficiency | 2268818.578 | 2323612.8644 | 2373687.4078 | 2429756.0589 | 2493237.6576 | 2560802.4869 | 2641416.8023 | 2661213.0798 | 2740549.4007 | 2868442.8366 | 2944742.554 | 3005526.6283 | 3071086.6288
Scenario 1: Reference | PG&E | Com | WholeBlg | Com - Office (Large) | Rate Impact Measure Test | Energy Efficiency | 2268818.578 | 2323612.8644 | 2373687.4078 | 2429756.0589 | 2493237.6576 | 2560802.4869 | 2641416.8023 | 2661213.0798 | 2740549.4007 | 2868442.8366 | 2944742.554 | 3005526.6283 | 3071086.6288
Scenario 1: Reference | PG&E | Com | WholeBlg | Com - Office (Large) | Total Resource Cost Test | Energy Efficiency | 2268818.578 | 2323612.8644 | 2373687.4078 | 2429756.0589 | 2493237.6576 | 2560802.4869 | 2641416.8023 | 2661213.0798 | 2740549.4007 | 2868442.8366 | 2944742.554 | 3005526.6283 | 3071086.6288
Scenario 1: Reference | PG&E | Com | WholeBlg | Com - Office (Small) | Participant Cost Test | Energy Efficiency | 402594.2555 | 412935.5971 | 422803.4524 | 433921.6508 | 446452.7985 | 459537.6027 | 474583.2865 | 502831.3603 | 518161.4282 | 542301.9473 | 556945.5235 | 568826.5701 | 579937.9257
Scenario 1: Reference | PG&E | Com | WholeBlg | Com - Office (Small) | Program Administrator Cost Test | Energy Efficiency | 402594.2555 | 412935.5971 | 422803.4524 | 433921.6508 | 446452.7985 | 459537.6027 | 474583.2865 | 502831.3603 | 518161.4282 | 542301.9473 | 556945.5235 | 568826.5701 | 579937.9257
Scenario 1: Reference | PG&E | Com | WholeBlg | Com - Office (Small) | Rate Impact Measure Test | Energy Efficiency | 402594.2555 | 412935.5971 | 422803.4524 | 433921.6508 | 446452.7985 | 459537.6027 | 474583.2865 | 502831.3603 | 518161.4282 | 542301.9473 | 556945.5235 | 568826.5701 | 579937.9257
Scenario 1: Reference | PG&E | Com | WholeBlg | Com - Office (Small) | Total Resource Cost Test | Energy Efficiency | 402594.2555 | 412935.5971 | 422803.4524 | 433921.6508 | 446452.7985 | 459537.6027 | 474583.2865 | 502831.3603 | 518161.4282 | 542301.9473 | 556945.5235 | 568826.5701 | 579937.9257
Scenario 1: Reference | PG&E | Com | WholeBlg | Com - Other | Participant Cost Test | Energy Efficiency | 1833408.4542 | 1955834.7484 | 2070202.0993 | 2175588.2441 | 2301890.9494 | 2458002.4117 | 2603252.7463 | 2665778.2205 | 2780300.0643 | 2938486.6772 | 3053305.1525 | 3153976.3192 | 3219447.5362
Scenario 1: Reference | PG&E | Com | WholeBlg | Com - Other | Program Administrator Cost Test | Energy Efficiency | 1833408.4542 | 1955834.7484 | 2070202.0993 | 2175588.2441 | 2301890.9494 | 2458002.4117 | 2603252.7463 | 2665778.2205 | 2780300.0643 | 2938486.6772 | 3053305.1525 | 3153976.3192 | 3219447.5362
Scenario 1: Reference | PG&E | Com | WholeBlg | Com - Other | Rate Impact Measure Test | Energy Efficiency | 1833408.4542 | 1955834.7484 | 2070202.0993 | 2175588.2441 | 2301890.9494 | 2458002.4117 | 2603252.7463 | 2665778.2205 | 2780300.0643 | 2938486.6772 | 3053305.1525 | 3153976.3192 | 3219447.5362
Scenario 1: Reference | PG&E | Com | WholeBlg | Com - Other | Total Resource Cost Test | Energy Efficiency | 1833408.4542 | 1955834.7484 | 2070202.0993 | 2175588.2441 | 2301890.9494 | 2458002.4117 | 2603252.7463 | 2665778.2205 | 2780300.0643 | 2938486.6772 | 3053305.1525 | 3153976.3192 | 3219447.5362
Scenario 1: Reference | PG&E | Com | WholeBlg | Com - Refrig. Warehouse | Participant Cost Test | Energy Efficiency | 197962.5524 | 205835.7668 | 213761.4749 | 222449.7234 | 231987.2527 | 241560.1442 | 251760.5385 | 276652.3446 | 288200.7083 | 304137.2509 | 315672.1745 | 325710.1428 | 328575.0731
Scenario 1: Reference | PG&E | Com | WholeBlg | Com - Refrig. Warehouse | Program Administrator Cost Test | Energy Efficiency | 197962.5524 | 205835.7668 | 213761.4749 | 222449.7234 | 231987.2527 | 241560.1442 | 251760.5385 | 276652.3446 | 288200.7083 | 304137.2509 | 315672.1745 | 325710.1428 | 328575.0731
Scenario 1: Reference | PG&E | Com | WholeBlg | Com - Refrig. Warehouse | Rate Impact Measure Test | Energy Efficiency | 197962.5524 | 205835.7668 | 213761.4749 | 222449.7234 | 231987.2527 | 241560.1442 | 251760.5385 | 276652.3446 | 288200.7083 | 304137.2509 | 315672.1745 | 325710.1428 | 328575.0731
Scenario 1: Reference | PG&E | Com | WholeBlg | Com - Refrig. Warehouse | Total Resource Cost Test | Energy Efficiency | 197962.5524 | 205835.7668 | 213761.4749 | 222449.7234 | 231987.2527 | 241560.1442 | 251760.5385 | 276652.3446 | 288200.7083 | 304137.2509 | 315672.1745 | 325710.1428 | 328575.0731
Scenario 1: Reference | PG&E | Com | WholeBlg | Com - Restaurant | Participant Cost Test | Energy Efficiency | 619784.2325 | 633691.4294 | 646777.3365 | 661568.956 | 678222.9836 | 694818.5442 | 713186.8819 | 736513.8957 | 756195.5847 | 789498.8267 | 808223.2535 | 814266.8963 | 926156.809
Scenario 1: Reference | PG&E | Com | WholeBlg | Com - Restaurant | Program Administrator Cost Test | Energy Efficiency | 619173.9299 | 632995.8529 | 645976.6996 | 660653.9583 | 677185.8234 | 693651.3934 | 711871.9037 | 735044.655 | 754566.8603 | 787693.804 | 806233.8029 | 814266.8963 | 900392.6187
Scenario 1: Reference | PG&E | Com | WholeBlg | Com - Restaurant | Rate Impact Measure Test | Energy Efficiency | 643554.51 | 658036.3538 | 671920.8053 | 687158.2996 | 703819.3575 | 719874.7052 | 737352.6854 | 759106.9713 | 776545.7794 | 806959.1379 | 822014.7614 | 814266.8963 | 967509.5142
Scenario 1: Reference | PG&E | Com | WholeBlg | Com - Restaurant | Total Resource Cost Test | Energy Efficiency | 620754.5652 | 634738.3611 | 647920.0217 | 662809.1484 | 679559.8903 | 696251.1602 | 714725.704 | 738154.9073 | 757933.6372 | 791340.9188 | 810166.6618 | 814266.8963 | 949273.0868
Scenario 1: Reference | PG&E | Com | WholeBlg | Com - Retail | Participant Cost Test | Energy Efficiency | 814811.4265 | 830128.4767 | 844316.9025 | 837272.7867 | 1090555.9291 | 898126.5192 | 923368.4946 | 961869.5247 | 985948.18 | 1026596.2803 | 1048618.5584 | 1065236.5601 | 1094951.1997
Scenario 1: Reference | PG&E | Com | WholeBlg | Com - Retail | Program Administrator Cost Test | Energy Efficiency | 814389.3276 | 829480.9472 | 843391.7771 | 837272.7867 | 1075764.6999 | 896185.2567 | 920950.1398 | 958910.456 | 982416.9074 | 1022421.8465 | 1043726.8641 | 1059561.8091 | 1088405.6023
Scenario 1: Reference | PG&E | Com | WholeBlg | Com - Retail | Rate Impact Measure Test | Energy Efficiency | 943746.3357 | 966264.3283 | 988094.5607 | 837272.7867 | 2472001.6556 | 1041231.5816 | 1064157.2978 | 1096670.7965 | 1109611.5655 | 1134975.0912 | 1137078.7705 | 1128084.2769 | 1126185.0701
Scenario 1: Reference | PG&E | Com | WholeBlg | Com - Retail | Total Resource Cost Test | Energy Efficiency | 822024.5291 | 838133.234 | 853232.3301 | 837272.7867 | 1188471.8819 | 909187.4683 | 935430.0211 | 974959.2193 | 999950.1516 | 1041562.2728 | 1064590.6522 | 1082215.3973 | 1112991.9223
Scenario 1: Reference | PG&E | Com | WholeBlg | Com - School | Participant Cost Test | Energy Efficiency | 385007.6226 | 389976.5198 | 394172.9233 | 399167.0135 | 404862.0981 | 410986.2304 | 418785.8099 | 432712.3001 | 440579.9818 | 454403.8942 | 462102.0292 | 467968.3113 | 477164.1369
Scenario 1: Reference | PG&E | Com | WholeBlg | Com - School | Program Administrator Cost Test | Energy Efficiency | 385007.6226 | 389976.5198 | 394172.9233 | 399167.0135 | 404862.0981 | 410986.2304 | 418785.8099 | 432712.3001 | 440579.9818 | 454403.8942 | 462102.0292 | 467968.3113 | 477164.1369
Scenario 1: Reference | PG&E | Com | WholeBlg | Com - School | Rate Impact Measure Test | Energy Efficiency | 385007.6226 | 389976.5198 | 394172.9233 | 399167.0135 | 404862.0981 | 410986.2304 | 418785.8099 | 432712.3001 | 440579.9818 | 454403.8942 | 462102.0292 | 467968.3113 | 477164.1369
Scenario 1: Reference | PG&E | Com | WholeBlg | Com - School | Total Resource Cost Test | Energy Efficiency | 385007.6226 | 389976.5198 | 394172.9233 | 399167.0135 | 404862.0981 | 410986.2304 | 418785.8099 | 432712.3001 | 440579.9818 | 454403.8942 | 462102.0292 | 467968.3113 | 477164.1369
Scenario 1: Reference | PG&E | Com | WholeBlg | Com - Warehouse | Participant Cost Test | Energy Efficiency | 898168.9511 | 930208.1651 | 962078.0157 | 997193.8861 | 1017704.6143 | 1056856.197 | 1099353.4375 | 1218893.6967 | 1266729.1628 | 1334785.6332 | 1382080.4229 | 1422485.1176 | 1442051.1101
Scenario 1: Reference | PG&E | Com | WholeBlg | Com - Warehouse | Program Administrator Cost Test | Energy Efficiency | 894219.3147 | 925819.2725 | 957168.3392 | 991682.3902 | 1017704.6143 | 1056856.197 | 1099353.4375 | 1218893.6967 | 1266729.1628 | 1334785.6332 | 1382080.4229 | 1422485.1176 | 1442051.1101
Scenario 1: Reference | PG&E | Com | WholeBlg | Com - Warehouse | Rate Impact Measure Test | Energy Efficiency | 953030.7095 | 985994.8959 | 1019004.051 | 1054927.2359 | 1017704.6143 | 1056856.197 | 1099353.4375 | 1218893.6967 | 1266729.1628 | 1334785.6332 | 1382080.4229 | 1422485.1176 | 1442051.1101
Scenario 1: Reference | PG&E | Com | WholeBlg | Com - Warehouse | Total Resource Cost Test | Energy Efficiency | 900147.0176 | 932332.1765 | 964374.643 | 999686.4916 | 1017704.6143 | 1056856.197 | 1099353.4375 | 1218893.6967 | 1266729.1628 | 1334785.6332 | 1382080.4229 | 1422485.1176 | 1442051.1101
Scenario 1: Reference | PG&E | Ind | WholeBlg | Ind - All Other Industrial | Participant Cost Test | Energy Efficiency | 41440.731 | 41654.4505 | 41716.1795 | 41796.0562 | 41797.7858 | 41875.7986 | 41899.36 | 41983.1448 | 41996.2584 | 42062.7273 | 42097.2266 | 42158.5276 | 42209.7979
Scenario 1: Reference | PG&E | Ind | WholeBlg | Ind - All Other Industrial | Program Administrator Cost Test | Energy Efficiency | 41440.731 | 41654.4505 | 41716.1795 | 41796.0562 | 41797.7858 | 41875.7986 | 41899.36 | 41983.1448 | 41996.2584 | 42062.7273 | 42097.2266 | 42158.5276 | 42209.7979
Scenario 1: Reference | PG&E | Ind | WholeBlg | Ind - All Other Industrial | Rate Impact Measure Test | Energy Efficiency | 41440.731 | 41654.4505 | 41716.1795 | 41796.0562 | 41797.7858 | 41875.7986 | 41899.36 | 41983.1448 | 41996.2584 | 42062.7273 | 42097.2266 | 42158.5276 | 42209.7979
Scenario 1: Reference | PG&E | Ind | WholeBlg | Ind - All Other Industrial | Total Resource Cost Test | Energy Efficiency | 41440.731 | 41654.4505 | 41716.1795 | 41796.0562 | 41797.7858 | 41875.7986 | 41899.36 | 41983.1448 | 41996.2584 | 42062.7273 | 42097.2266 | 42158.5276 | 42209.7979
Scenario 1: Reference | PG&E | Ind | WholeBlg | Ind - Chemicals | Participant Cost Test | Energy Efficiency | 539420.8063 | 543942.8361 | 547440.2934 | 550610.8606 | 553170.8594 | 555567.1644 | 557304.3524 | 558931.0263 | 560331.3044 | 561955.8993 | 563309.8898 | 564544.0961 | 565537.8914
Scenario 1: Reference | PG&E | Ind | WholeBlg | Ind - Chemicals | Program Administrator Cost Test | Energy Efficiency | 539420.8063 | 543942.8361 | 547440.2934 | 550610.8606 | 553170.8594 | 555567.1644 | 557304.3524 | 558931.0263 | 560331.3044 | 561955.8993 | 563309.8898 | 564544.0961 | 565537.8914
Scenario 1: Reference | PG&E | Ind | WholeBlg | Ind - Chemicals | Rate Impact Measure Test | Energy Efficiency | 539420.8063 | 543942.8361 | 547440.2934 | 550610.8606 | 553170.8594 | 555567.1644 | 557304.3524 | 558931.0263 | 560331.3044 | 561955.8993 | 563309.8898 | 564544.0961 | 565537.8914
Scenario 1: Reference | PG&E | Ind | WholeBlg | Ind - Chemicals | Total Resource Cost Test | Energy Efficiency | 539420.8063 | 543942.8361 | 547440.2934 | 550610.8606 | 553170.8594 | 555567.1644 | 557304.3524 | 558931.0263 | 560331.3044 | 561955.8993 | 563309.8898 | 564544.0961 | 565537.8914
Scenario 1: Reference | PG&E | Ind | WholeBlg | Ind - Electronics | Participant Cost Test | Energy Efficiency | 287986.6021 | 290439.7116 | 291770.2742 | 293234.8281 | 294063.6596 | 295600.7945 | 296689.4412 | 298216.8758 | 299110.8923 | 300371.8123 | 301238.9277 | 302209.4584 | 303029.933
Scenario 1: Reference | PG&E | Ind | WholeBlg | Ind - Electronics | Program Administrator Cost Test | Energy Efficiency | 287986.6021 | 290439.7116 | 291770.2742 | 293234.8281 | 294063.6596 | 295600.7945 | 296689.4412 | 298216.8758 | 299110.8923 | 300371.8123 | 301238.9277 | 302209.4584 | 303029.933
Scenario 1: Reference | PG&E | Ind | WholeBlg | Ind - Electronics | Rate Impact Measure Test | Energy Efficiency | 287986.6021 | 290439.7116 | 291770.2742 | 293234.8281 | 294063.6596 | 295600.7945 | 296689.4412 | 298216.8758 | 299110.8923 | 300371.8123 | 301238.9277 | 302209.4584 | 303029.933
Scenario 1: Reference | PG&E | Ind | WholeBlg | Ind - Electronics | Total Resource Cost Test | Energy Efficiency | 287986.6021 | 290439.7116 | 291770.2742 | 293234.8281 | 294063.6596 | 295600.7945 | 296689.4412 | 298216.8758 | 299110.8923 | 300371.8123 | 301238.9277 | 302209.4584 | 303029.933
Scenario 1: Reference | PG&E | Ind | WholeBlg | Ind - Fabricated Metals | Participant Cost Test | Energy Efficiency | 75492.8279 | 76549.7781 | 77337.3115 | 77871.2234 | 78143.7651 | 78411.8414 | 78503.564 | 78654.901 | 78681.3159 | 78785.2679 | 78801.667 | 78813.1499 | 78761.7998
Scenario 1: Reference | PG&E | Ind | WholeBlg | Ind - Fabricated Metals | Program Administrator Cost Test | Energy Efficiency | 75492.8279 | 76549.7781 | 77337.3115 | 77871.2234 | 78143.7651 | 78411.8414 | 78503.564 | 78654.901 | 78681.3159 | 78785.2679 | 78801.667 | 78813.1499 | 78761.7998
Scenario 1: Reference | PG&E | Ind | WholeBlg | Ind - Fabricated Metals | Rate Impact Measure Test | Energy Efficiency | 75492.8279 | 76549.7781 | 77337.3115 | 77871.2234 | 78143.7651 | 78411.8414 | 78503.564 | 78654.901 | 78681.3159 | 78785.2679 | 78801.667 | 78813.1499 | 78761.7998
Scenario 1: Reference | PG&E | Ind | WholeBlg | Ind - Fabricated Metals | Total Resource Cost Test | Energy Efficiency | 75492.8279 | 76549.7781 | 77337.3115 | 77871.2234 | 78143.7651 | 78411.8414 | 78503.564 | 78654.901 | 78681.3159 | 78785.2679 | 78801.667 | 78813.1499 | 78761.7998
Scenario 1: Reference | PG&E | Ind | WholeBlg | Ind - Food | Participant Cost Test | Energy Efficiency | 1076933.5647 | 1080999.9308 | 1082914.5538 | 1084365.8432 | 1084481.3927 | 1085058.4677 | 1085058.0924 | 1085352.3672 | 1084911.5648 | 1084985.6449 | 1084512.9743 | 1083938.5845 | 1082992.1972
Scenario 1: Reference | PG&E | Ind | WholeBlg | Ind - Food | Program Administrator Cost Test | Energy Efficiency | 1076933.5647 | 1080999.9308 | 1082914.5538 | 1084365.8432 | 1084481.3927 | 1085058.4677 | 1085058.0924 | 1085352.3672 | 1084911.5648 | 1084985.6449 | 1084512.9743 | 1083938.5845 | 1082992.1972
Scenario 1: Reference | PG&E | Ind | WholeBlg | Ind - Food | Rate Impact Measure Test | Energy Efficiency | 1076933.5647 | 1080999.9308 | 1082914.5538 | 1084365.8432 | 1084481.3927 | 1085058.4677 | 1085058.0924 | 1085352.3672 | 1084911.5648 | 1084985.6449 | 1084512.9743 | 1083938.5845 | 1082992.1972
Scenario 1: Reference | PG&E | Ind | WholeBlg | Ind - Food | Total Resource Cost Test | Energy Efficiency | 1076933.5647 | 1080999.9308 | 1082914.5538 | 1084365.8432 | 1084481.3927 | 1085058.4677 | 1085058.0924 | 1085352.3672 | 1084911.5648 | 1084985.6449 | 1084512.9743 | 1083938.5845 | 1082992.1972
Scenario 1: Reference | PG&E | Ind | WholeBlg | Ind - Industrial Machinery | Participant Cost Test | Energy Efficiency | 56567.2493 | 57466.2543 | 58171.0247 | 58629.5932 | 58820.7746 | 59047.3101 | 59184.5819 | 59391.7181 | 59493.7297 | 59674.6086 | 59773.3754 | 59869.0728 | 59909.9819
Scenario 1: Reference | PG&E | Ind | WholeBlg | Ind - Industrial Machinery | Program Administrator Cost Test | Energy Efficiency | 56567.2493 | 57466.2543 | 58171.0247 | 58629.5932 | 58820.7746 | 59047.3101 | 59184.5819 | 59391.7181 | 59493.7297 | 59674.6086 | 59773.3754 | 59869.0728 | 59909.9819
Scenario 1: Reference | PG&E | Ind | WholeBlg | Ind - Industrial Machinery | Rate Impact Measure Test | Energy Efficiency | 56567.2493 | 57466.2543 | 58171.0247 | 58629.5932 | 58820.7746 | 59047.3101 | 59184.5819 | 59391.7181 | 59493.7297 | 59674.6086 | 59773.3754 | 59869.0728 | 59909.9819
Scenario 1: Reference | PG&E | Ind | WholeBlg | Ind - Industrial Machinery | Total Resource Cost Test | Energy Efficiency | 56567.2493 | 57466.2543 | 58171.0247 | 58629.5932 | 58820.7746 | 59047.3101 | 59184.5819 | 59391.7181 | 59493.7297 | 59674.6086 | 59773.3754 | 59869.0728 | 59909.9819
Scenario 1: Reference | PG&E | Ind | WholeBlg | Ind - Lumber & Furniture | Participant Cost Test | Energy Efficiency | 43752.0875 | 43929.9804 | 43942.3051 | 43987.3823 | 43943.2505 | 43988.3248 | 43948.9439 | 43975.7459 | 43911.5872 | 43904.4887 | 43845.4945 | 43805.0702 | 43745.8944
Scenario 1: Reference | PG&E | Ind | WholeBlg | Ind - Lumber & Furniture | Program Administrator Cost Test | Energy Efficiency | 43752.0875 | 43929.9804 | 43942.3051 | 43987.3823 | 43943.2505 | 43988.3248 | 43948.9439 | 43975.7459 | 43911.5872 | 43904.4887 | 43845.4945 | 43805.0702 | 43745.8944
Scenario 1: Reference | PG&E | Ind | WholeBlg | Ind - Lumber & Furniture | Rate Impact Measure Test | Energy Efficiency | 43752.0875 | 43929.9804 | 43942.3051 | 43987.3823 | 43943.2505 | 43988.3248 | 43948.9439 | 43975.7459 | 43911.5872 | 43904.4887 | 43845.4945 | 43805.0702 | 43745.8944
Scenario 1: Reference | PG&E | Ind | WholeBlg | Ind - Lumber & Furniture | Total Resource Cost Test | Energy Efficiency | 43752.0875 | 43929.9804 | 43942.3051 | 43987.3823 | 43943.2505 | 43988.3248 | 43948.9439 | 43975.7459 | 43911.5872 | 43904.4887 | 43845.4945 | 43805.0702 | 43745.8944
Scenario 1: Reference | PG&E | Ind | WholeBlg | Ind - Paper | Participant Cost Test | Energy Efficiency | 43389.4349 | 43614.5673 | 43802.0513 | 44035.9224 | 44208.1577 | 44373.6168 | 44517.4799 | 44731.7791 | 44953.692 | 45257.2034 | 45579.4805 | 45934.9877 | 46290.9213
Scenario 1: Reference | PG&E | Ind | WholeBlg | Ind - Paper | Program Administrator Cost Test | Energy Efficiency | 43389.4349 | 43614.5673 | 43802.0513 | 44035.9224 | 44208.1577 | 44373.6168 | 44517.4799 | 44731.7791 | 44953.692 | 45257.2034 | 45579.4805 | 45934.9877 | 46290.9213
Scenario 1: Reference | PG&E | Ind | WholeBlg | Ind - Paper | Rate Impact Measure Test | Energy Efficiency | 43389.4349 | 43614.5673 | 43802.0513 | 44035.9224 | 44208.1577 | 44373.6168 | 44517.4799 | 44731.7791 | 44953.692 | 45257.2034 | 45579.4805 | 45934.9877 | 46290.9213
Scenario 1: Reference | PG&E | Ind | WholeBlg | Ind - Paper | Total Resource Cost Test | Energy Efficiency | 43389.4349 | 43614.5673 | 43802.0513 | 44035.9224 | 44208.1577 | 44373.6168 | 44517.4799 | 44731.7791 | 44953.692 | 45257.2034 | 45579.4805 | 45934.9877 | 46290.9213
Scenario 1: Reference | PG&E | Ind | WholeBlg | Ind - Petroleum | Participant Cost Test | Energy Efficiency | 1416030.251 | 1420057.0874 | 1422816.3559 | 1425497.9978 | 1426750.8083 | 1427300.5706 | 1426844.7349 | 1426253.2604 | 1425377.2591 | 1424877.008 | 1423564.5216 | 1421802.6307 | 1419676.395
Scenario 1: Reference | PG&E | Ind | WholeBlg | Ind - Petroleum | Program Administrator Cost Test | Energy Efficiency | 1416030.251 | 1420057.0874 | 1422816.3559 | 1425497.9978 | 1426750.8083 | 1427300.5706 | 1426844.7349 | 1426253.2604 | 1425377.2591 | 1424877.008 | 1423564.5216 | 1421802.6307 | 1419676.395
Scenario 1: Reference | PG&E | Ind | WholeBlg | Ind - Petroleum | Rate Impact Measure Test | Energy Efficiency | 1416030.251 | 1420057.0874 | 1422816.3559 | 1425497.9978 | 1426750.8083 | 1427300.5706 | 1426844.7349 | 1426253.2604 | 1425377.2591 | 1424877.008 | 1423564.5216 | 1421802.6307 | 1419676.395
Scenario 1: Reference | PG&E | Ind | WholeBlg | Ind - Petroleum | Total Resource Cost Test | Energy Efficiency | 1416030.251 | 1420057.0874 | 1422816.3559 | 1425497.9978 | 1426750.8083 | 1427300.5706 | 1426844.7349 | 1426253.2604 | 1425377.2591 | 1424877.008 | 1423564.5216 | 1421802.6307 | 1419676.395
Scenario 1: Reference | PG&E | Ind | WholeBlg | Ind - Plastics | Participant Cost Test | Energy Efficiency | 54408.362 | 55361.2988 | 56081.6775 | 56788.9233 | 57371.4719 | 58021.9495 | 58486.9928 | 58935.132 | 59287.3627 | 59714.3401 | 60070.6938 | 60431.082 | 60749.6145
Scenario 1: Reference | PG&E | Ind | WholeBlg | Ind - Plastics | Program Administrator Cost Test | Energy Efficiency | 54408.362 | 55361.2988 | 56081.6775 | 56788.9233 | 57371.4719 | 58021.9495 | 58486.9928 | 58935.132 | 59287.3627 | 59714.3401 | 60070.6938 | 60431.082 | 60749.6145
Scenario 1: Reference | PG&E | Ind | WholeBlg | Ind - Plastics | Rate Impact Measure Test | Energy Efficiency | 54408.362 | 55361.2988 | 56081.6775 | 56788.9233 | 57371.4719 | 58021.9495 | 58486.9928 | 58935.132 | 59287.3627 | 59714.3401 | 60070.6938 | 60431.082 | 60749.6145
Scenario 1: Reference | PG&E | Ind | WholeBlg | Ind - Plastics | Total Resource Cost Test | Energy Efficiency | 54408.362 | 55361.2988 | 56081.6775 | 56788.9233 | 57371.4719 | 58021.9495 | 58486.9928 | 58935.132 | 59287.3627 | 59714.3401 | 60070.6938 | 60431.082 | 60749.6145
Scenario 1: Reference | PG&E | Ind | WholeBlg | Ind - Primary Metals | Participant Cost Test | Energy Efficiency | 66413.8836 | 67082.6318 | 67631.8177 | 68121.0813 | 68469.7919 | 68842.9189 | 69172.227 | 69543.6553 | 69838.1511 | 70167.6472 | 70438.3496 | 70702.3308 | 70928.1563
Scenario 1: Reference | PG&E | Ind | WholeBlg | Ind - Primary Metals | Program Administrator Cost Test | Energy Efficiency | 66413.8836 | 67082.6318 | 67631.8177 | 68121.0813 | 68469.7919 | 68842.9189 | 69172.227 | 69543.6553 | 69838.1511 | 70167.6472 | 70438.3496 | 70702.3308 | 70928.1563
Scenario 1: Reference | PG&E | Ind | WholeBlg | Ind - Primary Metals | Rate Impact Measure Test | Energy Efficiency | 66413.8836 | 67082.6318 | 67631.8177 | 68121.0813 | 68469.7919 | 68842.9189 | 69172.227 | 69543.6553 | 69838.1511 | 70167.6472 | 70438.3496 | 70702.3308 | 70928.1563
Scenario 1: Reference | PG&E | Ind | WholeBlg | Ind - Primary Metals | Total Resource Cost Test | Energy Efficiency | 66413.8836 | 67082.6318 | 67631.8177 | 68121.0813 | 68469.7919 | 68842.9189 | 69172.227 | 69543.6553 | 69838.1511 | 70167.6472 | 70438.3496 | 70702.3308 | 70928.1563
Scenario 1: Reference | PG&E | Ind | WholeBlg | Ind - Printing & Publishing | Participant Cost Test | Energy Efficiency | 33909.5899 | 34058.0104 | 34090.7369 | 34146.3626 | 34123.3914 | 34157.7623 | 34142.4966 | 34175.737 | 34150.6604 | 34167.9817 | 34145.7953 | 34134.0864 | 34108.3928
Scenario 1: Reference | PG&E | Ind | WholeBlg | Ind - Printing & Publishing | Program Administrator Cost Test | Energy Efficiency | 33909.5899 | 34058.0104 | 34090.7369 | 34146.3626 | 34123.3914 | 34157.7623 | 34142.4966 | 34175.737 | 34150.6604 | 34167.9817 | 34145.7953 | 34134.0864 | 34108.3928
Scenario 1: Reference | PG&E | Ind | WholeBlg | Ind - Printing & Publishing | Rate Impact Measure Test | Energy Efficiency | 33909.5899 | 34058.0104 | 34090.7369 | 34146.3626 | 34123.3914 | 34157.7623 | 34142.4966 | 34175.737 | 34150.6604 | 34167.9817 | 34145.7953 | 34134.0864 | 34108.3928
Scenario 1: Reference | PG&E | Ind | WholeBlg | Ind - Printing & Publishing | Total Resource Cost Test | Energy Efficiency | 33909.5899 | 34058.0104 | 34090.7369 | 34146.3626 | 34123.3914 | 34157.7623 | 34142.4966 | 34175.737 | 34150.6604 | 34167.9817 | 34145.7953 | 34134.0864 | 34108.3928
Scenario 1: Reference | PG&E | Ind | WholeBlg | Ind - Stone-Glass-Clay | Participant Cost Test | Energy Efficiency | 414539.2547 | 420388.7083 | 424785.8753 | 428545.5516 | 431709.1531 | 434499.5721 | 436625.8752 | 438772.7688 | 440627.5532 | 442616.3309 | 444490.5553 | 446373.3804 | 448044.3793
Scenario 1: Reference | PG&E | Ind | WholeBlg | Ind - Stone-Glass-Clay | Program Administrator Cost Test | Energy Efficiency | 414539.2547 | 420388.7083 | 424785.8753 | 428545.5516 | 431709.1531 | 434499.5721 | 436625.8752 | 438772.7688 | 440627.5532 | 442616.3309 | 444490.5553 | 446373.3804 | 448044.3793
Scenario 1: Reference | PG&E | Ind | WholeBlg | Ind - Stone-Glass-Clay | Rate Impact Measure Test | Energy Efficiency | 414539.2547 | 420388.7083 | 424785.8753 | 428545.5516 | 431709.1531 | 434499.5721 | 436625.8752 | 438772.7688 | 440627.5532 | 442616.3309 | 444490.5553 | 446373.3804 | 448044.3793
Scenario 1: Reference | PG&E | Ind | WholeBlg | Ind - Stone-Glass-Clay | Total Resource Cost Test | Energy Efficiency | 414539.2547 | 420388.7083 | 424785.8753 | 428545.5516 | 431709.1531 | 434499.5721 | 436625.8752 | 438772.7688 | 440627.5532 | 442616.3309 | 444490.5553 | 446373.3804 | 448044.3793
Scenario 1: Reference | PG&E | Ind | WholeBlg | Ind - Textiles | Participant Cost Test | Energy Efficiency | 2739.2669 | 2746.4861 | 2745.1702 | 2739.7116 | 2726.5105 | 2716.0058 | 2701.8384 | 2690.3714 | 2675.3382 | 2663.95 | 2650.7898 | 2638.858 | 2626.6217
Scenario 1: Reference | PG&E | Ind | WholeBlg | Ind - Textiles | Program Administrator Cost Test | Energy Efficiency | 2739.2669 | 2746.4861 | 2745.1702 | 2739.7116 | 2726.5105 | 2716.0058 | 2701.8384 | 2690.3714 | 2675.3382 | 2663.95 | 2650.7898 | 2638.858 | 2626.6217
Scenario 1: Reference | PG&E | Ind | WholeBlg | Ind - Textiles | Rate Impact Measure Test | Energy Efficiency | 2739.2669 | 2746.4861 | 2745.1702 | 2739.7116 | 2726.5105 | 2716.0058 | 2701.8384 | 2690.3714 | 2675.3382 | 2663.95 | 2650.7898 | 2638.858 | 2626.6217
Scenario 1: Reference | PG&E | Ind | WholeBlg | Ind - Textiles | Total Resource Cost Test | Energy Efficiency | 2739.2669 | 2746.4861 | 2745.1702 | 2739.7116 | 2726.5105 | 2716.0058 | 2701.8384 | 2690.3714 | 2675.3382 | 2663.95 | 2650.7898 | 2638.858 | 2626.6217
Scenario 1: Reference | PG&E | Ind | WholeBlg | Ind - Transportation Equipment | Participant Cost Test | Energy Efficiency | 71552.4102 | 71996.4142 | 72478.6794 | 72764.9048 | 72809.1112 | 72916.3878 | 73010.9539 | 73201.3529 | 73316.5876 | 73518.2833 | 73625.1944 | 73706.0304 | 73714.9692
Scenario 1: Reference | PG&E | Ind | WholeBlg | Ind - Transportation Equipment | Program Administrator Cost Test | Energy Efficiency | 71552.4102 | 71996.4142 | 72478.6794 | 72764.9048 | 72809.1112 | 72916.3878 | 73010.9539 | 73201.3529 | 73316.5876 | 73518.2833 | 73625.1944 | 73706.0304 | 73714.9692
Scenario 1: Reference | PG&E | Ind | WholeBlg | Ind - Transportation Equipment | Rate Impact Measure Test | Energy Efficiency | 71552.4102 | 71996.4142 | 72478.6794 | 72764.9048 | 72809.1112 | 72916.3878 | 73010.9539 | 73201.3529 | 73316.5876 | 73518.2833 | 73625.1944 | 73706.0304 | 73714.9692
Scenario 1: Reference | PG&E | Ind | WholeBlg | Ind - Transportation Equipment | Total Resource Cost Test | Energy Efficiency | 71552.4102 | 71996.4142 | 72478.6794 | 72764.9048 | 72809.1112 | 72916.3878 | 73010.9539 | 73201.3529 | 73316.5876 | 73518.2833 | 73625.1944 | 73706.0304 | 73714.9692
Scenario 1: Reference | PG&E | Res | AppPlug | Res - Multi Family | Participant Cost Test | Energy Efficiency | 0 | 0 | 185693.5431 | 213252.2809 | 218902.3551 | 224380.8832 | 229843.5038 | 232425.6092 | 237641.2422 | 242977.6741 | 248517.5989 | 254385.0658 | 258597.7148
Scenario 1: Reference | PG&E | Res | AppPlug | Res - Multi Family | Participant Cost Test | Fuel Substitution | 3.487 | 3.8898 | 4.3163 | 4.7646 | 5.2341 | 0 | 0 | 0 | 0 | 0 | 0 | 0 | 0
Scenario 1: Reference | PG&E | Res | AppPlug | Res - Multi Family | Program Administrator Cost Test | Energy Efficiency | 0 | 0 | 90406.3192 | 101787.7462 | 102435.8736 | 102940.7488 | 103379.2868 | 102490.8522 | 102736.0274 | 102983.3827 | 103266.0962 | 103631.5635 | 103282.0739
Scenario 1: Reference | PG&E | Res | AppPlug | Res - Multi Family | Program Administrator Cost Test | Fuel Substitution | 19.6519 | 22.2304 | 24.9493 | 27.7887 | 30.8692 | 0 | 0 | 0 | 0 | 0 | 0 | 0 | 0
Scenario 1: Reference | PG&E | Res | AppPlug | Res - Multi Family | Rate Impact Measure Test | Energy Efficiency | 0 | 0 | 248599.7333 | 270403.807 | 261490.8198 | 250764.1794 | 238526.789 | 221939.164 | 206589.5086 | 189616.587 | 171117.2648 | 150922.3659 | 127865.0426
Scenario 1: Reference | PG&E | Res | AppPlug | Res - Multi Family | Rate Impact Measure Test | Fuel Substitution | 27.7987 | 31.2357 | 34.6643 | 38.1455 | 41.7504 | 0 | 0 | 0 | 0 | 0 | 0 | 0 | 0
Scenario 1: Reference | PG&E | Res | AppPlug | Res - Multi Family | Total Resource Cost Test | Energy Efficiency | 0 | 0 | 132801.2555 | 150816.1026 | 153106.998 | 155225.4996 | 157283.8638 | 157344.9601 | 159165.8414 | 161025.9848 | 162978.636 | 165101.6931 | 166116.7686
Scenario 1: Reference | PG&E | Res | AppPlug | Res - Multi Family | Total Resource Cost Test | Fuel Substitution | 21.3954 | 24.1754 | 27.1075 | 30.1711 | 33.4862 | 0 | 0 | 0 | 0 | 0 | 0 | 0 | 0
Scenario 1: Reference | PG&E | Res | AppPlug | Res - Single Family | Participant Cost Test | Energy Efficiency | 0 | 0 | 0 | 0 | 0 | 0 | 0 | 0 | 0 | 0 | 0 | 1315487.7647 | 1425774.771
Scenario 1: Reference | PG&E | Res | AppPlug | Res - Single Family | Participant Cost Test | Fuel Substitution | 33.043 | 36.6786 | 40.4811 | 44.4554 | 48.6057 | 0 | 0 | 0 | 0 | 0 | 0 | 0 | 0
Scenario 1: Reference | PG&E | Res | AppPlug | Res - Single Family | Program Administrator Cost Test | Energy Efficiency | 0 | 0 | 0 | 0 | 0 | 0 | 0 | 0 | 0 | 0 | 0 | 206779.7992 | 219721.2444
Scenario 1: Reference | PG&E | Res | AppPlug | Res - Single Family | Program Administrator Cost Test | Fuel Substitution | 133.483 | 149.9391 | 167.0932 | 184.9037 | 204.1038 | 0 | 0 | 0 | 0 | 0 | 0 | 0 | 0
Scenario 1: Reference | PG&E | Res | AppPlug | Res - Single Family | Rate Impact Measure Test | Energy Efficiency | 0 | 0 | 0 | 0 | 0 | 0 | 0 | 0 | 0 | 0 | 0 | 314714.9365 | 279605.7193
Scenario 1: Reference | PG&E | Res | AppPlug | Res - Single Family | Rate Impact Measure Test | Fuel Substitution | 180.8097 | 201.9795 | 222.9216 | 244.0998 | 265.9925 | 0 | 0 | 0 | 0 | 0 | 0 | 0 | 0
Scenario 1: Reference | PG&E | Res | AppPlug | Res - Single Family | Total Resource Cost Test | Energy Efficiency | 0 | 0 | 0 | 0 | 0 | 0 | 0 | 0 | 0 | 0 | 0 | 579883.6264 | 624842.486
Scenario 1: Reference | PG&E | Res | AppPlug | Res - Single Family | Total Resource Cost Test | Fuel Substitution | 150.0045 | 168.2784 | 187.3338 | 207.1314 | 228.4066 | 0 | 0 | 0 | 0 | 0 | 0 | 0 | 0
Scenario 1: Reference | PG&E | Res | BROs | Income Qualified - Multi Family IQ | Participant Cost Test | Energy Efficiency | 979453.9822 | 996759.3421 | 1015571.8646 | 1038564.6261 | 1062897.6271 | 1089191.6975 | 1111319.6493 | 1137129.6928 | 1162421.9909 | 1187785.8523 | 1210793.7158 | 1102267.2673 | 1117983.8953
Scenario 1: Reference | PG&E | Res | BROs | Income Qualified - Multi Family IQ | Program Administrator Cost Test | Energy Efficiency | 979453.9822 | 996759.3421 | 1015571.8646 | 1038564.6261 | 1062897.6271 | 1089191.6975 | 1111319.6493 | 1137129.6928 | 1162421.9909 | 1187785.8523 | 1210793.7158 | 1102267.2673 | 1117983.8953
Scenario 1: Reference | PG&E | Res | BROs | Income Qualified - Multi Family IQ | Rate Impact Measure Test | Energy Efficiency | 979453.9822 | 996759.3421 | 1015571.8646 | 1038564.6261 | 1062897.6271 | 1089191.6975 | 1111319.6493 | 1137129.6928 | 1162421.9909 | 1187785.8523 | 1210793.7158 | 1102267.2673 | 1117983.8953
Scenario 1: Reference | PG&E | Res | BROs | Income Qualified - Multi Family IQ | Total Resource Cost Test | Energy Efficiency | 979453.9822 | 996759.3421 | 1015571.8646 | 1038564.6261 | 1062897.6271 | 1089191.6975 | 1111319.6493 | 1137129.6928 | 1162421.9909 | 1187785.8523 | 1210793.7158 | 1102267.2673 | 1117983.8953
Scenario 1: Reference | PG&E | Res | BROs | Income Qualified - Single Family IQ | Participant Cost Test | Energy Efficiency | 3562752.8148 | 3615344.816 | 3671755.5461 | 3744049.8554 | 3820259.9764 | 3902169.3407 | 3973367.9471 | 4054649.0055 | 4133072.3943 | 4208216.5536 | 4274207.406 | 3911028.9152 | 3955861.7715
Scenario 1: Reference | PG&E | Res | BROs | Income Qualified - Single Family IQ | Program Administrator Cost Test | Energy Efficiency | 3562752.8148 | 3615344.816 | 3671755.5461 | 3744049.8554 | 3820259.9764 | 3902169.3407 | 3973367.9471 | 4054649.0055 | 4133072.3943 | 4208216.5536 | 4274207.406 | 3911028.9152 | 3955861.7715
Scenario 1: Reference | PG&E | Res | BROs | Income Qualified - Single Family IQ | Rate Impact Measure Test | Energy Efficiency | 3562752.8148 | 3615344.816 | 3671755.5461 | 3744049.8554 | 3820259.9764 | 3902169.3407 | 3973367.9471 | 4054649.0055 | 4133072.3943 | 4208216.5536 | 4274207.406 | 3911028.9152 | 3955861.7715
Scenario 1: Reference | PG&E | Res | BROs | Income Qualified - Single Family IQ | Total Resource Cost Test | Energy Efficiency | 3562752.8148 | 3615344.816 | 3671755.5461 | 3744049.8554 | 3820259.9764 | 3902169.3407 | 3973367.9471 | 4054649.0055 | 4133072.3943 | 4208216.5536 | 4274207.406 | 3911028.9152 | 3955861.7715
Scenario 1: Reference | PG&E | Res | BROs | Res - Multi Family | Participant Cost Test | Energy Efficiency | 10069068.2318 | 10202560.5104 | 10347562.4056 | 10532069.9002 | 10727487.0627 | 10936552.0545 | 11115475.1261 | 11321158.6469 | 11520593.4185 | 11711375.2028 | 11881329.4674 | 12090436.8308 | 12308811.412
Scenario 1: Reference | PG&E | Res | BROs | Res - Multi Family | Program Administrator Cost Test | Energy Efficiency | 10069068.2318 | 10202560.5104 | 10347562.4056 | 10532069.9002 | 10727487.0627 | 10936552.0545 | 11115475.1261 | 11321158.6469 | 11520593.4185 | 11711375.2028 | 11881329.4674 | 12090436.8308 | 12308811.412
Scenario 1: Reference | PG&E | Res | BROs | Res - Multi Family | Rate Impact Measure Test | Energy Efficiency | 10069068.2318 | 10202560.5104 | 10347562.4056 | 10532069.9002 | 10727487.0627 | 10936552.0545 | 11115475.1261 | 11321158.6469 | 11520593.4185 | 11711375.2028 | 11881329.4674 | 12090436.8308 | 12308811.412
Scenario 1: Reference | PG&E | Res | BROs | Res - Multi Family | Total Resource Cost Test | Energy Efficiency | 10069068.2318 | 10202560.5104 | 10347562.4056 | 10532069.9002 | 10727487.0627 | 10936552.0545 | 11115475.1261 | 11321158.6469 | 11520593.4185 | 11711375.2028 | 11881329.4674 | 12090436.8308 | 12308811.412
Scenario 1: Reference | PG&E | Res | BROs | Res - Single Family | Participant Cost Test | Energy Efficiency | 2558619.1865 | 2599376.8277 | 2644004.1725 | 2698527.0172 | 2756277.1365 | 2818450.57 | 2869588.5181 | 2929692.4463 | 2988472.7966 | 3047239.6008 | 3100508.3526 | 3164193.9373 | 3230193.4469
Scenario 1: Reference | PG&E | Res | BROs | Res - Single Family | Program Administrator Cost Test | Energy Efficiency | 2558619.1865 | 2599376.8277 | 2644004.1725 | 2698527.0172 | 2756277.1365 | 2818450.57 | 2869588.5181 | 2929692.4463 | 2988472.7966 | 3047239.6008 | 3100508.3526 | 3164193.9373 | 3230193.4469
Scenario 1: Reference | PG&E | Res | BROs | Res - Single Family | Rate Impact Measure Test | Energy Efficiency | 2558619.1865 | 2599376.8277 | 2644004.1725 | 2698527.0172 | 2756277.1365 | 2818450.57 | 2869588.5181 | 2929692.4463 | 2988472.7966 | 3047239.6008 | 3100508.3526 | 3164193.9373 | 3230193.4469
Scenario 1: Reference | PG&E | Res | BROs | Res - Single Family | Total Resource Cost Test | Energy Efficiency | 2558619.1865 | 2599376.8277 | 2644004.1725 | 2698527.0172 | 2756277.1365 | 2818450.57 | 2869588.5181 | 2929692.4463 | 2988472.7966 | 3047239.6008 | 3100508.3526 | 3164193.9373 | 3230193.4469
Scenario 1: Reference | PG&E | Res | BldgEnv | Res - Single Family | Participant Cost Test | Energy Efficiency | 694954.8624 | 854138.7906 | 928267.9445 | 947471.8248 | 939187.0554 | 918159.1048 | 889490.8714 | 855043.7373 | 820203.8436 | 0 | 0 | 0 | 0
Scenario 1: Reference | PG&E | Res | BldgEnv | Res - Single Family | Program Administrator Cost Test | Energy Efficiency | 99191.0321 | 116679.6397 | 123058.4648 | 122569.7443 | 118866.8208 | 113812.6586 | 108070.4697 | 101880.0319 | 95861.071 | 0 | 0 | 0 | 0
Scenario 1: Reference | PG&E | Res | BldgEnv | Res - Single Family | Rate Impact Measure Test | Energy Efficiency | 132392.3444 | 157625.0977 | 165945.1724 | 164015.4113 | 157284.8809 | 148533.7236 | 138751.435 | 128087.9112 | 117501.7972 | 0 | 0 | 0 | 0
Scenario 1: Reference | PG&E | Res | BldgEnv | Res - Single Family | Total Resource Cost Test | Energy Efficiency | 293543.8865 | 355726.805 | 382952.6214 | 387861.8553 | 381839.1963 | 370897.2079 | 357127.9136 | 341292.2783 | 325518.1472 | 0 | 0 | 0 | 0
Scenario 1: Reference | PG&E | Res | HVAC | Res - Multi Family | Participant Cost Test | Energy Efficiency | 223923.5257 | 251458.0216 | 278185.3732 | 301888.113 | 324215.5438 | 345959.6657 | 367507.5669 | 364779.2396 | 384509.7613 | 404544.9638 | 424934.6302 | 496265.6175 | 495339.2422
Scenario 1: Reference | PG&E | Res | HVAC | Res - Multi Family | Participant Cost Test | Fuel Substitution | 202.9958 | 377.7577 | 409.4689 | 441.4593 | 541.2647 | 349.846 | 380.8949 | 411.0091 | 438.9747 | 473.6502 | 508.0587 | 537.3588 | 563.1664
Scenario 1: Reference | PG&E | Res | HVAC | Res - Multi Family | Program Administrator Cost Test | Energy Efficiency | 102140.2451 | 112525.6554 | 415903.6992 | 129815.4069 | 136677.5856 | 142973.3865 | 148897.6547 | 144462.9082 | 149299.2527 | 154004.8219 | 158598.6651 | 250036.7021 | 228718.0179
Scenario 1: Reference | PG&E | Res | HVAC | Res - Multi Family | Program Administrator Cost Test | Fuel Substitution | 363.5147 | 547.6106 | 584.8358 | 619.6893 | 715.3659 | 123.9293 | 133.3895 | 142.2188 | 150.0333 | 160.4398 | 169.9556 | 177.4911 | 183.6263
Scenario 1: Reference | PG&E | Res | HVAC | Res - Multi Family | Rate Impact Measure Test | Energy Efficiency | 407121.3803 | 432871.9946 | 1107329.9542 | 460631.1224 | 461428.6833 | 455160.1287 | 442873.4827 | 396829.3727 | 373855.5495 | 345164.8564 | 311148.2168 | 379126.5625 | 293129.2356
Scenario 1: Reference | PG&E | Res | HVAC | Res - Multi Family | Rate Impact Measure Test | Fuel Substitution | 504.2766 | 752.8412 | 796.7482 | 835.8787 | 946.1064 | 481.2483 | 478.9302 | 466.1962 | 442.5307 | 416.5424 | 378.9149 | 326.912 | 263.1897
Scenario 1: Reference | PG&E | Res | HVAC | Res - Multi Family | Total Resource Cost Test | Energy Efficiency | 214637.0761 | 239320.7802 | 556700.0268 | 283168.3618 | 301958.4639 | 319953.9003 | 337539.1581 | 332416.4192 | 348056.1335 | 363775.866 | 379620.4593 | 495323.9161 | 477561.4036
Scenario 1: Reference | PG&E | Res | HVAC | Res - Multi Family | Total Resource Cost Test | Fuel Substitution | 493.9699 | 812.9024 | 874.6231 | 934.4097 | 1110.9946 | 438.7569 | 476.8324 | 513.5417 | 547.3926 | 589.938 | 631.5253 | 666.59 | 697.1589
Scenario 1: Reference | PG&E | Res | HVAC | Res - Single Family | Participant Cost Test | Energy Efficiency | 11063074.9937 | 13006324.206 | 14517409.2871 | 15725790.5084 | 14159315.9978 | 7767479.8686 | 8231173.7631 | 8685389.6555 | 2027060.1504 | 999089.4176 | 1047500.0337 | 1409128.2942 | 1454812.8598
Scenario 1: Reference | PG&E | Res | HVAC | Res - Single Family | Participant Cost Test | Fuel Substitution | 19386.9601 | 20847.6933 | 25148.8656 | 26842.1103 | 26586.1831 | 7661.3679 | 8358.789 | 9058.3648 | 232.3203 | 257.6091 | 280.2201 | 299.1856 | 316.7289
Scenario 1: Reference | PG&E | Res | HVAC | Res - Single Family | Program Administrator Cost Test | Energy Efficiency | 1002892.4321 | 1160508.4174 | 2805145.2378 | 1351098.1338 | 1413856.2486 | 716033.1612 | 743737.5294 | 769250.2328 | 312215.2101 | 246604.9985 | 253486.6105 | 814494.2184 | 807015.11
Scenario 1: Reference | PG&E | Res | HVAC | Res - Single Family | Program Administrator Cost Test | Fuel Substitution | 29569.7927 | 32047.2632 | 37092.5755 | 39346.8611 | 41552.3752 | 1991.1694 | 2161.0003 | 2338.2811 | 204.024 | 224.592 | 242.1093 | 256.6117 | 269.4805
Scenario 1: Reference | PG&E | Res | HVAC | Res - Single Family | Rate Impact Measure Test | Energy Efficiency | 3677577.1385 | 4125279.0792 | 7786241.3084 | 4458888.9903 | 4454200.6987 | 2217301.6991 | 2152776.3964 | 2057810.1105 | 775242.276 | 552705.9336 | 497304.9855 | 1128782.0911 | 970233.0914
Scenario 1: Reference | PG&E | Res | HVAC | Res - Single Family | Rate Impact Measure Test | Fuel Substitution | 30102.0317 | 32688.7058 | 38018.83 | 40369.1227 | 42659.6769 | 6347.4479 | 6380.5371 | 6310.4879 | 423.0881 | 421.2784 | 404.5674 | 373.8238 | 332.468
Scenario 1: Reference | PG&E | Res | HVAC | Res - Single Family | Total Resource Cost Test | Energy Efficiency | 9755113.6458 | 11517005.6503 | 14397318.3851 | 13913795.6328 | 12222453.5768 | 5223295.0895 | 5523287.2571 | 5815869.9592 | 1461639.4707 | 793286.937 | 827742.3029 | 1494969.2016 | 1514747.133
Scenario 1: Reference | PG&E | Res | HVAC | Res - Single Family | Total Resource Cost Test | Fuel Substitution | 42410.4642 | 46179.445 | 54879.5529 | 58675.3571 | 60511.2683 | 9225.6083 | 10062.4481 | 10910.0641 | 405.1767 | 448.2924 | 486.1859 | 517.9402 | 546.9163
Scenario 1: Reference | PG&E | Res | WaterHeat | Res - Multi Family | Participant Cost Test | Energy Efficiency | 733163.2015 | 953101.0419 | 1045976.5476 | 1108054.8042 | 1164464.7972 | 687703.9527 | 716192.0518 | 716840.4105 | 745204.4575 | 775373.0026 | 807992.6635 | 844425.4293 | 863206.1757
Scenario 1: Reference | PG&E | Res | WaterHeat | Res - Multi Family | Participant Cost Test | Fuel Substitution | 5312317.8027 | 5593282.8665 | 5870556.5089 | 6101578.3742 | 6277857.2254 | 40395.738 | 48891.5611 | 57492.5259 | 65655.6149 | 75427.3461 | 87467.5387 | 99215.7545 | 109257.4145
Scenario 1: Reference | PG&E | Res | WaterHeat | Res - Multi Family | Program Administrator Cost Test | Energy Efficiency | 1048959.3835 | 1217692.1284 | 1280145.9484 | 1304215.9164 | 1314822.5987 | 875445.9722 | 870783.1565 | 826080.4467 | 821730.9102 | 819471.6508 | 820623.8994 | 827149.335 | 811115.3341
Scenario 1: Reference | PG&E | Res | WaterHeat | Res - Multi Family | Program Administrator Cost Test | Fuel Substitution | 4718699.1046 | 5318995.159 | 5948990.8536 | 6605578.3781 | 7322954.9547 | 36003.3367 | 43109.8476 | 50155.8506 | 56590.9794 | 64261.5226 | 73648.7871 | 82559.3536 | 89855.0989
Scenario 1: Reference | PG&E | Res | WaterHeat | Res - Multi Family | Rate Impact Measure Test | Energy Efficiency | 2569943.9659 | 3136589.0757 | 3287247.2402 | 3308185.2192 | 3228799.2588 | 2164996.8669 | 2052814.2881 | 1840949.9926 | 1705947.3622 | 1559122.6863 | 1402655.8505 | 1236004.7852 | 1021420.2812
Scenario 1: Reference | PG&E | Res | WaterHeat | Res - Multi Family | Rate Impact Measure Test | Fuel Substitution | 4719025.7785 | 5319478.6947 | 5949662.6023 | 6606564.8009 | 7324346.1762 | 147224.6328 | 162456.944 | 171912.3137 | 173968.21 | 173433.1619 | 169854.8054 | 156257.6599 | 131050.1637
Scenario 1: Reference | PG&E | Res | WaterHeat | Res - Multi Family | Total Resource Cost Test | Energy Efficiency | 1568799.6931 | 1863215.6066 | 1987181.8453 | 2056890.886 | 2109756.3458 | 1235916.5579 | 1246925.5638 | 1202935.4868 | 1214023.9661 | 1228115.9165 | 1246915.2306 | 1273157.7074 | 1267209.6487
Scenario 1: Reference | PG&E | Res | WaterHeat | Res - Multi Family | Total Resource Cost Test | Fuel Substitution | 6011680.4969 | 6766212.6183 | 7561400.5756 | 8394203.278 | 9297478.9899 | 73564.524 | 88637.5044 | 103769.8008 | 117903.7746 | 134794.4333 | 155550.2851 | 175585.1305 | 192429.6109
Scenario 1: Reference | PG&E | Res | WaterHeat | Res - Single Family | Participant Cost Test | Energy Efficiency | 6457231.4005 | 7199441.1419 | 5087996.5716 | 5397478.3861 | 5663231.3453 | 2694838.2978 | 2781908.9581 | 2869308.319 | 2912651.2285 | 3006680.7194 | 3113367.4254 | 3228845.7347 | 3350890.0732
Scenario 1: Reference | PG&E | Res | WaterHeat | Res - Single Family | Participant Cost Test | Fuel Substitution | 60352.1125 | 82773.4662 | 103102.7125 | 122399.6165 | 141681.6698 | 292012.658 | 352871.1077 | 414240.0994 | 472441.33 | 536297.1127 | 619344.9375 | 702801.9523 | 774863.0538
Scenario 1: Reference | PG&E | Res | WaterHeat | Res - Single Family | Program Administrator Cost Test | Energy Efficiency | 5474815.2233 | 5946881.8345 | 6254048.5666 | 6425328.5996 | 6512708.2886 | 3333468.8647 | 3294033.9123 | 3253572.4167 | 3193675.5047 | 3170851.6327 | 3161674.3545 | 3163738.9948 | 3172983.6827
Scenario 1: Reference | PG&E | Res | WaterHeat | Res - Single Family | Program Administrator Cost Test | Fuel Substitution | 115152.3553 | 167853.108 | 219555.6747 | 273490.874 | 333091.2272 | 258911.1744 | 309585.1777 | 359058.3963 | 404590.6151 | 453762.0882 | 517837.8749 | 580736.0542 | 632843.7883
Scenario 1: Reference | PG&E | Res | WaterHeat | Res - Single Family | Rate Impact Measure Test | Energy Efficiency | 14053945.5806 | 15060048.2824 | 15618319.5615 | 15785480.3543 | 15484924.7603 | 8087347.0453 | 7625394.5799 | 7112506.4397 | 6508508.1327 | 5932061.1915 | 5326394.6899 | 4675394.8723 | 3966638.1402
Scenario 1: Reference | PG&E | Res | WaterHeat | Res - Single Family | Rate Impact Measure Test | Fuel Substitution | 115152.3553 | 167853.108 | 219555.6747 | 273490.874 | 333091.2272 | 1054890.9556 | 1162216.7951 | 1227287.9439 | 1240410.1086 | 1221276.1569 | 1191206.8896 | 1096754.6216 | 921624.403
Scenario 1: Reference | PG&E | Res | WaterHeat | Res - Single Family | Total Resource Cost Test | Energy Efficiency | 10659734.8868 | 11750794.4755 | 9853902.956 | 10265964.0845 | 10564373.0779 | 4773252.2713 | 4781710.5761 | 4788965.3271 | 4753498.9674 | 4781799.4503 | 4830476.2066 | 4895162.8169 | 4970561.0682
Scenario 1: Reference | PG&E | Res | WaterHeat | Res - Single Family | Total Resource Cost Test | Fuel Substitution | 146211.4659 | 213121.5282 | 278861.3542 | 347625.9155 | 423419.8251 | 530637.7433 | 638424.103 | 745640.8751 | 846107.6053 | 955649.6418 | 1098224.7575 | 1240197.2097 | 1360859.1751
Scenario 1: Reference | PG&E | Res | WholeBlg | Res - Multi Family | Participant Cost Test | Energy Efficiency | 0 | 0 | 13860.0483 | 14592.3029 | 14678.7617 | 14774.0446 | 4352557.6315 | 4246464.5694 | 4045259.7827 | 3869978.4342 | 3648436.9758 | 6008563.1967 | 5696772.343
Scenario 1: Reference | PG&E | Res | WholeBlg | Res - Multi Family | Program Administrator Cost Test | Energy Efficiency | 0 | 0 | 9852.144 | 10224.2345 | 10138.4425 | 10059.8215 | 2380065.1045 | 2288585.9785 | 2148897.1194 | 2026468.8328 | 1883369.6071 | 3016548.0921 | 2820696.7799
Scenario 1: Reference | PG&E | Res | WholeBlg | Res - Multi Family | Rate Impact Measure Test | Energy Efficiency | 0 | 0 | 34117.0931 | 33829.5157 | 31856.5702 | 29766.4807 | 6606388.283 | 5868891.5835 | 5030605.3069 | 4259433.704 | 3484337.8026 | 4723285.9985 | 3642925.617
Scenario 1: Reference | PG&E | Res | WholeBlg | Res - Multi Family | Total Resource Cost Test | Energy Efficiency | 0 | 0 | 20541.9289 | 21544.2287 | 21590.0503 | 21649.4523 | 5961170.829 | 5797159.8582 | 5505010.2817 | 5250088.6601 | 4934396.5528 | 8092406.9191 | 7650505.7193
Scenario 1: Reference | PG&E | Res | WholeBlg | Res - Single Family | Participant Cost Test | Energy Efficiency | 0 | 0 | 55848.7325 | 59059.3693 | 58867.1787 | 58743.9841 | 56826.3938 | 54309.4765 | 50920.8758 | 48273.9232 | 44992.4589 | 42293.2616 | 9209910.5324
Scenario 1: Reference | PG&E | Res | WholeBlg | Res - Single Family | Program Administrator Cost Test | Energy Efficiency | 0 | 0 | 29732.8864 | 30900.9919 | 30271.5909 | 29690.8511 | 28230.9616 | 26520.8169 | 24443.4507 | 22780.0445 | 20872.6344 | 19289.6706 | 3177852.0993
Scenario 1: Reference | PG&E | Res | WholeBlg | Res - Single Family | Rate Impact Measure Test | Energy Efficiency | 0 | 0 | 120536.7813 | 119616.4925 | 111139.7352 | 102432.3654 | 90646.0469 | 78299.5952 | 65449.3567 | 54256.0011 | 43175.5044 | 33458.2254 | 4325801.0615
Scenario 1: Reference | PG&E | Res | WholeBlg | Res - Single Family | Total Resource Cost Test | Energy Efficiency | 0 | 0 | 74072.6955 | 78028.45 | 77478.8848 | 77027.4984 | 74238.7623 | 70693.604 | 66046.4657 | 62393.671 | 57951.755 | 54290.1875 | 11239438.068
Scenario 1: Reference | SCE | Ag | WholeBlg | Ag - Dairies, fishing, hunting | Participant Cost Test | Energy Efficiency | 99182.9168 | 99771.8474 | 100296.39 | 100781.0315 | 101243.4704 | 101669.6514 | 102082.7823 | 102516.7279 | 102961.5144 | 103401.6129 | 103821.4888 | 104220.2301 | 104604.841
Scenario 1: Reference | SCE | Ag | WholeBlg | Ag - Dairies, fishing, hunting | Program Administrator Cost Test | Energy Efficiency | 99182.9168 | 99771.8474 | 100296.39 | 100781.0315 | 101243.4704 | 101669.6514 | 102082.7823 | 102516.7279 | 102961.5144 | 103401.6129 | 103821.4888 | 104220.2301 | 104604.841
Scenario 1: Reference | SCE | Ag | WholeBlg | Ag - Dairies, fishing, hunting | Rate Impact Measure Test | Energy Efficiency | 99182.9168 | 99771.8474 | 100296.39 | 100781.0315 | 101243.4704 | 101669.6514 | 102082.7823 | 102516.7279 | 102961.5144 | 103401.6129 | 103821.4888 | 104220.2301 | 104604.841
Scenario 1: Reference | SCE | Ag | WholeBlg | Ag - Dairies, fishing, hunting | Total Resource Cost Test | Energy Efficiency | 99182.9168 | 99771.8474 | 100296.39 | 100781.0315 | 101243.4704 | 101669.6514 | 102082.7823 | 102516.7279 | 102961.5144 | 103401.6129 | 103821.4888 | 104220.2301 | 104604.841
Scenario 1: Reference | SCE | Ag | WholeBlg | Ag - Irrigated Agriculture, vineyards, forestry and greenhouses | Participant Cost Test | Energy Efficiency | 238730.6688 | 251153.3588 | 262604.498 | 273495.1051 | 284041.4545 | 293853.9148 | 303228.6801 | 312865.3158 | 322695.3988 | 332649.63 | 342516.1027 | 352268.7009 | 361984.7196
Scenario 1: Reference | SCE | Ag | WholeBlg | Ag - Irrigated Agriculture, vineyards, forestry and greenhouses | Program Administrator Cost Test | Energy Efficiency | 238730.6688 | 251153.3588 | 262604.498 | 273495.1051 | 284041.4545 | 293853.9148 | 303228.6801 | 312865.3158 | 322695.3988 | 332649.63 | 342516.1027 | 352268.7009 | 361984.7196
Scenario 1: Reference | SCE | Ag | WholeBlg | Ag - Irrigated Agriculture, vineyards, forestry and greenhouses | Rate Impact Measure Test | Energy Efficiency | 238730.6688 | 251153.3588 | 262604.498 | 273495.1051 | 284041.4545 | 293853.9148 | 303228.6801 | 312865.3158 | 322695.3988 | 332649.63 | 342516.1027 | 352268.7009 | 361984.7196
Scenario 1: Reference | SCE | Ag | WholeBlg | Ag - Irrigated Agriculture, vineyards, forestry and greenhouses | Total Resource Cost Test | Energy Efficiency | 238730.6688 | 251153.3588 | 262604.498 | 273495.1051 | 284041.4545 | 293853.9148 | 303228.6801 | 312865.3158 | 322695.3988 | 332649.63 | 342516.1027 | 352268.7009 | 361984.7196
Scenario 1: Reference | SCE | Ag | WholeBlg | Ag - Water pumping | Participant Cost Test | Energy Efficiency | 1381632.4523 | 1380502.119 | 1379288.1277 | 1377977.4162 | 1376641.9775 | 1375439.5334 | 1374453.5272 | 1373540.8244 | 1372606.5568 | 1371464.5514 | 1370070.2142 | 1368433.671 | 1366592.4236
Scenario 1: Reference | SCE | Ag | WholeBlg | Ag - Water pumping | Program Administrator Cost Test | Energy Efficiency | 1381632.4523 | 1380502.119 | 1379288.1277 | 1377977.4162 | 1376641.9775 | 1375439.5334 | 1374453.5272 | 1373540.8244 | 1372606.5568 | 1371464.5514 | 1370070.2142 | 1368433.671 | 1366592.4236
Scenario 1: Reference | SCE | Ag | WholeBlg | Ag - Water pumping | Rate Impact Measure Test | Energy Efficiency | 1381632.4523 | 1380502.119 | 1379288.1277 | 1377977.4162 | 1376641.9775 | 1375439.5334 | 1374453.5272 | 1373540.8244 | 1372606.5568 | 1371464.5514 | 1370070.2142 | 1368433.671 | 1366592.4236
Scenario 1: Reference | SCE | Ag | WholeBlg | Ag - Water pumping | Total Resource Cost Test | Energy Efficiency | 1381632.4523 | 1380502.119 | 1379288.1277 | 1377977.4162 | 1376641.9775 | 1375439.5334 | 1374453.5272 | 1373540.8244 | 1372606.5568 | 1371464.5514 | 1370070.2142 | 1368433.671 | 1366592.4236
Scenario 1: Reference | SCE | Com | BROs | Com - Lodging | Participant Cost Test | Energy Efficiency | 4925.7645 | 10084.1032 | 15488.077 | 21252.3088 | 27426.0145 | 33953.7384 | 40984.7581 | 48295.2563 | 55989.6609 | 64126.985 | 72516.9056 | 80914.5621 | 89038.5031
Scenario 1: Reference | SCE | Com | BROs | Com - Lodging | Program Administrator Cost Test | Energy Efficiency | 4925.7645 | 10084.1032 | 15488.077 | 21252.3088 | 27426.0145 | 33953.7384 | 40984.7581 | 48295.2563 | 55989.6609 | 64126.985 | 72516.9056 | 80914.5621 | 89038.5031
Scenario 1: Reference | SCE | Com | BROs | Com - Lodging | Rate Impact Measure Test | Energy Efficiency | 4925.7645 | 10084.1032 | 15488.077 | 21252.3088 | 27426.0145 | 33953.7384 | 40984.7581 | 48295.2563 | 55989.6609 | 64126.985 | 72516.9056 | 80914.5621 | 89038.5031
Scenario 1: Reference | SCE | Com | BROs | Com - Lodging | Total Resource Cost Test | Energy Efficiency | 4925.7645 | 10084.1032 | 15488.077 | 21252.3088 | 27426.0145 | 33953.7384 | 40984.7581 | 48295.2563 | 55989.6609 | 64126.985 | 72516.9056 | 80914.5621 | 89038.5031
Scenario 1: Reference | SCE | Com | BROs | Com - Other | Participant Cost Test | Energy Efficiency | 7915.0287 | 16134.8831 | 24689.051 | 33739.8118 | 43364.0451 | 53470.8756 | 64346.0374 | 75559.9215 | 87295.0666 | 99618.7426 | 112250.8865 | 124839.1999 | 139018.6653
Scenario 1: Reference | SCE | Com | BROs | Com - Other | Program Administrator Cost Test | Energy Efficiency | 7915.0287 | 16134.8831 | 24689.051 | 33739.8118 | 43364.0451 | 53470.8756 | 64346.0374 | 75559.9215 | 87295.0666 | 99618.7426 | 112250.8865 | 124839.1999 | 139018.6653
Scenario 1: Reference | SCE | Com | BROs | Com - Other | Rate Impact Measure Test | Energy Efficiency | 7915.0287 | 16134.8831 | 24689.051 | 33739.8118 | 43364.0451 | 53470.8756 | 64346.0374 | 75559.9215 | 87295.0666 | 99618.7426 | 112250.8865 | 124839.1999 | 139018.6653
Scenario 1: Reference | SCE | Com | BROs | Com - Other | Total Resource Cost Test | Energy Efficiency | 7915.0287 | 16134.8831 | 24689.051 | 33739.8118 | 43364.0451 | 53470.8756 | 64346.0374 | 75559.9215 | 87295.0666 | 99618.7426 | 112250.8865 | 124839.1999 | 139018.6653
Scenario 1: Reference | SCE | Com | BROs | Com - Retail | Participant Cost Test | Energy Efficiency | 15823.1786 | 32154.8564 | 49100.7349 | 66837.0492 | 85576.7622 | 105136.9576 | 126065.0016 | 147502.9288 | 169755.1603 | 192916.0686 | 216381.0251 | 239593.8877 | 264938.8491
Scenario 1: Reference | SCE | Com | BROs | Com - Retail | Program Administrator Cost Test | Energy Efficiency | 15823.1786 | 32154.8564 | 49100.7349 | 66837.0492 | 85576.7622 | 105136.9576 | 126065.0016 | 147502.9288 | 169755.1603 | 192916.0686 | 216381.0251 | 239593.8877 | 264938.8491
Scenario 1: Reference | SCE | Com | BROs | Com - Retail | Rate Impact Measure Test | Energy Efficiency | 15823.1786 | 32154.8564 | 49100.7349 | 66837.0492 | 85576.7622 | 105136.9576 | 126065.0016 | 147502.9288 | 169755.1603 | 192916.0686 | 216381.0251 | 239593.8877 | 264938.8491
Scenario 1: Reference | SCE | Com | BROs | Com - Retail | Total Resource Cost Test | Energy Efficiency | 15823.1786 | 32154.8564 | 49100.7349 | 66837.0492 | 85576.7622 | 105136.9576 | 126065.0016 | 147502.9288 | 169755.1603 | 192916.0686 | 216381.0251 | 239593.8877 | 264938.8491
Scenario 1: Reference | SCE | Com | BldgEnv | Com - College | Participant Cost Test | Energy Efficiency | 8019.2988 | 8658.9656 | 9040.8248 | 9105.0748 | 8822.2875 | 8214.6062 | 7333.8809 | 6262.5112 | 153.7648 | 0 | 0 | 0 | 0
Scenario 1: Reference | SCE | Com | BldgEnv | Com - College | Program Administrator Cost Test | Energy Efficiency | 241.1325 | 255.2729 | 261.6353 | 258.8875 | 246.4798 | 226.0349 | 199.1288 | 168.151 | 11.4902 | 0 | 0 | 0 | 0
Scenario 1: Reference | SCE | Com | BldgEnv | Com - College | Rate Impact Measure Test | Energy Efficiency | 12867.356 | 13843.9511 | 14423.0541 | 14507.1796 | 14037.4279 | 13094.6832 | 11730.3712 | 9255.3455 | 509.3462 | 0 | 0 | 0 | 0
Scenario 1: Reference | SCE | Com | BldgEnv | Com - College | Total Resource Cost Test | Energy Efficiency | 5854.6416 | 6316.5489 | 6590.2126 | 6632.4399 | 6422.081 | 5976.2593 | 5332.8454 | 4551.9088 | 119.1256 | 0 | 0 | 0 | 0
Scenario 1: Reference | SCE | Com | BldgEnv | Com - Grocery | Participant Cost Test | Energy Efficiency | 310.2804 | 321.9053 | 331.5599 | 342.7295 | 356.4404 | 369.1774 | 380.3364 | 393.7977 | 406.1587 | 0 | 0 | 0 | 0
Scenario 1: Reference | SCE | Com | BldgEnv | Com - Grocery | Program Administrator Cost Test | Energy Efficiency | 21.3568 | 22.4824 | 23.3732 | 24.3859 | 25.593 | 26.6384 | 27.4726 | 28.4714 | 29.3108 | 0 | 0 | 0 | 0
Scenario 1: Reference | SCE | Com | BldgEnv | Com - Grocery | Rate Impact Measure Test | Energy Efficiency | 1153.9838 | 1191.8341 | 1205.1759 | 1212.9037 | 1216.0677 | 1195.0783 | 1147.3692 | 1075.8284 | 970.9109 | 0 | 0 | 0 | 0
Scenario 1: Reference | SCE | Com | BldgEnv | Com - Grocery | Total Resource Cost Test | Energy Efficiency | 238.553 | 247.8161 | 255.4652 | 264.2966 | 275.1013 | 285.0626 | 293.7081 | 304.1298 | 313.6219 | 0 | 0 | 0 | 0
Scenario 1: Reference | SCE | Com | BldgEnv | Com - Health | Participant Cost Test | Energy Efficiency | 14061.7945 | 12686.4721 | 950.2335 | 824.7067 | 696.2739 | 569.2306 | 456.8736 | 382.7664 | 387.6342 | 0 | 0 | 0 | 0
Scenario 1: Reference | SCE | Com | BldgEnv | Com - Health | Program Administrator Cost Test | Energy Efficiency | 622.6084 | 553.5523 | 79.3443 | 68.9062 | 58.8834 | 49.1891 | 41.1274 | 35.8005 | 36.1429 | 0 | 0 | 0 | 0
Scenario 1: Reference | SCE | Com | BldgEnv | Com - Health | Rate Impact Measure Test | Energy Efficiency | 19011.6177 | 17219.4471 | 2228.8308 | 2011.3851 | 1795.2255 | 1556.7403 | 1334.7707 | 1118.6855 | 990.6799 | 0 | 0 | 0 | 0
Scenario 1: Reference | SCE | Com | BldgEnv | Com - Health | Total Resource Cost Test | Energy Efficiency | 10465.8646 | 9434.0827 | 744.5078 | 646.2009 | 546.2751 | 447.6505 | 360.9389 | 303.7369 | 307.4869 | 0 | 0 | 0 | 0
Scenario 1: Reference | SCE | Com | BldgEnv | Com - Lodging | Participant Cost Test | Energy Efficiency | 639.3525 | 790.9848 | 976.5607 | 1203.0722 | 1478.7335 | 1812.8209 | 2215.7218 | 2698.6541 | 13.0708 | 0 | 0 | 0 | 0
Scenario 1: Reference | SCE | Com | BldgEnv | Com - Lodging | Program Administrator Cost Test | Energy Efficiency | 37.1679 | 45.063 | 54.5232 | 65.8239 | 79.2905 | 95.2635 | 114.1117 | 136.2118 | 1.3559 | 0 | 0 | 0 | 0
Scenario 1: Reference | SCE | Com | BldgEnv | Com - Lodging | Rate Impact Measure Test | Energy Efficiency | 495.7054 | 610.5344 | 749.6883 | 918.1812 | 1122.7152 | 1371.0695 | 1671.3591 | 1872.8035 | 9.14 | 0 | 0 | 0 | 0
Scenario 1: Reference | SCE | Com | BldgEnv | Com - Lodging | Total Resource Cost Test | Energy Efficiency | 484.7147 | 598.7524 | 738.1157 | 907.9745 | 1114.404 | 1364.2381 | 1665.117 | 2025.2697 | 10.5055 | 0 | 0 | 0 | 0
Scenario 1: Reference | SCE | Com | BldgEnv | Com - Office (Large) | Participant Cost Test | Energy Efficiency | 7968.9637 | 8150.6812 | 8303.7863 | 8463.5979 | 8667.6311 | 8861.9609 | 9003.808 | 9150.2965 | 9226.6649 | 0 | 0 | 0 | 0
Scenario 1: Reference | SCE | Com | BldgEnv | Com - Office (Large) | Program Administrator Cost Test | Energy Efficiency | 577.3604 | 591.9564 | 602.6423 | 613.0782 | 626.8535 | 638.7386 | 644.919 | 650.8536 | 649.9709 | 0 | 0 | 0 | 0
Scenario 1: Reference | SCE | Com | BldgEnv | Com - Office (Large) | Rate Impact Measure Test | Energy Efficiency | 14310.8398 | 14309.8022 | 14101.2223 | 13775.5186 | 13408.3092 | 12869.074 | 12078.7851 | 11044.6371 | 9704.8761 | 0 | 0 | 0 | 0
Scenario 1: Reference | SCE | Com | BldgEnv | Com - Office (Large) | Total Resource Cost Test | Energy Efficiency | 6155.635 | 6297.4333 | 6415.2927 | 6537.5967 | 6694.1952 | 6842.1112 | 6947.5846 | 7056.0612 | 7108.6363 | 0 | 0 | 0 | 0
Scenario 1: Reference | SCE | Com | BldgEnv | Com - Office (Small) | Participant Cost Test | Energy Efficiency | 286.7461 | 298.0231 | 308.7533 | 319.1287 | 107.8848 | 2802.7932 | 326.2863 | 335.3597 | 343.917 | 0 | 0 | 0 | 0
Scenario 1: Reference | SCE | Com | BldgEnv | Com - Office (Small) | Program Administrator Cost Test | Energy Efficiency | 21.6276 | 22.6347 | 23.5583 | 24.4094 | 3.1127 | 266.7156 | 24.37 | 24.9538 | 25.4515 | 0 | 0 | 0 | 0
Scenario 1: Reference | SCE | Com | BldgEnv | Com - Office (Small) | Rate Impact Measure Test | Energy Efficiency | 619.4918 | 633.0142 | 638.3835 | 635.4994 | 62.7419 | 6309.2421 | 527.8471 | 489.4808 | 438.8796 | 0 | 0 | 0 | 0
Scenario 1: Reference | SCE | Com | BldgEnv | Com - Office (Small) | Total Resource Cost Test | Energy Efficiency | 222.3498 | 231.2508 | 239.6856 | 247.7995 | 78.6321 | 2228.6708 | 252.7704 | 259.7056 | 266.1934 | 0 | 0 | 0 | 0
Scenario 1: Reference | SCE | Com | BldgEnv | Com - Other | Participant Cost Test | Energy Efficiency | 30686.0815 | 27945.2963 | 24074.4096 | 19481.6539 | 14617.042 | 9871.1988 | 5538.4414 | 3506.3455 | 3431.6876 | 0 | 0 | 0 | 0
Scenario 1: Reference | SCE | Com | BldgEnv | Com - Other | Program Administrator Cost Test | Energy Efficiency | 1003.8835 | 915.4176 | 798.2967 | 665.2493 | 529.8077 | 402.6239 | 291.8553 | 243.5275 | 245.1483 | 0 | 0 | 0 | 0
Scenario 1: Reference | SCE | Com | BldgEnv | Com - Other | Rate Impact Measure Test | Energy Efficiency | 36955.9629 | 33776.0833 | 29251.1036 | 23855.9739 | 18115.9166 | 12470.8007 | 7233.6183 | 4470.4376 | 3865.2445 | 0 | 0 | 0 | 0
Scenario 1: Reference | SCE | Com | BldgEnv | Com - Other | Total Resource Cost Test | Energy Efficiency | 22484.1406 | 20477.125 | 17650.3835 | 14302.407 | 10761.7371 | 7312.463 | 4168.7643 | 2697.9693 | 2647.3296 | 0 | 0 | 0 | 0
Scenario 1: Reference | SCE | Com | BldgEnv | Com - Refrig. Warehouse | Participant Cost Test | Energy Efficiency | 14.3261 | 1.5549 | 1.648 | 1.7075 | 1.7963 | 1.906 | 2.031 | 2.1459 | 2.2781 | 0 | 0 | 0 | 0
Scenario 1: Reference | SCE | Com | BldgEnv | Com - Refrig. Warehouse | Program Administrator Cost Test | Energy Efficiency | 5.3463 | 0.53619 | 0.55865 | 0.56777 | 0.58609 | 0.61021 | 0.63786 | 0.66048 | 0.6871 | 0 | 0 | 0 | 0
Scenario 1: Reference | SCE | Com | BldgEnv | Com - Refrig. Warehouse | Rate Impact Measure Test | Energy Efficiency | 193.175 | 18.5261 | 18.5226 | 17.9194 | 17.4507 | 16.9551 | 16.311 | 15.2338 | 13.9195 | 0 | 0 | 0 | 0
Scenario 1: Reference | SCE | Com | BldgEnv | Com - Refrig. Warehouse | Total Resource Cost Test | Energy Efficiency | 15.3745 | 1.6246 | 1.7123 | 1.7631 | 1.8435 | 1.9444 | 2.0595 | 2.1626 | 2.2817 | 0 | 0 | 0 | 0
Scenario 1: Reference | SCE | Com | BldgEnv | Com - Restaurant | Participant Cost Test | Energy Efficiency | 0 | 0 | 0 | 0 | 0 | 0 | 0 | 0 | 0 | 0 | 0 | 0 | 0
Scenario 1: Reference | SCE | Com | BldgEnv | Com - Restaurant | Program Administrator Cost Test | Energy Efficiency | 0 | 0 | 0 | 0 | 0 | 0 | 0 | 0 | 0 | 0 | 0 | 0 | 0
Scenario 1: Reference | SCE | Com | BldgEnv | Com - Restaurant | Rate Impact Measure Test | Energy Efficiency | 0 | 0 | 0 | 0 | 0 | 0 | 0 | 0 | 0 | 0 | 0 | 0 | 0
Scenario 1: Reference | SCE | Com | BldgEnv | Com - Restaurant | Total Resource Cost Test | Energy Efficiency | 0 | 0 | 0 | 0 | 0 | 0 | 0 | 0 | 0 | 0 | 0 | 0 | 0
Scenario 1: Reference | SCE | Com | BldgEnv | Com - Retail | Participant Cost Test | Energy Efficiency | 841.8156 | 872.2565 | 896.0667 | 921.6297 | 949.0266 | 968.3754 | 980.861 | 995.8248 | 1001.9796 | 0 | 0 | 0 | 0
Scenario 1: Reference | SCE | Com | BldgEnv | Com - Retail | Program Administrator Cost Test | Energy Efficiency | 57.917 | 60.3133 | 62.0014 | 63.8308 | 65.7969 | 66.9709 | 67.4666 | 68.1162 | 67.9288 | 0 | 0 | 0 | 0
Scenario 1: Reference | SCE | Com | BldgEnv | Com - Retail | Rate Impact Measure Test | Energy Efficiency | 1697.8194 | 1729.7246 | 1725.5707 | 1710.6593 | 1682.9613 | 1617.0425 | 1517.5956 | 1388.9215 | 1217.6863 | 0 | 0 | 0 | 0
Scenario 1: Reference | SCE | Com | BldgEnv | Com - Retail | Total Resource Cost Test | Energy Efficiency | 647.188 | 670.8929 | 689.2481 | 708.9716 | 730.1156 | 744.8336 | 754.0693 | 765.1936 | 769.3145 | 0 | 0 | 0 | 0
Scenario 1: Reference | SCE | Com | BldgEnv | Com - School | Participant Cost Test | Energy Efficiency | 443.4068 | 454.6934 | 466.4632 | 477.0647 | 485.7116 | 495.3028 | 502.141 | 509.9861 | 518.0396 | 0 | 0 | 0 | 0
Scenario 1: Reference | SCE | Com | BldgEnv | Com - School | Program Administrator Cost Test | Energy Efficiency | 32.4718 | 33.5001 | 34.5099 | 35.3339 | 35.9036 | 36.5172 | 36.8173 | 37.1752 | 37.5137 | 0 | 0 | 0 | 0
Scenario 1: Reference | SCE | Com | BldgEnv | Com - School | Rate Impact Measure Test | Energy Efficiency | 923.4215 | 930.7754 | 929.8373 | 915.4396 | 886.171 | 849.751 | 797.1547 | 729.2129 | 646.8804 | 0 | 0 | 0 | 0
Scenario 1: Reference | SCE | Com | BldgEnv | Com - School | Total Resource Cost Test | Energy Efficiency | 342.8566 | 351.7854 | 361.0342 | 369.2791 | 375.9017 | 383.2292 | 388.316 | 394.1655 | 400.1414 | 0 | 0 | 0 | 0
Scenario 1: Reference | SCE | Com | BldgEnv | Com - Warehouse | Participant Cost Test | Energy Efficiency | 3336.6742 | 3855.2548 | 4380.853 | 4899.9108 | 5383.0223 | 5775.5676 | 6047.8047 | 6180.1288 | 837.2341 | 0 | 0 | 0 | 0
Scenario 1: Reference | SCE | Com | BldgEnv | Com - Warehouse | Program Administrator Cost Test | Energy Efficiency | 351.0522 | 399.7059 | 446.9554 | 491.5197 | 530.5652 | 558.8601 | 574.1604 | 575.41 | 68.1282 | 0 | 0 | 0 | 0
Scenario 1: Reference | SCE | Com | BldgEnv | Com - Warehouse | Rate Impact Measure Test | Energy Efficiency | 7988.3728 | 9185.7982 | 10367.0332 | 11508.1926 | 12541.9974 | 13345.3459 | 13854.1817 | 12966.6052 | 1107.3267 | 0 | 0 | 0 | 0
Scenario 1: Reference | SCE | Com | BldgEnv | Com - Warehouse | Total Resource Cost Test | Energy Efficiency | 2686.7241 | 3098.3843 | 3513.5526 | 3921.4573 | 4298.6808 | 4601.7574 | 4807.6237 | 4901.5001 | 654.1921 | 0 | 0 | 0 | 0
Scenario 1: Reference | SCE | Com | ComRefrig | Com - College | Participant Cost Test | Energy Efficiency | 741.2646 | 520.6902 | 340.8083 | 206.1663 | 110.9632 | 73.5795 | 17735.7936 | 20774.2119 | 21398.102 | 21994.441 | 22613.4309 | 23407.4713 | 24059.7888
Scenario 1: Reference | SCE | Com | ComRefrig | Com - College | Program Administrator Cost Test | Energy Efficiency | 567.532 | 393.9557 | 255.1221 | 153.0778 | 82.2991 | 52.9208 | 9087.9488 | 10432.0504 | 10534.1817 | 10615.02 | 10699.3618 | 10857.4866 | 10940.8872
Scenario 1: Reference | SCE | Com | ComRefrig | Com - College | Rate Impact Measure Test | Energy Efficiency | 2511.6509 | 1686.5788 | 1049.3139 | 600.5914 | 306.214 | 185.3501 | 27564.178 | 29228.4132 | 26896.1279 | 24274.5146 | 21408.1743 | 18374.3546 | 14877.1193
Scenario 1: Reference | SCE | Com | ComRefrig | Com - College | Total Resource Cost Test | Energy Efficiency | 1004.385 | 700.8821 | 456.0533 | 274.6453 | 147.7305 | 96.3313 | 19602.8307 | 22751.2601 | 23226.3028 | 23663.8184 | 24118.3793 | 24750.7257 | 25224.355
Scenario 1: Reference | SCE | Com | ComRefrig | Com - Grocery | Participant Cost Test | Energy Efficiency | 1064589.6071 | 641213.2691 | 324712.9047 | 180227.1543 | 112147.3041 | 77268.0674 | 73791.4444 | 70471.5387 | 67301.2723 | 64273.8876 | 61382.9328 | 58622.2479 | 55985.9517
Scenario 1: Reference | SCE | Com | ComRefrig | Com - Grocery | Program Administrator Cost Test | Energy Efficiency | 823171.3997 | 493176.0016 | 251034.4649 | 137113.2526 | 81100.1796 | 52871.1324 | 49493.8512 | 46332.5056 | 43373.2762 | 40603.2285 | 38010.2566 | 35583.0301 | 33310.9443
Scenario 1: Reference | SCE | Com | ComRefrig | Com - Grocery | Rate Impact Measure Test | Energy Efficiency | 3643000.2739 | 2111354.5941 | 1032501.3403 | 537955.3446 | 301753.2253 | 185176.2724 | 161672.305 | 139543.2274 | 118703.2196 | 99113.9141 | 80675.5454 | 63254.8242 | 46789.9821
Scenario 1: Reference | SCE | Com | ComRefrig | Com - Grocery | Total Resource Cost Test | Energy Efficiency | 1450458.4671 | 871034.0697 | 442365.3223 | 243339.571 | 147258.8446 | 98495.4832 | 93079.2733 | 87970.0216 | 83149.8541 | 78601.962 | 74310.5371 | 70260.7107 | 66438.4971
Scenario 1: Reference | SCE | Com | ComRefrig | Com - Health | Participant Cost Test | Energy Efficiency | 0 | 0 | 0 | 0 | 0 | 0 | 120212.6472 | 143163.0075 | 147496.2289 | 151401.9436 | 155208.7535 | 159937.3689 | 165045.1817
Scenario 1: Reference | SCE | Com | ComRefrig | Com - Health | Program Administrator Cost Test | Energy Efficiency | 0 | 0 | 0 | 0 | 0 | 0 | 61536.3136 | 71847.5489 | 72570.7963 | 73031.8413 | 73400.1317 | 74153.2865 | 75021.0494
Scenario 1: Reference | SCE | Com | ComRefrig | Com - Health | Rate Impact Measure Test | Energy Efficiency | 0 | 0 | 0 | 0 | 0 | 0 | 186585.9283 | 201262.9427 | 185257.7691 | 166984.8796 | 146846.7526 | 125479.179 | 102005.6433
Scenario 1: Reference | SCE | Com | ComRefrig | Com - Health | Total Resource Cost Test | Energy Efficiency | 0 | 0 | 0 | 0 | 0 | 0 | 132806.7071 | 156744.5241 | 160057.6296 | 162855.6811 | 165502.9272 | 169082.7598 | 173003.1225
Scenario 1: Reference | SCE | Com | ComRefrig | Com - Refrig. Warehouse | Participant Cost Test | Energy Efficiency | 1745.7056 | 1311.0367 | 911.3706 | 588.0664 | 348.4637 | 180.8707 | 124.417 | 87.1853 | 73.2017 | 69.9086 | 66.7638 | 63.7608 | 60.8931
Scenario 1: Reference | SCE | Com | ComRefrig | Com - Refrig. Warehouse | Program Administrator Cost Test | Energy Efficiency | 1327.2991 | 984.0737 | 675.9977 | 431.587 | 253.7537 | 131.7849 | 87.2958 | 58.2303 | 47.1863 | 44.1725 | 41.3513 | 38.7105 | 36.2385
Scenario 1: Reference | SCE | Com | ComRefrig | Com - Refrig. Warehouse | Rate Impact Measure Test | Energy Efficiency | 5874.0513 | 4212.9555 | 2780.3692 | 1693.3049 | 944.1532 | 461.5645 | 285.1527 | 175.3767 | 129.1386 | 107.8266 | 87.7669 | 68.8145 | 50.9022
Scenario 1: Reference | SCE | Com | ComRefrig | Com - Refrig. Warehouse | Total Resource Cost Test | Energy Efficiency | 2356.2333 | 1756.9877 | 1213.4035 | 778.4149 | 459.2972 | 238.4715 | 160.7299 | 109.7303 | 90.45 | 85.5023 | 80.8336 | 76.4278 | 72.2696
Scenario 1: Reference | SCE | Com | ComRefrig | Com - Restaurant | Participant Cost Test | Energy Efficiency | 43297.6418 | 26139.5221 | 13381.1313 | 7408.047 | 4731.5549 | 3418.7939 | 3265.0334 | 3118.201 | 2977.9838 | 2844.0834 | 2716.2145 | 2594.1051 | 2477.4951
Scenario 1: Reference | SCE | Com | ComRefrig | Com - Restaurant | Program Administrator Cost Test | Energy Efficiency | 33411.3875 | 20043.7549 | 10291.9555 | 5609.2613 | 3404.6121 | 2337.3952 | 2188.1351 | 2048.4153 | 1917.6254 | 1795.1942 | 1680.5869 | 1573.303 | 1472.8742
Scenario 1: Reference | SCE | Com | ComRefrig | Com - Restaurant | Rate Impact Measure Test | Energy Efficiency | 147864.3376 | 85810.0838 | 42330.673 | 22007.589 | 12667.6993 | 8186.5113 | 7147.5716 | 6169.3725 | 5248.1236 | 4382.1324 | 3566.9915 | 2796.8109 | 2068.8624
Scenario 1: Reference | SCE | Com | ComRefrig | Com - Restaurant | Total Resource Cost Test | Energy Efficiency | 58924.5552 | 35448.2606 | 18177.2683 | 9975.9531 | 6196.1192 | 4356.1118 | 4116.6746 | 3890.8017 | 3677.7034 | 3476.6373 | 3286.9052 | 3107.8501 | 2938.8543
Scenario 1: Reference | SCE | Com | ComRefrig | Com - Retail | Participant Cost Test | Energy Efficiency | 514761.424 | 316198.4602 | 167234.3748 | 87585.865 | 55715.872 | 36080.6705 | 34457.1465 | 32906.8113 | 31426.3595 | 30012.6348 | 28662.6239 | 27373.4501 | 26142.3664
Scenario 1: Reference | SCE | Com | ComRefrig | Com - Retail | Program Administrator Cost Test | Energy Efficiency | 397506.3721 | 242552.3497 | 128422.606 | 66784.8295 | 40512.1328 | 24691.3366 | 23114.0419 | 21637.6006 | 20255.5577 | 18961.872 | 17750.8893 | 16617.3173 | 15556.2031
Scenario 1: Reference | SCE | Com | ComRefrig | Com - Retail | Rate Impact Measure Test | Energy Efficiency | 1759191.1271 | 1038400.1174 | 528200.4322 | 262026.1376 | 150735.384 | 86479.1325 | 75502.3169 | 65167.6522 | 55435.0541 | 46286.5991 | 37675.6908 | 29540.0781 | 21850.9105
Scenario 1: Reference | SCE | Com | ComRefrig | Com - Retail | Total Resource Cost Test | Energy Efficiency | 700826.0018 | 428892.6954 | 226974.3166 | 118406.0424 | 73377.3259 | 45995.791 | 43466.3535 | 41080.2777 | 38829.2155 | 36705.3159 | 34701.1955 | 32809.9098 | 31024.9265
Scenario 1: Reference | SCE | Com | ComRefrig | Com - School | Participant Cost Test | Energy Efficiency | 198.1051 | 92.5878 | 72.856 | 69.5824 | 66.4562 | 63.4706 | 60.6195 | 57.8966 | 55.2963 | 52.8129 | 50.4413 | 48.1764 | 46.0133
Scenario 1: Reference | SCE | Com | ComRefrig | Com - School | Program Administrator Cost Test | Energy Efficiency | 161.069 | 69.996 | 52.7627 | 49.3958 | 46.2439 | 43.2933 | 40.5312 | 37.9454 | 35.5248 | 33.2587 | 31.1373 | 29.1513 | 27.2922
Scenario 1: Reference | SCE | Com | ComRefrig | Com - School | Rate Impact Measure Test | Energy Efficiency | 712.8216 | 299.6625 | 217.0122 | 193.8012 | 172.0618 | 151.6308 | 132.3956 | 114.2832 | 97.2236 | 81.1857 | 66.0879 | 51.8214 | 38.3358
Scenario 1: Reference | SCE | Com | ComRefrig | Com - School | Total Resource Cost Test | Energy Efficiency | 277.6884 | 124.5736 | 95.7413 | 90.4571 | 85.4734 | 80.7726 | 76.3383 | 72.1548 | 68.2077 | 64.4832 | 60.9684 | 57.6511 | 54.52
Scenario 1: Reference | SCE | Com | FoodServ | Com - College | Participant Cost Test | Energy Efficiency | 6531.2071 | 13918.9602 | 15983.8523 | 17298.8403 | 19743.1708 | 21236.72 | 22436.7665 | 23348.9137 | 33820.792 | 36163.4253 | 37253.2897 | 39147.8553 | 40227.6002
Scenario 1: Reference | SCE | Com | FoodServ | Com - College | Participant Cost Test | Fuel Substitution | 2665.3563 | 3104.571 | 3447.5521 | 3752.9109 | 4033.4655 | 4287.9589 | 4526.9551 | 4739.8258 | 4917.9685 | 5062.6246 | 5174.3093 | 5238.9248 | 5265.9908
Scenario 1: Reference | SCE | Com | FoodServ | Com - College | Program Administrator Cost Test | Energy Efficiency | 10006.8956 | 21595.9901 | 24410.665 | 26004.342 | 29093.5482 | 30833.0944 | 32128.5951 | 32990.338 | 43705.0632 | 45812.4447 | 46623.997 | 48460.9018 | 49111.8772
Scenario 1: Reference | SCE | Com | FoodServ | Com - College | Program Administrator Cost Test | Fuel Substitution | 2369.6963 | 2879.6053 | 3427.2235 | 4017.1706 | 4676.2939 | 5391.7769 | 6115.3586 | 6829.2232 | 7571.9028 | 8338.6907 | 9193.8108 | 10059.0085 | 10974.4307
Scenario 1: Reference | SCE | Com | FoodServ | Com - College | Rate Impact Measure Test | Energy Efficiency | 36936.6772 | 76316.4901 | 83120.2975 | 84839.9285 | 94060.9807 | 94154.83 | 91475.5939 | 86747.1397 | 101573.8131 | 95518.0757 | 85760.2418 | 76453.5337 | 63798.556
Scenario 1: Reference | SCE | Com | FoodServ | Com - College | Rate Impact Measure Test | Fuel Substitution | 2383.4501 | 2900.722 | 3453.8332 | 4050.1335 | 4715.122 | 5435.8843 | 6163.7946 | 6880.6395 | 7624.3416 | 8389.4407 | 9239.2156 | 10095.0194 | 10995.5839
Scenario 1: Reference | SCE | Com | FoodServ | Com - College | Total Resource Cost Test | Energy Efficiency | 11966.2577 | 26073.4467 | 29573.8498 | 31592.904 | 35442.1726 | 37656.2529 | 39335.9945 | 40492.5798 | 54850.541 | 57761.8122 | 58935.3736 | 61383.3975 | 62460.2826
Scenario 1: Reference | SCE | Com | FoodServ | Com - College | Total Resource Cost Test | Fuel Substitution | 3156.4291 | 3823.0779 | 4537.4957 | 5304.9598 | 6152.9043 | 7070.6901 | 8016.8842 | 8972.7824 | 9975.8313 | 11023.7723 | 12183.5304 | 13375.5325 | 14644.7438
Scenario 1: Reference | SCE | Com | FoodServ | Com - Grocery | Participant Cost Test | Energy Efficiency | 29052.242 | 88397.2028 | 104427.9973 | 112084.1476 | 132454.0687 | 141885.7271 | 148350.5102 | 154933.6057 | 239164.2148 | 260984.9052 | 269561.6886 | 277730.1732 | 285912.0794
Scenario 1: Reference | SCE | Com | FoodServ | Com - Grocery | Participant Cost Test | Fuel Substitution | 27829.3815 | 32048.6688 | 35263.1106 | 38061.3796 | 40589.1372 | 42852.6543 | 44816.2123 | 46424.3821 | 47803.9433 | 48901.7297 | 49669.8284 | 50051.7606 | 50296.7683
Scenario 1: Reference | SCE | Com | FoodServ | Com - Grocery | Program Administrator Cost Test | Energy Efficiency | 44512.8671 | 138350.9742 | 160711.2507 | 169654.4386 | 196011.4904 | 206726.3538 | 213134.798 | 219573.459 | 306099.8598 | 326669.4988 | 333389.7804 | 339442.4429 | 344575.2414
Scenario 1: Reference | SCE | Com | FoodServ | Com - Grocery | Program Administrator Cost Test | Fuel Substitution | 24448.3441 | 29390.6508 | 34644.2983 | 40245.3084 | 46454.4598 | 53147.9424 | 59654.6389 | 65825.7508 | 72305.9805 | 78948.7796 | 86247.2669 | 93555.494 | 101519.2325
Scenario 1: Reference | SCE | Com | FoodServ | Com - Grocery | Rate Impact Measure Test | Energy Efficiency | 164302.4436 | 487775.0581 | 546655.1034 | 553705.1051 | 639756.3836 | 638808.9015 | 613909.3006 | 583647.5784 | 713226.8035 | 681672.3958 | 613622.4593 | 535757.6386 | 447763.3827
Scenario 1: Reference | SCE | Com | FoodServ | Com - Grocery | Rate Impact Measure Test | Fuel Substitution | 24506.5435 | 29480.2282 | 34757.325 | 40385.3909 | 46619.4546 | 53335.2793 | 59860.1953 | 66043.7275 | 72528.0203 | 79163.3777 | 86438.9834 | 93707.7516 | 101609.9869
Scenario 1: Reference | SCE | Com | FoodServ | Com - Grocery | Total Resource Cost Test | Energy Efficiency | 53228.5397 | 167311.0043 | 195112.6681 | 206610.6123 | 239322.0088 | 253086.6772 | 261631.4314 | 270230.5383 | 386106.8768 | 414198.3088 | 423797.1191 | 432594.6372 | 441034.0237
Scenario 1: Reference | SCE | Com | FoodServ | Com - Grocery | Total Resource Cost Test | Fuel Substitution | 33054.2951 | 39590.6392 | 46521.9799 | 53887.8924 | 61953.5955 | 70619.8454 | 79219.5696 | 87597.3823 | 96476.4987 | 105696.0084 | 115731.9346 | 125957.6367 | 137162.7128
Scenario 1: Reference | SCE | Com | FoodServ | Com - Health | Participant Cost Test | Energy Efficiency | 20021.7009 | 38313.4763 | 44323.0168 | 46807.6739 | 52418.0888 | 55292.807 | 58091.7484 | 60055.3794 | 75383.2597 | 78920.8584 | 80183.0611 | 82957.2058 | 86191.2743
Scenario 1: Reference | SCE | Com | FoodServ | Com - Health | Participant Cost Test | Fuel Substitution | 7501.4097 | 8723.767 | 9687.4753 | 10548.941 | 11352.5064 | 12096.0394 | 12765.4834 | 13344.0262 | 13842.2595 | 14267.6722 | 14595.6894 | 14807.7465 | 14986.8971
Scenario 1: Reference | SCE | Com | FoodServ | Com - Health | Program Administrator Cost Test | Energy Efficiency | 30676.576 | 59294.8231 | 67561.7085 | 70272.6514 | 77281.4122 | 80342.7199 | 83255.4805 | 84930.3049 | 100351.6338 | 103104.8489 | 103415.6695 | 105706.1323 | 108401.0954
Scenario 1: Reference | SCE | Com | FoodServ | Com - Health | Program Administrator Cost Test | Fuel Substitution | 6791.5788 | 8239.7282 | 9792.8027 | 11462.8718 | 13334.0893 | 15372.4709 | 17384.2559 | 19326.2648 | 21350.1089 | 23447.9938 | 25754.5699 | 28079.5202 | 30640.4183
Scenario 1: Reference | SCE | Com | FoodServ | Com - Health | Rate Impact Measure Test | Energy Efficiency | 113230.9987 | 209754.9318 | 230157.4579 | 229263.6416 | 246161.1954 | 241800.3372 | 233821.2294 | 220464.1772 | 233653.1125 | 215572.261 | 190717.1944 | 167126.4037 | 140990.2392
Scenario 1: Reference | SCE | Com | FoodServ | Com - Health | Rate Impact Measure Test | Fuel Substitution | 6837.72 | 8311.0748 | 9883.2375 | 11575.4649 | 13467.3045 | 15524.4011 | 17551.6989 | 19504.6039 | 21532.5607 | 23625.0863 | 25913.4467 | 28206.3802 | 30716.5659
Scenario 1: Reference | SCE | Com | FoodServ | Com - Health | Total Resource Cost Test | Energy Efficiency | 36683.0863 | 71505.8 | 81763.2717 | 85295.4394 | 94060.1916 | 98049.1026 | 101863.6969 | 104181.4416 | 124927.2853 | 128910.1724 | 129662.3938 | 132858.1655 | 136694.8994
Scenario 1: Reference | SCE | Com | FoodServ | Com - Health | Total Resource Cost Test | Fuel Substitution | 9111.5169 | 11016.709 | 13055.5701 | 15241.7676 | 17663.7845 | 20294.5048 | 22941.2808 | 25560.3549 | 28314.4302 | 31204.4731 | 34356.4787 | 37585.6977 | 41159.8515
Scenario 1: Reference | SCE | Com | FoodServ | Com - Lodging | Participant Cost Test | Energy Efficiency | 16945.5288 | 82205.1623 | 100654.9224 | 107204.2494 | 119223.8845 | 126567.786 | 132405.1951 | 137925.5779 | 149195.4285 | 155406.3169 | 160409.1776 | 165325.4042 | 170228.5116
Scenario 1: Reference | SCE | Com | FoodServ | Com - Lodging | Participant Cost Test | Fuel Substitution | 7470.8006 | 8642.522 | 9544.8382 | 10338.7471 | 11071.4934 | 11728.9365 | 12299.0387 | 12769.6117 | 13162.5149 | 13471.9231 | 13682.3626 | 13794.316 | 13852.5029
Scenario 1: Reference | SCE | Com | FoodServ | Com - Lodging | Program Administrator Cost Test | Energy Efficiency | 25963.3688 | 143620.5239 | 172509.2265 | 180135.7599 | 195202.4201 | 203499.6666 | 209553.749 | 215038.5393 | 226185.4541 | 231797.3444 | 236064.0803 | 240115.2352 | 243987.2718
Scenario 1: Reference | SCE | Com | FoodServ | Com - Lodging | Program Administrator Cost Test | Fuel Substitution | 6589.9504 | 7957.6121 | 9419.5447 | 10986.4981 | 12741.6449 | 14637.1182 | 16485.7611 | 18250.069 | 20090.2066 | 21978.3166 | 24050.037 | 26157.0893 | 28439.1029
Scenario 1: Reference | SCE | Com | FoodServ | Com - Lodging | Rate Impact Measure Test | Energy Efficiency | 95833.9736 | 502651.92 | 587727.2815 | 594604.9944 | 624900.6728 | 615432.5027 | 591374.1047 | 560712.3019 | 536248.4001 | 493554.1964 | 442455.7127 | 384693.5142 | 319976.5031
Scenario 1: Reference | SCE | Com | FoodServ | Com - Lodging | Rate Impact Measure Test | Fuel Substitution | 6614.9701 | 7996.1228 | 9468.1817 | 11046.8691 | 12812.8887 | 14718.1863 | 16574.9253 | 18344.8587 | 20187.0154 | 22072.1304 | 24134.0742 | 26224.4928 | 28479.7131
Scenario 1: Reference | SCE | Com | FoodServ | Com - Lodging | Total Resource Cost Test | Energy Efficiency | 31047.0274 | 170504.4746 | 205594.1845 | 215428.0134 | 234329.6082 | 245040.2407 | 253037.8757 | 260356.4988 | 275357.8481 | 283058.3436 | 288987.1726 | 294670.5965 | 300215.2794
Scenario 1: Reference | SCE | Com | FoodServ | Com - Lodging | Total Resource Cost Test | Fuel Substitution | 8842.9168 | 10640.3694 | 12557.3412 | 14605.8007 | 16873.8132 | 19315.4243 | 21744.0808 | 24122.2101 | 26625.5898 | 29227.0421 | 32056.8858 | 34983.3213 | 38171.1657
Scenario 1: Reference | SCE | Com | FoodServ | Com - Office (Large) | Participant Cost Test | Energy Efficiency | 0 | 4097.919 | 5244.3277 | 5359.7334 | 5489.7673 | 5623.9958 | 5754.6754 | 5892.4133 | 6023.9755 | 6155.2487 | 6296.5914 | 6437.1404 | 6585.1002
Scenario 1: Reference | SCE | Com | FoodServ | Com - Office (Large) | Program Administrator Cost Test | Energy Efficiency | 0 | 11190.1647 | 14091.2745 | 14171.5312 | 14284.5569 | 14402.0233 | 14504.134 | 14617.8569 | 14710.2698 | 14796.4561 | 14901.169 | 14998.1922 | 15106.6487
Scenario 1: Reference | SCE | Com | FoodServ | Com - Office (Large) | Rate Impact Measure Test | Energy Efficiency | 0 | 38424.0639 | 48376.0576 | 48565.2005 | 46427.3273 | 44094.3464 | 41482.7678 | 38656.726 | 35510.55 | 32085.088 | 28406.9477 | 24376.5637 | 20000.7643
Scenario 1: Reference | SCE | Com | FoodServ | Com - Office (Large) | Total Resource Cost Test | Energy Efficiency | 0 | 12419.5404 | 15664.5729 | 15779.4512 | 15931.487 | 16089.222 | 16230.5367 | 16385.5809 | 16517.4624 | 16643.0307 | 16790.1464 | 16929.3343 | 17082.1787
Scenario 1: Reference | SCE | Com | FoodServ | Com - Office (Small) | Participant Cost Test | Energy Efficiency | 0 | 1154.0821 | 1374.2022 | 1412.1521 | 1047.4587 | 3591.7272 | 1512.7111 | 1554.5859 | 1597.3246 | 1640.7159 | 1685.5659 | 1731.4041 | 1778.5881
Scenario 1: Reference | SCE | Com | FoodServ | Com - Office (Small) | Program Administrator Cost Test | Energy Efficiency | 0 | 3151.4456 | 3692.4199 | 3733.8344 | 2725.5222 | 9197.7556 | 3812.6503 | 3856.6055 | 3900.5928 | 3944.0779 | 3988.9681 | 4034.0789 | 4080.1968
Scenario 1: Reference | SCE | Com | FoodServ | Com - Office (Small) | Rate Impact Measure Test | Energy Efficiency | 0 | 10821.2302 | 12676.264 | 12795.6825 | 8858.4276 | 28160.5586 | 10904.428 | 10198.7414 | 9416.0201 | 8552.4591 | 7604.3972 | 6556.5889 | 5402.0621
Scenario 1: Reference | SCE | Com | FoodServ | Com - Office (Small) | Total Resource Cost Test | Energy Efficiency | 0 | 3497.6703 | 4104.6805 | 4157.48 | 3039.7598 | 10275.2737 | 4266.4636 | 4322.9812 | 4379.7902 | 4436.2927 | 4494.6378 | 4553.5001 | 4613.7732
Scenario 1: Reference | SCE | Com | FoodServ | Com - Other | Participant Cost Test | Energy Efficiency | 28407.9446 | 261661.5368 | 326647.4025 | 354372.5144 | 430427.9584 | 464932.171 | 489599.5146 | 512087.83 | 609279.6386 | 646421.8894 | 669590.8427 | 692241.4851 | 715251.5881
Scenario 1: Reference | SCE | Com | FoodServ | Com - Other | Participant Cost Test | Fuel Substitution | 34760.0765 | 40403.3628 | 44617.3546 | 48268.8173 | 51398.0834 | 54353.3338 | 56698.2351 | 58476.584 | 59670.144 | 60278.9143 | 60256.0821 | 59535.568 | 58201.9623
Scenario 1: Reference | SCE | Com | FoodServ | Com - Other | Program Administrator Cost Test | Energy Efficiency | 43525.6962 | 371953.8757 | 457904.7518 | 490449.2863 | 589108.4915 | 628501.2958 | 653647.0076 | 675259.4487 | 773125.9196 | 807315.1628 | 826433.7021 | 844431.138 | 861626.6118
Scenario 1: Reference | SCE | Com | FoodServ | Com - Other | Program Administrator Cost Test | Fuel Substitution | 29199.156 | 35449.2196 | 42143.3955 | 49341.4182 | 57241.819 | 66082.7905 | 74603.2553 | 82748.5054 | 91097.8286 | 99554.1859 | 108786.6295 | 118003.6364 | 127606.2444
Scenario 1: Reference | SCE | Com | FoodServ | Com - Other | Rate Impact Measure Test | Energy Efficiency | 160658.6749 | 1314108.5985 | 1550529.273 | 1581835.4227 | 1935576.663 | 1958222.5091 | 1896457.9924 | 1806609.7396 | 1854844.8186 | 1734168.2947 | 1560394.565 | 1360536.7188 | 1133969.9212
Scenario 1: Reference | SCE | Com | FoodServ | Com - Other | Rate Impact Measure Test | Fuel Substitution | 29259.1199 | 35541.8168 | 42260.6067 | 49487.1467 | 57413.9533 | 66278.6939 | 74818.9038 | 82977.9184 | 91332.2659 | 99781.4893 | 108990.3446 | 118168.8209 | 127705.9217
Scenario 1: Reference | SCE | Com | FoodServ | Com - Other | Total Resource Cost Test | Energy Efficiency | 52048.0796 | 461987.2327 | 570559.6898 | 612694.0508 | 735352.8221 | 786186.6372 | 819751.5604 | 849038.0055 | 980745.2312 | 1027740.7757 | 1054770.6284 | 1080500.4973 | 1106101.9082
Scenario 1: Reference | SCE | Com | FoodServ | Com - Other | Total Resource Cost Test | Fuel Substitution | 38270.3833 | 46307.9504 | 54896.5176 | 64104.4011 | 74099.4299 | 85258.2071 | 96209.9433 | 106934.318 | 118026.6389 | 129402.7331 | 141721.9649 | 154227.5757 | 167350.6968
Scenario 1: Reference | SCE | Com | FoodServ | Com - Restaurant | Participant Cost Test | Energy Efficiency | 148653.0172 | 658901.1892 | 798232.7389 | 856888.6929 | 1066364.6015 | 1148437.8096 | 1197909.1638 | 1246456.4177 | 1452577.8746 | 1530989.8379 | 1580467.1328 | 1628199.3145 | 1676550.5029
Scenario 1: Reference | SCE | Com | FoodServ | Com - Restaurant | Participant Cost Test | Fuel Substitution | 131366.8511 | 151725.6858 | 167084.3084 | 180416.3536 | 192448.5415 | 202973.3522 | 211784.3562 | 218670.0864 | 223928.4708 | 227548.3308 | 229258.732 | 228952.4676 | 227340.4362
Scenario 1: Reference | SCE | Com | FoodServ | Com - Restaurant | Program Administrator Cost Test | Energy Efficiency | 227761.148 | 1035712.4412 | 1232643.9512 | 1301175.9746 | 1576970.4383 | 1671341.0949 | 1719223.6474 | 1764821.2489 | 1971690.0283 | 2042381.2169 | 2082087.113 | 2118573.4708 | 2153312.8954
Scenario 1: Reference | SCE | Com | FoodServ | Com - Restaurant | Program Administrator Cost Test | Fuel Substitution | 113031.4858 | 136310.1025 | 161151.3073 | 187732.9969 | 217367.2301 | 249243.4497 | 280135.2536 | 309396.847 | 339648.6729 | 370515.446 | 404268.558 | 438151.7187 | 474378.8698
Scenario 1: Reference | SCE | Com | FoodServ | Com - Restaurant | Rate Impact Measure Test | Energy Efficiency | 840694.2893 | 3645089.7265 | 4189220.4845 | 4246874.0859 | 5280409.5793 | 5315498.3905 | 5092736.2054 | 4819896.761 | 4832796.4573 | 4477338.7842 | 4004116.3924 | 3465809.7537 | 2862000.8192
Scenario 1: Reference | SCE | Com | FoodServ | Com - Restaurant | Rate Impact Measure Test | Fuel Substitution | 113244.1363 | 136636.6751 | 161562.9984 | 188243.2452 | 217968.6264 | 249927.0718 | 280886.4938 | 310194.8896 | 340463.1886 | 371304.3253 | 404974.8909 | 438717.6999 | 474718.8361
Scenario 1: Reference | SCE | Com | FoodServ | Com - Restaurant | Total Resource Cost Test | Energy Efficiency | 272357.0532 | 1254979.4024 | 1499589.8487 | 1588038.0264 | 1928851.1921 | 2049775.6685 | 2114238.5887 | 2176030.6764 | 2454266.0947 | 2551665.4334 | 2607922.9167 | 2660381.0493 | 2712439.7912
Scenario 1: Reference | SCE | Com | FoodServ | Com - Restaurant | Total Resource Cost Test | Fuel Substitution | 150951.0771 | 181387.1689 | 213788.0133 | 248349.536 | 286429.376 | 327257.3812 | 367612.6761 | 406840.7936 | 447780.9007 | 490100.1107 | 535965.5234 | 582816.6129 | 633243.9945
Scenario 1: Reference | SCE | Com | FoodServ | Com - Retail | Participant Cost Test | Energy Efficiency | 9166.4649 | 14364.1508 | 15755.5466 | 16549.9238 | 17403.8917 | 18145.8542 | 18785.1262 | 19490.2749 | 20099.871 | 20652.3338 | 21229.6836 | 21743.9249 | 22271.6812
Scenario 1: Reference | SCE | Com | FoodServ | Com - Retail | Program Administrator Cost Test | Energy Efficiency | 14044.5489 | 27127.6685 | 29741.3447 | 30659.7297 | 31647.1974 | 32443.1292 | 33068.1799 | 33774.7806 | 34326.7943 | 34784.1585 | 35265.3179 | 35647.0897 | 36037.7986
Scenario 1: Reference | SCE | Com | FoodServ | Com - Retail | Rate Impact Measure Test | Energy Efficiency | 51840.1498 | 95090.6475 | 101877.6137 | 102314.4165 | 100124.2416 | 96681.4308 | 92077.2128 | 87000.5671 | 80796.6019 | 73662.1133 | 65812.6784 | 56934.2961 | 47177.1977
Scenario 1: Reference | SCE | Com | FoodServ | Com - Retail | Total Resource Cost Test | Energy Efficiency | 16794.4883 | 31436.9137 | 34468.0087 | 35624.7069 | 36868.365 | 37886.8854 | 38703.7178 | 39621.863 | 40356.7556 | 40979.8586 | 41634.223 | 42170.2672 | 42719.3029
Scenario 1: Reference | SCE | Com | FoodServ | Com - School | Participant Cost Test | Energy Efficiency | 25799.9997 | 89086.1894 | 109839.8532 | 116663.4457 | 126761.2907 | 133284.5843 | 137960.577 | 142398.5231 | 156959.9298 | 163458.9811 | 167477.1722 | 171725.2681 | 175605.6848
Scenario 1: Reference | SCE | Com | FoodServ | Com - School | Participant Cost Test | Fuel Substitution | 4371.1069 | 5077.733 | 5625.8068 | 6110.7096 | 6564.3217 | 6998.6607 | 7393.7671 | 7743.053 | 8049.0847 | 8301.1587 | 8495.0587 | 8620.5912 | 8705.6329
Scenario 1: Reference | SCE | Com | FoodServ | Com - School | Program Administrator Cost Test | Energy Efficiency | 39529.8909 | 139554.9042 | 169166.1307 | 176734.8976 | 188623.04 | 195341.2401 | 199369.1644 | 202994.0645 | 216948.311 | 222285.8432 | 224880.0871 | 227718.1392 | 229897.9393
Scenario 1: Reference | SCE | Com | FoodServ | Com - School | Program Administrator Cost Test | Fuel Substitution | 3908.7237 | 4734.5408 | 5616.9142 | 6563.3092 | 7628.716 | 8811.2064 | 9989.3195 | 11144.7357 | 12363.5072 | 13620.9242 | 15012.8226 | 16432.7665 | 17973.0548
Scenario 1: Reference | SCE | Com | FoodServ | Com - School | Rate Impact Measure Test | Energy Efficiency | 145909.6681 | 491664.1467 | 575126.6483 | 576760.8538 | 594406.2596 | 581480.2112 | 553979.9735 | 521399.3756 | 505915.35 | 465843.9741 | 415533.3314 | 360586.9932 | 299250.2475
Scenario 1: Reference | SCE | Com | FoodServ | Com - School | Rate Impact Measure Test | Fuel Substitution | 3933.5047 | 4772.3486 | 5664.2822 | 6621.6712 | 7697.1137 | 8888.5269 | 10073.8309 | 11234.0402 | 12454.1853 | 13708.3041 | 15090.6713 | 16494.4075 | 18009.765
Scenario 1: Reference | SCE | Com | FoodServ | Com - School | Total Resource Cost Test | Energy Efficiency | 47269.8908 | 168947.4592 | 205659.0881 | 215547.2849 | 230705.7333 | 239598.4501 | 245217.2458 | 250345.3339 | 269345.1503 | 276906.3057 | 280862.6816 | 285133.323 | 288703.2365
Scenario 1: Reference | SCE | Com | FoodServ | Com - School | Total Resource Cost Test | Fuel Substitution | 5224.2403 | 6307.3848 | 7462.1275 | 8697.0243 | 10071.7348 | 11593.8383 | 13139.242 | 14691.7665 | 16343.5716 | 18067.9152 | 19961.7741 | 21924.1289 | 24064.1045
Scenario 1: Reference | SCE | Com | HVAC | Com - College | Participant Cost Test | Energy Efficiency | 21598.9476 | 22680.8835 | 23856.0224 | 25056.941 | 26124.0333 | 27334.9919 | 28535.7262 | 29654.6486 | 30758.6837 | 31819.9292 | 32912.9633 | 34279.1381 | 35402.6209
Scenario 1: Reference | SCE | Com | HVAC | Com - College | Participant Cost Test | Fuel Substitution | 27282.9252 | 28596.2947 | 29673.4621 | 30566.591 | 31308.5468 | 0 | 0 | 0 | 0 | 0 | 0 | 0 | 0
Scenario 1: Reference | SCE | Com | HVAC | Com - College | Program Administrator Cost Test | Energy Efficiency | 42039.8197 | 43835.3432 | 46096.3316 | 48474.1519 | 50153.916 | 52533.0162 | 54797.6928 | 56577.7123 | 58219.0689 | 59575.8451 | 61023.7818 | 63754.6866 | 65113.6904
Scenario 1: Reference | SCE | Com | HVAC | Com - College | Program Administrator Cost Test | Fuel Substitution | 8139.8773 | 8492.0037 | 8769.1647 | 8988.6679 | 9169.0246 | 0 | 0 | 0 | 0 | 0 | 0 | 0 | 0
Scenario 1: Reference | SCE | Com | HVAC | Com - College | Rate Impact Measure Test | Energy Efficiency | 195722.7105 | 197000.9703 | 198961.4123 | 199601.8588 | 195418.2724 | 192641.2572 | 187258.4976 | 177831.3557 | 165765.6125 | 150652.3903 | 133526.4869 | 116373.5494 | 92995.5736
Scenario 1: Reference | SCE | Com | HVAC | Com - College | Rate Impact Measure Test | Fuel Substitution | 40350.2153 | 40308.3866 | 39627.8614 | 38427.3756 | 36847.8149 | 0 | 0 | 0 | 0 | 0 | 0 | 0 | 0
Scenario 1: Reference | SCE | Com | HVAC | Com - College | Total Resource Cost Test | Energy Efficiency | 51219.3725 | 53474.7187 | 56235.1411 | 59123.3518 | 61256.6301 | 64150.3877 | 66925.3765 | 69180.9379 | 71291.5095 | 73099.315 | 75011.7912 | 78323.3203 | 80159.8043
Scenario 1: Reference | SCE | Com | HVAC | Com - College | Total Resource Cost Test | Fuel Substitution | 33279.2201 | 34909.3363 | 36254.1388 | 37376.3192 | 38318.8726 | 0 | 0 | 0 | 0 | 0 | 0 | 0 | 0
Scenario 1: Reference | SCE | Com | HVAC | Com - Grocery | Participant Cost Test | Energy Efficiency | 94291.0956 | 147040.4499 | 169405.9091 | 188777.5159 | 209559.3523 | 231164.0141 | 253483.4045 | 277260.9438 | 298983.4991 | 323321.7778 | 349612.3119 | 376758.8613 | 405016.8119
Scenario 1: Reference | SCE | Com | HVAC | Com - Grocery | Participant Cost Test | Fuel Substitution | 803883.5354 | 808049.3248 | 799456.2047 | 782386.3379 | 762396.4395 | 70716.0471 | 72758.872 | 74386.4972 | 75727.7956 | 76885.3606 | 77927.3108 | 78898.8446 | 79829.0373
Scenario 1: Reference | SCE | Com | HVAC | Com - Grocery | Program Administrator Cost Test | Energy Efficiency | 134514.1341 | 206280.9047 | 234517.4151 | 258154.4039 | 283098.4029 | 308511.4695 | 334229.0385 | 361203.2633 | 385723.28 | 412415.4604 | 440714.8844 | 469394.6753 | 498752.728
Scenario 1: Reference | SCE | Com | HVAC | Com - Grocery | Program Administrator Cost Test | Fuel Substitution | 1081191.6363 | 1138792.9416 | 1184037.1947 | 1220336.7116 | 1257333.1657 | 13462.897 | 13774.9106 | 14009.5023 | 14191.8404 | 14340.9569 | 14469.1854 | 14584.6393 | 14692.5346
Scenario 1: Reference | SCE | Com | HVAC | Com - Grocery | Rate Impact Measure Test | Energy Efficiency | 407737.9489 | 596831.6937 | 651378.2495 | 685498.3554 | 715635.902 | 738490.1352 | 752690.2338 | 759337.6714 | 749482.341 | 732411.5537 | 704882.1763 | 662719.2875 | 604746.5711
Scenario 1: Reference | SCE | Com | HVAC | Com - Grocery | Rate Impact Measure Test | Fuel Substitution | 1536856.0815 | 1588293.1501 | 1619842.5763 | 1636223.5146 | 1648346.1327 | 128115.537 | 118480.4506 | 107117.1224 | 94372.2408 | 80519.8283 | 65658.7418 | 49763.9727 | 32837.2536
Scenario 1: Reference | SCE | Com | HVAC | Com - Grocery | Total Resource Cost Test | Energy Efficiency | 159464.7353 | 244490.3186 | 278386.4363 | 306936.0251 | 337147.7692 | 368032.6262 | 399398.5484 | 432389.4476 | 462411.3476 | 495257.8867 | 530201.3519 | 565738.5841 | 602232.9094
Scenario 1: Reference | SCE | Com | HVAC | Com - Grocery | Total Resource Cost Test | Fuel Substitution | 1429493.5118 | 1504410.072 | 1563914.5408 | 1612235.3208 | 1659079.7187 | 80926.0953 | 83252.005 | 85106.1973 | 86635.9501 | 87957.6863 | 89148.4713 | 90259.4241 | 91323.4593
Scenario 1: Reference | SCE | Com | HVAC | Com - Health | Participant Cost Test | Energy Efficiency | 44916.0007 | 47491.3519 | 136638.9589 | 167336.6432 | 208744.7828 | 232825.8263 | 255660.2623 | 277214.6496 | 99192.7428 | 64155.6302 | 66096.5062 | 68459.0343 | 70977.3203
Scenario 1: Reference | SCE | Com | HVAC | Com - Health | Participant Cost Test | Fuel Substitution | 480138.9934 | 498519.1686 | 511752.8209 | 521305.1259 | 528950.3066 | 64234.9276 | 66737.6013 | 68838.0704 | 70629.2604 | 72213.6686 | 73668.5352 | 75047.3732 | 76345.2577
Scenario 1: Reference | SCE | Com | HVAC | Com - Health | Program Administrator Cost Test | Energy Efficiency | 101563.3684 | 105638.7967 | 215330.5581 | 251629.7536 | 298673.0923 | 324969.1945 | 348942.087 | 371036.2084 | 167906.8781 | 128337.8921 | 130275.8703 | 132957.8045 | 135841.6064
Scenario 1: Reference | SCE | Com | HVAC | Com - Health | Program Administrator Cost Test | Fuel Substitution | 276778.9524 | 291915.2142 | 304171.6251 | 314262.9047 | 324219.2122 | 11935.9752 | 12338.7505 | 12666.4444 | 12937.2337 | 13170.0812 | 13378.9879 | 13573.5832 | 13749.6131
Scenario 1: Reference | SCE | Com | HVAC | Com - Health | Rate Impact Measure Test | Energy Efficiency | 493659.1071 | 494377.3386 | 772476.4072 | 833869.4976 | 908871.0052 | 921397.3315 | 918410.6438 | 899452.1037 | 444387.9915 | 329520.3857 | 288558.3671 | 244311.6847 | 194735.6585
Scenario 1: Reference | SCE | Com | HVAC | Com - Health | Rate Impact Measure Test | Fuel Substitution | 582613.771 | 594330.7927 | 597692.5363 | 594386.1178 | 587700.4956 | 106319.4876 | 99361.0337 | 90728.4456 | 80683.3578 | 69477.3744 | 57215.4092 | 43885.3058 | 29469.8571
Scenario 1: Reference | SCE | Com | HVAC | Com - Health | Total Resource Cost Test | Energy Efficiency | 120427.3583 | 125567.1174 | 257984.4066 | 302343.1985 | 360152.4436 | 392863.8518 | 423014.5282 | 450913.0417 | 203600.4773 | 155604.0349 | 158366.8854 | 162052.8941 | 166006.9675
Scenario 1: Reference | SCE | Com | HVAC | Com - Health | Total Resource Cost Test | Fuel Substitution | 678221.6198 | 713376.5636 | 742216.0592 | 766334.4553 | 788484.7733 | 73493.245 | 76348.9502 | 78746.4567 | 80792.1709 | 82602.817 | 84266.1936 | 85843.1272 | 87324.2167
Scenario 1: Reference | SCE | Com | HVAC | Com - Lodging | Participant Cost Test | Energy Efficiency | 135854.7838 | 153845.3355 | 172758.0917 | 273535.5782 | 345666.4514 | 398924.0237 | 441483.6489 | 486251.4305 | 136192.5833 | 36138.6501 | 37466.9304 | 38799.1302 | 40143.3674
Scenario 1: Reference | SCE | Com | HVAC | Com - Lodging | Participant Cost Test | Fuel Substitution | 382485.0899 | 287324.9881 | 288108.2607 | 289049.9837 | 263062.1497 | 28712.5404 | 29612.3356 | 30337.4121 | 30866.6404 | 31383.21 | 31847.8732 | 32280.7472 | 32695.1324
Scenario 1: Reference | SCE | Com | HVAC | Com - Lodging | Program Administrator Cost Test | Energy Efficiency | 174036.4801 | 192778.9684 | 212058.2958 | 299912.1094 | 361457.1946 | 422406.3858 | 456002.4697 | 490214.2344 | 155689.8217 | 66671.1115 | 68123.9733 | 69533.8618 | 70915.5648
Scenario 1: Reference | SCE | Com | HVAC | Com - Lodging | Program Administrator Cost Test | Fuel Substitution | 221817.8846 | 208976.4379 | 216774.6434 | 223230.7313 | 223322.9816 | 5321.9941 | 5462.1704 | 5570.2143 | 5649.5318 | 5720.0927 | 5781.3189 | 5836.807 | 5888.924
Scenario 1: Reference | SCE | Com | HVAC | Com - Lodging | Rate Impact Measure Test | Energy Efficiency | 581880.6516 | 615624.8745 | 644103.126 | 823941.2636 | 926624.7684 | 1020168.7474 | 1036570.6598 | 1041199.0263 | 349398.5335 | 168021.8622 | 148340.8845 | 125940.1867 | 100677.1205
Scenario 1: Reference | SCE | Com | HVAC | Com - Lodging | Rate Impact Measure Test | Fuel Substitution | 349654.6698 | 334980.6077 | 338766.5791 | 339428.6406 | 332390.4665 | 45770.8895 | 42482.2861 | 38553.3577 | 34052.8122 | 29195.9484 | 23962.0887 | 18345.0882 | 12347.0883
Scenario 1: Reference | SCE | Com | HVAC | Com - Lodging | Total Resource Cost Test | Energy Efficiency | 212272.8359 | 235762.2597 | 260024.3494 | 376193.2516 | 458320.2214 | 535104.1042 | 581506.6998 | 629342.1329 | 198667.1483 | 81972.7285 | 83984.8581 | 85955.5464 | 87902.7036
Scenario 1: Reference | SCE | Com | HVAC | Com - Lodging | Total Resource Cost Test | Fuel Substitution | 522914.1323 | 417049.5741 | 429442.4859 | 441767.7868 | 421014.9028 | 32886.9933 | 33914.236 | 34742.2709 | 35353.0006 | 35943.8583 | 36475.6533 | 36971.2625 | 37445.8141
Scenario 1: Reference | SCE | Com | HVAC | Com - Office (Large) | Participant Cost Test | Energy Efficiency | 28586.35 | 29809.9689 | 30980.1823 | 32154.7738 | 33393.7457 | 34619.5951 | 35773.4409 | 36940.245 | 38016.8664 | 39053.0939 | 40134.7194 | 41176.1443 | 42246.2646
Scenario 1: Reference | SCE | Com | HVAC | Com - Office (Large) | Participant Cost Test | Fuel Substitution | 1478.7828 | 1470.8389 | 1444.351 | 1406.032 | 1363.1315 | 0 | 0 | 0 | 0 | 0 | 0 | 0 | 0
Scenario 1: Reference | SCE | Com | HVAC | Com - Office (Large) | Program Administrator Cost Test | Energy Efficiency | 37204.6098 | 38328.6582 | 39355.9652 | 40362.4202 | 41423.1215 | 42441.0956 | 43346.4319 | 44244.7472 | 45014.1426 | 45717.2789 | 46455.7089 | 47130.3057 | 47821.2045
Scenario 1: Reference | SCE | Com | HVAC | Com - Office (Large) | Program Administrator Cost Test | Fuel Substitution | 1058.4199 | 1087.4655 | 1103.3492 | 1109.6809 | 1115.1849 | 0 | 0 | 0 | 0 | 0 | 0 | 0 | 0
Scenario 1: Reference | SCE | Com | HVAC | Com - Office (Large) | Rate Impact Measure Test | Energy Efficiency | 151033.9268 | 149796.3193 | 147107.6154 | 143330.3432 | 138992.9867 | 133651.081 | 127037.872 | 119448.8955 | 110520.5045 | 100455.6185 | 89414.8384 | 77066.8192 | 63489.4805
Scenario 1: Reference | SCE | Com | HVAC | Com - Office (Large) | Rate Impact Measure Test | Fuel Substitution | 1198.7822 | 1223.0673 | 1232.264 | 1230.4325 | 1226.5887 | 0 | 0 | 0 | 0 | 0 | 0 | 0 | 0
Scenario 1: Reference | SCE | Com | HVAC | Com - Office (Large) | Total Resource Cost Test | Energy Efficiency | 49353.8086 | 50997.895 | 52522.5427 | 54028.1991 | 55615.4635 | 57154.4235 | 58550.1443 | 59944.3514 | 61171.3108 | 62314.8438 | 63512.9646 | 64630.1671 | 65775.867
Scenario 1: Reference | SCE | Com | HVAC | Com - Office (Large) | Total Resource Cost Test | Fuel Substitution | 2049.057 | 2095.5678 | 2118.9449 | 2125.8684 | 2127.3842 | 0 | 0 | 0 | 0 | 0 | 0 | 0 | 0
Scenario 1: Reference | SCE | Com | HVAC | Com - Office (Small) | Participant Cost Test | Energy Efficiency | 16342.4266 | 17170.6469 | 17986.4987 | 18791.716 | 13444.9546 | 57712.7071 | 20614.2973 | 21395.5114 | 22171.1875 | 22938.5044 | 23713.2083 | 24487.6839 | 25269.4523
Scenario 1: Reference | SCE | Com | HVAC | Com - Office (Small) | Participant Cost Test | Fuel Substitution | 9891.0808 | 10296.6371 | 10610.1917 | 10853.1163 | 11043.9626 | 0 | 0 | 0 | 0 | 0 | 0 | 0 | 0
Scenario 1: Reference | SCE | Com | HVAC | Com - Office (Small) | Program Administrator Cost Test | Energy Efficiency | 32687.6756 | 34325.2035 | 35908.1436 | 37438.2563 | 16188.7619 | 253324.2619 | 39471.8661 | 40806.0096 | 42044.5065 | 43167.2401 | 44257.8508 | 45269.4796 | 46240.9464
Scenario 1: Reference | SCE | Com | HVAC | Com - Office (Small) | Program Administrator Cost Test | Fuel Substitution | 4015.4479 | 4182.9167 | 4311.8636 | 4411.2262 | 4372.4912 | 0 | 0 | 0 | 0 | 0 | 0 | 0 | 0
Scenario 1: Reference | SCE | Com | HVAC | Com - Office (Small) | Rate Impact Measure Test | Energy Efficiency | 148436.0394 | 150689.9814 | 151359.9977 | 150452.0394 | 53542.7546 | 1007085.0113 | 130913.4786 | 124657.2222 | 116548.4026 | 106529.8008 | 94764.0327 | 80983.6208 | 65171.0384
Scenario 1: Reference | SCE | Com | HVAC | Com - Office (Small) | Rate Impact Measure Test | Fuel Substitution | 13408.8668 | 13414.7316 | 13221.0215 | 12868.2565 | 12285.2082 | 0 | 0 | 0 | 0 | 0 | 0 | 0 | 0
Scenario 1: Reference | SCE | Com | HVAC | Com - Office (Small) | Total Resource Cost Test | Energy Efficiency | 39633.2069 | 41622.7284 | 43552.4055 | 45424.7356 | 21902.8676 | 277852.1624 | 48232.9424 | 49899.102 | 51467.2612 | 52916.1045 | 54335.9644 | 55676.7452 | 56980.4637
Scenario 1: Reference | SCE | Com | HVAC | Com - Office (Small) | Total Resource Cost Test | Fuel Substitution | 13017.0898 | 13591.1694 | 14047.7818 | 14413.3026 | 14642.8802 | 0 | 0 | 0 | 0 | 0 | 0 | 0 | 0
Scenario 1: Reference | SCE | Com | HVAC | Com - Other | Participant Cost Test | Energy Efficiency | 70506.2302 | 74059.8177 | 78955.4253 | 81656.095 | 83328.8639 | 83754.1632 | 83209.2368 | 81898.0268 | 31591.3824 | 30478.2044 | 31620.4696 | 32766.6978 | 33942.4599
Scenario 1: Reference | SCE | Com | HVAC | Com - Other | Participant Cost Test | Fuel Substitution | 2080011.7177 | 2498890.1851 | 2550889.7028 | 2583648.8258 | 2673212.6352 | 403.0252 | 414.4538 | 423.7533 | 431.7401 | 438.9318 | 445.6408 | 452.068 | 458.3418
Scenario 1: Reference | SCE | Com | HVAC | Com - Other | Program Administrator Cost Test | Energy Efficiency | 407242.3508 | 437626.1834 | 468226.238 | 495856.6869 | 521915.8031 | 545595.2124 | 569647.4512 | 589204.2823 | 536232.0503 | 558473.6979 | 581519.7382 | 602655.7046 | 624181.6785
Scenario 1: Reference | SCE | Com | HVAC | Com - Other | Program Administrator Cost Test | Fuel Substitution | 1267058.5878 | 1374389.9392 | 1428070.9112 | 1471212.2223 | 1520624.8338 | 57.7927 | 59.151 | 60.197 | 61.0506 | 61.7876 | 62.4533 | 63.0769 | 63.6767
Scenario 1: Reference | SCE | Com | HVAC | Com - Other | Rate Impact Measure Test | Energy Efficiency | 2061433.344 | 2162397.5025 | 2243172.8703 | 2289188.119 | 2307357.4728 | 2292472.5669 | 2252657.1588 | 2163934.8552 | 1813359.757 | 1667170.9023 | 1483651.0705 | 1252621.4867 | 975416.9856
Scenario 1: Reference | SCE | Com | HVAC | Com - Other | Rate Impact Measure Test | Fuel Substitution | 1907292.9887 | 2271315.2329 | 2297147.7084 | 2299603.5508 | 2334437.5715 | 548.2417 | 506.7385 | 458.1847 | 404.0315 | 345.2471 | 282.0812 | 214.3036 | 141.837
Scenario 1: Reference | SCE | Com | HVAC | Com - Other | Total Resource Cost Test | Energy Efficiency | 430986.1613 | 462590.4716 | 494969.5375 | 523641.759 | 550379.5898 | 574384.7084 | 598489.7001 | 617874.0821 | 549503.3305 | 571426.9347 | 594958.4378 | 616581.5512 | 638607.2239
Scenario 1: Reference | SCE | Com | HVAC | Com - Other | Total Resource Cost Test | Fuel Substitution | 2902647.0159 | 3426988.5915 | 3553357.4181 | 3656306.1252 | 3821107.5699 | 446.9039 | 459.5767 | 469.8887 | 478.745 | 486.7197 | 494.1592 | 501.2862 | 508.243
Scenario 1: Reference | SCE | Com | HVAC | Com - Restaurant | Participant Cost Test | Energy Efficiency | 7734.9527 | 8158.6357 | 8583.1453 | 9010.3715 | 9444.8554 | 9853.22 | 10250.7923 | 10656.744 | 11057.961 | 11451.82 | 11849.1911 | 12240.4221 | 12635.6763
Scenario 1: Reference | SCE | Com | HVAC | Com - Restaurant | Participant Cost Test | Fuel Substitution | 33001.2398 | 34452.218 | 35606.7924 | 36531.4846 | 37289.5394 | 53.447 | 54.8888 | 56.0383 | 57.0007 | 57.8473 | 58.6224 | 59.3546 | 60.0623
Scenario 1: Reference | SCE | Com | HVAC | Com - Restaurant | Program Administrator Cost Test | Energy Efficiency | 19198.3699 | 20353.9363 | 21513.0486 | 22687.2846 | 23902.5765 | 24879.2642 | 25740.7175 | 26638.9197 | 27458.9323 | 28175.5134 | 28874.5124 | 29472.479 | 30051.4834
Scenario 1: Reference | SCE | Com | HVAC | Com - Restaurant | Program Administrator Cost Test | Fuel Substitution | 10079.3964 | 10483.1388 | 10788.601 | 11020.8312 | 11210.5922 | 7.9334 | 8.1048 | 8.2319 | 8.3308 | 8.4122 | 8.4829 | 8.5472 | 8.6077
Scenario 1: Reference | SCE | Com | HVAC | Com - Restaurant | Rate Impact Measure Test | Energy Efficiency | 101787.2001 | 104605.2984 | 106428.9748 | 107259.2451 | 107298.8198 | 104979.9198 | 100976.4246 | 95943.2622 | 89269.7207 | 80873.3051 | 70989.2059 | 59272.4068 | 45857.151
Scenario 1: Reference | SCE | Com | HVAC | Com - Restaurant | Rate Impact Measure Test | Fuel Substitution | 53727.3049 | 53417.9917 | 52251.2359 | 50399.8364 | 48072.4844 | 82.4632 | 76.0301 | 68.5416 | 60.2196 | 51.22 | 41.5893 | 31.2995 | 20.3444
Scenario 1: Reference | SCE | Com | HVAC | Com - Restaurant | Total Resource Cost Test | Energy Efficiency | 22485.7248 | 23821.3565 | 25160.8854 | 26516.6925 | 27916.64 | 29066.8827 | 30097.3042 | 31168.0359 | 32158.5657 | 33042.5369 | 33910.4186 | 34674.6584 | 35421.6459
Scenario 1: Reference | SCE | Com | HVAC | Com - Restaurant | Total Resource Cost Test | Fuel Substitution | 40336.1271 | 42159.5318 | 43622.5899 | 44807.1087 | 45795.5057 | 59.2659 | 60.8648 | 62.1394 | 63.2066 | 64.1454 | 65.0048 | 65.8168 | 66.6014
Scenario 1: Reference | SCE | Com | HVAC | Com - Retail | Participant Cost Test | Energy Efficiency | 423448.5227 | 482862.7004 | 780244.0271 | 986425.2695 | 1122879.7902 | 1251921.9213 | 1386654.9469 | 1537088.2673 | 339818.6707 | 24418.1344 | 25212.5965 | 25988.0457 | 26767.1697
Scenario 1: Reference | SCE | Com | HVAC | Com - Retail | Participant Cost Test | Fuel Substitution | 89422.9226 | 93421.1066 | 96620.0557 | 99197.1246 | 101023.6023 | 109658.9877 | 113866.145 | 117247.4275 | 5709.7561 | 5814.722 | 5906.3727 | 5989.7148 | 162.162
Scenario 1: Reference | SCE | Com | HVAC | Com - Retail | Program Administrator Cost Test | Energy Efficiency | 437495.5045 | 488361.0398 | 699665.2149 | 844446.7942 | 938835.0101 | 1024969.148 | 1110417.3955 | 1208021.1711 | 310120.3785 | 77316.4056 | 78992.5186 | 80267.4598 | 81426.8232
Scenario 1: Reference | SCE | Com | HVAC | Com - Retail | Program Administrator Cost Test | Fuel Substitution | 25963.9241 | 27019.7915 | 27830.6982 | 28453.344 | 28880.8541 | 19464.0116 | 20133.6865 | 20655.2694 | 1490.6284 | 1514.1694 | 1534.1724 | 1551.9685 | 22.9748
Scenario 1: Reference | SCE | Com | HVAC | Com - Retail | Rate Impact Measure Test | Energy Efficiency | 1214522.0895 | 1311252.7563 | 1767100.2033 | 2032569.5762 | 2159896.5143 | 2244812.6338 | 2302951.3678 | 2353596.2142 | 625185.0844 | 198758.4272 | 175541.887 | 148150.2152 | 117197.4107
Scenario 1: Reference | SCE | Com | HVAC | Com - Retail | Rate Impact Measure Test | Fuel Substitution | 158353.6056 | 157241.4622 | 153547.2588 | 147787.3496 | 140264.3639 | 144133.9036 | 135010.5671 | 123523.8223 | 6270.3159 | 5471.0817 | 4601.4706 | 3663.3327 | 53.158
Scenario 1: Reference | SCE | Com | HVAC | Com - Retail | Total Resource Cost Test | Energy Efficiency | 553940.3973 | 621979.1508 | 927759.727 | 1138539.435 | 1277007.7283 | 1405403.0245 | 1536233.734 | 1685018.4444 | 418577.9839 | 87694.1127 | 89707.8721 | 91312.3792 | 92802.8703
Scenario 1: Reference | SCE | Com | HVAC | Com - Retail | Total Resource Cost Test | Fuel Substitution | 108321.7486 | 113286.4854 | 117294.7375 | 120556.2239 | 122923.2997 | 125586.1176 | 130399.4273 | 134268.1828 | 7004.6479 | 7133.4655 | 7245.9314 | 7348.1935 | 179.8171
Scenario 1: Reference | SCE | Com | HVAC | Com - School | Participant Cost Test | Energy Efficiency | 10548.7409 | 11043.2826 | 11538.0176 | 12018.4093 | 12478.8833 | 12945.7054 | 18274.0915 | 17279.0142 | 14294.8922 | 14750.9294 | 15197.7805 | 15662.3428 | 16112.0505
Scenario 1: Reference | SCE | Com | HVAC | Com - School | Participant Cost Test | Fuel Substitution | 14977.4863 | 15349.7569 | 15569.3674 | 15675.5246 | 45302.9447 | 0 | 0 | 0 | 0 | 0 | 0 | 0 | 0
Scenario 1: Reference | SCE | Com | HVAC | Com - School | Program Administrator Cost Test | Energy Efficiency | 34859.6491 | 36546.0358 | 38246.9453 | 39789.1019 | 41092.1518 | 42448.9245 | 52474.907 | 50814.9735 | 45635.5132 | 46637.8975 | 47449.1066 | 48353.7658 | 48883.9214
Scenario 1: Reference | SCE | Com | HVAC | Com - School | Program Administrator Cost Test | Fuel Substitution | 7468.0257 | 7666.0834 | 7785.7434 | 7847.1162 | 13306.9247 | 0 | 0 | 0 | 0 | 0 | 0 | 0 | 0
Scenario 1: Reference | SCE | Com | HVAC | Com - School | Rate Impact Measure Test | Energy Efficiency | 185385.8586 | 188024.9276 | 189094.963 | 187608.9706 | 183466.6431 | 178040.0759 | 189946.5997 | 173629.9752 | 147423.365 | 133157.9843 | 116132.1842 | 96996.838 | 74559.1713
Scenario 1: Reference | SCE | Com | HVAC | Com - School | Rate Impact Measure Test | Fuel Substitution | 18241.2637 | 18143.5249 | 17806.9768 | 17286.3765 | 38792.3653 | 0 | 0 | 0 | 0 | 0 | 0 | 0 | 0
Scenario 1: Reference | SCE | Com | HVAC | Com - School | Total Resource Cost Test | Energy Efficiency | 39342.864 | 41239.4309 | 43150.6028 | 44896.9259 | 46395.6772 | 47950.8493 | 59630.7578 | 57739.0461 | 51744.0862 | 52964.2215 | 53990.1817 | 55145.2833 | 56001.9185
Scenario 1: Reference | SCE | Com | HVAC | Com - School | Total Resource Cost Test | Fuel Substitution | 20546.501 | 21148.8025 | 21547.3506 | 21791.6395 | 55839.1802 | 0 | 0 | 0 | 0 | 0 | 0 | 0 | 0
Scenario 1: Reference | SCE | Com | HVAC | Com - Warehouse | Participant Cost Test | Energy Efficiency | 5404.0846 | 5727.7644 | 6046.266 | 6377.2702 | 6856.3104 | 7208.5672 | 7557.482 | 7914.8287 | 6918.143 | 7171.6405 | 7427.7803 | 7678.3818 | 7936.4694
Scenario 1: Reference | SCE | Com | HVAC | Com - Warehouse | Participant Cost Test | Fuel Substitution | 284009.3684 | 293316.9628 | 299288.3577 | 302910.785 | 305470.5143 | 46.0824 | 47.6289 | 48.9089 | 0 | 0 | 0 | 0 | 0
Scenario 1: Reference | SCE | Com | HVAC | Com - Warehouse | Program Administrator Cost Test | Energy Efficiency | 5189.2792 | 5426.9495 | 5652.5942 | 5883.9497 | 6215.8508 | 6438.0296 | 6599.6682 | 6758.5361 | 6257.6536 | 6359.973 | 6458.1975 | 6545.4263 | 6633.0348
Scenario 1: Reference | SCE | Com | HVAC | Com - Warehouse | Program Administrator Cost Test | Fuel Substitution | 213153.0557 | 225103.725 | 234785.3023 | 242758.3243 | 250746.7714 | 6.4257 | 6.6128 | 6.7618 | 0 | 0 | 0 | 0 | 0
Scenario 1: Reference | SCE | Com | HVAC | Com - Warehouse | Rate Impact Measure Test | Energy Efficiency | 18108.8046 | 18245.2533 | 18199.1656 | 18032.6679 | 17985.9195 | 17561.5374 | 16922.8483 | 16138.9441 | 13872.895 | 12781.7708 | 11537.592 | 10112.0647 | 8513.6977
Scenario 1: Reference | SCE | Com | HVAC | Com - Warehouse | Rate Impact Measure Test | Fuel Substitution | 313534.021 | 324582.2065 | 331667.5722 | 335624.3478 | 338456.3369 | 56.0756 | 52.1529 | 47.431 | 0 | 0 | 0 | 0 | 0
Scenario 1: Reference | SCE | Com | HVAC | Com - Warehouse | Total Resource Cost Test | Energy Efficiency | 7453.6337 | 7827.1531 | 8186.6009 | 8557.2457 | 9083.2197 | 9462.9712 | 9823.967 | 10189.6326 | 9388.8015 | 9661.6402 | 9934.429 | 10196.3455 | 10464.838
Scenario 1: Reference | SCE | Com | HVAC | Com - Warehouse | Total Resource Cost Test | Fuel Substitution | 431279.365 | 454130.4238 | 472847.3092 | 488471.6581 | 503112.4076 | 51.0995 | 52.8144 | 54.2337 | 0 | 0 | 0 | 0 | 0
Scenario 1: Reference | SCE | Com | Lighting | Com - College | Participant Cost Test | Energy Efficiency | 0 | 22535.5537 | 30120.5313 | 33162.2459 | 36005.2547 | 39162.3515 | 42336.5853 | 45362.8564 | 48363.3249 | 51264.3381 | 54223.6422 | 57814.2378 | 61403.6145
Scenario 1: Reference | SCE | Com | Lighting | Com - College | Program Administrator Cost Test | Energy Efficiency | 0 | 11127.7803 | 14581.5189 | 15739.2452 | 16753.5051 | 17865.2206 | 18934.5626 | 19890.2239 | 20790.0368 | 21605.001 | 22404.0973 | 23419.2723 | 24385.5389
Scenario 1: Reference | SCE | Com | Lighting | Com - College | Rate Impact Measure Test | Energy Efficiency | 0 | 55677.0113 | 69946.1918 | 71836.1665 | 72302.12 | 72323.2157 | 71188.4784 | 68589.8431 | 64713.5995 | 59459.0294 | 52965.8004 | 45540.8019 | 36365.8738
Scenario 1: Reference | SCE | Com | Lighting | Com - College | Total Resource Cost Test | Energy Efficiency | 0 | 29755.0117 | 39527.5448 | 43257.6247 | 46687.6559 | 50484.4966 | 54261.7181 | 57809.8198 | 61288.0288 | 64605.2207 | 67962.2705 | 72073.366 | 76142.7074
Scenario 1: Reference | SCE | Com | Lighting | Com - Grocery | Participant Cost Test | Energy Efficiency | 101579.1895 | 108852.5789 | 115886.4945 | 123036.6903 | 130393.7163 | 137607.6989 | 144622.7326 | 151846.9322 | 158949.8526 | 165888.2476 | 172923.6813 | 179558.1985 | 185844.285
Scenario 1: Reference | SCE | Com | Lighting | Com - Grocery | Program Administrator Cost Test | Energy Efficiency | 85372.4598 | 89942.3567 | 94115.6959 | 98198.146 | 102261.5599 | 106024.7236 | 109454.3612 | 112874.0861 | 116031.8568 | 118904.9205 | 121692.9827 | 124112.3298 | 126246.7751
Scenario 1: Reference | SCE | Com | Lighting | Com - Grocery | Rate Impact Measure Test | Energy Efficiency | 430619.7112 | 438162.1512 | 439575.9048 | 436400.5726 | 429768.0517 | 418071.3619 | 400975.068 | 379472.1137 | 352401.1559 | 319684.2894 | 281602.1701 | 236985.0217 | 185937.6882
Scenario 1: Reference | SCE | Com | Lighting | Com - Grocery | Total Resource Cost Test | Energy Efficiency | 163385.2012 | 173801.7639 | 183670.8492 | 193570.2168 | 203641.9798 | 213334.0528 | 222567.9079 | 231983.8662 | 241071.7652 | 249773.3426 | 258492.5854 | 266540.5761 | 274034.7295
Scenario 1: Reference | SCE | Com | Lighting | Com - Health | Participant Cost Test | Energy Efficiency | 118864.25 | 127742.5659 | 136953.8092 | 145307.217 | 154150.3044 | 162668.7653 | 171613.644 | 179938.7723 | 188173.8142 | 195735.1949 | 203058.1043 | 211294.1495 | 219564.1538
Scenario 1: Reference | SCE | Com | Lighting | Com - Health | Program Administrator Cost Test | Energy Efficiency | 93580.2737 | 98871.3709 | 104195.4688 | 108630.3083 | 113230.5826 | 117378.3028 | 121637.3316 | 125247.952 | 128610.4966 | 131330.5263 | 133732.4985 | 136686.1991 | 139608.0171
Scenario 1: Reference | SCE | Com | Lighting | Com - Health | Rate Impact Measure Test | Energy Efficiency | 482239.2154 | 492075.493 | 497170.9188 | 493183.5172 | 486091.7115 | 472700.1586 | 454967.9601 | 429731.1637 | 398375.6065 | 359758.7975 | 314813.947 | 264833.5723 | 207677.9746
Scenario 1: Reference | SCE | Com | Lighting | Com - Health | Total Resource Cost Test | Energy Efficiency | 185935.6482 | 198412.042 | 211218.8248 | 222505.9658 | 234376.1985 | 245574.9296 | 257254.203 | 267830.6485 | 278118.954 | 287260.2707 | 295920.2591 | 305869.7108 | 315823.5695
Scenario 1: Reference | SCE | Com | Lighting | Com - Lodging | Participant Cost Test | Energy Efficiency | 0 | 0 | 0 | 0 | 0 | 0 | 0 | 0 | 0 | 0 | 0 | 0 | 0
Scenario 1: Reference | SCE | Com | Lighting | Com - Lodging | Program Administrator Cost Test | Energy Efficiency | 0 | 0 | 0 | 0 | 0 | 0 | 0 | 0 | 0 | 0 | 0 | 0 | 0
Scenario 1: Reference | SCE | Com | Lighting | Com - Lodging | Rate Impact Measure Test | Energy Efficiency | 0 | 0 | 0 | 0 | 0 | 0 | 0 | 0 | 0 | 0 | 0 | 0 | 0
Scenario 1: Reference | SCE | Com | Lighting | Com - Lodging | Total Resource Cost Test | Energy Efficiency | 0 | 0 | 0 | 0 | 0 | 0 | 0 | 0 | 0 | 0 | 0 | 0 | 0
Scenario 1: Reference | SCE | Com | Lighting | Com - Office (Large) | Participant Cost Test | Energy Efficiency | 0 | 82237.9841 | 133622.5451 | 145262.4681 | 157400.6754 | 169568.8563 | 181345.8781 | 193212.2543 | 204447.714 | 215322.3364 | 226409.6045 | 237090.7855 | 247851.1507
Scenario 1: Reference | SCE | Com | Lighting | Com - Office (Large) | Program Administrator Cost Test | Energy Efficiency | 0 | 39183.3936 | 62417.9007 | 66524.6603 | 70670.0936 | 74640.5781 | 78259.3831 | 81745.3819 | 84802.8888 | 87562.328 | 90265.7283 | 92670.7224 | 94977.0422
Scenario 1: Reference | SCE | Com | Lighting | Com - Office (Large) | Rate Impact Measure Test | Energy Efficiency | 0 | 199309.3181 | 304385.2445 | 308664.7418 | 310022.4753 | 307112.1742 | 298984.6004 | 286350.7917 | 268010.0452 | 244486.1559 | 216247.3476 | 182259.0976 | 142744.1489
Scenario 1: Reference | SCE | Com | Lighting | Com - Office (Large) | Total Resource Cost Test | Energy Efficiency | 0 | 107399.6292 | 173468.4416 | 187473.6631 | 201964.4629 | 216337.1486 | 230061.619 | 243757.0344 | 256522.2209 | 268711.3383 | 281047.3927 | 292765.9197 | 304474.5016
Scenario 1: Reference | SCE | Com | Lighting | Com - Office (Small) | Participant Cost Test | Energy Efficiency | 0 | 0 | 0 | 0 | 0 | 0 | 0 | 0 | 0 | 0 | 0 | 0 | 0
Scenario 1: Reference | SCE | Com | Lighting | Com - Office (Small) | Program Administrator Cost Test | Energy Efficiency | 0 | 0 | 0 | 0 | 0 | 0 | 0 | 0 | 0 | 0 | 0 | 0 | 0
Scenario 1: Reference | SCE | Com | Lighting | Com - Office (Small) | Rate Impact Measure Test | Energy Efficiency | 0 | 0 | 0 | 0 | 0 | 0 | 0 | 0 | 0 | 0 | 0 | 0 | 0
Scenario 1: Reference | SCE | Com | Lighting | Com - Office (Small) | Total Resource Cost Test | Energy Efficiency | 0 | 0 | 0 | 0 | 0 | 0 | 0 | 0 | 0 | 0 | 0 | 0 | 0
Scenario 1: Reference | SCE | Com | Lighting | Com - Other | Participant Cost Test | Energy Efficiency | 0 | 0 | 0 | 0 | 0 | 0 | 0 | 0 | 0 | 0 | 0 | 0 | 0
Scenario 1: Reference | SCE | Com | Lighting | Com - Other | Program Administrator Cost Test | Energy Efficiency | 0 | 0 | 0 | 0 | 0 | 0 | 0 | 0 | 0 | 0 | 0 | 0 | 0
Scenario 1: Reference | SCE | Com | Lighting | Com - Other | Rate Impact Measure Test | Energy Efficiency | 0 | 0 | 0 | 0 | 0 | 0 | 0 | 0 | 0 | 0 | 0 | 0 | 0
Scenario 1: Reference | SCE | Com | Lighting | Com - Other | Total Resource Cost Test | Energy Efficiency | 0 | 0 | 0 | 0 | 0 | 0 | 0 | 0 | 0 | 0 | 0 | 0 | 0
Scenario 1: Reference | SCE | Com | Lighting | Com - Refrig. Warehouse | Participant Cost Test | Energy Efficiency | 4319.4428 | 1816.9845 | 1934.4167 | 2043.4897 | 2156.9703 | 2273.4396 | 2392.0447 | 2507.937 | 2626.6635 | 2745.0496 | 2861.7788 | 2976.1799 | 3086.1251
Scenario 1: Reference | SCE | Com | Lighting | Com - Refrig. Warehouse | Program Administrator Cost Test | Energy Efficiency | 4784.1838 | 1951.9766 | 2042.1915 | 2119.4952 | 2197.7455 | 2275.3305 | 2351.3144 | 2420.8725 | 2489.6274 | 2554.4892 | 2614.3323 | 2671.0034 | 2722.0801
Scenario 1: Reference | SCE | Com | Lighting | Com - Refrig. Warehouse | Rate Impact Measure Test | Energy Efficiency | 25506.2885 | 10050.2542 | 10080.5469 | 9954.15 | 9758.3937 | 9474.7273 | 9089.8021 | 8578.9554 | 7956.9322 | 7208.9806 | 6324.7961 | 5297.4124 | 4114.8084
Scenario 1: Reference | SCE | Com | Lighting | Com - Refrig. Warehouse | Total Resource Cost Test | Energy Efficiency | 7906.5528 | 3275.6314 | 3457.467 | 3620.9662 | 3789.2627 | 3959.7263 | 4130.8028 | 4294.0705 | 4459.2498 | 4620.8842 | 4776.8399 | 4928.0409 | 5070.538
Scenario 1: Reference | SCE | Com | Lighting | Com - Restaurant | Participant Cost Test | Energy Efficiency | 84358.6106 | 90726.6516 | 97135.3355 | 103609.2662 | 110199.8733 | 116496.9351 | 122659.1886 | 128923.9562 | 135136.798 | 141255.0283 | 147413.4474 | 153494.4668 | 159416.3012
Scenario 1: Reference | SCE | Com | Lighting | Com - Restaurant | Program Administrator Cost Test | Energy Efficiency | 54413.4411 | 57529.022 | 60537.3875 | 63455.272 | 66314.9052 | 68867.2166 | 71218.7123 | 73514.9123 | 75666.8372 | 77654.8713 | 79559.2481 | 81317.7614 | 82931.6409
Scenario 1: Reference | SCE | Com | Lighting | Com - Restaurant | Rate Impact Measure Test | Energy Efficiency | 282829.7259 | 288791.0584 | 291348.9607 | 290572.1286 | 287128.9533 | 279698.7366 | 268619.9276 | 254306.0034 | 236245.6428 | 214330.8127 | 188585.4194 | 158486.9917 | 123866.7054
Scenario 1: Reference | SCE | Com | Lighting | Com - Restaurant | Total Resource Cost Test | Energy Efficiency | 121986.2154 | 130370.3128 | 138702.2946 | 147018.4574 | 155392.3865 | 163243.7919 | 170805.6353 | 178414.8135 | 185856.8405 | 193076.5708 | 200263.3501 | 207258.477 | 213988.5488
Scenario 1: Reference | SCE | Com | Lighting | Com - Retail | Participant Cost Test | Energy Efficiency | 527144.1532 | 565380.8179 | 602451.2655 | 640036.9477 | 678406.3941 | 715898.7307 | 752488.1111 | 789794.9548 | 826190.3984 | 861985.5202 | 898020.0846 | 931552.2754 | 963582.5855
Scenario 1: Reference | SCE | Com | Lighting | Com - Retail | Program Administrator Cost Test | Energy Efficiency | 343758.1194 | 362473.1824 | 379630.4109 | 396352.6171 | 412806.3648 | 427964.4859 | 441856.4929 | 455486.2472 | 467901.07 | 479323.6631 | 490259.7666 | 499551.0105 | 507833.5961
Scenario 1: Reference | SCE | Com | Lighting | Com - Retail | Rate Impact Measure Test | Energy Efficiency | 1808813.0654 | 1841988.9382 | 1849528.9908 | 1837266.3038 | 1809221.2212 | 1759222.7723 | 1686514.3688 | 1594097.7837 | 1477444.8522 | 1337215.5342 | 1173597.8498 | 981838.7709 | 762893.805
Scenario 1: Reference | SCE | Com | Lighting | Com - Retail | Total Resource Cost Test | Energy Efficiency | 765378.7716 | 815727.1484 | 863719.641 | 911819.4752 | 960409.4344 | 1007124.5028 | 1051965.6866 | 1097241.8188 | 1140678.9175 | 1182745.1381 | 1224624.958 | 1262860.6698 | 1298891.4323
Scenario 1: Reference | SCE | Com | Lighting | Com - School | Participant Cost Test | Energy Efficiency | 0 | 0 | 0 | 0 | 0 | 0 | 0 | 0 | 0 | 0 | 0 | 0 | 0
Scenario 1: Reference | SCE | Com | Lighting | Com - School | Program Administrator Cost Test | Energy Efficiency | 0 | 0 | 0 | 0 | 0 | 0 | 0 | 0 | 0 | 0 | 0 | 0 | 0
Scenario 1: Reference | SCE | Com | Lighting | Com - School | Rate Impact Measure Test | Energy Efficiency | 0 | 0 | 0 | 0 | 0 | 0 | 0 | 0 | 0 | 0 | 0 | 0 | 0
Scenario 1: Reference | SCE | Com | Lighting | Com - School | Total Resource Cost Test | Energy Efficiency | 0 | 0 | 0 | 0 | 0 | 0 | 0 | 0 | 0 | 0 | 0 | 0 | 0
Scenario 1: Reference | SCE | Com | Lighting | Com - Warehouse | Participant Cost Test | Energy Efficiency | 13635.1965 | 15270.5208 | 16910.9802 | 18632.8061 | 20460.7525 | 68445.7464 | 78037.6784 | 82068.8891 | 11858.1424 | 0 | 0 | 0 | 0
Scenario 1: Reference | SCE | Com | Lighting | Com - Warehouse | Program Administrator Cost Test | Energy Efficiency | 5593.3695 | 6141.3773 | 6667.7689 | 7202.6092 | 7754.129 | 21833.3957 | 24303.4393 | 25102.1333 | 3662.2339 | 0 | 0 | 0 | 0
Scenario 1: Reference | SCE | Com | Lighting | Com - Warehouse | Rate Impact Measure Test | Energy Efficiency | 29232.7506 | 30998.2017 | 32265.8045 | 33162.3633 | 33756.4811 | 90248.6085 | 93304.8894 | 88341.1204 | 11599.089 | 0 | 0 | 0 | 0
Scenario 1: Reference | SCE | Com | Lighting | Com - Warehouse | Total Resource Cost Test | Energy Efficiency | 17056.3563 | 18999.9193 | 20930.191 | 22941.5276 | 25063.2952 | 80430.1081 | 91211.4772 | 95543.6276 | 13834.3815 | 0 | 0 | 0 | 0
Scenario 1: Reference | SCE | Com | WaterHeat | Com - College | Participant Cost Test | Energy Efficiency | 21.7333 | 26.8231 | 33.1185 | 40.8278 | 50.019 | 61.4605 | 75.3884 | 92.1472 | 112.4746 | 137.007 | 166.8894 | 204.5032 | 248.8818
Scenario 1: Reference | SCE | Com | WaterHeat | Com - College | Participant Cost Test | Fuel Substitution | 1956286.3065 | 1905823.4245 | 1792222.5153 | 1660161.7958 | 1399669.1819 | 111870.0247 | 134239.3856 | 155257.4134 | 136431.9337 | 148768.7112 | 158256.8044 | 165733.4341 | 171811.2168
Scenario 1: Reference | SCE | Com | WaterHeat | Com - College | Program Administrator Cost Test | Energy Efficiency | 339.2127 | 411.2942 | 498.9175 | 604.2887 | 727.3945 | 878.203 | 1058.4849 | 1271.3361 | 1524.9241 | 1825.4518 | 2185.2853 | 2631.7816 | 3147.9791
Scenario 1: Reference | SCE | Com | WaterHeat | Com - College | Program Administrator Cost Test | Fuel Substitution | 2131701.8353 | 2236216.1717 | 2346630.6674 | 2463478.7368 | 2538612.8386 | 140824.0524 | 168422.0289 | 194152.3625 | 168463.8572 | 183098.5387 | 194151.4644 | 202682.327 | 209463.0716
Scenario 1: Reference | SCE | Com | WaterHeat | Com - College | Rate Impact Measure Test | Energy Efficiency | 1405.7034 | 1647.3318 | 1918.4535 | 2215.4849 | 2528.4256 | 2873.706 | 3231.9938 | 3583.1924 | 3913.2754 | 4192.003 | 4386.6963 | 4464.067 | 4285.5115
Scenario 1: Reference | SCE | Com | WaterHeat | Com - College | Rate Impact Measure Test | Fuel Substitution | 2131701.8353 | 2236216.1717 | 2346630.6674 | 2463478.7368 | 2538612.8386 | 2503707.0898 | 2767948.5334 | 2874475.3847 | 2732057.9062 | 2455269.3434 | 2038614.1624 | 1513738.9216 | 902287.455
Scenario 1: Reference | SCE | Com | WaterHeat | Com - College | Total Resource Cost Test | Energy Efficiency | 345.7327 | 419.3411 | 508.8531 | 616.5371 | 742.4001 | 896.6411 | 1081.1015 | 1298.9803 | 1558.6665 | 1866.5539 | 2235.3521 | 2693.1325 | 3222.6436
Scenario 1: Reference | SCE | Com | WaterHeat | Com - College | Total Resource Cost Test | Fuel Substitution | 2769996.8715 | 2891262.7286 | 2970282.6145 | 3047235.8779 | 2952658.7586 | 216821.5497 | 258612.0252 | 297678.4465 | 246951.5841 | 269283.761 | 286458.526 | 299991.602 | 310992.2802
Scenario 1: Reference | SCE | Com | WaterHeat | Com - Grocery | Participant Cost Test | Energy Efficiency | 52.2032 | 64.5149 | 79.3989 | 97.6103 | 119.9648 | 147.113 | 180.0113 | 220.323 | 269.2737 | 328.6054 | 400.9427 | 488.6849 | 595.3743
Scenario 1: Reference | SCE | Com | WaterHeat | Com - Grocery | Participant Cost Test | Fuel Substitution | 54048.0581 | 53172.8904 | 51817.8282 | 50242.9955 | 48865.9672 | 0 | 0 | 0 | 0 | 0 | 0 | 0 | 0
Scenario 1: Reference | SCE | Com | WaterHeat | Com - Grocery | Program Administrator Cost Test | Energy Efficiency | 1297.6302 | 1574.2667 | 1901.9835 | 2295.4791 | 2769.6677 | 3334.5124 | 4005.896 | 4813.8186 | 5776.5097 | 6921.4922 | 8292.2619 | 9924.2453 | 11872.6877
Scenario 1: Reference | SCE | Com | WaterHeat | Com - Grocery | Program Administrator Cost Test | Fuel Substitution | 88184.1334 | 92620.9395 | 97035.8483 | 101623.6685 | 106890.6701 | 0 | 0 | 0 | 0 | 0 | 0 | 0 | 0
Scenario 1: Reference | SCE | Com | WaterHeat | Com - Grocery | Rate Impact Measure Test | Energy Efficiency | 5552.6611 | 6512.3456 | 7554.7955 | 8693.7477 | 9944.5498 | 11268.3283 | 12626.3667 | 13995.3022 | 15274.0746 | 16349.5478 | 17077.0048 | 17196.9533 | 16392.651
Scenario 1: Reference | SCE | Com | WaterHeat | Com - Grocery | Rate Impact Measure Test | Fuel Substitution | 88184.1334 | 92620.9395 | 97035.8483 | 101623.6685 | 106890.6701 | 0 | 0 | 0 | 0 | 0 | 0 | 0 | 0
Scenario 1: Reference | SCE | Com | WaterHeat | Com - Grocery | Total Resource Cost Test | Energy Efficiency | 1313.2912 | 1593.6212 | 1925.8032 | 2324.7622 | 2805.6571 | 3378.6463 | 4059.8994 | 4879.9155 | 5857.2918 | 7020.0738 | 8412.5447 | 10070.8507 | 12051.3
Scenario 1: Reference | SCE | Com | WaterHeat | Com - Grocery | Total Resource Cost Test | Fuel Substitution | 111126.8069 | 116328.9108 | 121502.5114 | 126894.9717 | 133018.3643 | 0 | 0 | 0 | 0 | 0 | 0 | 0 | 0
Scenario 1: Reference | SCE | Com | WaterHeat | Com - Health | Participant Cost Test | Energy Efficiency | 70.2763 | 87.2341 | 108.1685 | 133.1471 | 164.0382 | 201.4505 | 247.5845 | 303.0823 | 370.5528 | 451.4473 | 549.1545 | 670.9219 | 820.3957
Scenario 1: Reference | SCE | Com | WaterHeat | Com - Health | Participant Cost Test | Fuel Substitution | 3921385.7802 | 3788271.1023 | 3548270.0629 | 3282464.4474 | 2959205.0537 | 265409.0768 | 306707.9903 | 344327.324 | 177665.5252 | 194636.8043 | 207821.6769 | 218336.3979 | 227040.04
Scenario 1: Reference | SCE | Com | WaterHeat | Com - Health | Program Administrator Cost Test | Energy Efficiency | 2023.8397 | 2465.6998 | 3000.8953 | 3625.6609 | 4384.4527 | 5285.2224 | 6376.0675 | 7661.8642 | 9195.5693 | 10997.6681 | 13132.99 | 15751.6948 | 18909.3204
Scenario 1: Reference | SCE | Com | WaterHeat | Com - Health | Program Administrator Cost Test | Fuel Substitution | 4983391.9058 | 5255149.7549 | 5532652.2627 | 5821778.5447 | 6145052.2663 | 267163.4567 | 313563.6931 | 356675.0139 | 232545.4147 | 254771.6639 | 272036.5103 | 285802.1893 | 297194.7831
Scenario 1: Reference | SCE | Com | WaterHeat | Com - Health | Rate Impact Measure Test | Energy Efficiency | 8723.29 | 10274.9321 | 12007.8003 | 13833.2486 | 15858.8688 | 17991.6604 | 20242.9581 | 22433.821 | 24481.5342 | 26146.4953 | 27205.3099 | 27429.5631 | 26193.6995
Scenario 1: Reference | SCE | Com | WaterHeat | Com - Health | Rate Impact Measure Test | Fuel Substitution | 4983391.9058 | 5255149.7549 | 5532652.2627 | 5821778.5447 | 6145052.2663 | 6115942.4105 | 6785331.4773 | 7072638.5866 | 6693297.1935 | 6008251.2496 | 4960068.6943 | 3628807.5604 | 2069245.7231
Scenario 1: Reference | SCE | Com | WaterHeat | Com - Health | Total Resource Cost Test | Energy Efficiency | 2044.9226 | 2491.87 | 3033.3458 | 3665.605 | 4433.6642 | 5345.6575 | 6450.3429 | 7752.7889 | 9306.7352 | 11133.1023 | 13297.7363 | 15952.9714 | 19155.4392
Scenario 1: Reference | SCE | Com | WaterHeat | Com - Health | Total Resource Cost Test | Fuel Substitution | 5787914.4026 | 6080652.7776 | 6309679.4835 | 6549840.5542 | 6764310.86 | 480093.2999 | 554826.5946 | 622901.1807 | 321378.1773 | 352090.0661 | 375947.3487 | 394970.3883 | 410714.8031
Scenario 1: Reference | SCE | Com | WaterHeat | Com - Lodging | Participant Cost Test | Energy Efficiency | 11.846 | 14.7233 | 18.2513 | 22.5414 | 27.8253 | 34.285 | 42.1754 | 51.817 | 63.5423 | 77.8092 | 95.2306 | 116.4482 | 142.2862
Scenario 1: Reference | SCE | Com | WaterHeat | Com - Lodging | Participant Cost Test | Fuel Substitution | 4170718.6916 | 4031115.2102 | 3813400.1355 | 3573780.8113 | 3305596.9337 | 562731.558 | 253922.3676 | 285906.3805 | 147711.1207 | 162132.6743 | 173368.7216 | 182255.1412 | 189486.2627
Scenario 1: Reference | SCE | Com | WaterHeat | Com - Lodging | Program Administrator Cost Test | Energy Efficiency | 407.0091 | 496.4159 | 603.8792 | 731.9138 | 886.648 | 1072.1508 | 1294.3703 | 1560.7333 | 1878.3881 | 2257.4985 | 2711.7905 | 3254.6539 | 3903.3413
Scenario 1: Reference | SCE | Com | WaterHeat | Com - Lodging | Program Administrator Cost Test | Fuel Substitution | 4989791.8548 | 5259233.1167 | 5534957.5108 | 5849932.3026 | 6245029.2862 | 289205.423 | 259719.4874 | 296354.2878 | 193486.4069 | 212389.0587 | 227114.136 | 238757.6106 | 248230.429
Scenario 1: Reference | SCE | Com | WaterHeat | Com - Lodging | Rate Impact Measure Test | Energy Efficiency | 1767.2749 | 2084.0453 | 2434.4657 | 2813.4928 | 3231.128 | 3676.991 | 4139.7183 | 4602.8121 | 5035.768 | 5402.5214 | 5651.2564 | 5696.0887 | 5425.1242
Scenario 1: Reference | SCE | Com | WaterHeat | Com - Lodging | Rate Impact Measure Test | Fuel Substitution | 4989791.8548 | 5259233.1167 | 5534957.5108 | 5849932.3026 | 6245029.2862 | 6080926.9931 | 6704872.9454 | 7011321.5093 | 6670620.0409 | 5991645.0485 | 4943069.5917 | 3603810.6967 | 2031651.2352
Scenario 1: Reference | SCE | Com | WaterHeat | Com - Lodging | Total Resource Cost Test | Energy Efficiency | 410.5629 | 500.8329 | 609.3546 | 738.6762 | 894.9956 | 1082.4363 | 1307.0229 | 1576.2784 | 1897.4508 | 2280.8413 | 2740.3597 | 3289.5883 | 3946.0272
Scenario 1: Reference | SCE | Com | WaterHeat | Com - Lodging | Total Resource Cost Test | Fuel Substitution | 5934931.4849 | 6231020.5126 | 6493113.1438 | 6780746.8956 | 7100293.2173 | 808836.1899 | 459588.4707 | 517499.7133 | 267341.9672 | 293455.3958 | 313798.4968 | 329885.1812 | 342973.5604
Scenario 1: Reference | SCE | Com | WaterHeat | Com - Office (Large) | Participant Cost Test | Energy Efficiency | 86.9375 | 107.723 | 132.8202 | 163.3612 | 200.8484 | 246.4492 | 301.4839 | 368.523 | 449.1315 | 546.4419 | 664.9734 | 807.9239 | 981.4496
Scenario 1: Reference | SCE | Com | WaterHeat | Com - Office (Large) | Participant Cost Test | Fuel Substitution | 1295419.0842 | 1254491.6136 | 1195398.1935 | 1110843.7189 | 949211.122 | 127397.0558 | 149440.5979 | 170544.1892 | 113035.1333 | 123327.3779 | 131061.0827 | 136875.3168 | 141305.393
Scenario 1: Reference | SCE | Com | WaterHeat | Com - Office (Large) | Program Administrator Cost Test | Energy Efficiency | 1236.2146 | 1505.1533 | 1823.6424 | 2204.1702 | 2663.1972 | 3211.5847 | 3861.2817 | 4639.0197 | 5557.103 | 6645.8651 | 7949.9442 | 9495.1625 | 11339.4575
Scenario 1: Reference | SCE | Com | WaterHeat | Com - Office (Large) | Program Administrator Cost Test | Fuel Substitution | 1369256.6056 | 1427525.4055 | 1514244.5033 | 1609759.1659 | 1693845.8151 | 141432.4346 | 166861.7082 | 191077.4182 | 137323.2293 | 149377.9517 | 158277.0883 | 164819.2539 | 169668.604
Scenario 1: Reference | SCE | Com | WaterHeat | Com - Office (Large) | Rate Impact Measure Test | Energy Efficiency | 5079.0848 | 5976.6097 | 6951.7562 | 8011.267 | 9177.5733 | 10419.3728 | 11690.8691 | 12967.4155 | 14147.9453 | 15148.1477 | 15851.184 | 16015.6797 | 15380.1637
Scenario 1: Reference | SCE | Com | WaterHeat | Com - Office (Large) | Rate Impact Measure Test | Fuel Substitution | 1369256.6056 | 1427525.4055 | 1514244.5033 | 1609759.1659 | 1693845.8151 | 1877290.7689 | 2092855.7485 | 2187475.7783 | 2051677.791 | 1847089.4772 | 1535027.5754 | 1140728.2621 | 683241.4764
Scenario 1: Reference | SCE | Com | WaterHeat | Com - Office (Large) | Total Resource Cost Test | Energy Efficiency | 1262.2959 | 1537.4702 | 1863.4885 | 2253.1786 | 2723.4517 | 3285.5194 | 3951.7269 | 4749.5766 | 5691.8424 | 6809.7977 | 8149.4362 | 9737.5397 | 11633.8924
Scenario 1: Reference | SCE | Com | WaterHeat | Com - Office (Large) | Total Resource Cost Test | Fuel Substitution | 1798586.8543 | 1865060.0073 | 1939210.658 | 2001909.9267 | 1976948.5391 | 241001.4691 | 281823.4983 | 320895.654 | 204602.0915 | 223232.8937 | 237231.3994 | 247754.8055 | 255772.468
Scenario 1: Reference | SCE | Com | WaterHeat | Com - Office (Small) | Participant Cost Test | Energy Efficiency | 21.1792 | 26.176 | 32.2504 | 39.6327 | 34.6611 | 150.0865 | 73.0596 | 90.4482 | 111.3496 | 136.504 | 166.8984 | 203.6001 | 247.987
Scenario 1: Reference | SCE | Com | WaterHeat | Com - Office (Small) | Participant Cost Test | Fuel Substitution | 282803.6814 | 272061.3076 | 258785.8045 | 243990.9809 | 199741.0494 | 16791.038 | 20998.4349 | 25027.9013 | 28385.4462 | 30998.9561 | 32996.28 | 34543.2362 | 35776.7859
Scenario 1: Reference | SCE | Com | WaterHeat | Com - Office (Small) | Program Administrator Cost Test | Energy Efficiency | 276.8716 | 336.3136 | 407.2562 | 491.9212 | 422.8761 | 1799.9528 | 861.3221 | 1048.2789 | 1268.7453 | 1529.1875 | 1838.3091 | 2205.0393 | 2640.954
Scenario 1: Reference | SCE | Com | WaterHeat | Com - Office (Small) | Program Administrator Cost Test | Fuel Substitution | 344003.7028 | 359743.4076 | 375059.8806 | 390191.321 | 354500.1319 | 20299.2472 | 25312.8027 | 30084 | 34023.714 | 37053.4824 | 39333.6925 | 41067.8175 | 42422.8094
Scenario 1: Reference | SCE | Com | WaterHeat | Com - Office (Small) | Rate Impact Measure Test | Energy Efficiency | 1127.8727 | 1323.9932 | 1539.1388 | 1772.5884 | 1444.8014 | 5790.0967 | 2586.0667 | 2906.3802 | 3204.8259 | 3459.863 | 3640.9767 | 3698.7345 | 3569.0448
Scenario 1: Reference | SCE | Com | WaterHeat | Com - Office (Small) | Rate Impact Measure Test | Fuel Substitution | 344003.7028 | 359743.4076 | 375059.8806 | 390191.321 | 354500.1319 | 417074.1843 | 465475.7001 | 486194.7575 | 471489.8652 | 425372.3627 | 354748.9136 | 265189.4113 | 160749.3191
Scenario 1: Reference | SCE | Com | WaterHeat | Com - Office (Small) | Total Resource Cost Test | Energy Efficiency | 283.2254 | 344.1663 | 416.9313 | 503.811 | 433.2744 | 1844.9788 | 883.24 | 1075.4133 | 1302.1502 | 1570.1387 | 1888.3786 | 2266.1193 | 2715.3501
Scenario 1: Reference | SCE | Com | WaterHeat | Com - Office (Small) | Total Resource Cost Test | Fuel Substitution | 400261.5963 | 417510.4632 | 434229.6277 | 450832.4079 | 408630.7417 | 30396.8968 | 38015.7254 | 45311.8813 | 51391.0598 | 56122.8864 | 59738.9684 | 62539.573 | 64772.7228
Scenario 1: Reference | SCE | Com | WaterHeat | Com - Other | Participant Cost Test | Energy Efficiency | 861.1147 | 1067.3053 | 1319.1701 | 1626.0877 | 2000.5681 | 2457.374 | 3017.0768 | 3697.1576 | 4521.6336 | 5530.4013 | 6760.5836 | 8257.3916 | 10083.8068
Scenario 1: Reference | SCE | Com | WaterHeat | Com - Other | Participant Cost Test | Fuel Substitution | 23834697.5006 | 23102193.2101 | 21676495.8309 | 20082806.1421 | 17959434.2795 | 1961961.5905 | 2260258.1383 | 2534188.9858 | 1308312.47 | 1430805.4151 | 1525824.0765 | 1600550.1314 | 1661007.694
Scenario 1: Reference | SCE | Com | WaterHeat | Com - Other | Program Administrator Cost Test | Energy Efficiency | 16740.8163 | 20376.3064 | 24732.7224 | 29940.7629 | 36177.0924 | 43644.2338 | 52629.7578 | 63345.6307 | 76096.0851 | 91423.243 | 109782.2711 | 131720.7546 | 158020.943
Scenario 1: Reference | SCE | Com | WaterHeat | Com - Other | Program Administrator Cost Test | Fuel Substitution | 26798937.5009 | 28144204.348 | 29528517.4936 | 30981029.4322 | 32426805.7511 | 1975898.4134 | 2307379.6658 | 2613441.9734 | 1688181.4067 | 1838982.8075 | 1953503.6224 | 2041331.4754 | 2110440.8946
Scenario 1: Reference | SCE | Com | WaterHeat | Com - Other | Rate Impact Measure Test | Energy Efficiency | 70572.255 | 83031.3063 | 96763.912 | 111689.3905 | 127943.587 | 145285.9877 | 163441.9297 | 181511.2273 | 198412.2625 | 213118.7397 | 223388.3161 | 225970.6253 | 216734.7284
Scenario 1: Reference | SCE | Com | WaterHeat | Com - Other | Rate Impact Measure Test | Fuel Substitution | 26798937.5009 | 28144204.348 | 29528517.4936 | 30981029.4322 | 32426805.7511 | 30524147.6091 | 33779923.9232 | 35166472.4031 | 32923968.281 | 29606019.7315 | 24549842.7443 | 18129630.7284 | 10621320.303
Scenario 1: Reference | SCE | Com | WaterHeat | Com - Other | Total Resource Cost Test | Energy Efficiency | 16999.1507 | 20696.498 | 25128.4734 | 30428.5892 | 36777.2628 | 44381.446 | 53534.8809 | 64454.778 | 77452.5752 | 93082.3634 | 111810.4462 | 134197.9721 | 161046.085
Scenario 1: Reference | SCE | Com | WaterHeat | Com - Other | Total Resource Cost Test | Fuel Substitution | 32887564.2046 | 34394599.1705 | 35450807.1262 | 36540680.7747 | 37142437.5245 | 3552099.1873 | 4092224.757 | 4588189.3061 | 2368558.2951 | 2590340.3789 | 2762366.9485 | 2897645.635 | 3007087.8915
Scenario 1: Reference | SCE | Com | WaterHeat | Com - Refrig. Warehouse | Participant Cost Test | Energy Efficiency | 6.2844 | 3.5358 | 4.3998 | 5.4268 | 6.6795 | 8.2063 | 10.0669 | 12.3166 | 15.0615 | 18.3944 | 22.4319 | 27.3631 | 33.3441
Scenario 1: Reference | SCE | Com | WaterHeat | Com - Refrig. Warehouse | Participant Cost Test | Fuel Substitution | 19521.2777 | 18737.4377 | 16020.0794 | 16275.3003 | 15425.3272 | 555.9186 | 700.4587 | 841.51 | 961.0024 | 1055.3407 | 1128.3897 | 1185.9357 | 1232.755
Scenario 1: Reference | SCE | Com | WaterHeat | Com - Refrig. Warehouse | Program Administrator Cost Test | Energy Efficiency | 191.7404 | 105.8751 | 129.3014 | 156.529 | 189.0947 | 228.0252 | 274.5573 | 329.7186 | 395.7695 | 474.4532 | 567.9597 | 680.0976 | 813.5587
Scenario 1: Reference | SCE | Com | WaterHeat | Com - Refrig. Warehouse | Program Administrator Cost Test | Fuel Substitution | 28118.4316 | 29664.5352 | 28157.058 | 32062.3474 | 34219.974 | 727.5261 | 916.9573 | 1101.8255 | 1258.4291 | 1382.0511 | 1477.7596 | 1553.1402 | 1614.4578
Scenario 1: Reference | SCE | Com | WaterHeat | Com - Refrig. Warehouse | Rate Impact Measure Test | Energy Efficiency | 828.5688 | 442.3365 | 518.7308 | 598.7711 | 685.7471 | 778.2378 | 873.9013 | 967.8268 | 1056.2118 | 1130.5704 | 1178.9878 | 1186.3669 | 1128.2702
Scenario 1: Reference | SCE | Com | WaterHeat | Com - Refrig. Warehouse | Rate Impact Measure Test | Fuel Substitution | 28118.4316 | 29664.5352 | 28157.058 | 32062.3474 | 34219.974 | 33644.5648 | 37721.7388 | 39553.8705 | 38400.4652 | 34538.9013 | 28532.4134 | 20853.2644 | 11841.2995
Scenario 1: Reference | SCE | Com | WaterHeat | Com - Refrig. Warehouse | Total Resource Cost Test | Energy Efficiency | 193.6257 | 106.9359 | 130.6213 | 158.1571 | 191.0985 | 230.4871 | 277.5773 | 333.4136 | 400.288 | 479.9715 | 574.6893 | 688.3065 | 823.5619
Scenario 1: Reference | SCE | Com | WaterHeat | Com - Refrig. Warehouse | Total Resource Cost Test | Fuel Substitution | 30645.6233 | 32271.5264 | 30588.1025 | 34801.9191 | 37064.0795 | 1005.4854 | 1267.1867 | 1522.5805 | 1738.9303 | 1909.7214 | 2041.9545 | 2146.1081 | 2230.8354
Scenario 1: Reference | SCE | Com | WaterHeat | Com - Restaurant | Participant Cost Test | Energy Efficiency | 349.458 | 433.6222 | 536.4368 | 662.1598 | 816.2239 | 1002.1955 | 1227.8096 | 1503.4951 | 1838.4653 | 2244.6781 | 2738.8938 | 3337.593 | 4064.8431
Scenario 1: Reference | SCE | Com | WaterHeat | Com - Restaurant | Participant Cost Test | Fuel Substitution | 13302886.8572 | 12807085.7856 | 12268245.2758 | 11758403.7158 | 11263428.5287 | 925761.5862 | 1154778.4651 | 1375440.6254 | 1561238.3507 | 1708087.0009 | 1822565.4319 | 1913223.2814 | 1987043.0331
Scenario 1: Reference | SCE | Com | WaterHeat | Com - Restaurant | Program Administrator Cost Test | Energy Efficiency | 5223.8361 | 6368.3241 | 7740.466 | 9387.7628 | 11370.3873 | 13718.3568 | 16515.1368 | 19873.3804 | 23881.4549 | 28655.8108 | 34364.1026 | 41157.8064 | 49268.5665
Scenario 1: Reference | SCE | Com | WaterHeat | Com - Restaurant | Program Administrator Cost Test | Fuel Substitution | 17748457.8485 | 18605912.6284 | 19577726.0769 | 20766430.1787 | 22141712.1727 | 1145418.7788 | 1424134.547 | 1690775.1261 | 1913026.8066 | 2086371.2535 | 2219310.174 | 2322613.2101 | 2405014.6676
Scenario 1: Reference | SCE | Com | WaterHeat | Com - Restaurant | Rate Impact Measure Test | Energy Efficiency | 21564.012 | 25407.3388 | 29647.4387 | 34283.2191 | 39368.9702 | 44715.6555 | 50234.3284 | 55802.2452 | 61063.5766 | 65581.8562 | 68769.1982 | 69633.1798 | 66958.4067
Scenario 1: Reference | SCE | Com | WaterHeat | Com - Restaurant | Rate Impact Measure Test | Fuel Substitution | 17748457.8485 | 18605912.6284 | 19577726.0769 | 20766430.1787 | 22141712.1727 | 26562998.0547 | 29549527.8209 | 30815734.7532 | 29870511.8695 | 26948179.386 | 22462653.687 | 16746001.4777 | 10041054.5623
Scenario 1: Reference | SCE | Com | WaterHeat | Com - Restaurant | Total Resource Cost Test | Energy Efficiency | 5328.6735 | 6498.4107 | 7901.397 | 9586.4108 | 11615.2545 | 14019.0154 | 16883.4796 | 20324.429 | 24432.9945 | 29329.2143 | 35185.7708 | 42159.0843 | 50488.0194
Scenario 1: Reference | SCE | Com | WaterHeat | Com - Restaurant | Total Resource Cost Test | Fuel Substitution | 20234409.012 | 21168593.09 | 22231015.7852 | 23536375.5427 | 25037761.1721 | 1675456.9493 | 2090059.7571 | 2489500.1466 | 2825802.8095 | 3091589.7695 | 3298779.207 | 3462849.3365 | 3596441.8516
Scenario 1: Reference | SCE | Com | WaterHeat | Com - Retail | Participant Cost Test | Energy Efficiency | 70.8781 | 87.608 | 107.8292 | 132.5277 | 224.3667 | 261.6055 | 305.4101 | 357.7596 | 362.8776 | 441.8549 | 537.7131 | 653.4409 | 793.5628
Scenario 1: Reference | SCE | Com | WaterHeat | Com - Retail | Participant Cost Test | Fuel Substitution | 646917.3309 | 622491.7534 | 666983.3063 | 610461.0103 | 531247.9526 | 88316.7233 | 101548.141 | 113794.1671 | 58700.4679 | 64107.0089 | 68287.1307 | 71562.9801 | 74202.0339
Scenario 1: Reference | SCE | Com | WaterHeat | Com - Retail | Program Administrator Cost Test | Energy Efficiency | 1056.3104 | 1282.761 | 1551.2346 | 1873.2823 | 2365.3363 | 2824.3404 | 3368.0204 | 4018.6466 | 4699.7813 | 5624.0951 | 6726.6152 | 8034.2014 | 9590.1651
Scenario 1: Reference | SCE | Com | WaterHeat | Com - Retail | Program Administrator Cost Test | Fuel Substitution | 754717.9575 | 790590.9192 | 847673.2942 | 888606.4018 | 928258.1251 | 86666.1788 | 100814.505 | 113984.8043 | 71953.4317 | 78334.0784 | 83184.7317 | 86911.2546 | 89848.1464
Scenario 1: Reference | SCE | Com | WaterHeat | Com - Retail | Rate Impact Measure Test | Energy Efficiency | 4359.2385 | 5116.3247 | 5939.8515 | 6839.1298 | 7998.1273 | 9037.1371 | 10101.9988 | 11170.1865 | 12013.9983 | 12868.2242 | 13458.3082 | 13590.2529 | 13031.9418
Scenario 1: Reference | SCE | Com | WaterHeat | Com - Retail | Rate Impact Measure Test | Fuel Substitution | 754717.9575 | 790590.9192 | 847673.2942 | 888606.4018 | 928258.1251 | 1052196.8612 | 1162363.6831 | 1209462.6484 | 1121232.5192 | 1009768.9619 | 840304.1099 | 625450.987 | 374494.2805
Scenario 1: Reference | SCE | Com | WaterHeat | Com - Retail | Total Resource Cost Test | Energy Efficiency | 1077.5738 | 1309.0435 | 1583.5834 | 1913.0406 | 2436.2742 | 2906.7831 | 3463.8618 | 4130.353 | 4808.6446 | 5756.6515 | 6887.9292 | 8230.2336 | 9828.2339
Scenario 1: Reference | SCE | Com | WaterHeat | Com - Retail | Total Resource Cost Test | Fuel Substitution | 876370.842 | 915425.0749 | 1050229.654 | 1071614.2914 | 1070904.7049 | 159937.4954 | 183895.4782 | 206067.6631 | 106294.1305 | 116083.7952 | 123652.5327 | 129583.7331 | 134361.8274
Scenario 1: Reference | SCE | Com | WaterHeat | Com - School | Participant Cost Test | Energy Efficiency | 118.5725 | 146.9747 | 181.5185 | 223.331 | 273.8213 | 335.3157 | 409.4601 | 499.7116 | 609.3653 | 742.5069 | 903.5542 | 1099.7764 | 1336.5612
Scenario 1: Reference | SCE | Com | WaterHeat | Com - School | Participant Cost Test | Fuel Substitution | 2968521.9605 | 2875788.414 | 2793058.0365 | 2699332.3052 | 2799004.4187 | 465655.6766 | 544913.6536 | 619464.3248 | 410202.9451 | 446725.2787 | 474352.3905 | 495490.8593 | 512007.5843
Scenario 1: Reference | SCE | Com | WaterHeat | Com - School | Program Administrator Cost Test | Energy Efficiency | 1242.9584 | 1515.1364 | 1840.3017 | 2226.89 | 2685.4805 | 3234.7217 | 3885.4987 | 4664.7751 | 5596.1528 | 6708.6873 | 8032.329 | 9619.8263 | 11504.1058
Scenario 1: Reference | SCE | Com | WaterHeat | Com - School | Program Administrator Cost Test | Fuel Substitution | 3587720.2129 | 3749653.093 | 3957075.031 | 4178290.1237 | 4615824.4205 | 500786.3295 | 587739.1293 | 668919.5433 | 469136.7921 | 508687.0981 | 537845.0039 | 559462.5071 | 575734.7653
Scenario 1: Reference | SCE | Com | WaterHeat | Com - School | Rate Impact Measure Test | Energy Efficiency | 4930.2605 | 5807.1338 | 6770.7968 | 7812.0445 | 8933.578 | 10134.0121 | 11366.5452 | 12609.7422 | 13796.1903 | 14836.3917 | 15585.3548 | 15864.2411 | 15375.3792
Scenario 1: Reference | SCE | Com | WaterHeat | Com - School | Rate Impact Measure Test | Fuel Substitution | 3587720.2129 | 3749653.093 | 3957075.031 | 4178290.1237 | 4615824.4205 | 4985675.9979 | 5546869.7163 | 5789004.5177 | 5363448.6999 | 4840892.7994 | 4048074.0287 | 3048128.8906 | 1886616.6323
Scenario 1: Reference | SCE | Com | WaterHeat | Com - School | Total Resource Cost Test | Energy Efficiency | 1278.5301 | 1559.2288 | 1894.7572 | 2293.8892 | 2767.6269 | 3335.3164 | 4008.3367 | 4814.6886 | 5778.9624 | 6931.4394 | 8303.3953 | 9949.7592 | 11905.0742
Scenario 1: Reference | SCE | Com | WaterHeat | Com - School | Total Resource Cost Test | Fuel Substitution | 4422821.3353 | 4606273.3382 | 4843878.5974 | 5098181.347 | 5764957.2042 | 880915.748 | 1027663.2208 | 1165581.2806 | 742601.9314 | 808710.2975 | 858716.0242 | 896976.2698 | 926870.8538
Scenario 1: Reference | SCE | Com | WaterHeat | Com - Warehouse | Participant Cost Test | Energy Efficiency | 13.4163 | 16.5533 | 20.3421 | 24.9792 | 30.6772 | 37.553 | 45.8691 | 56.0017 | 68.2327 | 83.0621 | 101.0577 | 122.7724 | 149.1547
Scenario 1: Reference | SCE | Com | WaterHeat | Com - Warehouse | Participant Cost Test | Fuel Substitution | 66995.2374 | 64929.5461 | 70473.8051 | 65796.668 | 59720.4772 | 6558.1775 | 7540.8027 | 8429.7052 | 4342.3879 | 4742.5429 | 5052.3538 | 5296.0339 | 5494.2431
Scenario 1: Reference | SCE | Com | WaterHeat | Com - Warehouse | Program Administrator Cost Test | Energy Efficiency | 213.5402 | 258.8242 | 312.467 | 376.9562 | 454.8276 | 547.0263 | 656.4975 | 787.553 | 942.872 | 1127.8771 | 1348.4758 | 1609.9279 | 1922.1689
Scenario 1: Reference | SCE | Com | WaterHeat | Com - Warehouse | Program Administrator Cost Test | Fuel Substitution | 81980.0577 | 86127.9119 | 92119.685 | 96703.2542 | 101809.1899 | 6469.6769 | 7526.6704 | 8494.4776 | 5382.6177 | 5859.1655 | 6221.5747 | 6500.7335 | 6722.7615
Scenario 1: Reference | SCE | Com | WaterHeat | Com - Warehouse | Rate Impact Measure Test | Energy Efficiency | 886.4171 | 1038.4234 | 1203.566 | 1384.3882 | 1583.6764 | 1793.0329 | 2007.8902 | 2223.2711 | 2423.3737 | 2593.8664 | 2710.4757 | 2733.7769 | 2618.6337
Scenario 1: Reference | SCE | Com | WaterHeat | Com - Warehouse | Rate Impact Measure Test | Fuel Substitution | 81980.0577 | 86127.9119 | 92119.685 | 96703.2542 | 101809.1899 | 83200.9312 | 91799.5618 | 95432.1963 | 88650.3229 | 79779.0364 | 66314.7598 | 49255.857 | 29333.093
Scenario 1: Reference | SCE | Com | WaterHeat | Com - Warehouse | Total Resource Cost Test | Energy Efficiency | 217.5651 | 263.7902 | 318.5696 | 384.45 | 464.0307 | 558.2922 | 670.2582 | 804.3535 | 963.3418 | 1152.7957 | 1378.7931 | 1646.7596 | 1966.9153
Scenario 1: Reference | SCE | Com | WaterHeat | Com - Warehouse | Total Resource Cost Test | Fuel Substitution | 97596.713 | 102243.0742 | 116934.9461 | 120391.556 | 122937.4507 | 11874.4714 | 13653.7612 | 15263.2485 | 7862.1928 | 8586.7387 | 9147.6742 | 9588.8541 | 9947.6972
Scenario 1: Reference | SCE | Com | WholeBlg | Com - College | Participant Cost Test | Energy Efficiency | 325351.0975 | 332617.8426 | 340581.3632 | 350229.8928 | 361216.9325 | 372569.0627 | 385653.9415 | 397686.1076 | 409874.5882 | 422795.8011 | 434432.0779 | 444620.3166 | 454070.4501
Scenario 1: Reference | SCE | Com | WholeBlg | Com - College | Program Administrator Cost Test | Energy Efficiency | 325351.0975 | 332617.8426 | 340581.3632 | 350229.8928 | 361216.9325 | 372569.0627 | 385653.9415 | 397686.1076 | 409874.5882 | 422795.8011 | 434432.0779 | 444620.3166 | 454070.4501
Scenario 1: Reference | SCE | Com | WholeBlg | Com - College | Rate Impact Measure Test | Energy Efficiency | 325351.0975 | 332617.8426 | 340581.3632 | 350229.8928 | 361216.9325 | 372569.0627 | 385653.9415 | 397686.1076 | 409874.5882 | 422795.8011 | 434432.0779 | 444620.3166 | 454070.4501
Scenario 1: Reference | SCE | Com | WholeBlg | Com - College | Total Resource Cost Test | Energy Efficiency | 325351.0975 | 332617.8426 | 340581.3632 | 350229.8928 | 361216.9325 | 372569.0627 | 385653.9415 | 397686.1076 | 409874.5882 | 422795.8011 | 434432.0779 | 444620.3166 | 454070.4501
Scenario 1: Reference | SCE | Com | WholeBlg | Com - Grocery | Participant Cost Test | Energy Efficiency | 1115569.3041 | 1141465.8225 | 1171108.3166 | 1205028.4189 | 1244496.1131 | 1284513.8096 | 1325290.0129 | 1364826.5925 | 1405846.8453 | 1446184.6915 | 1486001.0748 | 1520032.1042 | 1511166.0171
Scenario 1: Reference | SCE | Com | WholeBlg | Com - Grocery | Program Administrator Cost Test | Energy Efficiency | 1115569.3041 | 1141465.8225 | 1171108.3166 | 1205028.4189 | 1244496.1131 | 1284513.8096 | 1325290.0129 | 1364826.5925 | 1405846.8453 | 1446184.6915 | 1486001.0748 | 1520032.1042 | 1511166.0171
Scenario 1: Reference | SCE | Com | WholeBlg | Com - Grocery | Rate Impact Measure Test | Energy Efficiency | 1115569.3041 | 1141465.8225 | 1171108.3166 | 1205028.4189 | 1244496.1131 | 1284513.8096 | 1325290.0129 | 1364826.5925 | 1405846.8453 | 1446184.6915 | 1486001.0748 | 1520032.1042 | 1511166.0171
Scenario 1: Reference | SCE | Com | WholeBlg | Com - Grocery | Total Resource Cost Test | Energy Efficiency | 1115569.3041 | 1141465.8225 | 1171108.3166 | 1205028.4189 | 1244496.1131 | 1284513.8096 | 1325290.0129 | 1364826.5925 | 1405846.8453 | 1446184.6915 | 1486001.0748 | 1520032.1042 | 1511166.0171
Scenario 1: Reference | SCE | Com | WholeBlg | Com - Health | Participant Cost Test | Energy Efficiency | 1063666.3216 | 1092461.8246 | 1123550.816 | 1159479.6306 | 1200417.7431 | 1241638.9504 | 1287718.3814 | 1330372.8005 | 1373865.4775 | 1418449.2715 | 1460842.4909 | 1497239.1945 | 1530343.0089
Scenario 1: Reference | SCE | Com | WholeBlg | Com - Health | Program Administrator Cost Test | Energy Efficiency | 1063666.3216 | 1092461.8246 | 1123550.816 | 1159479.6306 | 1200417.7431 | 1241638.9504 | 1287718.3814 | 1330372.8005 | 1373865.4775 | 1418449.2715 | 1460842.4909 | 1497239.1945 | 1530343.0089
Scenario 1: Reference | SCE | Com | WholeBlg | Com - Health | Rate Impact Measure Test | Energy Efficiency | 1063666.3216 | 1092461.8246 | 1123550.816 | 1159479.6306 | 1200417.7431 | 1241638.9504 | 1287718.3814 | 1330372.8005 | 1373865.4775 | 1418449.2715 | 1460842.4909 | 1497239.1945 | 1530343.0089
Scenario 1: Reference | SCE | Com | WholeBlg | Com - Health | Total Resource Cost Test | Energy Efficiency | 1063666.3216 | 1092461.8246 | 1123550.816 | 1159479.6306 | 1200417.7431 | 1241638.9504 | 1287718.3814 | 1330372.8005 | 1373865.4775 | 1418449.2715 | 1460842.4909 | 1497239.1945 | 1530343.0089
Scenario 1: Reference | SCE | Com | WholeBlg | Com - Lodging | Participant Cost Test | Energy Efficiency | 503149.0874 | 515190.233 | 527683.8855 | 543226.4664 | 561002.3162 | 578955.8214 | 599198.188 | 618013.0946 | 637067.583 | 656898.0126 | 675523.7297 | 691156.4002 | 702266.9135
Scenario 1: Reference | SCE | Com | WholeBlg | Com - Lodging | Program Administrator Cost Test | Energy Efficiency | 503149.0874 | 515190.233 | 527683.8855 | 543226.4664 | 561002.3162 | 578955.8214 | 599198.188 | 618013.0946 | 637067.583 | 656898.0126 | 675523.7297 | 691156.4002 | 702266.9135
Scenario 1: Reference | SCE | Com | WholeBlg | Com - Lodging | Rate Impact Measure Test | Energy Efficiency | 503149.0874 | 515190.233 | 527683.8855 | 543226.4664 | 561002.3162 | 578955.8214 | 599198.188 | 618013.0946 | 637067.583 | 656898.0126 | 675523.7297 | 691156.4002 | 702266.9135
Scenario 1: Reference | SCE | Com | WholeBlg | Com - Lodging | Total Resource Cost Test | Energy Efficiency | 503149.0874 | 515190.233 | 527683.8855 | 543226.4664 | 561002.3162 | 578955.8214 | 599198.188 | 618013.0946 | 637067.583 | 656898.0126 | 675523.7297 | 691156.4002 | 702266.9135
Scenario 1: Reference | SCE | Com | WholeBlg | Com - Office (Large) | Participant Cost Test | Energy Efficiency | 2116939.0111 | 2149832.2914 | 2186037.7562 | 2229593.0267 | 2281595.1986 | 2333373.2906 | 2394312.5885 | 2447317.9797 | 2500115.1025 | 2554177.7349 | 2602281.5976 | 2639354.9447 | 2704530.784
Scenario 1: Reference | SCE | Com | WholeBlg | Com - Office (Large) | Program Administrator Cost Test | Energy Efficiency | 2116939.0111 | 2149832.2914 | 2186037.7562 | 2229593.0267 | 2281595.1986 | 2333373.2906 | 2394312.5885 | 2447317.9797 | 2500115.1025 | 2554177.7349 | 2602281.5976 | 2639354.9447 | 2704530.784
Scenario 1: Reference | SCE | Com | WholeBlg | Com - Office (Large) | Rate Impact Measure Test | Energy Efficiency | 2116939.0111 | 2149832.2914 | 2186037.7562 | 2229593.0267 | 2281595.1986 | 2333373.2906 | 2394312.5885 | 2447317.9797 | 2500115.1025 | 2554177.7349 | 2602281.5976 | 2639354.9447 | 2704530.784
Scenario 1: Reference | SCE | Com | WholeBlg | Com - Office (Large) | Total Resource Cost Test | Energy Efficiency | 2116939.0111 | 2149832.2914 | 2186037.7562 | 2229593.0267 | 2281595.1986 | 2333373.2906 | 2394312.5885 | 2447317.9797 | 2500115.1025 | 2554177.7349 | 2602281.5976 | 2639354.9447 | 2704530.784
Scenario 1: Reference | SCE | Com | WholeBlg | Com - Office (Small) | Participant Cost Test | Energy Efficiency | 371635.626 | 378423.4566 | 386075.8289 | 395162.0477 | 405813.4692 | 416457.2256 | 428262.856 | 438983.2239 | 449846.1625 | 461183.0168 | 471330.6308 | 479546.2253 | 486626.6271
Scenario 1: Reference | SCE | Com | WholeBlg | Com - Office (Small) | Program Administrator Cost Test | Energy Efficiency | 371635.626 | 378423.4566 | 386075.8289 | 395162.0477 | 405813.4692 | 416457.2256 | 428262.856 | 438983.2239 | 449846.1625 | 461183.0168 | 471330.6308 | 479546.2253 | 486626.6271
Scenario 1: Reference | SCE | Com | WholeBlg | Com - Office (Small) | Rate Impact Measure Test | Energy Efficiency | 371635.626 | 378423.4566 | 386075.8289 | 395162.0477 | 405813.4692 | 416457.2256 | 428262.856 | 438983.2239 | 449846.1625 | 461183.0168 | 471330.6308 | 479546.2253 | 486626.6271
Scenario 1: Reference | SCE | Com | WholeBlg | Com - Office (Small) | Total Resource Cost Test | Energy Efficiency | 371635.626 | 378423.4566 | 386075.8289 | 395162.0477 | 405813.4692 | 416457.2256 | 428262.856 | 438983.2239 | 449846.1625 | 461183.0168 | 471330.6308 | 479546.2253 | 486626.6271
Scenario 1: Reference | SCE | Com | WholeBlg | Com - Other | Participant Cost Test | Energy Efficiency | 1616983.2907 | 1648641.2375 | 1682328.1977 | 1724834.5927 | 1774033.1711 | 1823497.2777 | 1881481.3488 | 1933813.9789 | 1986540.2378 | 2040930.3214 | 2091323.0342 | 2132704.1686 | 2192943.6276
Scenario 1: Reference | SCE | Com | WholeBlg | Com - Other | Program Administrator Cost Test | Energy Efficiency | 1616983.2907 | 1648641.2375 | 1682328.1977 | 1724834.5927 | 1774033.1711 | 1823497.2777 | 1881481.3488 | 1933813.9789 | 1986540.2378 | 2040930.3214 | 2091323.0342 | 2132704.1686 | 2192943.6276
Scenario 1: Reference | SCE | Com | WholeBlg | Com - Other | Rate Impact Measure Test | Energy Efficiency | 1616983.2907 | 1648641.2375 | 1682328.1977 | 1724834.5927 | 1774033.1711 | 1823497.2777 | 1881481.3488 | 1933813.9789 | 1986540.2378 | 2040930.3214 | 2091323.0342 | 2132704.1686 | 2192943.6276
Scenario 1: Reference | SCE | Com | WholeBlg | Com - Other | Total Resource Cost Test | Energy Efficiency | 1616983.2907 | 1648641.2375 | 1682328.1977 | 1724834.5927 | 1774033.1711 | 1823497.2777 | 1881481.3488 | 1933813.9789 | 1986540.2378 | 2040930.3214 | 2091323.0342 | 2132704.1686 | 2192943.6276
Scenario 1: Reference | SCE | Com | WholeBlg | Com - Refrig. Warehouse | Participant Cost Test | Energy Efficiency | 124418.2599 | 129017.1678 | 133956.5269 | 139814.6805 | 146282.8015 | 152574.6135 | 158819.3959 | 165116.1503 | 171696.5551 | 178104.8829 | 184723.4472 | 190611.0069 | 188743.4929
Scenario 1: Reference | SCE | Com | WholeBlg | Com - Refrig. Warehouse | Program Administrator Cost Test | Energy Efficiency | 124418.2599 | 129017.1678 | 133956.5269 | 139814.6805 | 146282.8015 | 152574.6135 | 158819.3959 | 165116.1503 | 171696.5551 | 178104.8829 | 184723.4472 | 190611.0069 | 188743.4929
Scenario 1: Reference | SCE | Com | WholeBlg | Com - Refrig. Warehouse | Rate Impact Measure Test | Energy Efficiency | 124418.2599 | 129017.1678 | 133956.5269 | 139814.6805 | 146282.8015 | 152574.6135 | 158819.3959 | 165116.1503 | 171696.5551 | 178104.8829 | 184723.4472 | 190611.0069 | 188743.4929
Scenario 1: Reference | SCE | Com | WholeBlg | Com - Refrig. Warehouse | Total Resource Cost Test | Energy Efficiency | 124418.2599 | 129017.1678 | 133956.5269 | 139814.6805 | 146282.8015 | 152574.6135 | 158819.3959 | 165116.1503 | 171696.5551 | 178104.8829 | 184723.4472 | 190611.0069 | 188743.4929
Scenario 1: Reference | SCE | Com | WholeBlg | Com - Restaurant | Participant Cost Test | Energy Efficiency | 974005.8009 | 1009890.3111 | 1049618.0624 | 1096854.2475 | 1151002.5854 | 1206080.9464 | 1264151.6956 | 1324174.5404 | 1387512.6434 | 1452400.4752 | 1519877.5499 | 1584541.7719 | 1619984.5083
Scenario 1: Reference | SCE | Com | WholeBlg | Com - Restaurant | Program Administrator Cost Test | Energy Efficiency | 1007740.5695 | 1048484.3033 | 1093562.2244 | 1146635.0634 | 1207193.4132 | 1268245.6907 | 1332217.406 | 1398726.3776 | 1468685.3207 | 1540123.201 | 1614466.2499 | 1685926.8092 | 1728410.0555
Scenario 1: Reference | SCE | Com | WholeBlg | Com - Restaurant | Rate Impact Measure Test | Energy Efficiency | 1348695.0962 | 1428825 | 1512068.4044 | 1600425.678 | 1693472.8214 | 1773408.0426 | 1844129.3839 | 1907742.4814 | 1958538.5451 | 1990301.942 | 2002453.2304 | 1981932.9329 | 1897887.0244
Scenario 1: Reference | SCE | Com | WholeBlg | Com - Restaurant | Total Resource Cost Test | Energy Efficiency | 1036520.3121 | 1082682.2506 | 1134034.7042 | 1194324.7249 | 1263230.601 | 1332836.4435 | 1405967.0694 | 1483042.6634 | 1564609.6579 | 1648558.9598 | 1736914.1621 | 1823548.3393 | 1882948.3078
Scenario 1: Reference | SCE | Com | WholeBlg | Com - Retail | Participant Cost Test | Energy Efficiency | 1466741.3719 | 1522178.8335 | 1583475.401 | 1656016.3007 | 1742142.4007 | 1833455.236 | 1936285.4043 | 2045402.0747 | 2160358.8712 | 2283135.8265 | 2413440.5574 | 2545386.988 | 2699648.7418
Scenario 1: Reference | SCE | Com | WholeBlg | Com - Retail | Program Administrator Cost Test | Energy Efficiency | 1574004.5397 | 1644868.123 | 1721850.833 | 1812252.6198 | 1918768.8441 | 2030950.7847 | 2154908.6687 | 2287792.1971 | 2426594.151 | 2573479.659 | 2729523.7846 | 2887155.4713 | 3068187.9458
Scenario 1: Reference | SCE | Com | WholeBlg | Com - Retail | Rate Impact Measure Test | Energy Efficiency | 2730800.6403 | 2934748.9829 | 3127708.6089 | 3331804.117 | 3549666.2543 | 3743269.04 | 3909102.782 | 4053293.0565 | 4140371.6013 | 4162552.8912 | 4111832.001 | 3950701.753 | 3681765.9129
Scenario 1: Reference | SCE | Com | WholeBlg | Com - Retail | Total Resource Cost Test | Energy Efficiency | 1661394.5435 | 1748604.6376 | 1843353.1161 | 1954816.9609 | 2086382.3211 | 2226013.8409 | 2379834.7916 | 2547789.3625 | 2724609.8107 | 2912982.3487 | 3116030.5516 | 3324692.059 | 3562762.6537
Scenario 1: Reference | SCE | Com | WholeBlg | Com - School | Participant Cost Test | Energy Efficiency | 390889.3058 | 397890.8585 | 405365.8936 | 414928.4976 | 425997.2239 | 437071.427 | 450069.6894 | 461689.9025 | 473205.7437 | 485107.2711 | 495632.0341 | 503940.2492 | 515174.7759
Scenario 1: Reference | SCE | Com | WholeBlg | Com - School | Program Administrator Cost Test | Energy Efficiency | 390889.3058 | 397890.8585 | 405365.8936 | 414928.4976 | 425997.2239 | 437071.427 | 450069.6894 | 461689.9025 | 473205.7437 | 485107.2711 | 495632.0341 | 503940.2492 | 515174.7759
Scenario 1: Reference | SCE | Com | WholeBlg | Com - School | Rate Impact Measure Test | Energy Efficiency | 390889.3058 | 397890.8585 | 405365.8936 | 414928.4976 | 425997.2239 | 437071.427 | 450069.6894 | 461689.9025 | 473205.7437 | 485107.2711 | 495632.0341 | 503940.2492 | 515174.7759
Scenario 1: Reference | SCE | Com | WholeBlg | Com - School | Total Resource Cost Test | Energy Efficiency | 390889.3058 | 397890.8585 | 405365.8936 | 414928.4976 | 425997.2239 | 437071.427 | 450069.6894 | 461689.9025 | 473205.7437 | 485107.2711 | 495632.0341 | 503940.2492 | 515174.7759
Scenario 1: Reference | SCE | Com | WholeBlg | Com - Warehouse | Participant Cost Test | Energy Efficiency | 725596.0923 | 755251.2864 | 787642.7989 | 828359.0426 | 877707.1895 | 928835.5283 | 984727.8955 | 1044119.1357 | 1106169.3325 | 1173603.8035 | 1244747.7204 | 1315721.7422 | 1397551.7823
Scenario 1: Reference | SCE | Com | WholeBlg | Com - Warehouse | Program Administrator Cost Test | Energy Efficiency | 726530.831 | 754596.733 | 784767.2314 | 822421.841 | 867552.6397 | 913360.24 | 962701.1078 | 1013847.9279 | 1066140.8603 | 1121905.2743 | 1179111.8309 | 1234012.4272 | 1296582.6108
Scenario 1: Reference | SCE | Com | WholeBlg | Com - Warehouse | Rate Impact Measure Test | Energy Efficiency | 956854.4493 | 1016622.3697 | 1075747.3371 | 1144922.3967 | 1224632.703 | 1295150.1784 | 1358886.6763 | 1416810.8015 | 1459370.5572 | 1488859.3257 | 1499698.3551 | 1481064.8462 | 1439869.4321
Scenario 1: Reference | SCE | Com | WholeBlg | Com - Warehouse | Total Resource Cost Test | Energy Efficiency | 767650.5093 | 805134.6588 | 845963.2805 | 897116.6991 | 959417.3736 | 1023713.6277 | 1093303.6355 | 1168389.9742 | 1246474.9792 | 1331216.2291 | 1421299.2359 | 1511859.4603 | 1615855.4544
Scenario 1: Reference | SCE | Ind | WholeBlg | Ind - All Other Industrial | Participant Cost Test | Energy Efficiency | 56663.4851 | 56564.6965 | 56609.9097 | 56745.6593 | 56833.0043 | 56888.6516 | 56930.6442 | 56961.0197 | 56983.5697 | 56989.0275 | 56956.3194 | 56933.5194 | 56897.4216
Scenario 1: Reference | SCE | Ind | WholeBlg | Ind - All Other Industrial | Program Administrator Cost Test | Energy Efficiency | 56663.4851 | 56564.6965 | 56609.9097 | 56745.6593 | 56833.0043 | 56888.6516 | 56930.6442 | 56961.0197 | 56983.5697 | 56989.0275 | 56956.3194 | 56933.5194 | 56897.4216
Scenario 1: Reference | SCE | Ind | WholeBlg | Ind - All Other Industrial | Rate Impact Measure Test | Energy Efficiency | 56663.4851 | 56564.6965 | 56609.9097 | 56745.6593 | 56833.0043 | 56888.6516 | 56930.6442 | 56961.0197 | 56983.5697 | 56989.0275 | 56956.3194 | 56933.5194 | 56897.4216
Scenario 1: Reference | SCE | Ind | WholeBlg | Ind - All Other Industrial | Total Resource Cost Test | Energy Efficiency | 56663.4851 | 56564.6965 | 56609.9097 | 56745.6593 | 56833.0043 | 56888.6516 | 56930.6442 | 56961.0197 | 56983.5697 | 56989.0275 | 56956.3194 | 56933.5194 | 56897.4216
Scenario 1: Reference | SCE | Ind | WholeBlg | Ind - Chemicals | Participant Cost Test | Energy Efficiency | 171573.4365 | 172724.9257 | 174285.2673 | 176043.3498 | 177604.8012 | 178914.659 | 180023.2403 | 180932.7045 | 181855.3523 | 182703.9954 | 183381.1473 | 184005.4913 | 184522.6092
Scenario 1: Reference | SCE | Ind | WholeBlg | Ind - Chemicals | Program Administrator Cost Test | Energy Efficiency | 171573.4365 | 172724.9257 | 174285.2673 | 176043.3498 | 177604.8012 | 178914.659 | 180023.2403 | 180932.7045 | 181855.3523 | 182703.9954 | 183381.1473 | 184005.4913 | 184522.6092
Scenario 1: Reference | SCE | Ind | WholeBlg | Ind - Chemicals | Rate Impact Measure Test | Energy Efficiency | 171573.4365 | 172724.9257 | 174285.2673 | 176043.3498 | 177604.8012 | 178914.659 | 180023.2403 | 180932.7045 | 181855.3523 | 182703.9954 | 183381.1473 | 184005.4913 | 184522.6092
Scenario 1: Reference | SCE | Ind | WholeBlg | Ind - Chemicals | Total Resource Cost Test | Energy Efficiency | 171573.4365 | 172724.9257 | 174285.2673 | 176043.3498 | 177604.8012 | 178914.659 | 180023.2403 | 180932.7045 | 181855.3523 | 182703.9954 | 183381.1473 | 184005.4913 | 184522.6092
Scenario 1: Reference | SCE | Ind | WholeBlg | Ind - Electronics | Participant Cost Test | Energy Efficiency | 84350.6238 | 84379.9444 | 84669.5101 | 85110.7291 | 85484.3297 | 85831.1783 | 86167.1352 | 86489.6326 | 86794.7965 | 87059.0155 | 87246.5617 | 87429.7042 | 87578.5544
Scenario 1: Reference | SCE | Ind | WholeBlg | Ind - Electronics | Program Administrator Cost Test | Energy Efficiency | 84350.6238 | 84379.9444 | 84669.5101 | 85110.7291 | 85484.3297 | 85831.1783 | 86167.1352 | 86489.6326 | 86794.7965 | 87059.0155 | 87246.5617 | 87429.7042 | 87578.5544
Scenario 1: Reference | SCE | Ind | WholeBlg | Ind - Electronics | Rate Impact Measure Test | Energy Efficiency | 84350.6238 | 84379.9444 | 84669.5101 | 85110.7291 | 85484.3297 | 85831.1783 | 86167.1352 | 86489.6326 | 86794.7965 | 87059.0155 | 87246.5617 | 87429.7042 | 87578.5544
Scenario 1: Reference | SCE | Ind | WholeBlg | Ind - Electronics | Total Resource Cost Test | Energy Efficiency | 84350.6238 | 84379.9444 | 84669.5101 | 85110.7291 | 85484.3297 | 85831.1783 | 86167.1352 | 86489.6326 | 86794.7965 | 87059.0155 | 87246.5617 | 87429.7042 | 87578.5544
Scenario 1: Reference | SCE | Ind | WholeBlg | Ind - Fabricated Metals | Participant Cost Test | Energy Efficiency | 116553.6951 | 117277.3632 | 118415.4586 | 119399.8749 | 120133.2949 | 120648.088 | 121053.1455 | 121375.8723 | 121663.7995 | 121901.2327 | 122005.2552 | 122057.4864 | 122017.8619
Scenario 1: Reference | SCE | Ind | WholeBlg | Ind - Fabricated Metals | Program Administrator Cost Test | Energy Efficiency | 116553.6951 | 117277.3632 | 118415.4586 | 119399.8749 | 120133.2949 | 120648.088 | 121053.1455 | 121375.8723 | 121663.7995 | 121901.2327 | 122005.2552 | 122057.4864 | 122017.8619
Scenario 1: Reference | SCE | Ind | WholeBlg | Ind - Fabricated Metals | Rate Impact Measure Test | Energy Efficiency | 116553.6951 | 117277.3632 | 118415.4586 | 119399.8749 | 120133.2949 | 120648.088 | 121053.1455 | 121375.8723 | 121663.7995 | 121901.2327 | 122005.2552 | 122057.4864 | 122017.8619
Scenario 1: Reference | SCE | Ind | WholeBlg | Ind - Fabricated Metals | Total Resource Cost Test | Energy Efficiency | 116553.6951 | 117277.3632 | 118415.4586 | 119399.8749 | 120133.2949 | 120648.088 | 121053.1455 | 121375.8723 | 121663.7995 | 121901.2327 | 122005.2552 | 122057.4864 | 122017.8619
Scenario 1: Reference | SCE | Ind | WholeBlg | Ind - Food | Participant Cost Test | Energy Efficiency | 242617.6759 | 241527.589 | 241150.7272 | 241198.044 | 241053.4228 | 240842.5422 | 240642.995 | 240358.6112 | 240042.1541 | 239635.5165 | 239033.978 | 238421.5483 | 237730.2686
Scenario 1: Reference | SCE | Ind | WholeBlg | Ind - Food | Program Administrator Cost Test | Energy Efficiency | 242617.6759 | 241527.589 | 241150.7272 | 241198.044 | 241053.4228 | 240842.5422 | 240642.995 | 240358.6112 | 240042.1541 | 239635.5165 | 239033.978 | 238421.5483 | 237730.2686
Scenario 1: Reference | SCE | Ind | WholeBlg | Ind - Food | Rate Impact Measure Test | Energy Efficiency | 242617.6759 | 241527.589 | 241150.7272 | 241198.044 | 241053.4228 | 240842.5422 | 240642.995 | 240358.6112 | 240042.1541 | 239635.5165 | 239033.978 | 238421.5483 | 237730.2686
Scenario 1: Reference | SCE | Ind | WholeBlg | Ind - Food | Total Resource Cost Test | Energy Efficiency | 242617.6759 | 241527.589 | 241150.7272 | 241198.044 | 241053.4228 | 240842.5422 | 240642.995 | 240358.6112 | 240042.1541 | 239635.5165 | 239033.978 | 238421.5483 | 237730.2686
Scenario 1: Reference | SCE | Ind | WholeBlg | Ind - Industrial Machinery | Participant Cost Test | Energy Efficiency | 36457.5747 | 36708.7684 | 37105.2674 | 37420.3932 | 37619.9153 | 37752.7939 | 37886.6875 | 38001.1704 | 38111.8069 | 38209.9512 | 38260.6649 | 38292.1456 | 38293.0873
Scenario 1: Reference | SCE | Ind | WholeBlg | Ind - Industrial Machinery | Program Administrator Cost Test | Energy Efficiency | 36457.5747 | 36708.7684 | 37105.2674 | 37420.3932 | 37619.9153 | 37752.7939 | 37886.6875 | 38001.1704 | 38111.8069 | 38209.9512 | 38260.6649 | 38292.1456 | 38293.0873
Scenario 1: Reference | SCE | Ind | WholeBlg | Ind - Industrial Machinery | Rate Impact Measure Test | Energy Efficiency | 36457.5747 | 36708.7684 | 37105.2674 | 37420.3932 | 37619.9153 | 37752.7939 | 37886.6875 | 38001.1704 | 38111.8069 | 38209.9512 | 38260.6649 | 38292.1456 | 38293.0873
Scenario 1: Reference | SCE | Ind | WholeBlg | Ind - Industrial Machinery | Total Resource Cost Test | Energy Efficiency | 36457.5747 | 36708.7684 | 37105.2674 | 37420.3932 | 37619.9153 | 37752.7939 | 37886.6875 | 38001.1704 | 38111.8069 | 38209.9512 | 38260.6649 | 38292.1456 | 38293.0873
Scenario 1: Reference | SCE | Ind | WholeBlg | Ind - Lumber & Furniture | Participant Cost Test | Energy Efficiency | 20083.9394 | 20038.5942 | 20055.3207 | 20105.6838 | 20142.9249 | 20158.4438 | 20155.3053 | 20148.1427 | 20138.1987 | 20121.0585 | 20089.4828 | 20057.3036 | 20017.111
Scenario 1: Reference | SCE | Ind | WholeBlg | Ind - Lumber & Furniture | Program Administrator Cost Test | Energy Efficiency | 20083.9394 | 20038.5942 | 20055.3207 | 20105.6838 | 20142.9249 | 20158.4438 | 20155.3053 | 20148.1427 | 20138.1987 | 20121.0585 | 20089.4828 | 20057.3036 | 20017.111
Scenario 1: Reference | SCE | Ind | WholeBlg | Ind - Lumber & Furniture | Rate Impact Measure Test | Energy Efficiency | 20083.9394 | 20038.5942 | 20055.3207 | 20105.6838 | 20142.9249 | 20158.4438 | 20155.3053 | 20148.1427 | 20138.1987 | 20121.0585 | 20089.4828 | 20057.3036 | 20017.111
Scenario 1: Reference | SCE | Ind | WholeBlg | Ind - Lumber & Furniture | Total Resource Cost Test | Energy Efficiency | 20083.9394 | 20038.5942 | 20055.3207 | 20105.6838 | 20142.9249 | 20158.4438 | 20155.3053 | 20148.1427 | 20138.1987 | 20121.0585 | 20089.4828 | 20057.3036 | 20017.111
Scenario 1: Reference | SCE | Ind | WholeBlg | Ind - Paper | Participant Cost Test | Energy Efficiency | 78641.2646 | 77092.6094 | 75967.5351 | 75197.3188 | 74458.5544 | 73685.6931 | 73030.8369 | 72466.1099 | 72018.8344 | 71664.3303 | 71337.2791 | 71064.5593 | 70812.1605
Scenario 1: Reference | SCE | Ind | WholeBlg | Ind - Paper | Program Administrator Cost Test | Energy Efficiency | 78641.2646 | 77092.6094 | 75967.5351 | 75197.3188 | 74458.5544 | 73685.6931 | 73030.8369 | 72466.1099 | 72018.8344 | 71664.3303 | 71337.2791 | 71064.5593 | 70812.1605
Scenario 1: Reference | SCE | Ind | WholeBlg | Ind - Paper | Rate Impact Measure Test | Energy Efficiency | 78641.2646 | 77092.6094 | 75967.5351 | 75197.3188 | 74458.5544 | 73685.6931 | 73030.8369 | 72466.1099 | 72018.8344 | 71664.3303 | 71337.2791 | 71064.5593 | 70812.1605
Scenario 1: Reference | SCE | Ind | WholeBlg | Ind - Paper | Total Resource Cost Test | Energy Efficiency | 78641.2646 | 77092.6094 | 75967.5351 | 75197.3188 | 74458.5544 | 73685.6931 | 73030.8369 | 72466.1099 | 72018.8344 | 71664.3303 | 71337.2791 | 71064.5593 | 70812.1605
Scenario 1: Reference | SCE | Ind | WholeBlg | Ind - Petroleum | Participant Cost Test | Energy Efficiency | 301120.7674 | 299685.2079 | 299208.2969 | 299335.4106 | 299240.1693 | 299070.6108 | 298842.5425 | 298560.0842 | 298232.1113 | 297765.4671 | 297043.1811 | 296322.5281 | 295518.9518
Scenario 1: Reference | SCE | Ind | WholeBlg | Ind - Petroleum | Program Administrator Cost Test | Energy Efficiency | 301120.7674 | 299685.2079 | 299208.2969 | 299335.4106 | 299240.1693 | 299070.6108 | 298842.5425 | 298560.0842 | 298232.1113 | 297765.4671 | 297043.1811 | 296322.5281 | 295518.9518
Scenario 1: Reference | SCE | Ind | WholeBlg | Ind - Petroleum | Rate Impact Measure Test | Energy Efficiency | 301120.7674 | 299685.2079 | 299208.2969 | 299335.4106 | 299240.1693 | 299070.6108 | 298842.5425 | 298560.0842 | 298232.1113 | 297765.4671 | 297043.1811 | 296322.5281 | 295518.9518
Scenario 1: Reference | SCE | Ind | WholeBlg | Ind - Petroleum | Total Resource Cost Test | Energy Efficiency | 301120.7674 | 299685.2079 | 299208.2969 | 299335.4106 | 299240.1693 | 299070.6108 | 298842.5425 | 298560.0842 | 298232.1113 | 297765.4671 | 297043.1811 | 296322.5281 | 295518.9518
Scenario 1: Reference | SCE | Ind | WholeBlg | Ind - Plastics | Participant Cost Test | Energy Efficiency | 138262.3346 | 138045.199 | 138234.8435 | 138659.2843 | 138965.5138 | 139197.1887 | 139342.5052 | 139406.6269 | 139453.9148 | 139436.1888 | 139296.8914 | 139148.4822 | 138949.4618
Scenario 1: Reference | SCE | Ind | WholeBlg | Ind - Plastics | Program Administrator Cost Test | Energy Efficiency | 138262.3346 | 138045.199 | 138234.8435 | 138659.2843 | 138965.5138 | 139197.1887 | 139342.5052 | 139406.6269 | 139453.9148 | 139436.1888 | 139296.8914 | 139148.4822 | 138949.4618
Scenario 1: Reference | SCE | Ind | WholeBlg | Ind - Plastics | Rate Impact Measure Test | Energy Efficiency | 138262.3346 | 138045.199 | 138234.8435 | 138659.2843 | 138965.5138 | 139197.1887 | 139342.5052 | 139406.6269 | 139453.9148 | 139436.1888 | 139296.8914 | 139148.4822 | 138949.4618
Scenario 1: Reference | SCE | Ind | WholeBlg | Ind - Plastics | Total Resource Cost Test | Energy Efficiency | 138262.3346 | 138045.199 | 138234.8435 | 138659.2843 | 138965.5138 | 139197.1887 | 139342.5052 | 139406.6269 | 139453.9148 | 139436.1888 | 139296.8914 | 139148.4822 | 138949.4618
Scenario 1: Reference | SCE | Ind | WholeBlg | Ind - Primary Metals | Participant Cost Test | Energy Efficiency | 65605.4549 | 66307.3748 | 67316.5391 | 68344.2852 | 69210.4272 | 69984.4458 | 70782.863 | 71555.4117 | 72316.7084 | 73043.1703 | 73670.2845 | 74259.0579 | 74795.036
Scenario 1: Reference | SCE | Ind | WholeBlg | Ind - Primary Metals | Program Administrator Cost Test | Energy Efficiency | 65605.4549 | 66307.3748 | 67316.5391 | 68344.2852 | 69210.4272 | 69984.4458 | 70782.863 | 71555.4117 | 72316.7084 | 73043.1703 | 73670.2845 | 74259.0579 | 74795.036
Scenario 1: Reference | SCE | Ind | WholeBlg | Ind - Primary Metals | Rate Impact Measure Test | Energy Efficiency | 65605.4549 | 66307.3748 | 67316.5391 | 68344.2852 | 69210.4272 | 69984.4458 | 70782.863 | 71555.4117 | 72316.7084 | 73043.1703 | 73670.2845 | 74259.0579 | 74795.036
Scenario 1: Reference | SCE | Ind | WholeBlg | Ind - Primary Metals | Total Resource Cost Test | Energy Efficiency | 65605.4549 | 66307.3748 | 67316.5391 | 68344.2852 | 69210.4272 | 69984.4458 | 70782.863 | 71555.4117 | 72316.7084 | 73043.1703 | 73670.2845 | 74259.0579 | 74795.036
Scenario 1: Reference | SCE | Ind | WholeBlg | Ind - Printing & Publishing | Participant Cost Test | Energy Efficiency | 23227.5195 | 23124.0688 | 23096.2042 | 23112.2558 | 23104.8458 | 23077.6897 | 23051.1976 | 23021.6923 | 22997.4411 | 22968.6789 | 22920.1431 | 22868.4819 | 22807.5207
Scenario 1: Reference | SCE | Ind | WholeBlg | Ind - Printing & Publishing | Program Administrator Cost Test | Energy Efficiency | 23227.5195 | 23124.0688 | 23096.2042 | 23112.2558 | 23104.8458 | 23077.6897 | 23051.1976 | 23021.6923 | 22997.4411 | 22968.6789 | 22920.1431 | 22868.4819 | 22807.5207
Scenario 1: Reference | SCE | Ind | WholeBlg | Ind - Printing & Publishing | Rate Impact Measure Test | Energy Efficiency | 23227.5195 | 23124.0688 | 23096.2042 | 23112.2558 | 23104.8458 | 23077.6897 | 23051.1976 | 23021.6923 | 22997.4411 | 22968.6789 | 22920.1431 | 22868.4819 | 22807.5207
Scenario 1: Reference | SCE | Ind | WholeBlg | Ind - Printing & Publishing | Total Resource Cost Test | Energy Efficiency | 23227.5195 | 23124.0688 | 23096.2042 | 23112.2558 | 23104.8458 | 23077.6897 | 23051.1976 | 23021.6923 | 22997.4411 | 22968.6789 | 22920.1431 | 22868.4819 | 22807.5207
Scenario 1: Reference | SCE | Ind | WholeBlg | Ind - Stone-Glass-Clay | Participant Cost Test | Energy Efficiency | 117617.8915 | 118968.9321 | 120425.6471 | 121911.4248 | 123212.3416 | 124330.4471 | 125300.2433 | 126221.5651 | 127087.2549 | 127900.3104 | 128621.6402 | 129354.8881 | 130015.2281
Scenario 1: Reference | SCE | Ind | WholeBlg | Ind - Stone-Glass-Clay | Program Administrator Cost Test | Energy Efficiency | 117617.8915 | 118968.9321 | 120425.6471 | 121911.4248 | 123212.3416 | 124330.4471 | 125300.2433 | 126221.5651 | 127087.2549 | 127900.3104 | 128621.6402 | 129354.8881 | 130015.2281
Scenario 1: Reference | SCE | Ind | WholeBlg | Ind - Stone-Glass-Clay | Rate Impact Measure Test | Energy Efficiency | 117617.8915 | 118968.9321 | 120425.6471 | 121911.4248 | 123212.3416 | 124330.4471 | 125300.2433 | 126221.5651 | 127087.2549 | 127900.3104 | 128621.6402 | 129354.8881 | 130015.2281
Scenario 1: Reference | SCE | Ind | WholeBlg | Ind - Stone-Glass-Clay | Total Resource Cost Test | Energy Efficiency | 117617.8915 | 118968.9321 | 120425.6471 | 121911.4248 | 123212.3416 | 124330.4471 | 125300.2433 | 126221.5651 | 127087.2549 | 127900.3104 | 128621.6402 | 129354.8881 | 130015.2281
Scenario 1: Reference | SCE | Ind | WholeBlg | Ind - Textiles | Participant Cost Test | Energy Efficiency | 16462.7742 | 16416.7664 | 16416.0205 | 16418.0886 | 16398.896 | 16363.2372 | 16328.5011 | 16282.4946 | 16237.9614 | 16192.299 | 16135.0995 | 16080.1216 | 16022.1663
Scenario 1: Reference | SCE | Ind | WholeBlg | Ind - Textiles | Program Administrator Cost Test | Energy Efficiency | 16462.7742 | 16416.7664 | 16416.0205 | 16418.0886 | 16398.896 | 16363.2372 | 16328.5011 | 16282.4946 | 16237.9614 | 16192.299 | 16135.0995 | 16080.1216 | 16022.1663
Scenario 1: Reference | SCE | Ind | WholeBlg | Ind - Textiles | Rate Impact Measure Test | Energy Efficiency | 16462.7742 | 16416.7664 | 16416.0205 | 16418.0886 | 16398.896 | 16363.2372 | 16328.5011 | 16282.4946 | 16237.9614 | 16192.299 | 16135.0995 | 16080.1216 | 16022.1663
Scenario 1: Reference | SCE | Ind | WholeBlg | Ind - Textiles | Total Resource Cost Test | Energy Efficiency | 16462.7742 | 16416.7664 | 16416.0205 | 16418.0886 | 16398.896 | 16363.2372 | 16328.5011 | 16282.4946 | 16237.9614 | 16192.299 | 16135.0995 | 16080.1216 | 16022.1663
Scenario 1: Reference | SCE | Ind | WholeBlg | Ind - Transportation Equipment | Participant Cost Test | Energy Efficiency | 138660.1074 | 138978.1632 | 140554.847 | 141623.2351 | 142173.6048 | 142434.9673 | 142960.6799 | 143468.601 | 144102.1256 | 144753.1149 | 145181.5494 | 145445.6242 | 145508.6223
Scenario 1: Reference | SCE | Ind | WholeBlg | Ind - Transportation Equipment | Program Administrator Cost Test | Energy Efficiency | 138660.1074 | 138978.1632 | 140554.847 | 141623.2351 | 142173.6048 | 142434.9673 | 142960.6799 | 143468.601 | 144102.1256 | 144753.1149 | 145181.5494 | 145445.6242 | 145508.6223
Scenario 1: Reference | SCE | Ind | WholeBlg | Ind - Transportation Equipment | Rate Impact Measure Test | Energy Efficiency | 138660.1074 | 138978.1632 | 140554.847 | 141623.2351 | 142173.6048 | 142434.9673 | 142960.6799 | 143468.601 | 144102.1256 | 144753.1149 | 145181.5494 | 145445.6242 | 145508.6223
Scenario 1: Reference | SCE | Ind | WholeBlg | Ind - Transportation Equipment | Total Resource Cost Test | Energy Efficiency | 138660.1074 | 138978.1632 | 140554.847 | 141623.2351 | 142173.6048 | 142434.9673 | 142960.6799 | 143468.601 | 144102.1256 | 144753.1149 | 145181.5494 | 145445.6242 | 145508.6223
Scenario 1: Reference | SCE | Res | AppPlug | Res - Multi Family | Participant Cost Test | Energy Efficiency | 0 | 0 | 0 | 0 | 0 | 0 | 0 | 0 | 0 | 0 | 0 | 0 | 0
Scenario 1: Reference | SCE | Res | AppPlug | Res - Multi Family | Participant Cost Test | Fuel Substitution | 19818.7685 | 22099.8713 | 24504.9098 | 27039.8667 | 29708.0244 | 0 | 0 | 0 | 0 | 0 | 0 | 0 | 0
Scenario 1: Reference | SCE | Res | AppPlug | Res - Multi Family | Program Administrator Cost Test | Energy Efficiency | 0 | 0 | 0 | 0 | 0 | 0 | 0 | 0 | 0 | 0 | 0 | 0 | 0
Scenario 1: Reference | SCE | Res | AppPlug | Res - Multi Family | Program Administrator Cost Test | Fuel Substitution | 45294.5432 | 51042.2895 | 57127.6514 | 63552.3981 | 70503.9912 | 0 | 0 | 0 | 0 | 0 | 0 | 0 | 0
Scenario 1: Reference | SCE | Res | AppPlug | Res - Multi Family | Rate Impact Measure Test | Energy Efficiency | 0 | 0 | 0 | 0 | 0 | 0 | 0 | 0 | 0 | 0 | 0 | 0 | 0
Scenario 1: Reference | SCE | Res | AppPlug | Res - Multi Family | Rate Impact Measure Test | Fuel Substitution | 58094.0122 | 64997.8345 | 72238.275 | 79762.8861 | 87588.651 | 0 | 0 | 0 | 0 | 0 | 0 | 0 | 0
Scenario 1: Reference | SCE | Res | AppPlug | Res - Multi Family | Total Resource Cost Test | Energy Efficiency | 0 | 0 | 0 | 0 | 0 | 0 | 0 | 0 | 0 | 0 | 0 | 0 | 0
Scenario 1: Reference | SCE | Res | AppPlug | Res - Multi Family | Total Resource Cost Test | Fuel Substitution | 55203.9275 | 62092.2252 | 69380.1063 | 77072.3315 | 85358.0033 | 0 | 0 | 0 | 0 | 0 | 0 | 0 | 0
Scenario 1: Reference | SCE | Res | AppPlug | Res - Single Family | Participant Cost Test | Energy Efficiency | 0 | 0 | 0 | 0 | 0 | 0 | 0 | 0 | 0 | 0 | 0 | 0 | 0
Scenario 1: Reference | SCE | Res | AppPlug | Res - Single Family | Participant Cost Test | Fuel Substitution | 219283.7005 | 243899.0108 | 269600.0253 | 296515.4403 | 324706.8437 | 0 | 0 | 0 | 0 | 0 | 0 | 0 | 0
Scenario 1: Reference | SCE | Res | AppPlug | Res - Single Family | Program Administrator Cost Test | Energy Efficiency | 0 | 0 | 0 | 0 | 0 | 0 | 0 | 0 | 0 | 0 | 0 | 0 | 0
Scenario 1: Reference | SCE | Res | AppPlug | Res - Single Family | Program Administrator Cost Test | Fuel Substitution | 397276.4954 | 445499.2315 | 496034.3753 | 549029.6044 | 605803.4212 | 0 | 0 | 0 | 0 | 0 | 0 | 0 | 0
Scenario 1: Reference | SCE | Res | AppPlug | Res - Single Family | Rate Impact Measure Test | Energy Efficiency | 0 | 0 | 0 | 0 | 0 | 0 | 0 | 0 | 0 | 0 | 0 | 0 | 0
Scenario 1: Reference | SCE | Res | AppPlug | Res - Single Family | Rate Impact Measure Test | Fuel Substitution | 483250.9571 | 539033.89 | 597037.5976 | 657077.667 | 719348.9071 | 0 | 0 | 0 | 0 | 0 | 0 | 0 | 0
Scenario 1: Reference | SCE | Res | AppPlug | Res - Single Family | Total Resource Cost Test | Energy Efficiency | 0 | 0 | 0 | 0 | 0 | 0 | 0 | 0 | 0 | 0 | 0 | 0 | 0
Scenario 1: Reference | SCE | Res | AppPlug | Res - Single Family | Total Resource Cost Test | Fuel Substitution | 506918.3457 | 567448.7369 | 630834.3879 | 697287.3245 | 768156.8431 | 0 | 0 | 0 | 0 | 0 | 0 | 0 | 0
Scenario 1: Reference | SCE | Res | BROs | Income Qualified - Multi Family IQ | Participant Cost Test | Energy Efficiency | 1495113.667 | 1558745.752 | 1626191.5317 | 1685817.6178 | 1725308.6454 | 1767625.0625 | 1804981.7739 | 1848045.7173 | 1888685.6951 | 1931171.1253 | 1967133.8437 | 2012027.8644 | 2057955.0896
Scenario 1: Reference | SCE | Res | BROs | Income Qualified - Multi Family IQ | Program Administrator Cost Test | Energy Efficiency | 1495113.667 | 1558745.752 | 1626191.5317 | 1685817.6178 | 1725308.6454 | 1767625.0625 | 1804981.7739 | 1848045.7173 | 1888685.6951 | 1931171.1253 | 1967133.8437 | 2012027.8644 | 2057955.0896
Scenario 1: Reference | SCE | Res | BROs | Income Qualified - Multi Family IQ | Rate Impact Measure Test | Energy Efficiency | 1495113.667 | 1558745.752 | 1626191.5317 | 1685817.6178 | 1725308.6454 | 1767625.0625 | 1804981.7739 | 1848045.7173 | 1888685.6951 | 1931171.1253 | 1967133.8437 | 2012027.8644 | 2057955.0896
Scenario 1: Reference | SCE | Res | BROs | Income Qualified - Multi Family IQ | Total Resource Cost Test | Energy Efficiency | 1495113.667 | 1558745.752 | 1626191.5317 | 1685817.6178 | 1725308.6454 | 1767625.0625 | 1804981.7739 | 1848045.7173 | 1888685.6951 | 1931171.1253 | 1967133.8437 | 2012027.8644 | 2057955.0896
Scenario 1: Reference | SCE | Res | BROs | Income Qualified - Single Family IQ | Participant Cost Test | Energy Efficiency | 5096999.1268 | 5277964.5166 | 5468499.3626 | 5649443.9056 | 5762028.0152 | 5884224.0348 | 5992257.0432 | 6117124.8684 | 6233685.4479 | 6351360.6813 | 6447500.0391 | 6572867.1552 | 6701458.7803
Scenario 1: Reference | SCE | Res | BROs | Income Qualified - Single Family IQ | Program Administrator Cost Test | Energy Efficiency | 5096999.1268 | 5277964.5166 | 5468499.3626 | 5649443.9056 | 5762028.0152 | 5884224.0348 | 5992257.0432 | 6117124.8684 | 6233685.4479 | 6351360.6813 | 6447500.0391 | 6572867.1552 | 6701458.7803
Scenario 1: Reference | SCE | Res | BROs | Income Qualified - Single Family IQ | Rate Impact Measure Test | Energy Efficiency | 5096999.1268 | 5277964.5166 | 5468499.3626 | 5649443.9056 | 5762028.0152 | 5884224.0348 | 5992257.0432 | 6117124.8684 | 6233685.4479 | 6351360.6813 | 6447500.0391 | 6572867.1552 | 6701458.7803
Scenario 1: Reference | SCE | Res | BROs | Income Qualified - Single Family IQ | Total Resource Cost Test | Energy Efficiency | 5096999.1268 | 5277964.5166 | 5468499.3626 | 5649443.9056 | 5762028.0152 | 5884224.0348 | 5992257.0432 | 6117124.8684 | 6233685.4479 | 6351360.6813 | 6447500.0391 | 6572867.1552 | 6701458.7803
Scenario 1: Reference | SCE | Res | BROs | Res - Multi Family | Participant Cost Test | Energy Efficiency | 11099129.6277 | 11496110.1277 | 11914203.1387 | 12310122.5777 | 12557210.2882 | 12825252.2573 | 13062261.5502 | 13336160.1365 | 13591996.8148 | 13850686.9514 | 14062447.4038 | 14337989.4691 | 14620611.4872
Scenario 1: Reference | SCE | Res | BROs | Res - Multi Family | Program Administrator Cost Test | Energy Efficiency | 11099129.6277 | 11496110.1277 | 11914203.1387 | 12310122.5777 | 12557210.2882 | 12825252.2573 | 13062261.5502 | 13336160.1365 | 13591996.8148 | 13850686.9514 | 14062447.4038 | 14337989.4691 | 14620611.4872
Scenario 1: Reference | SCE | Res | BROs | Res - Multi Family | Rate Impact Measure Test | Energy Efficiency | 11099129.6277 | 11496110.1277 | 11914203.1387 | 12310122.5777 | 12557210.2882 | 12825252.2573 | 13062261.5502 | 13336160.1365 | 13591996.8148 | 13850686.9514 | 14062447.4038 | 14337989.4691 | 14620611.4872
Scenario 1: Reference | SCE | Res | BROs | Res - Multi Family | Total Resource Cost Test | Energy Efficiency | 11099129.6277 | 11496110.1277 | 11914203.1387 | 12310122.5777 | 12557210.2882 | 12825252.2573 | 13062261.5502 | 13336160.1365 | 13591996.8148 | 13850686.9514 | 14062447.4038 | 14337989.4691 | 14620611.4872
Scenario 1: Reference | SCE | Res | BROs | Res - Single Family | Participant Cost Test | Energy Efficiency | 2654186.7139 | 2767793.0372 | 2888237.4204 | 2994469.7221 | 3064940.2214 | 3140422.1147 | 3207041.8501 | 3283837.3547 | 3356324.9372 | 3432183.3475 | 3496444.6172 | 3576574.5389 | 3658535.908
Scenario 1: Reference | SCE | Res | BROs | Res - Single Family | Program Administrator Cost Test | Energy Efficiency | 2654186.7139 | 2767793.0372 | 2888237.4204 | 2994469.7221 | 3064940.2214 | 3140422.1147 | 3207041.8501 | 3283837.3547 | 3356324.9372 | 3432183.3475 | 3496444.6172 | 3576574.5389 | 3658535.908
Scenario 1: Reference | SCE | Res | BROs | Res - Single Family | Rate Impact Measure Test | Energy Efficiency | 2654186.7139 | 2767793.0372 | 2888237.4204 | 2994469.7221 | 3064940.2214 | 3140422.1147 | 3207041.8501 | 3283837.3547 | 3356324.9372 | 3432183.3475 | 3496444.6172 | 3576574.5389 | 3658535.908
Scenario 1: Reference | SCE | Res | BROs | Res - Single Family | Total Resource Cost Test | Energy Efficiency | 2654186.7139 | 2767793.0372 | 2888237.4204 | 2994469.7221 | 3064940.2214 | 3140422.1147 | 3207041.8501 | 3283837.3547 | 3356324.9372 | 3432183.3475 | 3496444.6172 | 3576574.5389 | 3658535.908
Scenario 1: Reference | SCE | Res | BldgEnv | Res - Single Family | Participant Cost Test | Energy Efficiency | 3704582.7121 | 3953245.0649 | 4066674.0163 | 4065828.0513 | 4097902.7552 | 4061498.887 | 3993069.113 | 3909885.6763 | 1612086.0243 | 0 | 0 | 0 | 0
Scenario 1: Reference | SCE | Res | BldgEnv | Res - Single Family | Program Administrator Cost Test | Energy Efficiency | 148792.0705 | 146671.3461 | 143723.782 | 140113.9644 | 136811.3008 | 133159.1452 | 129416.0753 | 125720.1673 | 8493.1627 | 0 | 0 | 0 | 0
Scenario 1: Reference | SCE | Res | BldgEnv | Res - Single Family | Rate Impact Measure Test | Energy Efficiency | 1033401.1107 | 1035522.6319 | 1026317.2127 | 1008932.2508 | 933584.4386 | 852481.5301 | 767825.6698 | 680642.6258 | 47483.7467 | 0 | 0 | 0 | 0
Scenario 1: Reference | SCE | Res | BldgEnv | Res - Single Family | Total Resource Cost Test | Energy Efficiency | 1159449.2601 | 1226115.5982 | 1255522.7433 | 1253339.1187 | 1260508.0901 | 1248602.9105 | 1227762.6108 | 1203661.0974 | 446227.9326 | 0 | 0 | 0 | 0
Scenario 1: Reference | SCE | Res | HVAC | Res - Multi Family | Participant Cost Test | Energy Efficiency | 47708.0126 | 127431.4766 | 155688.3259 | 168554.5629 | 181194.7702 | 184145.3978 | 194968.804 | 205230.6381 | 215044.3892 | 224465.1114 | 233628.8304 | 242618.7783 | 251238.7042
Scenario 1: Reference | SCE | Res | HVAC | Res - Multi Family | Participant Cost Test | Fuel Substitution | 233.313 | 245.3768 | 254.7321 | 280.2541 | 403.6543 | 4.2345 | 4.628 | 4.9691 | 5.2448 | 5.4677 | 5.6537 | 5.8159 | 5.9637
Scenario 1: Reference | SCE | Res | HVAC | Res - Multi Family | Program Administrator Cost Test | Energy Efficiency | 542353.0558 | 507247.2261 | 447047.0634 | 386170.3372 | 334555.3482 | 286411.3713 | 251708.1857 | 224164.5283 | 202661.8778 | 186102.9407 | 173564.094 | 164241.6351 | 157326.131
Scenario 1: Reference | SCE | Res | HVAC | Res - Multi Family | Program Administrator Cost Test | Fuel Substitution | 111.5939 | 115.8751 | 118.7866 | 127.1189 | 156.5519 | 1.004 | 1.0859 | 1.1542 | 1.2056 | 1.2435 | 1.2718 | 1.2937 | 1.3117
Scenario 1: Reference | SCE | Res | HVAC | Res - Multi Family | Rate Impact Measure Test | Energy Efficiency | 1634214.1766 | 1535036.9956 | 1346753.3453 | 1145805.0327 | 972550.8301 | 810896.611 | 685409.7861 | 579132.955 | 488794.685 | 411628.1708 | 344433.1172 | 284257.3424 | 213459.4983
Scenario 1: Reference | SCE | Res | HVAC | Res - Multi Family | Rate Impact Measure Test | Fuel Substitution | 312.5554 | 316.0226 | 314.2874 | 320.6579 | 383.1413 | 5.1628 | 5.1245 | 4.9306 | 4.5813 | 4.1075 | 3.5341 | 2.8748 | 2.1388
Scenario 1: Reference | SCE | Res | HVAC | Res - Multi Family | Total Resource Cost Test | Energy Efficiency | 556665.4596 | 548024.6163 | 497608.8696 | 441466.2932 | 394582.5499 | 347996.6511 | 317514.9081 | 294054.9006 | 276530.5712 | 263858.4041 | 255157.6653 | 249650.5739 | 246455.4539
Scenario 1: Reference | SCE | Res | HVAC | Res - Multi Family | Total Resource Cost Test | Fuel Substitution | 260.5835 | 273.7753 | 283.9087 | 312.285 | 440.8665 | 4.4972 | 4.9181 | 5.2839 | 5.5801 | 5.8199 | 6.0203 | 6.1951 | 6.3544
Scenario 1: Reference | SCE | Res | HVAC | Res - Single Family | Participant Cost Test | Energy Efficiency | 7505155.7963 | 8528935.3366 | 9452211.9516 | 10240383.735 | 11055215.5039 | 11770066.4369 | 12420795.4894 | 13029965.7943 | 1853853.8979 | 13371.1773 | 13900.0121 | 14415.3413 | 14911.4885
Scenario 1: Reference | SCE | Res | HVAC | Res - Single Family | Participant Cost Test | Fuel Substitution | 7581.8893 | 8144.2104 | 8501.3852 | 9856.117 | 9459.8275 | 165.4795 | 178.733 | 183.8802 | 63.5356 | 66.2869 | 68.5898 | 70.6032 | 72.4431
Scenario 1: Reference | SCE | Res | HVAC | Res - Single Family | Program Administrator Cost Test | Energy Efficiency | 4236164.3268 | 3901677.8997 | 3579079.4164 | 3276868.8663 | 3029401.6531 | 2818056.6883 | 2644714.1271 | 2506896.5681 | 790835.0496 | 419490.5926 | 324737.815 | 250040.3363 | 191273.3195
Scenario 1: Reference | SCE | Res | HVAC | Res - Single Family | Program Administrator Cost Test | Fuel Substitution | 4255.781 | 4513.0901 | 4669.9775 | 5065.5457 | 5144.6782 | 44.1022 | 47.6895 | 48.7394 | 16.047 | 16.6362 | 17.0877 | 17.4476 | 17.7499
Scenario 1: Reference | SCE | Res | HVAC | Res - Single Family | Rate Impact Measure Test | Energy Efficiency | 12284522.4993 | 11290969.2842 | 10197168.4793 | 9077478.4521 | 8106970.937 | 7230382.9876 | 6447653.1635 | 5748416.4667 | 2115145.2006 | 1279002.9512 | 989582.8167 | 760806.9456 | 431486.9414
Scenario 1: Reference | SCE | Res | HVAC | Res - Single Family | Rate Impact Measure Test | Fuel Substitution | 6580.7888 | 6888.0245 | 7033.4998 | 7620.7106 | 7621.0781 | 145.2289 | 144.8999 | 136.1753 | 52.114 | 47.2844 | 41.3258 | 34.4032 | 26.628
Scenario 1: Reference | SCE | Res | HVAC | Res - Single Family | Total Resource Cost Test | Energy Efficiency | 8185141.2613 | 8401299.6151 | 8578206.9406 | 8707168.104 | 8906921.856 | 9091413.254 | 9281226.6022 | 9485675.9736 | 1784238.4626 | 424297.1445 | 329800.0238 | 255356.8748 | 196840.4381
Scenario 1: Reference | SCE | Res | HVAC | Res - Single Family | Total Resource Cost Test | Fuel Substitution | 9884.7645 | 10607.6703 | 11072.0749 | 12609.2439 | 12257.6239 | 191.3986 | 207.1192 | 213.0526 | 70.2298 | 73.3404 | 75.9436 | 78.2175 | 80.2931
Scenario 1: Reference | SCE | Res | WaterHeat | Res - Multi Family | Participant Cost Test | Energy Efficiency | 215191.0043 | 230469.0229 | 248070.5224 | 265138.8974 | 282823.8576 | 299309.2989 | 316961.0569 | 334917.8587 | 353260.9466 | 372076.9208 | 391543.2592 | 417113.1586 | 446321.6396
Scenario 1: Reference | SCE | Res | WaterHeat | Res - Multi Family | Participant Cost Test | Fuel Substitution | 117016207.6695 | 114420092.7434 | 111000363.3828 | 107011402.1013 | 102877219.4744 | 665484.6473 | 809608.4521 | 959474.1327 | 1082631.4112 | 1178476.8139 | 1252696.4603 | 1311775.6528 | 1360907.5231
Scenario 1: Reference | SCE | Res | WaterHeat | Res - Multi Family | Program Administrator Cost Test | Energy Efficiency | 162297.8237 | 171229.057 | 181584.5335 | 191236.4864 | 201029.4297 | 209667.4698 | 218855.4939 | 227968.6724 | 237061.6287 | 246189.6197 | 255464.4053 | 268350.2675 | 283147.1233
Scenario 1: Reference | SCE | Res | WaterHeat | Res - Multi Family | Program Administrator Cost Test | Fuel Substitution | 97786836.6053 | 101956769.7922 | 105837662.5974 | 109562028.0046 | 113918370.003 | 258799.9851 | 314000.6424 | 371159.1697 | 417736.0279 | 453584.652 | 480971.6364 | 502445.3462 | 520034.4699
Scenario 1: Reference | SCE | Res | WaterHeat | Res - Multi Family | Rate Impact Measure Test | Energy Efficiency | 571875.7927 | 582942.5305 | 593774.4538 | 596901.1056 | 595319.3156 | 585457.4541 | 571876.9162 | 552296.689 | 526381.6076 | 493906.4644 | 454416.079 | 412202.0333 | 361611.3483
Scenario 1: Reference | SCE | Res | WaterHeat | Res - Multi Family | Rate Impact Measure Test | Fuel Substitution | 97888382.7962 | 102072116.7706 | 105971661.3501 | 109719012.8218 | 114092972.1277 | 1740588.7452 | 1913725.7706 | 2020382.8286 | 1992173.6586 | 1847091.2414 | 1611616.5608 | 1306237.6835 | 945224.7239
Scenario 1: Reference | SCE | Res | WaterHeat | Res - Multi Family | Total Resource Cost Test | Energy Efficiency | 247233.2953 | 262875.5288 | 280953.4226 | 298202.5244 | 315927.8 | 332096.0776 | 349367.3419 | 366770.1939 | 384393.0494 | 402328.0407 | 420763.0176 | 445488.6783 | 473790.5496
Scenario 1: Reference | SCE | Res | WaterHeat | Res - Multi Family | Total Resource Cost Test | Fuel Substitution | 130447864.3846 | 135588342.7226 | 140427726.744 | 145152277.9944 | 150557633.0629 | 889759.2711 | 1082445.3483 | 1282807.3942 | 1447461.3878 | 1575601.1699 | 1674828.8974 | 1753815.0076 | 1819502.3054
Scenario 1: Reference | SCE | Res | WaterHeat | Res - Single Family | Participant Cost Test | Energy Efficiency | 160600.6219 | 182491.4601 | 201857.1962 | 219070.8751 | 238148.7649 | 256468.7189 | 274619.6226 | 292958.8593 | 277508.4674 | 292116.784 | 310563.0875 | 331170.1432 | 352690.0434
Scenario 1: Reference | SCE | Res | WaterHeat | Res - Single Family | Participant Cost Test | Fuel Substitution | 8131098.8848 | 7907141.9472 | 7633719.583 | 7403737.0857 | 7281279.3665 | 4718442.2188 | 5690648.0645 | 6727664.4343 | 7576778.2884 | 8237602.0714 | 8750984.1578 | 9161841.4371 | 9505822.6433
Scenario 1: Reference | SCE | Res | WaterHeat | Res - Single Family | Program Administrator Cost Test | Energy Efficiency | 119018.566 | 133122.6443 | 145114.7385 | 155300.4027 | 166406.8101 | 176648.9422 | 186461.4084 | 196101.0984 | 187468.1456 | 194932.6111 | 204355.8839 | 214930.6508 | 225769.8163
Scenario 1: Reference | SCE | Res | WaterHeat | Res - Single Family | Program Administrator Cost Test | Fuel Substitution | 15883439.4178 | 16080781.9642 | 16130743.2696 | 16242201.5796 | 16547450.7827 | 1837376.1992 | 2210020.3934 | 2605910.9013 | 2927273.2077 | 3174567.2015 | 3364077.6121 | 3513473.7149 | 3636697.765
Scenario 1: Reference | SCE | Res | WaterHeat | Res - Single Family | Rate Impact Measure Test | Energy Efficiency | 414492.5748 | 447924.5517 | 469069.1413 | 479300.1352 | 487718.4462 | 488610.5904 | 483024.3822 | 471357.6038 | 415536.3136 | 390722.4445 | 363306.0581 | 330098.1378 | 288348.0455
Scenario 1: Reference | SCE | Res | WaterHeat | Res - Single Family | Rate Impact Measure Test | Fuel Substitution | 15913991.5775 | 16160683.2421 | 16287089.9621 | 16476074.945 | 16856407.1637 | 12461437.7486 | 13583582.6301 | 14302908.4708 | 14072587.4254 | 13027169.3454 | 11353191.6454 | 9191893.5171 | 6640725.1026
Scenario 1: Reference | SCE | Res | WaterHeat | Res - Single Family | Total Resource Cost Test | Energy Efficiency | 182826.7978 | 206211.4494 | 226548.8983 | 244284.662 | 263810.7203 | 282256.2903 | 300290.4573 | 318314.3095 | 302756.5836 | 316959.4898 | 334893.0112 | 354958.9664 | 375771.6645
Scenario 1: Reference | SCE | Res | WaterHeat | Res - Single Family | Total Resource Cost Test | Fuel Substitution | 21561827.4715 | 21793607.4641 | 21840150.9063 | 21984518.8304 | 22371078.9114 | 6308280.0554 | 7608006.6617 | 8994373.5971 | 10129533.9193 | 11012974.294 | 11699305.1852 | 12248574.8586 | 12708440.6065
Scenario 1: Reference | SCE | Res | WholeBlg | Res - Multi Family | Participant Cost Test | Energy Efficiency | 0 | 0 | 0 | 0 | 189568.7733 | 178931.1314 | 169222.971 | 158984.3881 | 148596.3667 | 138226.4203 | 129521.3453 | 122748.6016 | 116217.3692
Scenario 1: Reference | SCE | Res | WholeBlg | Res - Multi Family | Program Administrator Cost Test | Energy Efficiency | 0 | 0 | 0 | 0 | 88468.4053 | 82540.679 | 77169.1225 | 71677.4198 | 66240.1578 | 60930.0137 | 56461.2493 | 52922.0415 | 49561.4548
Scenario 1: Reference | SCE | Res | WholeBlg | Res - Multi Family | Rate Impact Measure Test | Energy Efficiency | 0 | 0 | 0 | 0 | 331673.9841 | 289768.0074 | 251390.1486 | 214268.397 | 179160.7489 | 146460.5681 | 117720.4376 | 92390.0246 | 68640.5598
Scenario 1: Reference | SCE | Res | WholeBlg | Res - Multi Family | Total Resource Cost Test | Energy Efficiency | 0 | 0 | 0 | 0 | 249326.9925 | 234904.0501 | 221758.4768 | 207972.3995 | 194045.4607 | 180195.5138 | 168564.1439 | 159486.692 | 150756.4395
Scenario 1: Reference | SCE | Res | WholeBlg | Res - Single Family | Participant Cost Test | Energy Efficiency | 0 | 0 | 663644.4117 | 678887.7718 | 671349.6333 | 640208.8384 | 599044.4089 | 554536.6973 | 512919.4169 | 473446.6637 | 438646.3225 | 410079.0344 | 383194.9519
Scenario 1: Reference | SCE | Res | WholeBlg | Res - Single Family | Program Administrator Cost Test | Energy Efficiency | 0 | 0 | 217165.6723 | 218663.7721 | 212852.2128 | 199815.6114 | 184065.8434 | 167756.4918 | 152778.3405 | 138859.7519 | 126689.8694 | 116639.7962 | 107344.7471
Scenario 1: Reference | SCE | Res | WholeBlg | Res - Single Family | Rate Impact Measure Test | Energy Efficiency | 0 | 0 | 1155805.4876 | 1103598.3436 | 1012089.5147 | 887724.963 | 756171.3794 | 629042.2338 | 514222.584 | 410476.3026 | 319013.0974 | 238853.489 | 165644.963
Scenario 1: Reference | SCE | Res | WholeBlg | Res - Single Family | Total Resource Cost Test | Energy Efficiency | 0 | 0 | 786600.3324 | 803067.5526 | 792599.0291 | 754383.4819 | 704547.1275 | 650993.1366 | 601041.8032 | 553796.3918 | 512189.8306 | 478007.8988 | 445914.6734
Scenario 1: Reference | SCG | Ag | WholeBlg | Ag - Dairies, fishing, hunting | Participant Cost Test | Energy Efficiency | 10379.2505 | 10379.2505 | 10379.2505 | 10379.2505 | 10379.2505 | 10379.2505 | 10379.2505 | 10379.2505 | 10379.2505 | 10379.2505 | 10379.2505 | 10379.2505 | 10379.2505
Scenario 1: Reference | SCG | Ag | WholeBlg | Ag - Dairies, fishing, hunting | Program Administrator Cost Test | Energy Efficiency | 10379.2505 | 10379.2505 | 10379.2505 | 10379.2505 | 10379.2505 | 10379.2505 | 10379.2505 | 10379.2505 | 10379.2505 | 10379.2505 | 10379.2505 | 10379.2505 | 10379.2505
Scenario 1: Reference | SCG | Ag | WholeBlg | Ag - Dairies, fishing, hunting | Rate Impact Measure Test | Energy Efficiency | 10379.2505 | 10379.2505 | 10379.2505 | 10379.2505 | 10379.2505 | 10379.2505 | 10379.2505 | 10379.2505 | 10379.2505 | 10379.2505 | 10379.2505 | 10379.2505 | 10379.2505
Scenario 1: Reference | SCG | Ag | WholeBlg | Ag - Dairies, fishing, hunting | Total Resource Cost Test | Energy Efficiency | 10379.2505 | 10379.2505 | 10379.2505 | 10379.2505 | 10379.2505 | 10379.2505 | 10379.2505 | 10379.2505 | 10379.2505 | 10379.2505 | 10379.2505 | 10379.2505 | 10379.2505
Scenario 1: Reference | SCG | Ag | WholeBlg | Ag - Irrigated Agriculture, vineyards, forestry and greenhouses | Participant Cost Test | Energy Efficiency | 44526.5557 | 44526.5557 | 44526.5557 | 44526.5557 | 44526.5557 | 44526.5557 | 44526.5557 | 44526.5557 | 44526.5557 | 44526.5557 | 44526.5557 | 44526.5557 | 44526.5557
Scenario 1: Reference | SCG | Ag | WholeBlg | Ag - Irrigated Agriculture, vineyards, forestry and greenhouses | Program Administrator Cost Test | Energy Efficiency | 44526.5557 | 44526.5557 | 44526.5557 | 44526.5557 | 44526.5557 | 44526.5557 | 44526.5557 | 44526.5557 | 44526.5557 | 44526.5557 | 44526.5557 | 44526.5557 | 44526.5557
Scenario 1: Reference | SCG | Ag | WholeBlg | Ag - Irrigated Agriculture, vineyards, forestry and greenhouses | Rate Impact Measure Test | Energy Efficiency | 44526.5557 | 44526.5557 | 44526.5557 | 44526.5557 | 44526.5557 | 44526.5557 | 44526.5557 | 44526.5557 | 44526.5557 | 44526.5557 | 44526.5557 | 44526.5557 | 44526.5557
Scenario 1: Reference | SCG | Ag | WholeBlg | Ag - Irrigated Agriculture, vineyards, forestry and greenhouses | Total Resource Cost Test | Energy Efficiency | 44526.5557 | 44526.5557 | 44526.5557 | 44526.5557 | 44526.5557 | 44526.5557 | 44526.5557 | 44526.5557 | 44526.5557 | 44526.5557 | 44526.5557 | 44526.5557 | 44526.5557
Scenario 1: Reference | SCG | Ag | WholeBlg | Ag - Water pumping | Participant Cost Test | Energy Efficiency | 14623.9307 | 14623.9307 | 14623.9307 | 14623.9307 | 14623.9307 | 14623.9307 | 14623.9307 | 14623.9307 | 14623.9307 | 14623.9307 | 14623.9307 | 14623.9307 | 14623.9307
Scenario 1: Reference | SCG | Ag | WholeBlg | Ag - Water pumping | Program Administrator Cost Test | Energy Efficiency | 14623.9307 | 14623.9307 | 14623.9307 | 14623.9307 | 14623.9307 | 14623.9307 | 14623.9307 | 14623.9307 | 14623.9307 | 14623.9307 | 14623.9307 | 14623.9307 | 14623.9307
Scenario 1: Reference | SCG | Ag | WholeBlg | Ag - Water pumping | Rate Impact Measure Test | Energy Efficiency | 14623.9307 | 14623.9307 | 14623.9307 | 14623.9307 | 14623.9307 | 14623.9307 | 14623.9307 | 14623.9307 | 14623.9307 | 14623.9307 | 14623.9307 | 14623.9307 | 14623.9307
Scenario 1: Reference | SCG | Ag | WholeBlg | Ag - Water pumping | Total Resource Cost Test | Energy Efficiency | 14623.9307 | 14623.9307 | 14623.9307 | 14623.9307 | 14623.9307 | 14623.9307 | 14623.9307 | 14623.9307 | 14623.9307 | 14623.9307 | 14623.9307 | 14623.9307 | 14623.9307
Scenario 1: Reference | SCG | Com | AppPlug | Com - College | Participant Cost Test | Energy Efficiency | 0 | 0 | 0 | 0 | 0 | 0 | 0 | 0 | 0 | 0 | 0 | 0 | 42708.4016
Scenario 1: Reference | SCG | Com | AppPlug | Com - College | Program Administrator Cost Test | Energy Efficiency | 0 | 0 | 0 | 0 | 0 | 0 | 0 | 0 | 0 | 0 | 0 | 0 | 9022.3844
Scenario 1: Reference | SCG | Com | AppPlug | Com - College | Rate Impact Measure Test | Energy Efficiency | 0 | 0 | 0 | 0 | 0 | 0 | 0 | 0 | 0 | 0 | 0 | 0 | 14880.0785
Scenario 1: Reference | SCG | Com | AppPlug | Com - College | Total Resource Cost Test | Energy Efficiency | 0 | 0 | 0 | 0 | 0 | 0 | 0 | 0 | 0 | 0 | 0 | 0 | 42092.4432
Scenario 1: Reference | SCG | Com | AppPlug | Com - Health | Participant Cost Test | Energy Efficiency | 1735272.2202 | 1964044.1187 | 2190488.9697 | 2362791.6713 | 2534750.8959 | 2683744.862 | 2818359.256 | 2908816.4105 | 2960807.1196 | 2961511.5679 | 2917775.8446 | 2860758.0184 | 2773515.2035
Scenario 1: Reference | SCG | Com | AppPlug | Com - Health | Program Administrator Cost Test | Energy Efficiency | 2374587.1189 | 2652345.3622 | 2920576.0881 | 3114054.8743 | 3302044.8154 | 3456534.3549 | 3588731.4431 | 3663230.6029 | 3688413.9301 | 3629486.9874 | 3516089.628 | 3388652.9803 | 3229246.8955
Scenario 1: Reference | SCG | Com | AppPlug | Com - Health | Rate Impact Measure Test | Energy Efficiency | 7001143.46 | 7937582.8951 | 8849751.8903 | 9433959.4389 | 9867931.5333 | 10193602.1837 | 10470585.3958 | 10562978.2718 | 10513557.9385 | 10263126.6928 | 9350981.1678 | 7331368.0232 | 5201840.0635
Scenario 1: Reference | SCG | Com | AppPlug | Com - Health | Total Resource Cost Test | Energy Efficiency | 3039224.5107 | 3404362.929 | 3759158.0161 | 4018920.2511 | 4273043.8825 | 4484983.0265 | 4669108.3829 | 4778788.5009 | 4824481.8853 | 4782379.3075 | 4669826.2745 | 4536694.2701 | 4358128.2299
Scenario 1: Reference | SCG | Com | AppPlug | Com - Lodging | Participant Cost Test | Energy Efficiency | 1371969.9578 | 1539928.4121 | 1728368.4822 | 1843871.4251 | 1957618.1942 | 2062668.7942 | 2153655.4598 | 2225787.4767 | 2272932.3717 | 2293969.5952 | 2290385.7108 | 2259861.2228 | 2204944.4946
Scenario 1: Reference | SCG | Com | AppPlug | Com - Lodging | Program Administrator Cost Test | Energy Efficiency | 1730047.7991 | 1918155.6362 | 2134054.9514 | 2245636.9683 | 2352134.6922 | 2445463.15 | 2519865.6167 | 2570559.8226 | 2591375.5044 | 2565579.6923 | 2511046.3631 | 2428965.7493 | 2323924.2143
Scenario 1: Reference | SCG | Com | AppPlug | Com - Lodging | Rate Impact Measure Test | Energy Efficiency | 5426716.3398 | 6114021.1956 | 6855473.1153 | 7218132.7631 | 7380155.6746 | 7495701.2211 | 7543193.6943 | 7509155.6716 | 7372867.9644 | 7119368.605 | 6473260.1731 | 5118638.8591 | 3675799.0476
Scenario 1: Reference | SCG | Com | AppPlug | Com - Lodging | Total Resource Cost Test | Energy Efficiency | 2268351.1457 | 2523448.9029 | 2812845.9782 | 2972307.614 | 3126160.3911 | 3263578.2524 | 3376629.2881 | 3458558.9455 | 3500720.7774 | 3498325.1619 | 3458473.579 | 3379274.7776 | 3265767.2865
Scenario 1: Reference | SCG | Com | AppPlug | Com - Other | Participant Cost Test | Energy Efficiency | 4156.6013 | 4912.7614 | 5739.6484 | 69153.8915 | 60069.8957 | 71678.3301 | 58834.9498 | 53116.0036 | 46996.8718 | 41031.6354 | 35505.8578 | 30565.3232 | 26364.6619
Scenario 1: Reference | SCG | Com | AppPlug | Com - Other | Program Administrator Cost Test | Energy Efficiency | 6281.507 | 7326.8167 | 8448.4508 | 100472.854 | 86152.4757 | 101488.3532 | 82246.9987 | 73317.1433 | 64059.5539 | 55234.2111 | 47206.6812 | 40140.8482 | 34203.772
Scenario 1: Reference | SCG | Com | AppPlug | Com - Other | Rate Impact Measure Test | Energy Efficiency | 17873.8984 | 21017.1846 | 24426.4439 | 181921.3642 | 147170.0183 | 202721.625 | 158202.1159 | 145415.5993 | 131885.7538 | 112765.2405 | 93545.7868 | 74369.766 | 50855.3907
Scenario 1: Reference | SCG | Com | AppPlug | Com - Other | Total Resource Cost Test | Energy Efficiency | 7528.4874 | 8800.6451 | 10170.3453 | 121219.0215 | 104173.4444 | 122991.8522 | 99897.4837 | 89251.9444 | 78158.6154 | 67543.7017 | 57858.4386 | 49310.4452 | 42113.1706
Scenario 1: Reference | SCG | Com | BldgEnv | Com - College | Participant Cost Test | Energy Efficiency | 23236.2492 | 23532.5771 | 23095.6803 | 21696.7761 | 19567.5134 | 16944.5773 | 14049.9505 | 11098.1152 | 8284.0133 | 5723.7596 | 3492.5233 | 1634.678 | 1352.8443
Scenario 1: Reference | SCG | Com | BldgEnv | Com - College | Program Administrator Cost Test | Energy Efficiency | 15944.1274 | 15831.8883 | 15177.2417 | 13960.8276 | 12319.0436 | 10424.3186 | 8431.9089 | 6480.6402 | 4684.796 | 3105.72 | 1774.716 | 702.1328 | 537.5169
Scenario 1: Reference | SCG | Com | BldgEnv | Com - College | Rate Impact Measure Test | Energy Efficiency | 47172.9008 | 47399.0005 | 46006.7757 | 42852.2628 | 38292.1207 | 32852.9341 | 26949.4611 | 19829.6113 | 13177.3966 | 7898.2725 | 4000.1896 | 1391.8268 | 829.144
Scenario 1: Reference | SCG | Com | BldgEnv | Com - College | Total Resource Cost Test | Energy Efficiency | 25989.2967 | 26129.2042 | 25425.6587 | 23706.9905 | 21217.4627 | 18228.8304 | 14990.4289 | 11736.5326 | 8673.5709 | 5920.007 | 3547.8545 | 1595.218 | 1297.6885
Scenario 1: Reference | SCG | Com | BldgEnv | Com - Grocery | Participant Cost Test | Energy Efficiency | 22252.8166 | 14902.2229 | 7477.0704 | 2400.2421 | 2465.8725 | 2534.596 | 2596.5449 | 2668.759 | 2732.4931 | 2788.9029 | 2851.0553 | 2906.8367 | 2964.6675
Scenario 1: Reference | SCG | Com | BldgEnv | Com - Grocery | Program Administrator Cost Test | Energy Efficiency | 12232.8285 | 7828.0199 | 3543.6707 | 719.4322 | 741.0637 | 763.1342 | 781.6402 | 803.1811 | 820.5875 | 834.4802 | 849.7422 | 861.9727 | 874.2665
Scenario 1: Reference | SCG | Com | BldgEnv | Com - Grocery | Rate Impact Measure Test | Energy Efficiency | 37144.5877 | 24470.9858 | 11807.8921 | 3257.8397 | 3254.1644 | 3220.4599 | 3135.9952 | 2989.1015 | 2766.3245 | 2490.4081 | 2173.5313 | 1800.0121 | 1372.1412
Scenario 1: Reference | SCG | Com | BldgEnv | Com - Grocery | Total Resource Cost Test | Energy Efficiency | 23048.5999 | 15224.8165 | 7421.6128 | 2150.8506 | 2211.3859 | 2274.2297 | 2329.782 | 2394.4174 | 2450.2145 | 2498.4109 | 2551.4214 | 2597.8418 | 2645.632
Scenario 1: Reference | SCG | Com | BldgEnv | Com - Health | Participant Cost Test | Energy Efficiency | 33121.3349 | 30087.9947 | 25864.1012 | 20853.2991 | 15611.5656 | 10504.6803 | 5872.11 | 3163.2868 | 3209.1591 | 3216.5961 | 3209.1791 | 3290.4112 | 3385.907
Scenario 1: Reference | SCG | Com | BldgEnv | Com - Health | Program Administrator Cost Test | Energy Efficiency | 15775.046 | 14018.8353 | 11763.3999 | 9225.2684 | 6677.0402 | 4284.7817 | 2191.3227 | 1001.0462 | 1011.9818 | 1005.629 | 993.2632 | 1019.6484 | 1051.6638
Scenario 1: Reference | SCG | Com | BldgEnv | Com - Health | Rate Impact Measure Test | Energy Efficiency | 48830.9832 | 44044.633 | 37562.236 | 29959.2301 | 22141.0889 | 14590.8671 | 7787.2922 | 3648.6231 | 3341.8121 | 2941.1738 | 2492.5465 | 2095.1099 | 1632.4261
Scenario 1: Reference | SCG | Com | BldgEnv | Com - Health | Total Resource Cost Test | Energy Efficiency | 32773.9376 | 29585.8233 | 25261.4309 | 20213.7771 | 14998.6772 | 9972.2679 | 5459.5775 | 2840.9921 | 2879.5511 | 2880.1907 | 2866.6033 | 2939.4838 | 3025.7843
Scenario 1: Reference | SCG | Com | BldgEnv | Com - Lodging | Participant Cost Test | Energy Efficiency | 914.3324 | 1129.0843 | 1391.4168 | 3125.2117 | 3834.6435 | 4691.4051 | 5720.1371 | 6946.621 | 8396.0163 | 10090.4444 | 12044.9616 | 14262.2234 | 16725.4909
Scenario 1: Reference | SCG | Com | BldgEnv | Com - Lodging | Program Administrator Cost Test | Energy Efficiency | 261.5322 | 317.0572 | 383.5409 | 805.6485 | 969.7382 | 1163.8191 | 1391.9887 | 1658.2305 | 1965.9954 | 2317.6867 | 2713.4718 | 3150.8701 | 3623.6064
Scenario 1: Reference | SCG | Com | BldgEnv | Com - Lodging | Rate Impact Measure Test | Energy Efficiency | 864.0501 | 1058.2783 | 1292.531 | 2737.8778 | 3330.1868 | 4043.1346 | 4896.8272 | 5552.5667 | 5986.3304 | 6284.4325 | 6361.4282 | 6113.3283 | 5409.1377
Scenario 1: Reference | SCG | Com | BldgEnv | Com - Lodging | Total Resource Cost Test | Energy Efficiency | 798.0145 | 981.8098 | 1205.499 | 2672.9283 | 3268.2377 | 3984.6881 | 4841.9786 | 5860.5368 | 7060.0313 | 8457.3709 | 10063.2814 | 11878.1394 | 13886.3655
Scenario 1: Reference | SCG | Com | BldgEnv | Com - Office (Large) | Participant Cost Test | Energy Efficiency | 13444.8657 | 13686.8995 | 13875.2845 | 14070.2152 | 14304.0532 | 14539.6419 | 14713.1093 | 14878.2289 | 14949.2557 | 14982.5169 | 15046.4161 | 15062.5587 | 15090.8457
Scenario 1: Reference | SCG | Com | BldgEnv | Com - Office (Large) | Program Administrator Cost Test | Energy Efficiency | 3122.0636 | 3196.2874 | 3249.4343 | 3287.9003 | 3334.6593 | 3377.8764 | 3398.3415 | 3413.1733 | 3397.6502 | 3369.6919 | 3349.1201 | 3314.0329 | 3281.3928
Scenario 1: Reference | SCG | Com | BldgEnv | Com - Office (Large) | Rate Impact Measure Test | Energy Efficiency | 14948.897 | 14971.4619 | 14789.7457 | 14493.4695 | 14144.1072 | 13679.0148 | 13015.2314 | 12109.7747 | 10934.6191 | 9624.7337 | 8231.1303 | 6690.889 | 5033.2427
Scenario 1: Reference | SCG | Com | BldgEnv | Com - Office (Large) | Total Resource Cost Test | Energy Efficiency | 11281.5438 | 11491.57 | 11651.0971 | 11810.296 | 12001.7448 | 12192.3079 | 12325.8241 | 12450.1547 | 12490.5733 | 12497.1464 | 12529.5705 | 12519.9146 | 12520.2196
Scenario 1: Reference | SCG | Com | BldgEnv | Com - Office (Small) | Participant Cost Test | Energy Efficiency | 12099.5316 | 8231.8116 | 4413.3312 | 2203.5518 | 898.376 | 14386.4475 | 2248.2295 | 2294.4478 | 2337.7464 | 2377.3362 | 2417.7594 | 2455.2065 | 2493.3562
Scenario 1: Reference | SCG | Com | BldgEnv | Com - Office (Small) | Program Administrator Cost Test | Energy Efficiency | 3155.219 | 2090.4205 | 1079.3075 | 511.0467 | 97.433 | 4250.4812 | 511.7383 | 520.5405 | 527.7743 | 533.3141 | 538.5134 | 542.3393 | 545.8531
Scenario 1: Reference | SCG | Com | BldgEnv | Com - Office (Small) | Rate Impact Measure Test | Energy Efficiency | 10479.2257 | 7248.242 | 4086.1398 | 2244.5647 | 345.7749 | 17539.3221 | 1957.2906 | 1845.5141 | 1697.5671 | 1522.6378 | 1323.0983 | 1094.7462 | 837.19
Scenario 1: Reference | SCG | Com | BldgEnv | Com - Office (Small) | Total Resource Cost Test | Energy Efficiency | 10376.9795 | 7024.2361 | 3738.3721 | 1847.3505 | 687.1696 | 12604.191 | 1878.979 | 1916.5616 | 1951.1725 | 1982.178 | 2013.5643 | 2042.0491 | 2070.8399
Scenario 1: Reference | SCG | Com | BldgEnv | Com - Other | Participant Cost Test | Energy Efficiency | 63636.6036 | 57615.8904 | 49430.1853 | 154638.885 | 110192.5518 | 73805.9839 | 32429.7348 | 5948.7391 | 4945.7674 | 5095.7001 | 5251.0997 | 5397.7979 | 5555.4213
Scenario 1: Reference | SCG | Com | BldgEnv | Com - Other | Program Administrator Cost Test | Energy Efficiency | 36390.1078 | 32298.7957 | 27080.6869 | 38308.226 | 25783.6765 | 18683.1616 | 7798.8317 | 2481.9591 | 2380.617 | 2442.0955 | 2503.6149 | 2557.2847 | 2614.1944
Scenario 1: Reference | SCG | Com | BldgEnv | Com - Other | Rate Impact Measure Test | Energy Efficiency | 109668.4706 | 98767.5443 | 84130.8769 | 124518.1028 | 83568.8549 | 64033.8194 | 26974.4798 | 8506.6752 | 7430.245 | 6779.5434 | 5996.7976 | 5052.1258 | 3950.1125
Scenario 1: Reference | SCG | Com | BldgEnv | Com - Other | Total Resource Cost Test | Energy Efficiency | 66737.0183 | 60036.4517 | 51134.0405 | 131498.124 | 92741.5037 | 63104.1094 | 27488.9441 | 5739.8428 | 4977.9771 | 5121.1767 | 5268.0329 | 5403.5837 | 5548.6696
Scenario 1: Reference | SCG | Com | BldgEnv | Com - Refrig. Warehouse | Participant Cost Test | Energy Efficiency | 2378.5266 | 176.8768 | 1111.4832 | 3985.1498 | 3065.8039 | 3571.183 | 4109.8112 | 4661.0396 | 5202.979 | 5701.7381 | 6120.62 | 6426.546 | 6584.6539
Scenario 1: Reference | SCG | Com | BldgEnv | Com - Refrig. Warehouse | Program Administrator Cost Test | Energy Efficiency | 962.6344 | 79.3638 | 300.4105 | 1344.0662 | 800.0299 | 910.6197 | 1024.9509 | 1137.271 | 1243.1303 | 1334.661 | 1404.1082 | 1446.0289 | 1454.0332
Scenario 1: Reference | SCG | Com | BldgEnv | Com - Refrig. Warehouse | Rate Impact Measure Test | Energy Efficiency | 4176.3507 | 368.1508 | 950.8908 | 5122.7987 | 2659.0817 | 3034.3451 | 3430.8264 | 3619.0625 | 3606.7447 | 3460.0936 | 3161.8594 | 2713.3203 | 2122.5142
Scenario 1: Reference | SCG | Com | BldgEnv | Com - Refrig. Warehouse | Total Resource Cost Test | Energy Efficiency | 2248.0405 | 171.7173 | 960.6488 | 3602.1 | 2631.0134 | 3051.7249 | 3497.9429 | 3951.7283 | 4395.0571 | 4799.4446 | 5134.5671 | 5373.9759 | 5489.3678
Scenario 1: Reference | SCG | Com | BldgEnv | Com - Restaurant | Participant Cost Test | Energy Efficiency | 2870.2552 | 2920.5408 | 2976.7118 | 3039.922 | 3112.4818 | 3173.4695 | 3228.9106 | 3291.5442 | 3352.8321 | 3409.1211 | 3468.5214 | 3523.0919 | 3580.8482
Scenario 1: Reference | SCG | Com | BldgEnv | Com - Restaurant | Program Administrator Cost Test | Energy Efficiency | 1066.0227 | 1100.4742 | 1135.5486 | 1172.0725 | 1211.4759 | 1241.9558 | 1267.4009 | 1295.1167 | 1320.3873 | 1341.5246 | 1362.9732 | 1380.7771 | 1399.0242
Scenario 1: Reference | SCG | Com | BldgEnv | Com - Restaurant | Rate Impact Measure Test | Energy Efficiency | 4556.8915 | 4672.9192 | 4754.7433 | 4803.2384 | 4821.9427 | 4758.5253 | 4629.3959 | 4400.2431 | 4078.3211 | 3687.2359 | 3234.6996 | 2706.2717 | 2102.3499
Scenario 1: Reference | SCG | Com | BldgEnv | Com - Restaurant | Total Resource Cost Test | Energy Efficiency | 2675.762 | 2733.0946 | 2794.7983 | 2862.2096 | 2937.8544 | 2999.5978 | 3054.1472 | 3115.0597 | 3173.3817 | 3225.4928 | 3279.8819 | 3328.5042 | 3379.5473
Scenario 1: Reference | SCG | Com | BldgEnv | Com - Retail | Participant Cost Test | Energy Efficiency | 113924.5912 | 98327.3314 | 79217.9976 | 8024.8437 | 40913.2382 | 31688.4326 | 8971.1879 | 9291.178 | 9575.5524 | 9843.6553 | 10120.4819 | 10361.0366 | 10603.5796
Scenario 1: Reference | SCG | Com | BldgEnv | Com - Retail | Program Administrator Cost Test | Energy Efficiency | 108082.1414 | 91820.8334 | 72244.1471 | 4090.315 | 36330.1821 | 23882.7584 | 4520.6882 | 4655.8524 | 4763.2003 | 4857.0974 | 4953.5176 | 5030.8089 | 5102.73
Scenario 1: Reference | SCG | Com | BldgEnv | Com - Retail | Rate Impact Measure Test | Energy Efficiency | 340982.3794 | 292348.7269 | 232528.3537 | 19003.2753 | 115139.8666 | 86294.7654 | 18400.3945 | 17560.3985 | 16275.7412 | 14693.9741 | 12840.548 | 10635.7981 | 8085.9117
Scenario 1: Reference | SCG | Com | BldgEnv | Com - Retail | Total Resource Cost Test | Energy Efficiency | 149493.0532 | 127814.0868 | 101673.1257 | 8454.3968 | 51514.901 | 37772.3838 | 9416.1354 | 9733.7173 | 10006.2654 | 10257.5978 | 10516.5867 | 10736.4715 | 10955.8669
Scenario 1: Reference | SCG | Com | BldgEnv | Com - School | Participant Cost Test | Energy Efficiency | 3121.8193 | 3182.8868 | 3248.2807 | 3307.8948 | 3338.5256 | 3391.0497 | 3422.8544 | 3453.2552 | 3489.2836 | 3531.4345 | 3564.1253 | 3610.4603 | 3642.0764
Scenario 1: Reference | SCG | Com | BldgEnv | Com - School | Program Administrator Cost Test | Energy Efficiency | 701.0206 | 720.8644 | 741.2166 | 755.6698 | 759.8757 | 770.128 | 773.1755 | 775.1289 | 778.0661 | 782.0923 | 782.782 | 786.6434 | 785.8777
Scenario 1: Reference | SCG | Com | BldgEnv | Com - School | Rate Impact Measure Test | Energy Efficiency | 3323.7685 | 3350.2546 | 3354.6714 | 3317.4691 | 3212.2816 | 3112.0875 | 2958.5491 | 2749.0118 | 2503.2004 | 2233.2868 | 1923.4498 | 1587.9893 | 1205.3475
Scenario 1: Reference | SCG | Com | BldgEnv | Com - School | Total Resource Cost Test | Energy Efficiency | 2605.1722 | 2658.9634 | 2715.9885 | 2766.2913 | 2790.2134 | 2833.0652 | 2857.1189 | 2879.5414 | 2906.4998 | 2938.3936 | 2961.6772 | 2996.4025 | 3018.067
Scenario 1: Reference | SCG | Com | BldgEnv | Com - Warehouse | Participant Cost Test | Energy Efficiency | 58644.4668 | 68214.2306 | 77943.8456 | 157404.9704 | 173076.5352 | 185859.0344 | 194541.4629 | 198195.1794 | 196202.7022 | 188598.3463 | 175969.2468 | 159340.0746 | 140125.8909
Scenario 1: Reference | SCG | Com | BldgEnv | Com - Warehouse | Program Administrator Cost Test | Energy Efficiency | 16506.2376 | 18880.1739 | 21200.789 | 40109.8116 | 43281.829 | 45607.5414 | 46839.8534 | 46822.7351 | 45480.0472 | 42898.0247 | 39275.644 | 34898.9992 | 30126.7893
Scenario 1: Reference | SCG | Com | BldgEnv | Com - Warehouse | Rate Impact Measure Test | Energy Efficiency | 53420.5954 | 61512.793 | 69501.3977 | 131053.0964 | 142751.4394 | 151980.2548 | 157818.8937 | 150305.6612 | 133118.6699 | 112189.6957 | 89197.7335 | 65989.3342 | 44229.1319
Scenario 1: Reference | SCG | Com | BldgEnv | Com - Warehouse | Total Resource Cost Test | Energy Efficiency | 51074.6594 | 59209.9665 | 67423.425 | 134479.6758 | 147365.0769 | 157714.5595 | 164531.1745 | 167070.7764 | 164855.7689 | 157962.8886 | 146925.6165 | 132634.0944 | 116294.5076
Scenario 1: Reference | SCG | Com | FoodServ | Com - College | Participant Cost Test | Energy Efficiency | 167216.5063 | 178178.2722 | 189686.4955 | 201431.6146 | 212380.9953 | 224143.1257 | 278002.6326 | 303212.8682 | 319206.4506 | 334859.6122 | 350987.728 | 369746.492 | 386459.8189
Scenario 1: Reference | SCG | Com | FoodServ | Com - College | Program Administrator Cost Test | Energy Efficiency | 116101.5722 | 121736.4088 | 127526.004 | 133269.2334 | 138343.1264 | 143734.3505 | 156228.3742 | 162954.474 | 167818.8961 | 172231.6714 | 176538.1141 | 181740.7168 | 185617.4482
Scenario 1: Reference | SCG | Com | FoodServ | Com - College | Rate Impact Measure Test | Energy Efficiency | 408403.9872 | 431393.9499 | 438975.9265 | 441521.7372 | 438145.2341 | 432384.4926 | 435722.5495 | 421940.6145 | 399490.0257 | 370672.6449 | 335871.728 | 296274.1176 | 246720.1656
Scenario 1: Reference | SCG | Com | FoodServ | Com - College | Total Resource Cost Test | Energy Efficiency | 174911.2836 | 184974.5677 | 195445.1687 | 206010.0488 | 215657.6279 | 225975.2435 | 256522.2418 | 272383.5233 | 283543.0169 | 294157.5698 | 304883.2644 | 317528.2198 | 328113.7204
Scenario 1: Reference | SCG | Com | FoodServ | Com - Grocery | Participant Cost Test | Energy Efficiency | 1259308.6247 | 1350931.7907 | 1441106.4719 | 1533684.919 | 1628354.5986 | 1722953.2223 | 2786471.6375 | 3309209.7962 | 3551042.9676 | 3798016.3796 | 4056043.7719 | 4320277.9412 | 4598090.1467
Scenario 1: Reference | SCG | Com | FoodServ | Com - Grocery | Program Administrator Cost Test | Energy Efficiency | 959972.4446 | 1015931.4885 | 1069555.0945 | 1123550.3401 | 1177677.3395 | 1230699.0538 | 1452713.2897 | 1574543.1262 | 1642297.0244 | 1707432.1746 | 1772851.6273 | 1835992.2207 | 1894401.4846
Scenario 1: Reference | SCG | Com | FoodServ | Com - Grocery | Rate Impact Measure Test | Energy Efficiency | 3041179.2987 | 3234383.5261 | 3331557.7403 | 3363472.0101 | 3369065.4302 | 3342699.3997 | 3606875.262 | 3622645.0467 | 3489595.7171 | 3303929.0223 | 3065976.4396 | 2766117.9653 | 2393902.8915
Scenario 1: Reference | SCG | Com | FoodServ | Com - Grocery | Total Resource Cost Test | Energy Efficiency | 1337230.9951 | 1423639.8197 | 1507432.4038 | 1592567.3537 | 1678713.1526 | 1763811.1184 | 2319954.3258 | 2608642.8379 | 2756428.012 | 2903767.3241 | 3055384.1666 | 3207240.4004 | 3360053.9002
Scenario 1: Reference | SCG | Com | FoodServ | Com - Health | Participant Cost Test | Energy Efficiency | 402554.8043 | 432873.2359 | 464401.7437 | 493238.5657 | 524061.1644 | 553565.9008 | 793486.8437 | 905978.8912 | 965402.331 | 1022175.8483 | 1078684.1231 | 1147037.1975 | 1219683.7095
Scenario 1: Reference | SCG | Com | FoodServ | Com - Health | Program Administrator Cost Test | Energy Efficiency | 306434.5758 | 324714.2889 | 343338.434 | 359680.9422 | 376922.9143 | 392932.404 | 446779.0984 | 475605.3394 | 494185.1493 | 510309.5944 | 525389.4556 | 544415.3913 | 562352.1593
Scenario 1: Reference | SCG | Com | FoodServ | Com - Health | Rate Impact Measure Test | Energy Efficiency | 1052292.3205 | 1121938.4295 | 1155501.4041 | 1162550.4326 | 1163682.686 | 1150473.9005 | 1200213.9068 | 1182474.4919 | 1130125.1038 | 1056522.4153 | 964187.359 | 860832.1543 | 732777.0275
Scenario 1: Reference | SCG | Com | FoodServ | Com - Health | Total Resource Cost Test | Energy Efficiency | 435421.1034 | 464502.8512 | 494432.6799 | 521234.98 | 549699.9757 | 576522.1897 | 706925.0062 | 772770.8094 | 811978.4439 | 847948.8064 | 882852.5588 | 925900.6779 | 969648.022
Scenario 1: Reference | SCG | Com | FoodServ | Com - Lodging | Participant Cost Test | Energy Efficiency | 342022.7725 | 368304.4443 | 395225.4224 | 421975.3641 | 449546.012 | 477483.5418 | 752724.0373 | 895488.0696 | 960924.9858 | 1027889.504 | 1097609.9203 | 1169436.5945 | 1244150.6588
Scenario 1: Reference | SCG | Com | FoodServ | Com - Lodging | Program Administrator Cost Test | Energy Efficiency | 263752.2305 | 279976.6532 | 296217.4806 | 311912.4999 | 327806.2562 | 343592.8563 | 402789.0459 | 437063.4509 | 456514.3548 | 475268.5221 | 494036.2045 | 511983.9664 | 528564.791
Scenario 1: Reference | SCG | Com | FoodServ | Com - Lodging | Rate Impact Measure Test | Energy Efficiency | 918551.0141 | 976709.9023 | 1006623.0539 | 1016466.6417 | 1018621.039 | 1011192.0011 | 1076503.9072 | 1076636.5309 | 1033847.9035 | 974571.3985 | 898666.7429 | 803056.8496 | 684871.0265
Scenario 1: Reference | SCG | Com | FoodServ | Com - Lodging | Total Resource Cost Test | Energy Efficiency | 369885.1544 | 395177.0805 | 420778.3318 | 445857.3238 | 471469.1585 | 497152.1748 | 643389.4507 | 723753.6547 | 765382.2781 | 806990.2626 | 849654.218 | 892401.0779 | 935045.5952
Scenario 1: Reference | SCG | Com | FoodServ | Com - Other | Participant Cost Test | Energy Efficiency | 1711470.6362 | 1849268.6116 | 1989203.3713 | 2130386.8666 | 1859086.8938 | 2825601.2346 | 2863777.44 | 3146538.379 | 3340760.7531 | 3543470.8199 | 3753236.8078 | 3967019.3855 | 4190264.4261
Scenario 1: Reference | SCG | Com | FoodServ | Com - Other | Program Administrator Cost Test | Energy Efficiency | 1226211.5567 | 1301034.2797 | 1374746.6341 | 1446773.0598 | 1264694.2069 | 1829936.9491 | 1707691.4958 | 1796840.6194 | 1866986.4438 | 1937527.8853 | 2007988.9447 | 2075764.3649 | 2142385.6432
Scenario 1: Reference | SCG | Com | FoodServ | Com - Other | Rate Impact Measure Test | Energy Efficiency | 4856848.2408 | 5154342.6352 | 5263569.8313 | 5308503.5769 | 4378863.6789 | 6082266.0061 | 5220794.8698 | 5071192.7234 | 4813861.4839 | 4483902.2578 | 4069815.2794 | 3558232.7865 | 2939973.9676
Scenario 1: Reference | SCG | Com | FoodServ | Com - Other | Total Resource Cost Test | Energy Efficiency | 1842687.5496 | 1974758.8542 | 2107285.7602 | 2239358.5351 | 1953481.0244 | 2911358.6956 | 2782437.9424 | 2979824.3894 | 3131443.6706 | 3287607.4837 | 3447224.694 | 3606652.9859 | 3769680.1576
Scenario 1: Reference | SCG | Com | FoodServ | Com - Restaurant | Participant Cost Test | Energy Efficiency | 5243270.9134 | 5665083.5485 | 6095641.8796 | 6540025.6734 | 6998998.4963 | 7452114.458 | 11739956.7868 | 13976769.4221 | 15041946.5917 | 16139050.9205 | 17284204.8084 | 18467613.2479 | 19715440.1639
Scenario 1: Reference | SCG | Com | FoodServ | Com - Restaurant | Program Administrator Cost Test | Energy Efficiency | 4086257.9349 | 4351029.4742 | 4614390.312 | 4880654.542 | 5150523.0764 | 5410403.6862 | 6341367.4518 | 6891391.1809 | 7222361.5101 | 7544366.2602 | 7867561.1001 | 8181248.5707 | 8482141.094
Scenario 1: Reference | SCG | Com | FoodServ | Com - Restaurant | Rate Impact Measure Test | Energy Efficiency | 14527157.686 | 15478658.0713 | 15965150.1322 | 16179496.7451 | 16264236.9395 | 16161391.5688 | 17170625.955 | 17177693.5213 | 16533202.7747 | 15619216.7218 | 14428362.0788 | 12914363.1554 | 11034087.8328
Scenario 1: Reference | SCG | Com | FoodServ | Com - Restaurant | Total Resource Cost Test | Energy Efficiency | 5709622.2356 | 6120098.4674 | 6533708.3064 | 6956192.4469 | 7388423.8936 | 7809676.3891 | 10098287.0182 | 11372582.9459 | 12065950.6425 | 12764194.5018 | 13482136.2956 | 14206654.8655 | 14945048.7056
Scenario 1: Reference | SCG | Com | FoodServ | Com - Retail | Participant Cost Test | Energy Efficiency | 4391.7984 | 4968.6447 | 5538.9639 | 6177.5875 | 0 | 16112.2061 | 8361.6531 | 9192.2953 | 10005.8456 | 10831.8701 | 11710.7438 | 12581.9583 | 13493.8171
Scenario 1: Reference | SCG | Com | FoodServ | Com - Retail | Program Administrator Cost Test | Energy Efficiency | 1943.4695 | 2155.6245 | 2355.9362 | 2576.0467 | 0 | 6457.8728 | 3285.689 | 3541.2624 | 3779.0946 | 4010.8575 | 4251.2643 | 4477.9753 | 4708.3431
Scenario 1: Reference | SCG | Com | FoodServ | Com - Retail | Rate Impact Measure Test | Energy Efficiency | 20199.3023 | 21556.3089 | 22485.9692 | 23265.9838 | 0 | 50930.2019 | 23797.427 | 23181.9092 | 21891.3876 | 19976.3082 | 17444.7201 | 14116.3518 | 9985.1044
Scenario 1: Reference | SCG | Com | FoodServ | Com - Retail | Total Resource Cost Test | Energy Efficiency | 3638.8385 | 4094.5197 | 4540.1679 | 5037.0243 | 0 | 13002.6737 | 6713.9784 | 7344.3617 | 7955.3271 | 8570.6422 | 9222.1313 | 9861.9513 | 10528.0465
Scenario 1: Reference | SCG | Com | FoodServ | Com - School | Participant Cost Test | Energy Efficiency | 455834.2497 | 486922.838 | 518658.8758 | 550332.0384 | 579839.6573 | 610450.5493 | 727838.8821 | 799716.9149 | 841806.9227 | 885214.8408 | 928484.0194 | 973940.9946 | 1018748.37
Scenario 1: Reference | SCG | Com | FoodServ | Com - School | Program Administrator Cost Test | Energy Efficiency | 293579.6158 | 307174.9789 | 320552.5745 | 333315.6746 | 344341.8068 | 355482.6272 | 380898.719 | 397325.4525 | 408016.5927 | 418607.702 | 428475.4048 | 438455.2791 | 446804.9871
Scenario 1: Reference | SCG | Com | FoodServ | Com - School | Rate Impact Measure Test | Energy Efficiency | 1138434.6135 | 1189337.2376 | 1202213.4886 | 1200402.3047 | 1183071.8662 | 1157242.663 | 1146358.269 | 1104480.8217 | 1038734.9531 | 958850.022 | 861624.3863 | 747600.7687 | 611447.4401
Scenario 1: Reference | SCG | Com | FoodServ | Com - School | Total Resource Cost Test | Energy Efficiency | 464939.4475 | 492511.7113 | 520333.1553 | 547719.0144 | 572680.0572 | 598391.1937 | 665435.9258 | 709569.4607 | 738943.2939 | 768876.7141 | 798150.3416 | 828567.4207 | 857279.6106
Scenario 1: Reference | SCG | Com | HVAC | Com - College | Participant Cost Test | Energy Efficiency | 833933.7047 | 856948.0431 | 882908.4878 | 910143.8843 | 1029847.1336 | 600715.6305 | 125993.6652 | 129812.0505 | 133496.18 | 115405.7825 | 139340.3819 | 148097.1044 | 151491.8898
Scenario 1: Reference | SCG | Com | HVAC | Com - College | Program Administrator Cost Test | Energy Efficiency | 74983.7392 | 75512.8126 | 76366.8457 | 77306.4475 | 84703.9 | 14423.0414 | 14859.9999 | 15005.566 | 15124.3122 | 13816.7443 | 15163.8938 | 15794.844 | 15833.83
Scenario 1: Reference | SCG | Com | HVAC | Com - College | Rate Impact Measure Test | Energy Efficiency | 286874.6972 | 279961.1589 | 275078.773 | 269438.1807 | 282725.687 | 134494.2936 | 127333.2664 | 116217.5945 | 103560.4356 | 85591.1232 | 72925.6077 | 57658.3314 | 37738.965
Scenario 1: Reference | SCG | Com | HVAC | Com - College | Total Resource Cost Test | Energy Efficiency | 235077.9097 | 240160.4573 | 246140.522 | 252457.343 | 320187.905 | 180025.7711 | 87900.9251 | 90312.2607 | 92620.7897 | 80838.3623 | 96159.2808 | 101935.2814 | 104003.7094
Scenario 1: Reference | SCG | Com | HVAC | Com - Grocery | Participant Cost Test | Energy Efficiency | 109309.6222 | 114195.9112 | 117827.2536 | 122121.8515 | 126890.5548 | 131848.4993 | 136117.7937 | 141246.2174 | 145646.0361 | 149488.1414 | 153870.6407 | 157824.8415 | 162040.3635
Scenario 1: Reference | SCG | Com | HVAC | Com - Grocery | Program Administrator Cost Test | Energy Efficiency | 16603.2627 | 17004.8492 | 17199.2133 | 17468.6865 | 17782.0988 | 18097.8907 | 18298.9696 | 18594.532 | 18776.2229 | 18872.6425 | 19024.4574 | 19111.9357 | 19220.6197
Scenario 1: Reference | SCG | Com | HVAC | Com - Grocery | Rate Impact Measure Test | Energy Efficiency | 66108.7783 | 65920.514 | 64624.1655 | 63295.7399 | 61750.3257 | 59793.7273 | 56997.115 | 53989.6668 | 50081.4677 | 45288.3288 | 39998.961 | 33890.1038 | 27027.651
Scenario 1: Reference | SCG | Com | HVAC | Com - Grocery | Total Resource Cost Test | Energy Efficiency | 77335.2944 | 80551.2559 | 82867.6056 | 85635.0608 | 88718.0731 | 91916.3142 | 94620.187 | 97906.3999 | 100674.8671 | 103048.3629 | 105785.2964 | 108219.722 | 110825.9469
Scenario 1: Reference | SCG | Com | HVAC | Com - Health | Participant Cost Test | Energy Efficiency | 2426192.4238 | 2526212.7 | 2599760.5277 | 2625727.6743 | 2626573.272 | 2079177.1031 | 1480709.1539 | 1367932.2594 | 1241655.0101 | 1105144.4327 | 968337.5137 | 849414.1376 | 742193.5778
Scenario 1: Reference | SCG | Com | HVAC | Com - Health | Program Administrator Cost Test | Energy Efficiency | 563538.7163 | 576551.5412 | 580411.7035 | 571212.9899 | 553762.685 | 449362.0323 | 416202.9593 | 376962.214 | 335453.2149 | 292716.9089 | 251450.9749 | 216244.0554 | 185242.3675
Scenario 1: Reference | SCG | Com | HVAC | Com - Health | Rate Impact Measure Test | Energy Efficiency | 1438194.2711 | 1474053.9288 | 1486933.058 | 1463150.8684 | 1417905.9555 | 1193247.9482 | 1109781.0888 | 1007102.5683 | 894748.0758 | 702427.3174 | 528676.1926 | 383453.2306 | 260484.1126
Scenario 1: Reference | SCG | Com | HVAC | Com - Health | Total Resource Cost Test | Energy Efficiency | 1517936.4593 | 1575153.9133 | 1609361.1376 | 1608404.1387 | 1584662.1595 | 1360762.2725 | 1182957.0873 | 1087521.7119 | 982380.9636 | 870231.6982 | 758945.1562 | 662676.4828 | 576405.3875
Scenario 1: Reference | SCG | Com | HVAC | Com - Lodging | Participant Cost Test | Energy Efficiency | 1626709.593 | 1682823.5406 | 1711679.2162 | 1708611.5564 | 1677682.8261 | 1407885.7882 | 1103837.2648 | 997443.4537 | 182046.8135 | 185460.5208 | 189359.1405 | 193084.7774 | 196870.9883
Scenario 1: Reference | SCG | Com | HVAC | Com - Lodging | Program Administrator Cost Test | Energy Efficiency | 276715.0423 | 280764.5469 | 279405.1794 | 272174.6562 | 259994.635 | 211373.2768 | 191374.2021 | 169531.4716 | 30436.2111 | 30380.5992 | 30393.892 | 30369.0414 | 30344.2721
Scenario 1: Reference | SCG | Com | HVAC | Com - Lodging | Rate Impact Measure Test | Energy Efficiency | 708851.7144 | 720592.2943 | 718506.871 | 700707.7801 | 669457.4631 | 562762.346 | 511409.2952 | 453737.1318 | 81181.9357 | 72903.7584 | 63903.2206 | 53851.6863 | 42669.5087
Scenario 1: Reference | SCG | Com | HVAC | Com - Lodging | Total Resource Cost Test | Energy Efficiency | 1031395.1675 | 1063386.5286 | 1075096.4051 | 1063706.8093 | 1031725.0322 | 909255.6266 | 797730.8745 | 718437.2872 | 130766.6803 | 132775.5501 | 135124.1288 | 137341.9251 | 139596.1233
Scenario 1: Reference | SCG | Com | HVAC | Com - Office (Large) | Participant Cost Test | Energy Efficiency | 6354829.1943 | 6477528.7623 | 6586500.4565 | 6703624.2117 | 6838911.956 | 3492396.4013 | 2699.2107 | 2715.5852 | 2711.5041 | 2702.84 | 2707.1961 | 2703.4239 | 2706.7294
Scenario 1: Reference | SCG | Com | HVAC | Com - Office (Large) | Program Administrator Cost Test | Energy Efficiency | 530126.593 | 529764.5553 | 528112.2881 | 526962.1749 | 527054.1961 | 231.8629 | 228.4387 | 225.3181 | 220.5681 | 215.5523 | 211.6664 | 207.2269 | 203.412
Scenario 1: Reference | SCG | Com | HVAC | Com - Office (Large) | Rate Impact Measure Test | Energy Efficiency | 1207462.0705 | 1181278.0685 | 1148728.1337 | 1113723.9276 | 1077797.6241 | 770.4309 | 714.2522 | 655.4428 | 588.3172 | 517.2568 | 445.029 | 367.4636 | 286.0339
Scenario 1: Reference | SCG | Com | HVAC | Com - Office (Large) | Total Resource Cost Test | Energy Efficiency | 1750442.9257 | 1774658.1765 | 1794958.7601 | 1817346.7344 | 1844495.8636 | 699717.7419 | 1781.1841 | 1788.8005 | 1782.9904 | 1774.2425 | 1774.1062 | 1768.7012 | 1767.9849
Scenario 1: Reference | SCG | Com | HVAC | Com - Office (Small) | Participant Cost Test | Energy Efficiency | 1329693.7169 | 1368367.6342 | 1403388.8388 | 1439989.5328 | 996772.797 | 81.9856 | 78.0503 | 74.3039 | 70.7373 | 67.3419 | 64.1095 | 61.0323 | 58.1027
Scenario 1: Reference | SCG | Com | HVAC | Com - Office (Small) | Program Administrator Cost Test | Energy Efficiency | 226377.0503 | 228359.2521 | 229895.1293 | 231339.051 | 153620.4634 | 46839.7262 | 4640.5033 | 4647.1944 | 4648.0241 | 4641.0759 | 4639.4292 | 4632.0552 | 4628.6496
Scenario 1: Reference | SCG | Com | HVAC | Com - Office (Small) | Rate Impact Measure Test | Energy Efficiency | 653841.6586 | 641982.3693 | 626223.0497 | 607821.9392 | 314091.7845 | 1053613.6453 | 94854.9313 | 85018.0326 | 74207.7553 | 62398.4861 | 49707.6716 | 35879.8931 | 20904.0723
Scenario 1: Reference | SCG | Com | HVAC | Com - Office (Small) | Total Resource Cost Test | Energy Efficiency | 470774.0974 | 480297.4509 | 488686.5573 | 497309.3862 | 338034.591 | 46881.9475 | 4680.8281 | 4685.7051 | 4684.7996 | 4676.192 | 4672.9584 | 4664.0672 | 4659.211
Scenario 1: Reference | SCG | Com | HVAC | Com - Other | Participant Cost Test | Energy Efficiency | 274754.381 | 282059.5405 | 289522.8305 | 296564.306 | 62353.7803 | 556714.7734 | 319519.0081 | 327146.6032 | 294019.635 | 303572.0983 | 313785.8183 | 323534.7954 | 334413.7231
Scenario 1: Reference | SCG | Com | HVAC | Com - Other | Program Administrator Cost Test | Energy Efficiency | 174023.9789 | 176767.8484 | 179672.3321 | 182228.3819 | 17810.0391 | 353667.7379 | 190272.73 | 192552.2906 | 187046.6519 | 189391.1535 | 191951.8453 | 194036.9651 | 196594.7262
Scenario 1: Reference | SCG | Com | HVAC | Com - Other | Rate Impact Measure Test | Energy Efficiency | 3740862.8181 | 3669964.9094 | 3573184.74 | 3439672.5426 | 180908.2108 | 5957366.3465 | 2886461.6439 | 2632003.8457 | 2296417.0542 | 1967589.825 | 1600247.4154 | 1183668.8674 | 719637.1294
Scenario 1: Reference | SCG | Com | HVAC | Com - Other | Total Resource Cost Test | Energy Efficiency | 328731.6159 | 335975.3243 | 343474.5772 | 350386.9346 | 51520.3269 | 672240.4177 | 372560.8921 | 379532.4898 | 356507.5738 | 364538.7757 | 373169.8799 | 381058.1923 | 390074.6395
Scenario 1: Reference | SCG | Com | HVAC | Com - Restaurant | Participant Cost Test | Energy Efficiency | 5419718.7095 | 5724660.2886 | 5989499.1533 | 6231463.2176 | 6465163.7931 | 6680883.2937 | 6890176.3779 | 7107746.8501 | 7328575.6221 | 7551450.9691 | 7783633.1107 | 8020205.1955 | 8267018.6114
Scenario 1: Reference | SCG | Com | HVAC | Com - Restaurant | Program Administrator Cost Test | Energy Efficiency | 1427034.6253 | 1477233.7226 | 1514849.9738 | 1544806.6705 | 1571025.0453 | 1591433.6714 | 1608993.9636 | 1627147.8989 | 1644726.4585 | 1661470.8585 | 1678933.2394 | 1696023.5963 | 1713917.8324
Scenario 1: Reference | SCG | Com | HVAC | Com - Restaurant | Rate Impact Measure Test | Energy Efficiency | 5868333.9461 | 5906520.2649 | 5862415.4304 | 5755227.7207 | 5598506.638 | 5383288.9385 | 5118257.6326 | 4812292.3922 | 4456222.7169 | 4045088.8088 | 3575737.9558 | 3039483.2727 | 2426908.1644
Scenario 1: Reference | SCG | Com | HVAC | Com - Restaurant | Total Resource Cost Test | Energy Efficiency | 4264542.1171 | 4483085.4828 | 4668665.1618 | 4835105.6248 | 4993953.2057 | 5137870.5407 | 5275902.6167 | 5419332.3123 | 5564305.2898 | 5709906.4642 | 5861604.076 | 6015664.8077 | 6176443.4511
Scenario 1: Reference | SCG | Com | HVAC | Com - Retail | Participant Cost Test | Energy Efficiency | 1128578.2991 | 1165580.764 | 1199642.1122 | 1235376.4202 | 970160.6766 | 821904.3121 | 1136.6899 | 1163.0858 | 1184.7407 | 1205.5553 | 1229.7205 | 1251.7157 | 1276.277
Scenario 1: Reference | SCG | Com | HVAC | Com - Retail | Program Administrator Cost Test | Energy Efficiency | 102637.594 | 103945.3331 | 104861.7174 | 105891.1095 | 74812.9561 | 19259.5811 | 9239.8382 | 9379.5003 | 9463.4649 | 9529.705 | 9615.8779 | 9672.89 | 9742.1268
Scenario 1: Reference | SCG | Com | HVAC | Com - Retail | Rate Impact Measure Test | Energy Efficiency | 554821.2399 | 544207.9228 | 526755.8483 | 508161.1114 | 153076.9563 | 570007.942 | 248229.3708 | 225098.5132 | 197702.2546 | 167069.2381 | 133631.2375 | 96250.5919 | 55169.7054
Scenario 1: Reference | SCG | Com | HVAC | Com - Retail | Total Resource Cost Test | Energy Efficiency | 319535.4906 | 328139.2035 | 335791.3178 | 343886.6944 | 261620.8694 | 184412.8386 | 9872.0331 | 10028.2474 | 10126.0328 | 10205.5761 | 10306.9235 | 10377.8417 | 10462.4188
Scenario 1: Reference | SCG | Com | HVAC | Com - School | Participant Cost Test | Energy Efficiency | 2230789.7381 | 1969705.635 | 2010432.5298 | 2049671.5603 | 1928700.3296 | 545290.2773 | 544876.4963 | 547665.3827 | 552804.8863 | 560195.5564 | 566023.0427 | 575628.0725 | 582394.3113
Scenario 1: Reference | SCG | Com | HVAC | Com - School | Program Administrator Cost Test | Energy Efficiency | 289313.4079 | 288887.8582 | 288980.89 | 288751.491 | 286653.9226 | 80405.5531 | 79115.8603 | 77952.474 | 77132.2075 | 76621.6083 | 75891.1009 | 75655.7483 | 75033.6442
Scenario 1: Reference | SCG | Com | HVAC | Com - School | Rate Impact Measure Test | Energy Efficiency | 1088745.2482 | 1052141.9032 | 1014531.6838 | 971612.7853 | 917018.7615 | 461879.7504 | 421122.9811 | 378939.3723 | 335932.6753 | 291330.4645 | 242573.6704 | 191574.2956 | 135167.4521
Scenario 1: Reference | SCG | Com | HVAC | Com - School | Total Resource Cost Test | Energy Efficiency | 903422.3611 | 852819.9567 | 863962.4821 | 874181.1977 | 848015.0086 | 387854.6415 | 387598.6844 | 388378.5567 | 390831.9814 | 394873.5368 | 397808.3784 | 403389.4124 | 406970.3553
Scenario 1: Reference | SCG | Com | HVAC | Com - Warehouse | Participant Cost Test | Energy Efficiency | 83.6304 | 90.1932 | 95.2174 | 101.583 | 109.5649 | 116.8931 | 123.3452 | 130.3393 | 136.2662 | 142.2355 | 148.5329 | 154.0794 | 160.5538
Scenario 1: Reference | SCG | Com | HVAC | Com - Warehouse | Program Administrator Cost Test | Energy Efficiency | 7.2392 | 7.6542 | 7.9221 | 8.286 | 8.7618 | 9.1646 | 9.4808 | 9.8219 | 10.0672 | 10.3022 | 10.5474 | 10.7267 | 10.9583
Scenario 1: Reference | SCG | Com | HVAC | Com - Warehouse | Rate Impact Measure Test | Energy Efficiency | 29.1768 | 30.0127 | 30.0795 | 30.2987 | 30.6558 | 30.4519 | 29.6433 | 28.5717 | 26.8521 | 24.722 | 22.1759 | 19.021 | 15.4093
Scenario 1: Reference | SCG | Com | HVAC | Com - Warehouse | Total Resource Cost Test | Energy Efficiency | 55.3012 | 59.5325 | 62.7366 | 66.8135 | 71.9393 | 76.6213 | 80.7164 | 85.1542 | 88.8839 | 92.6318 | 96.5837 | 100.0385 | 104.087
Scenario 1: Reference | SCG | Com | WaterHeat | Com - College | Participant Cost Test | Energy Efficiency | 342492.5422 | 336115.4952 | 293682.8393 | 318684.8128 | 309853.7608 | 150460.1107 | 34322.8775 | 29948.4748 | 18446.8595 | 17135.079 | 15923.3245 | 14805.1022 | 13771.5962
Scenario 1: Reference | SCG | Com | WaterHeat | Com - College | Program Administrator Cost Test | Energy Efficiency | 157206.1383 | 146534.9106 | 142507.1174 | 145236.1956 | 139391.1541 | 31520.437 | 27929.9315 | 25075.3988 | 20845.7322 | 19037.2176 | 17393.3956 | 15903.5557 | 14550.5177
Scenario 1: Reference | SCG | Com | WaterHeat | Com - College | Rate Impact Measure Test | Energy Efficiency | 638769.0894 | 604046.6266 | 581262.2002 | 568671.5745 | 536251.4355 | 64213.4588 | 57564.0654 | 52283.9957 | 44292.5829 | 40725.2289 | 34308.0132 | 26826.4801 | 19803.1972
Scenario 1: Reference | SCG | Com | WaterHeat | Com - College | Total Resource Cost Test | Energy Efficiency | 347904.7025 | 337010.1974 | 292405.181 | 309918.2669 | 300667.3224 | 112404.0628 | 40100.6656 | 35405.7013 | 25400.1146 | 23323.7634 | 21429.7087 | 19704.8635 | 18130.7152
Scenario 1: Reference | SCG | Com | WaterHeat | Com - Grocery | Participant Cost Test | Energy Efficiency | 216690.2743 | 125899.876 | 72787.9714 | 69783.9117 | 68642.7833 | 52896.4844 | 36469.5784 | 35027.1827 | 33716.9091 | 32545.2768 | 31499.6624 | 30565.97 | 29740.8316
Scenario 1: Reference | SCG | Com | WaterHeat | Com - Grocery | Program Administrator Cost Test | Energy Efficiency | 260801.4512 | 143411.5901 | 75592.8489 | 70459.6463 | 67454.9159 | 49959.6114 | 47425.9904 | 45163.8136 | 43130.3512 | 41310.3899 | 39691.2374 | 38247.4939 | 36969.6895
Scenario 1: Reference | SCG | Com | WaterHeat | Com - Grocery | Rate Impact Measure Test | Energy Efficiency | 562191.1397 | 333754.3975 | 200212.4811 | 189202.4362 | 182175.4403 | 121278.0086 | 117580.9956 | 114528.819 | 112003.9686 | 101743.3471 | 87265.4896 | 70619.7073 | 53498.2667
Scenario 1: Reference | SCG | Com | WaterHeat | Com - Grocery | Total Resource Cost Test | Energy Efficiency | 316530.9297 | 178971.1419 | 99453.4924 | 93942.3602 | 91068.249 | 68550.1506 | 56851.4307 | 54343.8881 | 52082.7893 | 50060.5038 | 48260.6447 | 46654.7309 | 45233.8133
Scenario 1: Reference | SCG | Com | WaterHeat | Com - Health | Participant Cost Test | Energy Efficiency | 3097764.5466 | 13464141.016 | 9627248.0287 | 6664594.0587 | 4617526.2496 | 2970655.2396 | 1806887.9766 | 1110562.3123 | 25690.6367 | 23988.9254 | 23409.1879 | 21920.7739 | 20550.0822
Scenario 1: Reference | SCG | Com | WaterHeat | Com - Health | Program Administrator Cost Test | Energy Efficiency | 839146.5133 | 2536533.4791 | 1854474.4844 | 1337610.0503 | 987652.4625 | 474300.5187 | 309194.6968 | 196148.2314 | 29532.4366 | 27165.9719 | 25179.8806 | 23229.9774 | 21466.547
Scenario 1: Reference | SCG | Com | WaterHeat | Com - Health | Rate Impact Measure Test | Energy Efficiency | 2805432.6641 | 7310538.8583 | 5523416.6966 | 4123936.3959 | 3146165.9124 | 1289492.0927 | 845084.9169 | 536815.1296 | 64791.6707 | 59457.6452 | 50612.1548 | 39825.57 | 29550.9802
Scenario 1: Reference | SCG | Com | WaterHeat | Com - Health | Total Resource Cost Test | Energy Efficiency | 2519814.4936 | 10016588.5211 | 7180537.674 | 5014512.2702 | 3523599.8387 | 2136520.1774 | 1314412.1897 | 811847.141 | 35937.2716 | 33227.4132 | 31474.0473 | 29199.464 | 27131.7374
Scenario 1: Reference | SCG | Com | WaterHeat | Com - Lodging | Participant Cost Test | Energy Efficiency | 5176592.8147 | 4391504.5609 | 3597104.5654 | 3045409.6421 | 2676130.5484 | 1372108.1514 | 171250.479 | 158045.2707 | 26992.6971 | 23682.01 | 21047.7665 | 18916.8562 | 17326.3393
Scenario 1: Reference | SCG | Com | WaterHeat | Com - Lodging | Program Administrator Cost Test | Energy Efficiency | 1932499.7618 | 1794074.133 | 1670065.799 | 1578400.5244 | 1522258.7239 | 86764.1642 | 53468.4577 | 47857.1089 | 25982.4438 | 23295.1416 | 21030.0596 | 19099.809 | 17460.69
Scenario 1: Reference | SCG | Com | WaterHeat | Com - Lodging | Rate Impact Measure Test | Energy Efficiency | 7988205.678 | 7485104.8845 | 6982308.3673 | 6515877.4375 | 6106144.9465 | 210061.3774 | 124908.7186 | 113812.9048 | 57355.9367 | 51292.4585 | 42635.5187 | 32975.035 | 24130.5833
Scenario 1: Reference | SCG | Com | WaterHeat | Com - Lodging | Total Resource Cost Test | Energy Efficiency | 4629999.5761 | 4052951.5468 | 3459815.3351 | 3056964.9013 | 2790231.3674 | 886934.124 | 141495.9134 | 129430.3346 | 34445.6961 | 30507.9864 | 27292.4834 | 24627.6518 | 22502.6719
Scenario 1: Reference | SCG | Com | WaterHeat | Com - Office (Large) | Participant Cost Test | Energy Efficiency | 897680.1136 | 901876.5731 | 856072.9911 | 861645.7255 | 870181.917 | 450585.07 | 65464.2311 | 60446.8422 | 52994.081 | 49117.4686 | 45525.6198 | 42197.4692 | 39113.5277
Scenario 1: Reference | SCG | Com | WaterHeat | Com - Office (Large) | Program Administrator Cost Test | Energy Efficiency | 374341.3976 | 362418.1062 | 350932.4594 | 340584.9849 | 331330.2842 | 79546.0278 | 72309.5417 | 65738.3838 | 59130.886 | 53805.9911 | 48960.393 | 44553.1735 | 40544.7041
Scenario 1: Reference | SCG | Com | WaterHeat | Com - Office (Large) | Rate Impact Measure Test | Energy Efficiency | 1442177.3228 | 1382248.8379 | 1317017.9383 | 1250749.6622 | 1183674.6407 | 160306.2964 | 147122.5027 | 135152.2127 | 123113.9696 | 113491.4191 | 95351.0087 | 74179.3996 | 54684.4862
Scenario 1: Reference | SCG | Com | WaterHeat | Com - Office (Large) | Total Resource Cost Test | Energy Efficiency | 846606.5299 | 840582.4462 | 784964.4812 | 780843.5478 | 779478.0501 | 325269.342 | 88999.6433 | 81284.9347 | 72074.6605 | 65965.4715 | 60380.1395 | 55274.1017 | 50605.7499
Scenario 1: Reference | SCG | Com | WaterHeat | Com - Office (Small) | Participant Cost Test | Energy Efficiency | 45026.1795 | 42648.3272 | 40465.2727 | 38475.2372 | 32685.7796 | 24258.1068 | 22482.4613 | 20837.3908 | 19310.8706 | 17898.957 | 16590.6693 | 15378.3526 | 14254.9238
Scenario 1: Reference | SCG | Com | WaterHeat | Com - Office (Small) | Program Administrator Cost Test | Energy Efficiency | 52379.1995 | 48600.8253 | 45146.7908 | 41937.9659 | 36040.2487 | 28597.5045 | 26019.1365 | 23674.3984 | 21541.2649 | 19601.9731 | 17837.2317 | 16232.0673 | 14772.0579
Scenario 1: Reference | SCG | Com | WaterHeat | Com - Office (Small) | Rate Impact Measure Test | Energy Efficiency | 136598.4221 | 128309.4961 | 120344.7422 | 112636.6418 | 89019.6785 | 57696.292 | 52995.3988 | 48721.6195 | 44851.0649 | 41346.9328 | 34737.1206 | 27023.2568 | 19922.6452
Scenario 1: Reference | SCG | Com | WaterHeat | Com - Office (Small) | Total Resource Cost Test | Energy Efficiency | 66905.0424 | 62751.3969 | 58969.2858 | 55511.9599 | 46670.7345 | 34272.5248 | 31357.5805 | 28693.9426 | 26257.6773 | 24032.9477 | 21998.8926 | 20139.2753 | 18438.9644
Scenario 1: Reference | SCG | Com | WaterHeat | Com - Other | Participant Cost Test | Energy Efficiency | 1605226.3039 | 1556429.2097 | 1113890.0281 | 1105194.9737 | 875278.1817 | 455452.1014 | 167314.7808 | 155854.4681 | 135113.4372 | 129322.8906 | 124106.4322 | 119412.9881 | 115221.9834
Scenario 1: Reference | SCG | Com | WaterHeat | Com - Other | Program Administrator Cost Test | Energy Efficiency | 977334.7421 | 911267.4756 | 891747.6942 | 876090.462 | 690992.6852 | 208144.4168 | 192526.0898 | 181051.8101 | 168403.7786 | 159814.3331 | 152129.6834 | 145269.4181 | 139183.9367
Scenario 1: Reference | SCG | Com | WaterHeat | Com - Other | Rate Impact Measure Test | Energy Efficiency | 4489832.8802 | 4277951.399 | 4139761.158 | 3989196.0151 | 2928847.9615 | 487173.2349 | 457711.4948 | 440086.1829 | 420537.0291 | 383109.7249 | 328045.9282 | 264341.4918 | 199503.1822
Scenario 1: Reference | SCG | Com | WaterHeat | Com - Other | Total Resource Cost Test | Energy Efficiency | 1944542.8056 | 1876636.4677 | 1431411.7289 | 1419044.1983 | 1116827.9091 | 425203.0741 | 240664.7024 | 225461.2795 | 203792.2856 | 194125.8527 | 185472.6577 | 177733.1811 | 170857.7891
Scenario 1: Reference | SCG | Com | WaterHeat | Com - Refrig. Warehouse | Participant Cost Test | Energy Efficiency | 21591.3086 | 6192.0149 | 6282.4043 | 7072.728 | 5166.9164 | 3858.2178 | 3573.4442 | 3309.9063 | 3065.9938 | 2840.2217 | 2631.2202 | 2438.5891 | 2259.3935
Scenario 1: Reference | SCG | Com | WaterHeat | Com - Refrig. Warehouse | Program Administrator Cost Test | Energy Efficiency | 27557.7474 | 7836.6483 | 7818.6572 | 8828.4709 | 6279.4999 | 4552.6837 | 4139.569 | 3764.2467 | 3423.2236 | 3113.3336 | 2831.3833 | 2575.2704 | 2342.3834
Scenario 1: Reference | SCG | Com | WaterHeat | Com - Refrig. Warehouse | Rate Impact Measure Test | Energy Efficiency | 66744.3171 | 19668.0968 | 18277.699 | 27534.6649 | 15936.1736 | 9179.1736 | 8425.7931 | 7741.5053 | 7122.5165 | 6562.3713 | 5515.1445 | 4292.4762 | 3161.4358
Scenario 1: Reference | SCG | Com | WaterHeat | Com - Refrig. Warehouse | Total Resource Cost Test | Energy Efficiency | 32817.9201 | 9376.7021 | 9339.5959 | 10815.0644 | 7609.6743 | 5458.1442 | 4990.4432 | 4563.5242 | 4173.7599 | 3817.8534 | 3492.6776 | 3196.2715 | 2924.8953
Scenario 1: Reference | SCG | Com | WaterHeat | Com - Restaurant | Participant Cost Test | Energy Efficiency | 669617.8549 | 687707.9616 | 700890.3579 | 713677.7966 | 727701.1887 | 78666.9139 | 79497.7603 | 80494.13 | 81627.6295 | 82884.2531 | 84283.5986 | 85802.1405 | 87457.4151
Scenario 1: Reference | SCG | Com | WaterHeat | Com - Restaurant | Program Administrator Cost Test | Energy Efficiency | 602518.7612 | 606540.4456 | 606322.751 | 605636.5158 | 605718.5063 | 120081.7014 | 120164.3066 | 120468.9161 | 120944.3476 | 121563.8562 | 122351.8022 | 123268.532 | 124335.7951
Scenario 1: Reference | SCG | Com | WaterHeat | Com - Restaurant | Rate Impact Measure Test | Energy Efficiency | 3438421.7962 | 3377105.4283 | 3273351.5479 | 3151887.5174 | 3019196.7529 | 352142.4398 | 357661.418 | 364387.2006 | 371998.5604 | 335727.4818 | 292573.6083 | 243170.07 | 187628.7334
Scenario 1: Reference | SCG | Com | WaterHeat | Com - Restaurant | Total Resource Cost Test | Energy Efficiency | 995988.9307 | 1015317.8942 | 1027198.3601 | 1038338.5661 | 1051079.5074 | 142692.4792 | 143145.4299 | 143856.7677 | 144768.1638 | 145849.9065 | 147133.7518 | 148573.5319 | 150197.1241
Scenario 1: Reference | SCG | Com | WaterHeat | Com - Retail | Participant Cost Test | Energy Efficiency | 352890.8138 | 242258.7351 | 193525.1257 | 145771.6998 | 146922.7856 | 113328.2703 | 98651.9064 | 90961.7327 | 77518.7888 | 71877.5294 | 66646.9872 | 61797.2359 | 57300.5329
Scenario 1: Reference | SCG | Com | WaterHeat | Com - Retail | Program Administrator Cost Test | Energy Efficiency | 322817.587 | 199959.947 | 180677.6904 | 157836.4136 | 144175.4732 | 118431.0684 | 106286.2538 | 96626.861 | 86414.8786 | 78663.236 | 71608.5331 | 65188.3376 | 59345.4745
Scenario 1: Reference | SCG | Com | WaterHeat | Com - Retail | Rate Impact Measure Test | Energy Efficiency | 700513.441 | 461837.0696 | 423428.0521 | 378079.9277 | 329820.764 | 238369.0637 | 216223.1418 | 198638.7557 | 180005.0824 | 166002.186 | 139433.953 | 108440.8898 | 79999.0622
Scenario 1: Reference | SCG | Com | WaterHeat | Com - Retail | Total Resource Cost Test | Energy Efficiency | 453119.103 | 299982.7733 | 248895.0763 | 203519.0319 | 192846.5414 | 149818.0325 | 132246.7323 | 120722.2894 | 105320.1157 | 96434.2604 | 88306.2323 | 80870.8933 | 74068.6166
Scenario 1: Reference | SCG | Com | WaterHeat | Com - School | Participant Cost Test | Energy Efficiency | 415374.9279 | 418050.4703 | 420854.6069 | 424173.0873 | 426410.2067 | 36245.2668 | 34368.6411 | 32759.7533 | 30968.0548 | 29508.9921 | 28177.2467 | 26971.167 | 25873.6023
Scenario 1: Reference | SCG | Com | WaterHeat | Com - School | Program Administrator Cost Test | Energy Efficiency | 252184.7795 | 246825.041 | 241599.9229 | 236748.9903 | 231409.8835 | 46049.8418 | 43136.0903 | 40525.1379 | 38107.4711 | 35966.3891 | 34032.5179 | 32300.1213 | 30738.8423
Scenario 1: Reference | SCG | Com | WaterHeat | Com - School | Rate Impact Measure Test | Energy Efficiency | 1197510.7827 | 1152080.1694 | 1101666.6607 | 1048469.6557 | 988388.1106 | 106150.4913 | 101390.9554 | 97279.018 | 93576.0777 | 85201.8981 | 72654.3156 | 58230.1421 | 43784.3414
Scenario 1: Reference | SCG | Com | WaterHeat | Com - School | Total Resource Cost Test | Energy Efficiency | 484374.6199 | 482726.6879 | 481084.6474 | 480105.3634 | 477984.6211 | 55052.1698 | 51814.1915 | 48960.9457 | 46139.8036 | 43722.3307 | 41533.3281 | 39567.1643 | 37789.9609
Scenario 1: Reference | SCG | Com | WaterHeat | Com - Warehouse | Participant Cost Test | Energy Efficiency | 502976.7733 | 305906.2868 | 244020.9824 | 211756.8509 | 186337.6204 | 148036.9194 | 113891.8659 | 101396.9811 | 83096.1201 | 76974.9555 | 71308.7484 | 66063.1812 | 61206.5868
Scenario 1: Reference | SCG | Com | WaterHeat | Com - Warehouse | Program Administrator Cost Test | Energy Efficiency | 468670.6757 | 244731.7361 | 195099.6217 | 174821.4232 | 156843.465 | 129855.0022 | 116200.065 | 104715.2716 | 92779.2038 | 84377.8428 | 76734.0231 | 69787.3069 | 63474.3994
Scenario 1: Reference | SCG | Com | WaterHeat | Com - Warehouse | Rate Impact Measure Test | Energy Efficiency | 936009.3863 | 502612.5644 | 407641.8805 | 369175.5701 | 334935.564 | 260697.1069 | 235809.4073 | 214868.5279 | 193033.0518 | 177846.9714 | 149468.4843 | 116327.9012 | 85671.9717
Scenario 1: Reference | SCG | Com | WaterHeat | Com - Warehouse | Total Resource Cost Test | Energy Efficiency | 635213.3109 | 358139.5025 | 284815.889 | 250462.745 | 222103.6102 | 178869.0301 | 148490.9888 | 132723.2793 | 113123.2728 | 103473.8335 | 94657.8855 | 86605.4934 | 79249.6325
Scenario 1: Reference | SCG | Com | WholeBlg | Com - College | Participant Cost Test | Energy Efficiency | 93862.8656 | 93833.7827 | 93553.8514 | 93506.5038 | 93496.6768 | 93625.8707 | 93846.3565 | 93865.1214 | 93870.0496 | 93992.0272 | 93792.2374 | 93364.3103 | 93295.0751
Scenario 1: Reference | SCG | Com | WholeBlg | Com - College | Program Administrator Cost Test | Energy Efficiency | 93862.8656 | 93833.7827 | 93553.8514 | 93506.5038 | 93496.6768 | 93625.8707 | 93846.3565 | 93865.1214 | 93870.0496 | 93992.0272 | 93792.2374 | 93364.3103 | 93295.0751
Scenario 1: Reference | SCG | Com | WholeBlg | Com - College | Rate Impact Measure Test | Energy Efficiency | 93862.8656 | 93833.7827 | 93553.8514 | 93506.5038 | 93496.6768 | 93625.8707 | 93846.3565 | 93865.1214 | 93870.0496 | 93992.0272 | 93792.2374 | 93364.3103 | 93295.0751
Scenario 1: Reference | SCG | Com | WholeBlg | Com - College | Total Resource Cost Test | Energy Efficiency | 93862.8656 | 93833.7827 | 93553.8514 | 93506.5038 | 93496.6768 | 93625.8707 | 93846.3565 | 93865.1214 | 93870.0496 | 93992.0272 | 93792.2374 | 93364.3103 | 93295.0751
Scenario 1: Reference | SCG | Com | WholeBlg | Com - Grocery | Participant Cost Test | Energy Efficiency | 35302.398 | 35754.7783 | 36124.1948 | 36587.1695 | 37079.6926 | 37428.7335 | 37787.2507 | 38128.3494 | 38478.3908 | 38722.0701 | 38951.165 | 39072.7324 | 39168.9083
Scenario 1: Reference | SCG | Com | WholeBlg | Com - Grocery | Program Administrator Cost Test | Energy Efficiency | 35302.398 | 35754.7783 | 36124.1948 | 36587.1695 | 37079.6926 | 37428.7335 | 37787.2507 | 38128.3494 | 38478.3908 | 38722.0701 | 38951.165 | 39072.7324 | 39168.9083
Scenario 1: Reference | SCG | Com | WholeBlg | Com - Grocery | Rate Impact Measure Test | Energy Efficiency | 35302.398 | 35754.7783 | 36124.1948 | 36587.1695 | 37079.6926 | 37428.7335 | 37787.2507 | 38128.3494 | 38478.3908 | 38722.0701 | 38951.165 | 39072.7324 | 39168.9083
Scenario 1: Reference | SCG | Com | WholeBlg | Com - Grocery | Total Resource Cost Test | Energy Efficiency | 35302.398 | 35754.7783 | 36124.1948 | 36587.1695 | 37079.6926 | 37428.7335 | 37787.2507 | 38128.3494 | 38478.3908 | 38722.0701 | 38951.165 | 39072.7324 | 39168.9083
Scenario 1: Reference | SCG | Com | WholeBlg | Com - Health | Participant Cost Test | Energy Efficiency | 129607.5112 | 131701.9534 | 133493.9354 | 135617.1457 | 137856.4201 | 139699.9323 | 141620.7849 | 143386.4063 | 145172.0179 | 146578.0358 | 147914.4655 | 148808.9923 | 149036.6603
Scenario 1: Reference | SCG | Com | WholeBlg | Com - Health | Program Administrator Cost Test | Energy Efficiency | 129607.5112 | 131701.9534 | 133493.9354 | 135617.1457 | 137856.4201 | 139699.9323 | 141620.7849 | 143386.4063 | 145172.0179 | 146578.0358 | 147914.4655 | 148808.9923 | 149036.6603
Scenario 1: Reference | SCG | Com | WholeBlg | Com - Health | Rate Impact Measure Test | Energy Efficiency | 129607.5112 | 131701.9534 | 133493.9354 | 135617.1457 | 137856.4201 | 139699.9323 | 141620.7849 | 143386.4063 | 145172.0179 | 146578.0358 | 147914.4655 | 148808.9923 | 149036.6603
Scenario 1: Reference | SCG | Com | WholeBlg | Com - Health | Total Resource Cost Test | Energy Efficiency | 129607.5112 | 131701.9534 | 133493.9354 | 135617.1457 | 137856.4201 | 139699.9323 | 141620.7849 | 143386.4063 | 145172.0179 | 146578.0358 | 147914.4655 | 148808.9923 | 149036.6603
Scenario 1: Reference | SCG | Com | WholeBlg | Com - Lodging | Participant Cost Test | Energy Efficiency | 63438.1692 | 64343.962 | 65098.534 | 66015.1523 | 66989.9557 | 67765.515 | 68566.3763 | 69319.7467 | 70094.1132 | 70743.6497 | 71318.6 | 71699.9791 | 71834.8996
Scenario 1: Reference | SCG | Com | WholeBlg | Com - Lodging | Program Administrator Cost Test | Energy Efficiency | 63438.1692 | 64343.962 | 65098.534 | 66015.1523 | 66989.9557 | 67765.515 | 68566.3763 | 69319.7467 | 70094.1132 | 70743.6497 | 71318.6 | 71699.9791 | 71834.8996
Scenario 1: Reference | SCG | Com | WholeBlg | Com - Lodging | Rate Impact Measure Test | Energy Efficiency | 63438.1692 | 64343.962 | 65098.534 | 66015.1523 | 66989.9557 | 67765.515 | 68566.3763 | 69319.7467 | 70094.1132 | 70743.6497 | 71318.6 | 71699.9791 | 71834.8996
Scenario 1: Reference | SCG | Com | WholeBlg | Com - Lodging | Total Resource Cost Test | Energy Efficiency | 63438.1692 | 64343.962 | 65098.534 | 66015.1523 | 66989.9557 | 67765.515 | 68566.3763 | 69319.7467 | 70094.1132 | 70743.6497 | 71318.6 | 71699.9791 | 71834.8996
Scenario 1: Reference | SCG | Com | WholeBlg | Com - Office (Large) | Participant Cost Test | Energy Efficiency | 203111.3185 | 204126.9051 | 204531.4287 | 205375.9674 | 206359.383 | 207268.6432 | 208502.9035 | 209330.8881 | 210097.7378 | 211704.6808 | 211920.4635 | 211549.0281 | 211285.3666
Scenario 1: Reference | SCG | Com | WholeBlg | Com - Office (Large) | Program Administrator Cost Test | Energy Efficiency | 203111.3185 | 204126.9051 | 204531.4287 | 205375.9674 | 206359.383 | 207268.6432 | 208502.9035 | 209330.8881 | 210097.7378 | 211704.6808 | 211920.4635 | 211549.0281 | 211285.3666
Scenario 1: Reference | SCG | Com | WholeBlg | Com - Office (Large) | Rate Impact Measure Test | Energy Efficiency | 203111.3185 | 204126.9051 | 204531.4287 | 205375.9674 | 206359.383 | 207268.6432 | 208502.9035 | 209330.8881 | 210097.7378 | 211704.6808 | 211920.4635 | 211549.0281 | 211285.3666
Scenario 1: Reference | SCG | Com | WholeBlg | Com - Office (Large) | Total Resource Cost Test | Energy Efficiency | 203111.3185 | 204126.9051 | 204531.4287 | 205375.9674 | 206359.383 | 207268.6432 | 208502.9035 | 209330.8881 | 210097.7378 | 211704.6808 | 211920.4635 | 211549.0281 | 211285.3666
Scenario 1: Reference | SCG | Com | WholeBlg | Com - Office (Small) | Participant Cost Test | Energy Efficiency | 24185.4852 | 24444.1335 | 24648.3909 | 24916.9634 | 25204.1135 | 25382.77 | 25562.1846 | 25731.3173 | 25907.8696 | 26069.2998 | 26165.3811 | 26192.8426 | 26252.1731
Scenario 1: Reference | SCG | Com | WholeBlg | Com - Office (Small) | Program Administrator Cost Test | Energy Efficiency | 24185.4852 | 24444.1335 | 24648.3909 | 24916.9634 | 25204.1135 | 25382.77 | 25562.1846 | 25731.3173 | 25907.8696 | 26069.2998 | 26165.3811 | 26192.8426 | 26252.1731
Scenario 1: Reference | SCG | Com | WholeBlg | Com - Office (Small) | Rate Impact Measure Test | Energy Efficiency | 24185.4852 | 24444.1335 | 24648.3909 | 24916.9634 | 25204.1135 | 25382.77 | 25562.1846 | 25731.3173 | 25907.8696 | 26069.2998 | 26165.3811 | 26192.8426 | 26252.1731
Scenario 1: Reference | SCG | Com | WholeBlg | Com - Office (Small) | Total Resource Cost Test | Energy Efficiency | 24185.4852 | 24444.1335 | 24648.3909 | 24916.9634 | 25204.1135 | 25382.77 | 25562.1846 | 25731.3173 | 25907.8696 | 26069.2998 | 26165.3811 | 26192.8426 | 26252.1731
Scenario 1: Reference | SCG | Com | WholeBlg | Com - Other | Participant Cost Test | Energy Efficiency | 422496.5961 | 428503.7024 | 433625.3649 | 439933.333 | 446621.1227 | 451763.7151 | 457184.2916 | 462295.1791 | 467540.6243 | 471735.366 | 475626.2063 | 478214.2881 | 479145.0248
Scenario 1: Reference | SCG | Com | WholeBlg | Com - Other | Program Administrator Cost Test | Energy Efficiency | 422496.5961 | 428503.7024 | 433625.3649 | 439933.333 | 446621.1227 | 451763.7151 | 457184.2916 | 462295.1791 | 467540.6243 | 471735.366 | 475626.2063 | 478214.2881 | 479145.0248
Scenario 1: Reference | SCG | Com | WholeBlg | Com - Other | Rate Impact Measure Test | Energy Efficiency | 422496.5961 | 428503.7024 | 433625.3649 | 439933.333 | 446621.1227 | 451763.7151 | 457184.2916 | 462295.1791 | 467540.6243 | 471735.366 | 475626.2063 | 478214.2881 | 479145.0248
Scenario 1: Reference | SCG | Com | WholeBlg | Com - Other | Total Resource Cost Test | Energy Efficiency | 422496.5961 | 428503.7024 | 433625.3649 | 439933.333 | 446621.1227 | 451763.7151 | 457184.2916 | 462295.1791 | 467540.6243 | 471735.366 | 475626.2063 | 478214.2881 | 479145.0248
Scenario 1: Reference | SCG | Com | WholeBlg | Com - Refrig. Warehouse | Participant Cost Test | Energy Efficiency | 8192.3271 | 8342.9645 | 8477.7529 | 8635.6241 | 8800.9056 | 8921.0106 | 9041.005 | 9159.4151 | 9281.5657 | 9368.5938 | 9460.1524 | 9525.4623 | 9554.3427
Scenario 1: Reference | SCG | Com | WholeBlg | Com - Refrig. Warehouse | Program Administrator Cost Test | Energy Efficiency | 8192.3271 | 8342.9645 | 8477.7529 | 8635.6241 | 8800.9056 | 8921.0106 | 9041.005 | 9159.4151 | 9281.5657 | 9368.5938 | 9460.1524 | 9525.4623 | 9554.3427
Scenario 1: Reference | SCG | Com | WholeBlg | Com - Refrig. Warehouse | Rate Impact Measure Test | Energy Efficiency | 8192.3271 | 8342.9645 | 8477.7529 | 8635.6241 | 8800.9056 | 8921.0106 | 9041.005 | 9159.4151 | 9281.5657 | 9368.5938 | 9460.1524 | 9525.4623 | 9554.3427
Scenario 1: Reference | SCG | Com | WholeBlg | Com - Refrig. Warehouse | Total Resource Cost Test | Energy Efficiency | 8192.3271 | 8342.9645 | 8477.7529 | 8635.6241 | 8800.9056 | 8921.0106 | 9041.005 | 9159.4151 | 9281.5657 | 9368.5938 | 9460.1524 | 9525.4623 | 9554.3427
Scenario 1: Reference | SCG | Com | WholeBlg | Com - Restaurant | Participant Cost Test | Energy Efficiency | 179686.9989 | 183044.2158 | 186034.5768 | 189532.5818 | 193215.2847 | 195985.0684 | 198760.4168 | 201497.9233 | 204315.5216 | 206449.1176 | 208609.7113 | 210194.746 | 210799.2365
Scenario 1: Reference | SCG | Com | WholeBlg | Com - Restaurant | Program Administrator Cost Test | Energy Efficiency | 179686.9989 | 183044.2158 | 186034.5768 | 189532.5818 | 193215.2847 | 195985.0684 | 198760.4168 | 201497.9233 | 204315.5216 | 206449.1176 | 208609.7113 | 210194.746 | 210799.2365
Scenario 1: Reference | SCG | Com | WholeBlg | Com - Restaurant | Rate Impact Measure Test | Energy Efficiency | 179686.9989 | 183044.2158 | 186034.5768 | 189532.5818 | 193215.2847 | 195985.0684 | 198760.4168 | 201497.9233 | 204315.5216 | 206449.1176 | 208609.7113 | 210194.746 | 210799.2365
Scenario 1: Reference | SCG | Com | WholeBlg | Com - Restaurant | Total Resource Cost Test | Energy Efficiency | 179686.9989 | 183044.2158 | 186034.5768 | 189532.5818 | 193215.2847 | 195985.0684 | 198760.4168 | 201497.9233 | 204315.5216 | 206449.1176 | 208609.7113 | 210194.746 | 210799.2365
Scenario 1: Reference | SCG | Com | WholeBlg | Com - Retail | Participant Cost Test | Energy Efficiency | 48687.4356 | 49396.5958 | 49998.0749 | 50733.5027 | 51514.3482 | 52078.1713 | 52648.6896 | 53204.2101 | 53777.0991 | 54219.4549 | 54622.2114 | 54876.0832 | 422197.8962
Scenario 1: Reference | SCG | Com | WholeBlg | Com - Retail | Program Administrator Cost Test | Energy Efficiency | 48687.4356 | 49396.5958 | 49998.0749 | 50733.5027 | 51514.3482 | 52078.1713 | 52648.6896 | 53204.2101 | 53777.0991 | 54219.4549 | 54622.2114 | 54876.0832 | 103064.2743
Scenario 1: Reference | SCG | Com | WholeBlg | Com - Retail | Rate Impact Measure Test | Energy Efficiency | 48687.4356 | 49396.5958 | 49998.0749 | 50733.5027 | 51514.3482 | 52078.1713 | 52648.6896 | 53204.2101 | 53777.0991 | 54219.4549 | 54622.2114 | 54876.0832 | 319600.6235
Scenario 1: Reference | SCG | Com | WholeBlg | Com - Retail | Total Resource Cost Test | Energy Efficiency | 48687.4356 | 49396.5958 | 49998.0749 | 50733.5027 | 51514.3482 | 52078.1713 | 52648.6896 | 53204.2101 | 53777.0991 | 54219.4549 | 54622.2114 | 54876.0832 | 414361.3736
Scenario 1: Reference | SCG | Com | WholeBlg | Com - School | Participant Cost Test | Energy Efficiency | 78078.9787 | 78385.3512 | 78501.5019 | 78812.3893 | 79156.6005 | 79387.8563 | 79610.869 | 79739.4543 | 79867.9741 | 79988.669 | 79902.9753 | 79601.9311 | 79723.7495
Scenario 1: Reference | SCG | Com | WholeBlg | Com - School | Program Administrator Cost Test | Energy Efficiency | 78078.9787 | 78385.3512 | 78501.5019 | 78812.3893 | 79156.6005 | 79387.8563 | 79610.869 | 79739.4543 | 79867.9741 | 79988.669 | 79902.9753 | 79601.9311 | 79723.7495
Scenario 1: Reference | SCG | Com | WholeBlg | Com - School | Rate Impact Measure Test | Energy Efficiency | 78078.9787 | 78385.3512 | 78501.5019 | 78812.3893 | 79156.6005 | 79387.8563 | 79610.869 | 79739.4543 | 79867.9741 | 79988.669 | 79902.9753 | 79601.9311 | 79723.7495
Scenario 1: Reference | SCG | Com | WholeBlg | Com - School | Total Resource Cost Test | Energy Efficiency | 78078.9787 | 78385.3512 | 78501.5019 | 78812.3893 | 79156.6005 | 79387.8563 | 79610.869 | 79739.4543 | 79867.9741 | 79988.669 | 79902.9753 | 79601.9311 | 79723.7495
Scenario 1: Reference | SCG | Com | WholeBlg | Com - Warehouse | Participant Cost Test | Energy Efficiency | 159878.3947 | 162238.5853 | 164267.0239 | 166758.6706 | 169414.9194 | 171243.9397 | 173088.7392 | 174909.5396 | 176805.3401 | 178128.1681 | 179457.9406 | 180297.6896 | 180837.9328
Scenario 1: Reference | SCG | Com | WholeBlg | Com - Warehouse | Program Administrator Cost Test | Energy Efficiency | 159878.3947 | 162238.5853 | 164267.0239 | 166758.6706 | 169414.9194 | 171243.9397 | 173088.7392 | 174909.5396 | 176805.3401 | 178128.1681 | 179457.9406 | 180297.6896 | 180837.9328
Scenario 1: Reference | SCG | Com | WholeBlg | Com - Warehouse | Rate Impact Measure Test | Energy Efficiency | 159878.3947 | 162238.5853 | 164267.0239 | 166758.6706 | 169414.9194 | 171243.9397 | 173088.7392 | 174909.5396 | 176805.3401 | 178128.1681 | 179457.9406 | 180297.6896 | 180837.9328
Scenario 1: Reference | SCG | Com | WholeBlg | Com - Warehouse | Total Resource Cost Test | Energy Efficiency | 159878.3947 | 162238.5853 | 164267.0239 | 166758.6706 | 169414.9194 | 171243.9397 | 173088.7392 | 174909.5396 | 176805.3401 | 178128.1681 | 179457.9406 | 180297.6896 | 180837.9328
Scenario 1: Reference | SCG | Ind | WholeBlg | Ind - All Other Industrial | Participant Cost Test | Energy Efficiency | 36086.3117 | 36318.3997 | 36494.852 | 36650.3814 | 36794.0739 | 36900.1135 | 36991.9925 | 37089.2046 | 37192.5721 | 37313.546 | 37447.3658 | 37592.9681 | 37747.0845
Scenario 1: Reference | SCG | Ind | WholeBlg | Ind - All Other Industrial | Program Administrator Cost Test | Energy Efficiency | 36086.3117 | 36318.3997 | 36494.852 | 36650.3814 | 36794.0739 | 36900.1135 | 36991.9925 | 37089.2046 | 37192.5721 | 37313.546 | 37447.3658 | 37592.9681 | 37747.0845
Scenario 1: Reference | SCG | Ind | WholeBlg | Ind - All Other Industrial | Rate Impact Measure Test | Energy Efficiency | 36086.3117 | 36318.3997 | 36494.852 | 36650.3814 | 36794.0739 | 36900.1135 | 36991.9925 | 37089.2046 | 37192.5721 | 37313.546 | 37447.3658 | 37592.9681 | 37747.0845
Scenario 1: Reference | SCG | Ind | WholeBlg | Ind - All Other Industrial | Total Resource Cost Test | Energy Efficiency | 36086.3117 | 36318.3997 | 36494.852 | 36650.3814 | 36794.0739 | 36900.1135 | 36991.9925 | 37089.2046 | 37192.5721 | 37313.546 | 37447.3658 | 37592.9681 | 37747.0845
Scenario 1: Reference | SCG | Ind | WholeBlg | Ind - Chemicals | Participant Cost Test | Energy Efficiency | 436298.9208 | 439455.4459 | 442378.8272 | 445047.1581 | 447530.2176 | 449592.4526 | 451284.3276 | 452699.2917 | 454163.5231 | 455631.8681 | 457000.9648 | 458223.6349 | 459382.9344
Scenario 1: Reference | SCG | Ind | WholeBlg | Ind - Chemicals | Program Administrator Cost Test | Energy Efficiency | 436298.9208 | 439455.4459 | 442378.8272 | 445047.1581 | 447530.2176 | 449592.4526 | 451284.3276 | 452699.2917 | 454163.5231 | 455631.8681 | 457000.9648 | 458223.6349 | 459382.9344
Scenario 1: Reference | SCG | Ind | WholeBlg | Ind - Chemicals | Rate Impact Measure Test | Energy Efficiency | 436298.9208 | 439455.4459 | 442378.8272 | 445047.1581 | 447530.2176 | 449592.4526 | 451284.3276 | 452699.2917 | 454163.5231 | 455631.8681 | 457000.9648 | 458223.6349 | 459382.9344
Scenario 1: Reference | SCG | Ind | WholeBlg | Ind - Chemicals | Total Resource Cost Test | Energy Efficiency | 436298.9208 | 439455.4459 | 442378.8272 | 445047.1581 | 447530.2176 | 449592.4526 | 451284.3276 | 452699.2917 | 454163.5231 | 455631.8681 | 457000.9648 | 458223.6349 | 459382.9344
Scenario 1: Reference | SCG | Ind | WholeBlg | Ind - Electronics | Participant Cost Test | Energy Efficiency | 20842.7553 | 20998.0664 | 21151.5248 | 21297.8037 | 21439.3273 | 21574.4746 | 21709.3666 | 21845.6318 | 21980.7802 | 22116.4374 | 22248.6641 | 22377.2356 | 22504.546
Scenario 1: Reference | SCG | Ind | WholeBlg | Ind - Electronics | Program Administrator Cost Test | Energy Efficiency | 20842.7553 | 20998.0664 | 21151.5248 | 21297.8037 | 21439.3273 | 21574.4746 | 21709.3666 | 21845.6318 | 21980.7802 | 22116.4374 | 22248.6641 | 22377.2356 | 22504.546
Scenario 1: Reference | SCG | Ind | WholeBlg | Ind - Electronics | Rate Impact Measure Test | Energy Efficiency | 20842.7553 | 20998.0664 | 21151.5248 | 21297.8037 | 21439.3273 | 21574.4746 | 21709.3666 | 21845.6318 | 21980.7802 | 22116.4374 | 22248.6641 | 22377.2356 | 22504.546
Scenario 1: Reference | SCG | Ind | WholeBlg | Ind - Electronics | Total Resource Cost Test | Energy Efficiency | 20842.7553 | 20998.0664 | 21151.5248 | 21297.8037 | 21439.3273 | 21574.4746 | 21709.3666 | 21845.6318 | 21980.7802 | 22116.4374 | 22248.6641 | 22377.2356 | 22504.546
Scenario 1: Reference | SCG | Ind | WholeBlg | Ind - Fabricated Metals | Participant Cost Test | Energy Efficiency | 125103.9231 | 126654.9687 | 128257.6535 | 129386.5889 | 130284.5594 | 130921.1714 | 131387.088 | 131807.2562 | 132206.0495 | 132614.0996 | 132969.074 | 133242.9887 | 133452.1316
Scenario 1: Reference | SCG | Ind | WholeBlg | Ind - Fabricated Metals | Program Administrator Cost Test | Energy Efficiency | 125103.9231 | 126654.9687 | 128257.6535 | 129386.5889 | 130284.5594 | 130921.1714 | 131387.088 | 131807.2562 | 132206.0495 | 132614.0996 | 132969.074 | 133242.9887 | 133452.1316
Scenario 1: Reference | SCG | Ind | WholeBlg | Ind - Fabricated Metals | Rate Impact Measure Test | Energy Efficiency | 125103.9231 | 126654.9687 | 128257.6535 | 129386.5889 | 130284.5594 | 130921.1714 | 131387.088 | 131807.2562 | 132206.0495 | 132614.0996 | 132969.074 | 133242.9887 | 133452.1316
Scenario 1: Reference | SCG | Ind | WholeBlg | Ind - Fabricated Metals | Total Resource Cost Test | Energy Efficiency | 125103.9231 | 126654.9687 | 128257.6535 | 129386.5889 | 130284.5594 | 130921.1714 | 131387.088 | 131807.2562 | 132206.0495 | 132614.0996 | 132969.074 | 133242.9887 | 133452.1316
Scenario 1: Reference | SCG | Ind | WholeBlg | Ind - Food | Participant Cost Test | Energy Efficiency | 599771.4088 | 599421.5827 | 598960.955 | 598438.5058 | 597794.6282 | 597033.0524 | 596264.7557 | 595418.6152 | 594583.3552 | 593799.0802 | 592934.8817 | 591959.3242 | 590987.5682
Scenario 1: Reference | SCG | Ind | WholeBlg | Ind - Food | Program Administrator Cost Test | Energy Efficiency | 599771.4088 | 599421.5827 | 598960.955 | 598438.5058 | 597794.6282 | 597033.0524 | 596264.7557 | 595418.6152 | 594583.3552 | 593799.0802 | 592934.8817 | 591959.3242 | 590987.5682
Scenario 1: Reference | SCG | Ind | WholeBlg | Ind - Food | Rate Impact Measure Test | Energy Efficiency | 599771.4088 | 599421.5827 | 598960.955 | 598438.5058 | 597794.6282 | 597033.0524 | 596264.7557 | 595418.6152 | 594583.3552 | 593799.0802 | 592934.8817 | 591959.3242 | 590987.5682
Scenario 1: Reference | SCG | Ind | WholeBlg | Ind - Food | Total Resource Cost Test | Energy Efficiency | 599771.4088 | 599421.5827 | 598960.955 | 598438.5058 | 597794.6282 | 597033.0524 | 596264.7557 | 595418.6152 | 594583.3552 | 593799.0802 | 592934.8817 | 591959.3242 | 590987.5682
Scenario 1: Reference | SCG | Ind | WholeBlg | Ind - Industrial Machinery | Participant Cost Test | Energy Efficiency | 13008.8315 | 13237.6295 | 13483.3823 | 13648.7756 | 13763.5393 | 13846.2523 | 13925.9004 | 14003.8562 | 14082.6208 | 14164.4129 | 14236.8748 | 14297.6891 | 14348.7012
Scenario 1: Reference | SCG | Ind | WholeBlg | Ind - Industrial Machinery | Program Administrator Cost Test | Energy Efficiency | 13008.8315 | 13237.6295 | 13483.3823 | 13648.7756 | 13763.5393 | 13846.2523 | 13925.9004 | 14003.8562 | 14082.6208 | 14164.4129 | 14236.8748 | 14297.6891 | 14348.7012
Scenario 1: Reference | SCG | Ind | WholeBlg | Ind - Industrial Machinery | Rate Impact Measure Test | Energy Efficiency | 13008.8315 | 13237.6295 | 13483.3823 | 13648.7756 | 13763.5393 | 13846.2523 | 13925.9004 | 14003.8562 | 14082.6208 | 14164.4129 | 14236.8748 | 14297.6891 | 14348.7012
Scenario 1: Reference | SCG | Ind | WholeBlg | Ind - Industrial Machinery | Total Resource Cost Test | Energy Efficiency | 13008.8315 | 13237.6295 | 13483.3823 | 13648.7756 | 13763.5393 | 13846.2523 | 13925.9004 | 14003.8562 | 14082.6208 | 14164.4129 | 14236.8748 | 14297.6891 | 14348.7012
Scenario 1: Reference | SCG | Ind | WholeBlg | Ind - Lumber & Furniture | Participant Cost Test | Energy Efficiency | 5851.8227 | 5894.795 | 5935.5731 | 5973.7053 | 6011.7057 | 6032.7956 | 6038.6583 | 6046.5107 | 6055.7194 | 6067.4245 | 6080.7541 | 6092.9246 | 6103.5587
Scenario 1: Reference | SCG | Ind | WholeBlg | Ind - Lumber & Furniture | Program Administrator Cost Test | Energy Efficiency | 5851.8227 | 5894.795 | 5935.5731 | 5973.7053 | 6011.7057 | 6032.7956 | 6038.6583 | 6046.5107 | 6055.7194 | 6067.4245 | 6080.7541 | 6092.9246 | 6103.5587
Scenario 1: Reference | SCG | Ind | WholeBlg | Ind - Lumber & Furniture | Rate Impact Measure Test | Energy Efficiency | 5851.8227 | 5894.795 | 5935.5731 | 5973.7053 | 6011.7057 | 6032.7956 | 6038.6583 | 6046.5107 | 6055.7194 | 6067.4245 | 6080.7541 | 6092.9246 | 6103.5587
Scenario 1: Reference | SCG | Ind | WholeBlg | Ind - Lumber & Furniture | Total Resource Cost Test | Energy Efficiency | 5851.8227 | 5894.795 | 5935.5731 | 5973.7053 | 6011.7057 | 6032.7956 | 6038.6583 | 6046.5107 | 6055.7194 | 6067.4245 | 6080.7541 | 6092.9246 | 6103.5587
Scenario 1: Reference | SCG | Ind | WholeBlg | Ind - Paper | Participant Cost Test | Energy Efficiency | 91428.2002 | 91558.4395 | 91710.7194 | 92015.4972 | 92351.5538 | 92612.2013 | 92912.7032 | 93302.6604 | 93788.453 | 94367.2388 | 94986.648 | 95608.9627 | 96238.646
Scenario 1: Reference | SCG | Ind | WholeBlg | Ind - Paper | Program Administrator Cost Test | Energy Efficiency | 91428.2002 | 91558.4395 | 91710.7194 | 92015.4972 | 92351.5538 | 92612.2013 | 92912.7032 | 93302.6604 | 93788.453 | 94367.2388 | 94986.648 | 95608.9627 | 96238.646
Scenario 1: Reference | SCG | Ind | WholeBlg | Ind - Paper | Rate Impact Measure Test | Energy Efficiency | 91428.2002 | 91558.4395 | 91710.7194 | 92015.4972 | 92351.5538 | 92612.2013 | 92912.7032 | 93302.6604 | 93788.453 | 94367.2388 | 94986.648 | 95608.9627 | 96238.646
Scenario 1: Reference | SCG | Ind | WholeBlg | Ind - Paper | Total Resource Cost Test | Energy Efficiency | 91428.2002 | 91558.4395 | 91710.7194 | 92015.4972 | 92351.5538 | 92612.2013 | 92912.7032 | 93302.6604 | 93788.453 | 94367.2388 | 94986.648 | 95608.9627 | 96238.646
Scenario 1: Reference | SCG | Ind | WholeBlg | Ind - Petroleum | Participant Cost Test | Energy Efficiency | 1779556.0554 | 1784398.3434 | 1789196.7078 | 1793764.1956 | 1797220.1906 | 1798616.9487 | 1799111.771 | 1798903.2873 | 1799223.8402 | 1799626.8503 | 1799246.5253 | 1798067.5172 | 1796814.5575
Scenario 1: Reference | SCG | Ind | WholeBlg | Ind - Petroleum | Program Administrator Cost Test | Energy Efficiency | 1779556.0554 | 1784398.3434 | 1789196.7078 | 1793764.1956 | 1797220.1906 | 1798616.9487 | 1799111.771 | 1798903.2873 | 1799223.8402 | 1799626.8503 | 1799246.5253 | 1798067.5172 | 1796814.5575
Scenario 1: Reference | SCG | Ind | WholeBlg | Ind - Petroleum | Rate Impact Measure Test | Energy Efficiency | 1779556.0554 | 1784398.3434 | 1789196.7078 | 1793764.1956 | 1797220.1906 | 1798616.9487 | 1799111.771 | 1798903.2873 | 1799223.8402 | 1799626.8503 | 1799246.5253 | 1798067.5172 | 1796814.5575
Scenario 1: Reference | SCG | Ind | WholeBlg | Ind - Petroleum | Total Resource Cost Test | Energy Efficiency | 1779556.0554 | 1784398.3434 | 1789196.7078 | 1793764.1956 | 1797220.1906 | 1798616.9487 | 1799111.771 | 1798903.2873 | 1799223.8402 | 1799626.8503 | 1799246.5253 | 1798067.5172 | 1796814.5575
Scenario 1: Reference | SCG | Ind | WholeBlg | Ind - Plastics | Participant Cost Test | Energy Efficiency | 20456.0433 | 21450.4136 | 22410.0952 | 23311.172 | 24193.6708 | 24972.4938 | 25598.2038 | 26085.8178 | 26609.1847 | 27148.2581 | 27683.0056 | 28188.0861 | 28669.438
Scenario 1: Reference | SCG | Ind | WholeBlg | Ind - Plastics | Program Administrator Cost Test | Energy Efficiency | 20456.0433 | 21450.4136 | 22410.0952 | 23311.172 | 24193.6708 | 24972.4938 | 25598.2038 | 26085.8178 | 26609.1847 | 27148.2581 | 27683.0056 | 28188.0861 | 28669.438
Scenario 1: Reference | SCG | Ind | WholeBlg | Ind - Plastics | Rate Impact Measure Test | Energy Efficiency | 20456.0433 | 21450.4136 | 22410.0952 | 23311.172 | 24193.6708 | 24972.4938 | 25598.2038 | 26085.8178 | 26609.1847 | 27148.2581 | 27683.0056 | 28188.0861 | 28669.438
Scenario 1: Reference | SCG | Ind | WholeBlg | Ind - Plastics | Total Resource Cost Test | Energy Efficiency | 20456.0433 | 21450.4136 | 22410.0952 | 23311.172 | 24193.6708 | 24972.4938 | 25598.2038 | 26085.8178 | 26609.1847 | 27148.2581 | 27683.0056 | 28188.0861 | 28669.438
Scenario 1: Reference | SCG | Ind | WholeBlg | Ind - Primary Metals | Participant Cost Test | Energy Efficiency | 133865.8685 | 134510.9791 | 135216.6863 | 135832.9086 | 136355.027 | 136806.5004 | 137262.6816 | 137709.8419 | 138145.4705 | 138574.6696 | 138958.5823 | 139301.5309 | 139630.2804
Scenario 1: Reference | SCG | Ind | WholeBlg | Ind - Primary Metals | Program Administrator Cost Test | Energy Efficiency | 133865.8685 | 134510.9791 | 135216.6863 | 135832.9086 | 136355.027 | 136806.5004 | 137262.6816 | 137709.8419 | 138145.4705 | 138574.6696 | 138958.5823 | 139301.5309 | 139630.2804
Scenario 1: Reference | SCG | Ind | WholeBlg | Ind - Primary Metals | Rate Impact Measure Test | Energy Efficiency | 133865.8685 | 134510.9791 | 135216.6863 | 135832.9086 | 136355.027 | 136806.5004 | 137262.6816 | 137709.8419 | 138145.4705 | 138574.6696 | 138958.5823 | 139301.5309 | 139630.2804
Scenario 1: Reference | SCG | Ind | WholeBlg | Ind - Primary Metals | Total Resource Cost Test | Energy Efficiency | 133865.8685 | 134510.9791 | 135216.6863 | 135832.9086 | 136355.027 | 136806.5004 | 137262.6816 | 137709.8419 | 138145.4705 | 138574.6696 | 138958.5823 | 139301.5309 | 139630.2804
Scenario 1: Reference | SCG | Ind | WholeBlg | Ind - Printing & Publishing | Participant Cost Test | Energy Efficiency | 7409.3833 | 7439.569 | 7468.8319 | 7496.692 | 7513.3973 | 7511.1552 | 7507.9189 | 7509.3469 | 7520.7738 | 7538.8064 | 7555.2034 | 7566.5871 | 7574.8938
Scenario 1: Reference | SCG | Ind | WholeBlg | Ind - Printing & Publishing | Program Administrator Cost Test | Energy Efficiency | 7409.3833 | 7439.569 | 7468.8319 | 7496.692 | 7513.3973 | 7511.1552 | 7507.9189 | 7509.3469 | 7520.7738 | 7538.8064 | 7555.2034 | 7566.5871 | 7574.8938
Scenario 1: Reference | SCG | Ind | WholeBlg | Ind - Printing & Publishing | Rate Impact Measure Test | Energy Efficiency | 7409.3833 | 7439.569 | 7468.8319 | 7496.692 | 7513.3973 | 7511.1552 | 7507.9189 | 7509.3469 | 7520.7738 | 7538.8064 | 7555.2034 | 7566.5871 | 7574.8938
Scenario 1: Reference | SCG | Ind | WholeBlg | Ind - Printing & Publishing | Total Resource Cost Test | Energy Efficiency | 7409.3833 | 7439.569 | 7468.8319 | 7496.692 | 7513.3973 | 7511.1552 | 7507.9189 | 7509.3469 | 7520.7738 | 7538.8064 | 7555.2034 | 7566.5871 | 7574.8938
Scenario 1: Reference | SCG | Ind | WholeBlg | Ind - Stone-Glass-Clay | Participant Cost Test | Energy Efficiency | 141551.6174 | 142630.9867 | 143512.6032 | 144253.598 | 144914.3263 | 145436.3223 | 145837.539 | 146213.2475 | 146568.7028 | 146932.2583 | 147288.6303 | 147635.4628 | 147969.9179
Scenario 1: Reference | SCG | Ind | WholeBlg | Ind - Stone-Glass-Clay | Program Administrator Cost Test | Energy Efficiency | 141551.6174 | 142630.9867 | 143512.6032 | 144253.598 | 144914.3263 | 145436.3223 | 145837.539 | 146213.2475 | 146568.7028 | 146932.2583 | 147288.6303 | 147635.4628 | 147969.9179
Scenario 1: Reference | SCG | Ind | WholeBlg | Ind - Stone-Glass-Clay | Rate Impact Measure Test | Energy Efficiency | 141551.6174 | 142630.9867 | 143512.6032 | 144253.598 | 144914.3263 | 145436.3223 | 145837.539 | 146213.2475 | 146568.7028 | 146932.2583 | 147288.6303 | 147635.4628 | 147969.9179
Scenario 1: Reference | SCG | Ind | WholeBlg | Ind - Stone-Glass-Clay | Total Resource Cost Test | Energy Efficiency | 141551.6174 | 142630.9867 | 143512.6032 | 144253.598 | 144914.3263 | 145436.3223 | 145837.539 | 146213.2475 | 146568.7028 | 146932.2583 | 147288.6303 | 147635.4628 | 147969.9179
Scenario 1: Reference | SCG | Ind | WholeBlg | Ind - Textiles | Participant Cost Test | Energy Efficiency | 67634.8538 | 67726.8213 | 67816.0831 | 67860.7753 | 67874.6869 | 67860.1019 | 67837.7932 | 67807.4204 | 67772.5495 | 67739.3771 | 67695.123 | 67642.1779 | 67590.1895
Scenario 1: Reference | SCG | Ind | WholeBlg | Ind - Textiles | Program Administrator Cost Test | Energy Efficiency | 67634.8538 | 67726.8213 | 67816.0831 | 67860.7753 | 67874.6869 | 67860.1019 | 67837.7932 | 67807.4204 | 67772.5495 | 67739.3771 | 67695.123 | 67642.1779 | 67590.1895
Scenario 1: Reference | SCG | Ind | WholeBlg | Ind - Textiles | Rate Impact Measure Test | Energy Efficiency | 67634.8538 | 67726.8213 | 67816.0831 | 67860.7753 | 67874.6869 | 67860.1019 | 67837.7932 | 67807.4204 | 67772.5495 | 67739.3771 | 67695.123 | 67642.1779 | 67590.1895
Scenario 1: Reference | SCG | Ind | WholeBlg | Ind - Textiles | Total Resource Cost Test | Energy Efficiency | 67634.8538 | 67726.8213 | 67816.0831 | 67860.7753 | 67874.6869 | 67860.1019 | 67837.7932 | 67807.4204 | 67772.5495 | 67739.3771 | 67695.123 | 67642.1779 | 67590.1895
Scenario 1: Reference | SCG | Ind | WholeBlg | Ind - Transportation Equipment | Participant Cost Test | Energy Efficiency | 50329.2277 | 50302.6938 | 50283.8813 | 50255.573 | 50221.9704 | 50182.7172 | 50146.0906 | 50107.1613 | 50065.6097 | 50023.272 | 49973.4177 | 49917.9689 | 49864.766
Scenario 1: Reference | SCG | Ind | WholeBlg | Ind - Transportation Equipment | Program Administrator Cost Test | Energy Efficiency | 50329.2277 | 50302.6938 | 50283.8813 | 50255.573 | 50221.9704 | 50182.7172 | 50146.0906 | 50107.1613 | 50065.6097 | 50023.272 | 49973.4177 | 49917.9689 | 49864.766
Scenario 1: Reference | SCG | Ind | WholeBlg | Ind - Transportation Equipment | Rate Impact Measure Test | Energy Efficiency | 50329.2277 | 50302.6938 | 50283.8813 | 50255.573 | 50221.9704 | 50182.7172 | 50146.0906 | 50107.1613 | 50065.6097 | 50023.272 | 49973.4177 | 49917.9689 | 49864.766
Scenario 1: Reference | SCG | Ind | WholeBlg | Ind - Transportation Equipment | Total Resource Cost Test | Energy Efficiency | 50329.2277 | 50302.6938 | 50283.8813 | 50255.573 | 50221.9704 | 50182.7172 | 50146.0906 | 50107.1613 | 50065.6097 | 50023.272 | 49973.4177 | 49917.9689 | 49864.766
Scenario 1: Reference | SCG | Res | AppPlug | Res - Multi Family | Participant Cost Test | Energy Efficiency | 0 | 0 | 0 | 0 | 0 | 0 | 0 | 0 | 0 | 0 | 0 | 0 | 0
Scenario 1: Reference | SCG | Res | AppPlug | Res - Multi Family | Program Administrator Cost Test | Energy Efficiency | 0 | 0 | 0 | 0 | 0 | 0 | 0 | 0 | 0 | 0 | 0 | 0 | 0
Scenario 1: Reference | SCG | Res | AppPlug | Res - Multi Family | Rate Impact Measure Test | Energy Efficiency | 0 | 0 | 0 | 0 | 0 | 0 | 0 | 0 | 0 | 0 | 0 | 0 | 0
Scenario 1: Reference | SCG | Res | AppPlug | Res - Multi Family | Total Resource Cost Test | Energy Efficiency | 0 | 0 | 0 | 0 | 0 | 0 | 0 | 0 | 0 | 0 | 0 | 0 | 0
Scenario 1: Reference | SCG | Res | AppPlug | Res - Single Family | Participant Cost Test | Energy Efficiency | 0 | 0 | 0 | 0 | 0 | 0 | 0 | 0 | 0 | 0 | 0 | 0 | 0
Scenario 1: Reference | SCG | Res | AppPlug | Res - Single Family | Program Administrator Cost Test | Energy Efficiency | 0 | 0 | 0 | 0 | 0 | 0 | 0 | 0 | 0 | 0 | 0 | 0 | 0
Scenario 1: Reference | SCG | Res | AppPlug | Res - Single Family | Rate Impact Measure Test | Energy Efficiency | 0 | 0 | 0 | 0 | 0 | 0 | 0 | 0 | 0 | 0 | 0 | 0 | 0
Scenario 1: Reference | SCG | Res | AppPlug | Res - Single Family | Total Resource Cost Test | Energy Efficiency | 0 | 0 | 0 | 0 | 0 | 0 | 0 | 0 | 0 | 0 | 0 | 0 | 0
Scenario 1: Reference | SCG | Res | BROs | Income Qualified - Multi Family IQ | Participant Cost Test | Energy Efficiency | 106399.6848 | 106844.656 | 107477.1184 | 108284.1016 | 109241.8211 | 110330.6449 | 111463.7057 | 112973.7546 | 114643.1392 | 116622.3059 | 118697.4967 | 120899.8134 | 123285.9062
Scenario 1: Reference | SCG | Res | BROs | Income Qualified - Multi Family IQ | Program Administrator Cost Test | Energy Efficiency | 106399.6848 | 106844.656 | 107477.1184 | 108284.1016 | 109241.8211 | 110330.6449 | 111463.7057 | 112973.7546 | 114643.1392 | 116622.3059 | 118697.4967 | 120899.8134 | 123285.9062
Scenario 1: Reference | SCG | Res | BROs | Income Qualified - Multi Family IQ | Rate Impact Measure Test | Energy Efficiency | 106399.6848 | 106844.656 | 107477.1184 | 108284.1016 | 109241.8211 | 110330.6449 | 111463.7057 | 112973.7546 | 114643.1392 | 116622.3059 | 118697.4967 | 120899.8134 | 123285.9062
Scenario 1: Reference | SCG | Res | BROs | Income Qualified - Multi Family IQ | Total Resource Cost Test | Energy Efficiency | 106399.6848 | 106844.656 | 107477.1184 | 108284.1016 | 109241.8211 | 110330.6449 | 111463.7057 | 112973.7546 | 114643.1392 | 116622.3059 | 118697.4967 | 120899.8134 | 123285.9062
Scenario 1: Reference | SCG | Res | BROs | Income Qualified - Single Family IQ | Participant Cost Test | Energy Efficiency | 328406.1325 | 329423.2779 | 330953.4274 | 332958.2036 | 335408.4806 | 338297.5152 | 341509.8403 | 345715.8732 | 350395.0881 | 355579.5426 | 361028.216 | 366832.1287 | 373164.3709
Scenario 1: Reference | SCG | Res | BROs | Income Qualified - Single Family IQ | Program Administrator Cost Test | Energy Efficiency | 328406.1325 | 329423.2779 | 330953.4274 | 332958.2036 | 335408.4806 | 338297.5152 | 341509.8403 | 345715.8732 | 350395.0881 | 355579.5426 | 361028.216 | 366832.1287 | 373164.3709
Scenario 1: Reference | SCG | Res | BROs | Income Qualified - Single Family IQ | Rate Impact Measure Test | Energy Efficiency | 328406.1325 | 329423.2779 | 330953.4274 | 332958.2036 | 335408.4806 | 338297.5152 | 341509.8403 | 345715.8732 | 350395.0881 | 355579.5426 | 361028.216 | 366832.1287 | 373164.3709
Scenario 1: Reference | SCG | Res | BROs | Income Qualified - Single Family IQ | Total Resource Cost Test | Energy Efficiency | 328406.1325 | 329423.2779 | 330953.4274 | 332958.2036 | 335408.4806 | 338297.5152 | 341509.8403 | 345715.8732 | 350395.0881 | 355579.5426 | 361028.216 | 366832.1287 | 373164.3709
Scenario 1: Reference | SCG | Res | BROs | Res - Multi Family | Participant Cost Test | Energy Efficiency | 1125365.2534 | 1128924.1903 | 1134254.5624 | 1141224.4992 | 1149725.0613 | 1159722.0643 | 1170788.4709 | 1185294.954 | 1201426.6943 | 1219382.243 | 1238249.6223 | 1258341.7475 | 1280252.1074
Scenario 1: Reference | SCG | Res | BROs | Res - Multi Family | Program Administrator Cost Test | Energy Efficiency | 1125365.2534 | 1128924.1903 | 1134254.5624 | 1141224.4992 | 1149725.0613 | 1159722.0643 | 1170788.4709 | 1185294.954 | 1201426.6943 | 1219382.243 | 1238249.6223 | 1258341.7475 | 1280252.1074
Scenario 1: Reference | SCG | Res | BROs | Res - Multi Family | Rate Impact Measure Test | Energy Efficiency | 1125365.2534 | 1128924.1903 | 1134254.5624 | 1141224.4992 | 1149725.0613 | 1159722.0643 | 1170788.4709 | 1185294.954 | 1201426.6943 | 1219382.243 | 1238249.6223 | 1258341.7475 | 1280252.1074
Scenario 1: Reference | SCG | Res | BROs | Res - Multi Family | Total Resource Cost Test | Energy Efficiency | 1125365.2534 | 1128924.1903 | 1134254.5624 | 1141224.4992 | 1149725.0613 | 1159722.0643 | 1170788.4709 | 1185294.954 | 1201426.6943 | 1219382.243 | 1238249.6223 | 1258341.7475 | 1280252.1074
Scenario 1: Reference | SCG | Res | BROs | Res - Single Family | Participant Cost Test | Energy Efficiency | 321906.3941 | 323273.6587 | 325212.0913 | 327682.3752 | 330609.9416 | 333932.1914 | 337377.1859 | 341972.904 | 347051.8437 | 353095.1419 | 359431.0881 | 366154.089 | 373435.6527
Scenario 1: Reference | SCG | Res | BROs | Res - Single Family | Program Administrator Cost Test | Energy Efficiency | 321906.3941 | 323273.6587 | 325212.0913 | 327682.3752 | 330609.9416 | 333932.1914 | 337377.1859 | 341972.904 | 347051.8437 | 353095.1419 | 359431.0881 | 366154.089 | 373435.6527
Scenario 1: Reference | SCG | Res | BROs | Res - Single Family | Rate Impact Measure Test | Energy Efficiency | 321906.3941 | 323273.6587 | 325212.0913 | 327682.3752 | 330609.9416 | 333932.1914 | 337377.1859 | 341972.904 | 347051.8437 | 353095.1419 | 359431.0881 | 366154.089 | 373435.6527
Scenario 1: Reference | SCG | Res | BROs | Res - Single Family | Total Resource Cost Test | Energy Efficiency | 321906.3941 | 323273.6587 | 325212.0913 | 327682.3752 | 330609.9416 | 333932.1914 | 337377.1859 | 341972.904 | 347051.8437 | 353095.1419 | 359431.0881 | 366154.089 | 373435.6527
Scenario 1: Reference | SCG | Res | BldgEnv | Res - Multi Family | Participant Cost Test | Energy Efficiency | 0 | 0 | 0 | 0 | 0 | 0 | 0 | 0 | 5138.3859 | 5119.9495 | 5102.2103 | 5085.1169 | 5068.6156
Scenario 1: Reference | SCG | Res | BldgEnv | Res - Multi Family | Program Administrator Cost Test | Energy Efficiency | 0 | 0 | 0 | 0 | 0 | 0 | 0 | 0 | 3171.0907 | 3147.9533 | 3125.5575 | 3103.8602 | 3082.818
Scenario 1: Reference | SCG | Res | BldgEnv | Res - Multi Family | Rate Impact Measure Test | Energy Efficiency | 0 | 0 | 0 | 0 | 0 | 0 | 0 | 0 | 5023.4895 | 4664.0826 | 4289.7367 | 3898.5249 | 3490.065
Scenario 1: Reference | SCG | Res | BldgEnv | Res - Multi Family | Total Resource Cost Test | Energy Efficiency | 0 | 0 | 0 | 0 | 0 | 0 | 0 | 0 | 3890.4648 | 3864.7463 | 3839.8669 | 3815.7766 | 3792.4242
Scenario 1: Reference | SCG | Res | BldgEnv | Res - Single Family | Participant Cost Test | Energy Efficiency | 1636832.5442 | 1914641.7716 | 2059347.9793 | 2105346.5024 | 2140339.8559 | 2115967.976 | 2109199.1787 | 2030816.3145 | 1900377.4387 | 0 | 0 | 0 | 0
Scenario 1: Reference | SCG | Res | BldgEnv | Res - Single Family | Program Administrator Cost Test | Energy Efficiency | 129709.9475 | 154077.231 | 164654.0602 | 166309.2414 | 166864.1963 | 162371.4818 | 185699.7657 | 177087.8799 | 138776.5249 | 0 | 0 | 0 | 0
Scenario 1: Reference | SCG | Res | BldgEnv | Res - Single Family | Rate Impact Measure Test | Energy Efficiency | 186412.9178 | 221545.1911 | 234969.1836 | 234253.4022 | 231383.3276 | 220841.0449 | 252577.9081 | 234137.2194 | 174396.9555 | 0 | 0 | 0 | 0
Scenario 1: Reference | SCG | Res | BldgEnv | Res - Single Family | Total Resource Cost Test | Energy Efficiency | 528146.9586 | 623698.8872 | 672958.537 | 688823.4911 | 700829.8684 | 692717.3319 | 710606.6734 | 685174.7343 | 623086.2477 | 0 | 0 | 0 | 0
Scenario 1: Reference | SCG | Res | HVAC | Res - Multi Family | Participant Cost Test | Energy Efficiency | 410.7181 | 427.8521 | 440.4583 | 450.8957 | 460.8863 | 0 | 0 | 0 | 0 | 0 | 0 | 0 | 1274.7705
Scenario 1: Reference | SCG | Res | HVAC | Res - Multi Family | Program Administrator Cost Test | Energy Efficiency | 237.1064 | 246.3493 | 252.9533 | 258.2906 | 263.3553 | 0 | 0 | 0 | 0 | 0 | 0 | 0 | 720.7965
Scenario 1: Reference | SCG | Res | HVAC | Res - Multi Family | Rate Impact Measure Test | Energy Efficiency | 474.4768 | 481.113 | 480.8747 | 476.5701 | 470.0525 | 0 | 0 | 0 | 0 | 0 | 0 | 0 | 953.5612
Scenario 1: Reference | SCG | Res | HVAC | Res - Multi Family | Total Resource Cost Test | Energy Efficiency | 350.0538 | 364.0086 | 374.0793 | 382.2869 | 390.0991 | 0 | 0 | 0 | 0 | 0 | 0 | 0 | 1039.4891
Scenario 1: Reference | SCG | Res | HVAC | Res - Single Family | Participant Cost Test | Energy Efficiency | 5919653.69 | 6654080.7022 | 7124225.2021 | 7424771.274 | 4552916.9324 | 0 | 0 | 0 | 0 | 0 | 0 | 0 | 22454.4553
Scenario 1: Reference | SCG | Res | HVAC | Res - Single Family | Program Administrator Cost Test | Energy Efficiency | 164367.2218 | 180470.0932 | 189662.3227 | 193774.7469 | 196897.5967 | 0 | 0 | 0 | 0 | 0 | 0 | 0 | 12696.4756
Scenario 1: Reference | SCG | Res | HVAC | Res - Single Family | Rate Impact Measure Test | Energy Efficiency | 630581.1193 | 666063.7087 | 676685.868 | 664311.4697 | 644832.5157 | 0 | 0 | 0 | 0 | 0 | 0 | 0 | 17269.3636
Scenario 1: Reference | SCG | Res | HVAC | Res - Single Family | Total Resource Cost Test | Energy Efficiency | 5824743.7844 | 6550985.9415 | 7014858.6769 | 7310759.2061 | 4505614.7136 | 0 | 0 | 0 | 0 | 0 | 0 | 0 | 18310.0894
Scenario 1: Reference | SCG | Res | WaterHeat | Res - Multi Family | Participant Cost Test | Energy Efficiency | 3713151.9928 | 3601013.2865 | 3604895.9058 | 3608902.9252 | 3622568.7661 | 540151.4644 | 514354.6554 | 492479.3913 | 470161.0205 | 448119.9856 | 428012.5642 | 411330.245 | 395426.775
Scenario 1: Reference | SCG | Res | WaterHeat | Res - Multi Family | Program Administrator Cost Test | Energy Efficiency | 1005408.9798 | 891900.2752 | 828077.6818 | 778391.3924 | 741018.5658 | 212198.3588 | 196783.1401 | 183886.867 | 171415.5054 | 159581.2871 | 148884.3268 | 139733.1408 | 131213.7284
Scenario 1: Reference | SCG | Res | WaterHeat | Res - Multi Family | Rate Impact Measure Test | Energy Efficiency | 6426616.9109 | 5764730.2915 | 5347395.1893 | 4968876.8528 | 4550606.3581 | 1047746.0972 | 927900.7498 | 807345.5358 | 682207.2167 | 561180.4367 | 445991.7859 | 336159.8822 | 228204.0333
Scenario 1: Reference | SCG | Res | WaterHeat | Res - Multi Family | Total Resource Cost Test | Energy Efficiency | 4046330.3042 | 3901522.9427 | 3886833.537 | 3877302.7126 | 3880941.3784 | 542300.4885 | 512399.6283 | 487456.3236 | 462510.4132 | 438221.469 | 416122.5772 | 397568.5285 | 380026.2178
Scenario 1: Reference | SCG | Res | WaterHeat | Res - Single Family | Participant Cost Test | Energy Efficiency | 40414255.2279 | 42402123.4704 | 23114136.2508 | 23546200.2163 | 24017447.545 | 2416510.0813 | 2189625.9868 | 1994544.646 | 1864929.7798 | 1761069.7254 | 1667886.2498 | 1584611.5075 | 1506865.9714
Scenario 1: Reference | SCG | Res | WaterHeat | Res - Single Family | Program Administrator Cost Test | Energy Efficiency | 5716305.0782 | 5512078.2318 | 5379839.2261 | 5251538.8455 | 5168757.9579 | 913770.9916 | 807190.6254 | 717732.6718 | 656862.6264 | 607587.553 | 563626.4284 | 524460.631 | 488464.4663
Scenario 1: Reference | SCG | Res | WaterHeat | Res - Single Family | Rate Impact Measure Test | Energy Efficiency | 39066286.0823 | 37703475.5771 | 36366511.5824 | 34715330.4545 | 32739996.8206 | 4500310.2702 | 3773802.7022 | 3107441.6021 | 2569151.3746 | 2094273.1452 | 1650472.3023 | 1232593.8031 | 835063.5463
Scenario 1: Reference | SCG | Res | WaterHeat | Res - Single Family | Total Resource Cost Test | Energy Efficiency | 42545100.3956 | 44498403.3105 | 25193988.3131 | 25607999.333 | 26068438.8309 | 2375593.2703 | 2129420.6621 | 1921598.7675 | 1785352.9672 | 1676744.729 | 1579361.9496 | 1492308.3432 | 1411432.4859
Scenario 1: Reference | SCG | Res | WholeBlg | Res - Multi Family | Participant Cost Test | Energy Efficiency | 0 | 0 | 0 | 0 | 0 | 0 | 0 | 0 | 0 | 0 | 0 | 0 | 0
Scenario 1: Reference | SCG | Res | WholeBlg | Res - Multi Family | Program Administrator Cost Test | Energy Efficiency | 0 | 0 | 0 | 0 | 0 | 0 | 0 | 0 | 0 | 0 | 0 | 0 | 0
Scenario 1: Reference | SCG | Res | WholeBlg | Res - Multi Family | Rate Impact Measure Test | Energy Efficiency | 0 | 0 | 0 | 0 | 0 | 0 | 0 | 0 | 0 | 0 | 0 | 0 | 0
Scenario 1: Reference | SCG | Res | WholeBlg | Res - Multi Family | Total Resource Cost Test | Energy Efficiency | 0 | 0 | 0 | 0 | 0 | 0 | 0 | 0 | 0 | 0 | 0 | 0 | 0
Scenario 1: Reference | SCG | Res | WholeBlg | Res - Single Family | Participant Cost Test | Energy Efficiency | 0 | 0 | 0 | 0 | 0 | 0 | 0 | 0 | 0 | 0 | 0 | 0 | 0
Scenario 1: Reference | SCG | Res | WholeBlg | Res - Single Family | Program Administrator Cost Test | Energy Efficiency | 0 | 0 | 0 | 0 | 0 | 0 | 0 | 0 | 0 | 0 | 0 | 0 | 0
Scenario 1: Reference | SCG | Res | WholeBlg | Res - Single Family | Rate Impact Measure Test | Energy Efficiency | 0 | 0 | 0 | 0 | 0 | 0 | 0 | 0 | 0 | 0 | 0 | 0 | 0
Scenario 1: Reference | SCG | Res | WholeBlg | Res - Single Family | Total Resource Cost Test | Energy Efficiency | 0 | 0 | 0 | 0 | 0 | 0 | 0 | 0 | 0 | 0 | 0 | 0 | 0
Scenario 1: Reference | SDG&E | Ag | WholeBlg | Ag - Dairies, fishing, hunting | Participant Cost Test | Energy Efficiency | 4432.2292 | 4463.2728 | 4492.4124 | 4520.3169 | 4546.1067 | 4569.3146 | 4591.1798 | 4612.8835 | 4634.4577 | 4655.8578 | 4676.695 | 4697.1975 | 4717.1663
Scenario 1: Reference | SDG&E | Ag | WholeBlg | Ag - Dairies, fishing, hunting | Program Administrator Cost Test | Energy Efficiency | 4432.2292 | 4463.2728 | 4492.4124 | 4520.3169 | 4546.1067 | 4569.3146 | 4591.1798 | 4612.8835 | 4634.4577 | 4655.8578 | 4676.695 | 4697.1975 | 4717.1663
Scenario 1: Reference | SDG&E | Ag | WholeBlg | Ag - Dairies, fishing, hunting | Rate Impact Measure Test | Energy Efficiency | 4432.2292 | 4463.2728 | 4492.4124 | 4520.3169 | 4546.1067 | 4569.3146 | 4591.1798 | 4612.8835 | 4634.4577 | 4655.8578 | 4676.695 | 4697.1975 | 4717.1663
Scenario 1: Reference | SDG&E | Ag | WholeBlg | Ag - Dairies, fishing, hunting | Total Resource Cost Test | Energy Efficiency | 4432.2292 | 4463.2728 | 4492.4124 | 4520.3169 | 4546.1067 | 4569.3146 | 4591.1798 | 4612.8835 | 4634.4577 | 4655.8578 | 4676.695 | 4697.1975 | 4717.1663
Scenario 1: Reference | SDG&E | Ag | WholeBlg | Ag - Irrigated Agriculture, vineyards, forestry and greenhouses | Participant Cost Test | Energy Efficiency | 33489.0753 | 34578.8985 | 35608.1189 | 36609.6924 | 37551.2434 | 38408.9755 | 39228.6857 | 40050.7219 | 40883.9775 | 41717.6341 | 42537.4561 | 43349.4891 | 44145.5372
Scenario 1: Reference | SDG&E | Ag | WholeBlg | Ag - Irrigated Agriculture, vineyards, forestry and greenhouses | Program Administrator Cost Test | Energy Efficiency | 33489.0753 | 34578.8985 | 35608.1189 | 36609.6924 | 37551.2434 | 38408.9755 | 39228.6857 | 40050.7219 | 40883.9775 | 41717.6341 | 42537.4561 | 43349.4891 | 44145.5372
Scenario 1: Reference | SDG&E | Ag | WholeBlg | Ag - Irrigated Agriculture, vineyards, forestry and greenhouses | Rate Impact Measure Test | Energy Efficiency | 33489.0753 | 34578.8985 | 35608.1189 | 36609.6924 | 37551.2434 | 38408.9755 | 39228.6857 | 40050.7219 | 40883.9775 | 41717.6341 | 42537.4561 | 43349.4891 | 44145.5372
Scenario 1: Reference | SDG&E | Ag | WholeBlg | Ag - Irrigated Agriculture, vineyards, forestry and greenhouses | Total Resource Cost Test | Energy Efficiency | 33489.0753 | 34578.8985 | 35608.1189 | 36609.6924 | 37551.2434 | 38408.9755 | 39228.6857 | 40050.7219 | 40883.9775 | 41717.6341 | 42537.4561 | 43349.4891 | 44145.5372
Scenario 1: Reference | SDG&E | Ag | WholeBlg | Ag - Water pumping | Participant Cost Test | Energy Efficiency | 97451.9403 | 97263.2981 | 97079.9902 | 96888.472 | 96695.5881 | 96511.5724 | 96326.5996 | 96134.6118 | 95927.6453 | 95715.2243 | 95500.2986 | 95283.4443 | 95067.0821
Scenario 1: Reference | SDG&E | Ag | WholeBlg | Ag - Water pumping | Program Administrator Cost Test | Energy Efficiency | 97451.9403 | 97263.2981 | 97079.9902 | 96888.472 | 96695.5881 | 96511.5724 | 96326.5996 | 96134.6118 | 95927.6453 | 95715.2243 | 95500.2986 | 95283.4443 | 95067.0821
Scenario 1: Reference | SDG&E | Ag | WholeBlg | Ag - Water pumping | Rate Impact Measure Test | Energy Efficiency | 97451.9403 | 97263.2981 | 97079.9902 | 96888.472 | 96695.5881 | 96511.5724 | 96326.5996 | 96134.6118 | 95927.6453 | 95715.2243 | 95500.2986 | 95283.4443 | 95067.0821
Scenario 1: Reference | SDG&E | Ag | WholeBlg | Ag - Water pumping | Total Resource Cost Test | Energy Efficiency | 97451.9403 | 97263.2981 | 97079.9902 | 96888.472 | 96695.5881 | 96511.5724 | 96326.5996 | 96134.6118 | 95927.6453 | 95715.2243 | 95500.2986 | 95283.4443 | 95067.0821
Scenario 1: Reference | SDG&E | Com | AppPlug | Com - Health | Participant Cost Test | Energy Efficiency | 83158.3238 | 94875.5788 | 243731.8858 | 276869.3291 | 309138.1804 | 341940.101 | 364112.7844 | 400648.9948 | 443280.1608 | 490091.6799 | 535932.5659 | 545798.1147 | 562104.1387
Scenario 1: Reference | SDG&E | Com | AppPlug | Com - Health | Program Administrator Cost Test | Energy Efficiency | 295557.6606 | 329805.3524 | 773862.4576 | 860942.2323 | 942242.7065 | 1021953.9469 | 1069165.1214 | 1153481.0726 | 1250625.4016 | 1354694.927 | 1451926.1184 | 1454764.2472 | 1472785.8448
Scenario 1: Reference | SDG&E | Com | AppPlug | Com - Health | Rate Impact Measure Test | Energy Efficiency | 630439.1578 | 713456.7974 | 1456000.42 | 1644229.0724 | 1783844.371 | 1912176.999 | 1959978.8108 | 2088278.4923 | 2233626.1735 | 2378015.3683 | 2421844.7717 | 2135347.9586 | 1834654.1054
Scenario 1: Reference | SDG&E | Com | AppPlug | Com - Health | Total Resource Cost Test | Energy Efficiency | 330369.6465 | 369928.965 | 878136.0536 | 980897.9539 | 1077831.1032 | 1173720.8162 | 1232597.5056 | 1335329.3998 | 1454039.039 | 1582014.9446 | 1703102.7023 | 1712891.525 | 1740999.4817
Scenario 1: Reference | SDG&E | Com | AppPlug | Com - Lodging | Participant Cost Test | Energy Efficiency | 49888.3007 | 55457.266 | 225095.8028 | 250607.5923 | 274177.4366 | 301755.406 | 329252.7066 | 357664.7073 | 388028.2638 | 418137.5732 | 443979.665 | 462535.4629 | 481481.8366
Scenario 1: Reference | SDG&E | Com | AppPlug | Com - Lodging | Program Administrator Cost Test | Energy Efficiency | 155712.5926 | 169700.9825 | 641568.3236 | 700983.6535 | 752070.9012 | 812089.4311 | 869145.4854 | 926077.8687 | 985624.7266 | 1041842.0563 | 1084640.0657 | 1107229.0097 | 1129669.4928
Scenario 1: Reference | SDG&E | Com | AppPlug | Com - Lodging | Rate Impact Measure Test | Energy Efficiency | 383613.4764 | 423265.3744 | 1203926.4871 | 1332766.9838 | 1414044.792 | 1512522.2846 | 1598260.3888 | 1678300.4495 | 1757156.3893 | 1821402.5968 | 1801899.7574 | 1619706.7244 | 1404209.298
Scenario 1: Reference | SDG&E | Com | AppPlug | Com - Lodging | Total Resource Cost Test | Energy Efficiency | 176402.217 | 193062.6131 | 744219.03 | 816661.1791 | 880230.1405 | 954791.3544 | 1026660.1994 | 1099113.7096 | 1175369.5956 | 1248465.6897 | 1306378.9382 | 1340777.6769 | 1375318.7285
Scenario 1: Reference | SDG&E | Com | AppPlug | Com - Other | Participant Cost Test | Energy Efficiency | 392.5436 | 466.0302 | 548.7762 | 641.6982 | 735.9449 | 848.4031 | 970.6254 | 1099.9389 | 1236.2376 | 1383.3313 | 1534.6808 | 1695.2239 | 1866.5969
Scenario 1: Reference | SDG&E | Com | AppPlug | Com - Other | Program Administrator Cost Test | Energy Efficiency | 1452.8053 | 1695.5292 | 1962.8102 | 2256.4528 | 2540.0476 | 2870.7714 | 3219.9405 | 3577.3762 | 3941.8294 | 4324.3607 | 4703.4179 | 5093.5716 | 5498.5188
Scenario 1: Reference | SDG&E | Com | AppPlug | Com - Other | Rate Impact Measure Test | Energy Efficiency | 2426.9249 | 2851.3354 | 3323.4273 | 3847.9356 | 4366.5481 | 4980.4607 | 5640.1938 | 6330.2883 | 7049.5602 | 7185.7975 | 7152.7351 | 6949.7521 | 6550.527
Scenario 1: Reference | SDG&E | Com | AppPlug | Com - Other | Total Resource Cost Test | Energy Efficiency | 1570.5683 | 1835.3383 | 2127.4431 | 2448.9623 | 2763.4021 | 3133.1888 | 3525.6945 | 3930.0115 | 4344.9342 | 4782.8589 | 5220.1614 | 5673.1234 | 6146.1058
Scenario 1: Reference | SDG&E | Com | BROs | Com - Lodging | Participant Cost Test | Energy Efficiency | 1753.4976 | 3588.3087 | 5511.1291 | 7565.3331 | 9751.8084 | 12057.4834 | 14538.0152 | 17123.9366 | 19847.0799 | 22717.1941 | 25656.662 | 28575.8482 | 31540.259
Scenario 1: Reference | SDG&E | Com | BROs | Com - Lodging | Program Administrator Cost Test | Energy Efficiency | 1753.4976 | 3588.3087 | 5511.1291 | 7565.3331 | 9751.8084 | 12057.4834 | 14538.0152 | 17123.9366 | 19847.0799 | 22717.1941 | 25656.662 | 28575.8482 | 31540.259
Scenario 1: Reference | SDG&E | Com | BROs | Com - Lodging | Rate Impact Measure Test | Energy Efficiency | 1753.4976 | 3588.3087 | 5511.1291 | 7565.3331 | 9751.8084 | 12057.4834 | 14538.0152 | 17123.9366 | 19847.0799 | 22717.1941 | 25656.662 | 28575.8482 | 31540.259
Scenario 1: Reference | SDG&E | Com | BROs | Com - Lodging | Total Resource Cost Test | Energy Efficiency | 1753.4976 | 3588.3087 | 5511.1291 | 7565.3331 | 9751.8084 | 12057.4834 | 14538.0152 | 17123.9366 | 19847.0799 | 22717.1941 | 25656.662 | 28575.8482 | 31540.259
Scenario 1: Reference | SDG&E | Com | BROs | Com - Other | Participant Cost Test | Energy Efficiency | 1589.053 | 3258.9718 | 5015.6213 | 6896.7932 | 8908.8078 | 11039.2071 | 13362.5969 | 15793.6192 | 18366.1125 | 21092.965 | 23903.3988 | 26724.3784 | 29797.3512
Scenario 1: Reference | SDG&E | Com | BROs | Com - Other | Program Administrator Cost Test | Energy Efficiency | 1589.053 | 3258.9718 | 5015.6213 | 6896.7932 | 8908.8078 | 11039.2071 | 13362.5969 | 15793.6192 | 18366.1125 | 21092.965 | 23903.3988 | 26724.3784 | 29797.3512
Scenario 1: Reference | SDG&E | Com | BROs | Com - Other | Rate Impact Measure Test | Energy Efficiency | 1589.053 | 3258.9718 | 5015.6213 | 6896.7932 | 8908.8078 | 11039.2071 | 13362.5969 | 15793.6192 | 18366.1125 | 21092.965 | 23903.3988 | 26724.3784 | 29797.3512
Scenario 1: Reference | SDG&E | Com | BROs | Com - Other | Total Resource Cost Test | Energy Efficiency | 1589.053 | 3258.9718 | 5015.6213 | 6896.7932 | 8908.8078 | 11039.2071 | 13362.5969 | 15793.6192 | 18366.1125 | 21092.965 | 23903.3988 | 26724.3784 | 29797.3512
Scenario 1: Reference | SDG&E | Com | BROs | Com - Retail | Participant Cost Test | Energy Efficiency | 3532.7754 | 7191.3058 | 10985.1405 | 14979.3569 | 19190.2284 | 23579.5125 | 28313.9213 | 33196.7086 | 38281.4332 | 43596.8824 | 48964.6318 | 54275.29 | 60542.671
Scenario 1: Reference | SDG&E | Com | BROs | Com - Retail | Program Administrator Cost Test | Energy Efficiency | 3532.7754 | 7191.3058 | 10985.1405 | 14979.3569 | 19190.2284 | 23579.5125 | 28313.9213 | 33196.7086 | 38281.4332 | 43596.8824 | 48964.6318 | 54275.29 | 60542.671
Scenario 1: Reference | SDG&E | Com | BROs | Com - Retail | Rate Impact Measure Test | Energy Efficiency | 3532.7754 | 7191.3058 | 10985.1405 | 14979.3569 | 19190.2284 | 23579.5125 | 28313.9213 | 33196.7086 | 38281.4332 | 43596.8824 | 48964.6318 | 54275.29 | 60542.671
Scenario 1: Reference | SDG&E | Com | BROs | Com - Retail | Total Resource Cost Test | Energy Efficiency | 3532.7754 | 7191.3058 | 10985.1405 | 14979.3569 | 19190.2284 | 23579.5125 | 28313.9213 | 33196.7086 | 38281.4332 | 43596.8824 | 48964.6318 | 54275.29 | 60542.671
Scenario 1: Reference | SDG&E | Com | BldgEnv | Com - College | Participant Cost Test | Energy Efficiency | 8.3775 | 8.4772 | 8.5764 | 8.6833 | 8.7814 | 8.8909 | 9.0031 | 9.1141 | 9.2282 | 9.347 | 9.4643 | 9.6174 | 9.7449
Scenario 1: Reference | SDG&E | Com | BldgEnv | Com - College | Program Administrator Cost Test | Energy Efficiency | 10.9543 | 10.9619 | 10.9681 | 10.9859 | 10.9886 | 11.0079 | 11.0299 | 11.0484 | 11.0701 | 11.0973 | 11.1208 | 11.1936 | 11.2281
Scenario 1: Reference | SDG&E | Com | BldgEnv | Com - College | Rate Impact Measure Test | Energy Efficiency | 19.8231 | 19.9273 | 20.0217 | 20.1358 | 20.2099 | 20.3176 | 20.4233 | 19.7595 | 18.6301 | 17.4042 | 16.0529 | 14.6415 | 13.0289
Scenario 1: Reference | SDG&E | Com | BldgEnv | Com - College | Total Resource Cost Test | Energy Efficiency | 13.9499 | 13.9917 | 14.032 | 14.0866 | 14.1232 | 14.1801 | 14.2409 | 14.2977 | 14.3588 | 14.427 | 14.491 | 14.6169 | 14.6954
Scenario 1: Reference | SDG&E | Com | BldgEnv | Com - Grocery | Participant Cost Test | Energy Efficiency | 364.5017 | 352.8236 | 341.5347 | 331.11 | 321.4026 | 312.3525 | 304.0549 | 296.28 | 288.971 | 281.9756 | 275.0149 | 268.0514 | 260.9963
Scenario 1: Reference | SDG&E | Com | BldgEnv | Com - Grocery | Program Administrator Cost Test | Energy Efficiency | 214.4491 | 204.4261 | 194.9564 | 186.173 | 177.9371 | 170.2418 | 163.0648 | 156.3018 | 149.9009 | 143.8384 | 137.9966 | 132.3707 | 126.9362
Scenario 1: Reference | SDG&E | Com | BldgEnv | Com - Grocery | Rate Impact Measure Test | Energy Efficiency | 393.4014 | 377.2847 | 361.8296 | 347.2939 | 333.6481 | 320.9337 | 309.0818 | 286.2648 | 258.0354 | 230.3395 | 202.8952 | 175.6636 | 148.6029
Scenario 1: Reference | SDG&E | Com | BldgEnv | Com - Grocery | Total Resource Cost Test | Energy Efficiency | 408.5904 | 392.9076 | 377.9235 | 364.0574 | 351.1036 | 339.0244 | 327.8592 | 317.3733 | 307.4884 | 298.0835 | 288.8796 | 279.8469 | 270.9056
Scenario 1: Reference | SDG&E | Com | BldgEnv | Com - Health | Participant Cost Test | Energy Efficiency | 327.7742 | 317.1294 | 306.6688 | 296.5129 | 286.4558 | 276.5216 | 267.1326 | 259.1824 | 251.5992 | 244.4226 | 237.5803 | 230.25 | 223.2478
Scenario 1: Reference | SDG&E | Com | BldgEnv | Com - Health | Program Administrator Cost Test | Energy Efficiency | 283.8749 | 269.5737 | 255.6953 | 242.349 | 229.1532 | 216.1846 | 204.2447 | 195.004 | 186.3953 | 178.5018 | 171.2116 | 163.0881 | 155.5746
Scenario 1: Reference | SDG&E | Com | BldgEnv | Com - Health | Rate Impact Measure Test | Energy Efficiency | 549.6404 | 525.4932 | 501.6525 | 478.3864 | 455.056 | 431.9058 | 410.4864 | 378.0658 | 338.3957 | 300.0205 | 262.4956 | 223.5946 | 185.7192
Scenario 1: Reference | SDG&E | Com | BldgEnv | Com - Health | Total Resource Cost Test | Energy Efficiency | 450.6476 | 431.6089 | 413.0555 | 395.1579 | 377.461 | 360.0481 | 343.8732 | 330.9135 | 318.7257 | 307.4028 | 296.8027 | 285.2009 | 274.3258
Scenario 1: Reference | SDG&E | Com | BldgEnv | Com - Lodging | Participant Cost Test | Energy Efficiency | 7.7691 | 7.8051 | 7.8411 | 7.8938 | 7.9233 | 7.9716 | 8.0128 | 8.0549 | 1.144 | 8.1415 | 14.0429 | 14.1158 | 14.1957
Scenario 1: Reference | SDG&E | Com | BldgEnv | Com - Lodging | Program Administrator Cost Test | Energy Efficiency | 5.8391 | 5.7708 | 5.7037 | 5.6575 | 5.5833 | 5.5322 | 5.4686 | 5.4056 | 0.88287 | 5.2884 | 8.6528 | 8.5404 | 8.4371
Scenario 1: Reference | SDG&E | Com | BldgEnv | Com - Lodging | Rate Impact Measure Test | Energy Efficiency | 11.2057 | 11.1257 | 11.0331 | 10.9743 | 10.8344 | 10.7404 | 10.6116 | 10.1135 | 1.685 | 8.6412 | 12.888 | 11.4565 | 9.9459
Scenario 1: Reference | SDG&E | Com | BldgEnv | Com - Lodging | Total Resource Cost Test | Energy Efficiency | 9.4021 | 9.3805 | 9.3595 | 9.3648 | 9.3337 | 9.3319 | 9.3178 | 9.3049 | 1.4162 | 9.287 | 15.6878 | 15.6629 | 15.6491
Scenario 1: Reference | SDG&E | Com | BldgEnv | Com - Office (Large) | Participant Cost Test | Energy Efficiency | 843.7441 | 818.1963 | 793.4812 | 769.4015 | 745.892 | 723.1919 | 701.1742 | 679.7436 | 584.4381 | 638.382 | 618.691 | 599.7085 | 581.4511
Scenario 1: Reference | SDG&E | Com | BldgEnv | Com - Office (Large) | Program Administrator Cost Test | Energy Efficiency | 275.0988 | 261.8659 | 249.264 | 237.2657 | 225.7891 | 214.9911 | 204.7661 | 194.9922 | 139.0723 | 176.5457 | 167.9959 | 159.9082 | 152.2795
Scenario 1: Reference | SDG&E | Com | BldgEnv | Com - Office (Large) | Rate Impact Measure Test | Energy Efficiency | 521.5254 | 499.9165 | 478.7906 | 458.0148 | 437.9893 | 419.0659 | 401.0294 | 368.6505 | 252.0412 | 290.7292 | 253.1798 | 216.4461 | 180.4603
Scenario 1: Reference | SDG&E | Com | BldgEnv | Com - Office (Large) | Total Resource Cost Test | Energy Efficiency | 776.5692 | 749.7598 | 723.9578 | 699.0077 | 674.8054 | 651.6331 | 629.3265 | 607.7315 | 503.2832 | 566.3232 | 546.766 | 528.017 | 510.0854
Scenario 1: Reference | SDG&E | Com | BldgEnv | Com - Office (Small) | Participant Cost Test | Energy Efficiency | 368.3135 | 357.0342 | 346.1577 | 335.5645 | 367.0999 | 355.9427 | 345.051 | 334.443 | 287.2533 | 314.0179 | 304.2702 | 294.8568 | 285.7928
Scenario 1: Reference | SDG&E | Com | BldgEnv | Com - Office (Small) | Program Administrator Cost Test | Energy Efficiency | 99.5433 | 94.6917 | 90.0942 | 85.7215 | 109.8866 | 104.6233 | 99.5904 | 94.779 | 67.1253 | 85.7435 | 81.5421 | 77.5583 | 73.7955
Scenario 1: Reference | SDG&E | Com | BldgEnv | Com - Office (Small) | Rate Impact Measure Test | Energy Efficiency | 193.0461 | 184.9689 | 177.1028 | 169.3478 | 212.4374 | 203.3823 | 194.6914 | 178.93 | 121.5043 | 141.0227 | 122.7555 | 104.8906 | 87.4068
Scenario 1: Reference | SDG&E | Com | BldgEnv | Com - Office (Small) | Total Resource Cost Test | Energy Efficiency | 325.0556 | 313.8888 | 303.1753 | 292.8116 | 331.1918 | 319.8323 | 308.8139 | 298.1434 | 246.4538 | 277.7514 | 268.0941 | 258.8174 | 249.9343
Scenario 1: Reference | SDG&E | Com | BldgEnv | Com - Other | Participant Cost Test | Energy Efficiency | 183.826 | 178.5861 | 173.4885 | 168.4911 | 163.5653 | 158.766 | 154.0568 | 149.4369 | 122.3599 | 140.4112 | 141.2557 | 136.5632 | 131.9222
Scenario 1: Reference | SDG&E | Com | BldgEnv | Com - Other | Program Administrator Cost Test | Energy Efficiency | 63.4489 | 60.6301 | 57.9239 | 55.3216 | 52.7967 | 50.388 | 48.0678 | 45.828 | 29.5657 | 41.5449 | 42.4893 | 40.2456 | 38.0634
Scenario 1: Reference | SDG&E | Com | BldgEnv | Com - Other | Rate Impact Measure Test | Energy Efficiency | 119.4056 | 114.9203 | 110.4925 | 106.0813 | 101.7494 | 97.5833 | 93.5222 | 86.108 | 53.6493 | 68.1129 | 63.6129 | 54.221 | 44.9957
Scenario 1: Reference | SDG&E | Com | BldgEnv | Com - Other | Total Resource Cost Test | Energy Efficiency | 171.5653 | 165.9991 | 160.6085 | 155.3582 | 150.2089 | 145.2277 | 140.3691 | 135.6267 | 105.7032 | 126.4238 | 127.6541 | 122.8575 | 118.1385
Scenario 1: Reference | SDG&E | Com | BldgEnv | Com - Refrig. Warehouse | Participant Cost Test | Energy Efficiency | 1.9064 | 1.8498 | 1.7954 | 1.7415 | 1.6897 | 1.6398 | 1.5919 | 2.0037 | 1.502 | 1.9139 | 2.1047 | 2.0679 | 2.0326
Scenario 1: Reference | SDG&E | Com | BldgEnv | Com - Refrig. Warehouse | Program Administrator Cost Test | Energy Efficiency | 0.51679 | 0.49301 | 0.47058 | 0.44844 | 0.42796 | 0.40873 | 0.39089 | 0.66625 | 0.35891 | 0.62283 | 0.73558 | 0.71606 | 0.69741
Scenario 1: Reference | SDG&E | Com | BldgEnv | Com - Refrig. Warehouse | Rate Impact Measure Test | Energy Efficiency | 1.0045 | 0.96593 | 0.92835 | 0.8889 | 0.85245 | 0.81778 | 0.78525 | 1.2379 | 0.65097 | 1.0107 | 1.0874 | 0.95483 | 0.81909
Scenario 1: Reference | SDG&E | Com | BldgEnv | Com - Refrig. Warehouse | Total Resource Cost Test | Energy Efficiency | 1.6837 | 1.6281 | 1.575 | 1.5223 | 1.4723 | 1.4244 | 1.3789 | 1.853 | 1.2946 | 1.7611 | 1.9708 | 1.9319 | 1.8947
Scenario 1: Reference | SDG&E | Com | BldgEnv | Com - Restaurant | Participant Cost Test | Energy Efficiency | 124.0311 | 120.1637 | 116.4365 | 112.7939 | 109.8862 | 106.5285 | 103.2699 | 112.9033 | 97.0934 | 106.1323 | 102.8955 | 99.7659 | 96.7493
Scenario 1: Reference | SDG&E | Com | BldgEnv | Com - Restaurant | Program Administrator Cost Test | Energy Efficiency | 33.3009 | 31.6239 | 30.0366 | 28.5198 | 27.6119 | 26.2939 | 25.0459 | 32.021 | 22.7624 | 29.05 | 27.6648 | 26.3488 | 25.1035
Scenario 1: Reference | SDG&E | Com | BldgEnv | Com - Restaurant | Rate Impact Measure Test | Energy Efficiency | 64.3623 | 61.5503 | 58.8287 | 56.1405 | 54.8592 | 52.4914 | 50.235 | 60.4874 | 41.2245 | 47.8032 | 41.6667 | 35.6481 | 29.7412
Scenario 1: Reference | SDG&E | Com | BldgEnv | Com - Restaurant | Total Resource Cost Test | Energy Efficiency | 109.2896 | 105.451 | 101.771 | 98.1978 | 95.5818 | 92.3434 | 89.2216 | 100.6722 | 83.3595 | 93.9298 | 90.7304 | 87.6525 | 84.7014
Scenario 1: Reference | SDG&E | Com | BldgEnv | Com - Retail | Participant Cost Test | Energy Efficiency | 628.6223 | 604.6112 | 583.8123 | 559.3086 | 532.3292 | 506.7128 | 484.1783 | 462.7678 | 442.8357 | 424.5837 | 408.0161 | 392.9122 | 379.051
Scenario 1: Reference | SDG&E | Com | BldgEnv | Com - Retail | Program Administrator Cost Test | Energy Efficiency | 348.3018 | 328.0242 | 308.8398 | 288.7292 | 268.0043 | 250.1164 | 236.8317 | 224.3279 | 212.667 | 201.8671 | 191.8679 | 182.6011 | 173.969
Scenario 1: Reference | SDG&E | Com | BldgEnv | Com - Retail | Rate Impact Measure Test | Energy Efficiency | 640.6263 | 606.9218 | 574.7653 | 540.2195 | 504.277 | 473.3276 | 450.6707 | 412.2469 | 366.974 | 323.774 | 282.3385 | 242.3887 | 203.6533
Scenario 1: Reference | SDG&E | Com | BldgEnv | Com - Retail | Total Resource Cost Test | Energy Efficiency | 689.3932 | 657.4004 | 628.4682 | 596.3907 | 562.2385 | 531.1719 | 505.6405 | 481.4757 | 458.9641 | 438.256 | 419.3111 | 401.9261 | 385.8781
Scenario 1: Reference | SDG&E | Com | BldgEnv | Com - School | Participant Cost Test | Energy Efficiency | 91.1095 | 88.4705 | 85.9326 | 93.9337 | 91.2634 | 88.6513 | 86.1045 | 83.6378 | 72.3168 | 78.9265 | 76.6949 | 74.5497 | 72.4913
Scenario 1: Reference | SDG&E | Com | BldgEnv | Com - School | Program Administrator Cost Test | Energy Efficiency | 25.6057 | 24.4845 | 23.4247 | 29.647 | 28.3671 | 27.1362 | 25.9604 | 24.8445 | 18.1988 | 22.7696 | 21.8127 | 20.9092 | 20.0578
Scenario 1: Reference | SDG&E | Com | BldgEnv | Com - School | Rate Impact Measure Test | Energy Efficiency | 50.7814 | 48.8709 | 46.9892 | 57.8998 | 55.596 | 53.3296 | 51.1197 | 47.1747 | 33.1072 | 37.6511 | 32.9971 | 28.3901 | 23.8164
Scenario 1: Reference | SDG&E | Com | BldgEnv | Com - School | Total Resource Cost Test | Energy Efficiency | 81.1491 | 78.5475 | 76.058 | 85.8588 | 83.1282 | 80.4707 | 77.8958 | 75.4175 | 63.0103 | 70.7221 | 68.5154 | 66.405 | 64.3902
Scenario 1: Reference | SDG&E | Com | BldgEnv | Com - Warehouse | Participant Cost Test | Energy Efficiency | 338.8797 | 329.475 | 320.4049 | 311.5803 | 302.9202 | 294.532 | 286.3336 | 278.3782 | 224.1075 | 263.1007 | 271.34 | 264.4301 | 257.7725
Scenario 1: Reference | SDG&E | Com | BldgEnv | Com - Warehouse | Program Administrator Cost Test | Energy Efficiency | 117.3831 | 112.3486 | 107.5515 | 102.996 | 98.6029 | 94.4447 | 90.4573 | 86.6578 | 53.7914 | 79.5214 | 85.0727 | 81.7938 | 78.6775
Scenario 1: Reference | SDG&E | Com | BldgEnv | Com - Warehouse | Rate Impact Measure Test | Energy Efficiency | 223.875 | 215.7642 | 207.8193 | 200.013 | 192.4115 | 185.1811 | 178.1889 | 164.706 | 99.1131 | 131.4624 | 127.9833 | 110.5385 | 93.1398
Scenario 1: Reference | SDG&E | Com | BldgEnv | Com - Warehouse | Total Resource Cost Test | Energy Efficiency | 316.5064 | 306.5309 | 296.9499 | 287.7051 | 278.6827 | 270.0108 | 261.5858 | 253.4576 | 193.2975 | 237.9565 | 247.4725 | 240.4263 | 233.667
Scenario 1: Reference | SDG&E | Com | ComRefrig | Com - College | Participant Cost Test | Energy Efficiency | 418.6587 | 296.0895 | 187.7594 | 107.1154 | 53.3767 | 31.8694 | 20.5072 | 15.0117 | 14.3359 | 13.6906 | 13.0744 | 12.486 | 11.9241
Scenario 1: Reference | SDG&E | Com | ComRefrig | Com - College | Program Administrator Cost Test | Energy Efficiency | 259.2366 | 181.8268 | 114.5463 | 65.0645 | 32.5054 | 18.8453 | 11.5232 | 8.0242 | 7.5115 | 7.0315 | 6.5822 | 6.1616 | 5.768
Scenario 1: Reference | SDG&E | Com | ComRefrig | Com - College | Rate Impact Measure Test | Energy Efficiency | 1656.6912 | 1119.5293 | 674.6365 | 362.966 | 170.5097 | 92.0492 | 51.8125 | 32.7967 | 27.4334 | 22.4332 | 17.7747 | 13.3982 | 9.284
Scenario 1: Reference | SDG&E | Com | ComRefrig | Com - College | Total Resource Cost Test | Energy Efficiency | 433.0912 | 305.2343 | 193.0282 | 109.9224 | 54.8338 | 32.3447 | 20.3897 | 14.6373 | 13.8721 | 13.1481 | 12.4631 | 11.815 | 11.2016
Scenario 1: Reference | SDG&E | Com | ComRefrig | Com - Grocery | Participant Cost Test | Energy Efficiency | 397327.4418 | 224449.4567 | 101670.5964 | 56047.6173 | 30933.3909 | 22314.8933 | 21310.6643 | 20351.712 | 19435.9912 | 18561.5492 | 17726.5217 | 16929.1286 | 16167.6707
Scenario 1: Reference | SDG&E | Com | ComRefrig | Com - Grocery | Program Administrator Cost Test | Energy Efficiency | 250113.7568 | 141343.0239 | 64938.6448 | 34809.7495 | 18100.8229 | 12401.7024 | 11609.3661 | 10867.6995 | 10173.4591 | 9523.6093 | 8915.3091 | 8345.8993 | 7812.8911
Scenario 1: Reference | SDG&E | Com | ComRefrig | Com - Grocery | Rate Impact Measure Test | Energy Efficiency | 1598390.0656 | 870265.7243 | 382465.1765 | 194188.1223 | 94949.192 | 60575.5353 | 52199.725 | 44418.4965 | 37155.6346 | 30384.0903 | 24075.1869 | 18147.8301 | 12575.4898
Scenario 1: Reference | SDG&E | Com | ComRefrig | Com - Grocery | Total Resource Cost Test | Energy Efficiency | 413891.2756 | 233844.4156 | 106567.2053 | 58053.178 | 31260.6573 | 22090.7141 | 20932.226 | 19836.4569 | 18799.9037 | 17819.2649 | 16891.4285 | 16013.4606 | 15182.5954
Scenario 1: Reference | SDG&E | Com | ComRefrig | Com - Refrig. Warehouse | Participant Cost Test | Energy Efficiency | 128.8924 | 87.4998 | 52.9929 | 28.4945 | 13.6749 | 8.6947 | 5.5127 | 4.8843 | 4.6645 | 4.4545 | 4.2541 | 4.0626 | 3.8798
Scenario 1: Reference | SDG&E | Com | ComRefrig | Com - Refrig. Warehouse | Program Administrator Cost Test | Energy Efficiency | 80.0044 | 53.8814 | 32.4326 | 17.3902 | 8.3553 | 5.0781 | 3.0338 | 2.6102 | 2.4434 | 2.2873 | 2.1412 | 2.0044 | 1.8763
Scenario 1: Reference | SDG&E | Com | ComRefrig | Com - Refrig. Warehouse | Rate Impact Measure Test | Energy Efficiency | 511.2804 | 331.7543 | 191.0162 | 97.012 | 43.8285 | 24.8038 | 13.6409 | 10.6684 | 8.9239 | 7.2974 | 5.782 | 4.3584 | 3.0201
Scenario 1: Reference | SDG&E | Com | ComRefrig | Com - Refrig. Warehouse | Total Resource Cost Test | Energy Efficiency | 133.4713 | 90.3063 | 54.5524 | 29.2987 | 14.0675 | 8.78 | 5.4363 | 4.7621 | 4.5131 | 4.2776 | 4.0548 | 3.844 | 3.6444
Scenario 1: Reference | SDG&E | Com | ComRefrig | Com - Restaurant | Participant Cost Test | Energy Efficiency | 15269.0239 | 8778.3045 | 4124.9738 | 2251.7115 | 1275.6396 | 849.5584 | 811.3246 | 774.8147 | 739.9508 | 706.6586 | 674.867 | 644.5083 | 615.5178
Scenario 1: Reference | SDG&E | Com | ComRefrig | Com - Restaurant | Program Administrator Cost Test | Energy Efficiency | 9608.6642 | 5524.5301 | 2627.5382 | 1402.4171 | 751.9838 | 472.184 | 442.0157 | 413.7767 | 387.3435 | 362.6005 | 339.4395 | 317.7593 | 297.4652
Scenario 1: Reference | SDG&E | Com | ComRefrig | Com - Restaurant | Rate Impact Measure Test | Energy Efficiency | 61405.6323 | 34015.1856 | 15475.2517 | 7823.4616 | 3944.5862 | 2306.3609 | 1987.4555 | 1691.1894 | 1414.6606 | 1156.8393 | 916.6333 | 690.9552 | 478.7946
Scenario 1: Reference | SDG&E | Com | ComRefrig | Com - Restaurant | Total Resource Cost Test | Energy Efficiency | 15903.4294 | 9143.3243 | 4318.6227 | 2335.0468 | 1293.0207 | 841.0477 | 796.9395 | 755.2194 | 715.7539 | 678.4174 | 643.0913 | 609.664 | 578.0301
Scenario 1: Reference | SDG&E | Com | ComRefrig | Com - Retail | Participant Cost Test | Energy Efficiency | 171336.609 | 98797.5095 | 46899.7203 | 24312.5268 | 13768.5244 | 9230.1704 | 8814.7614 | 8418.0828 | 8039.2884 | 7677.5705 | 7332.1576 | 7002.3135 | 6687.3351
Scenario 1: Reference | SDG&E | Com | ComRefrig | Com - Retail | Program Administrator Cost Test | Energy Efficiency | 107686.5882 | 62026.5633 | 29710.9778 | 15137.9737 | 8112.0797 | 5130.4086 | 4802.6145 | 4495.7838 | 4208.5746 | 3939.7307 | 3688.0768 | 3452.5126 | 3232.0085
Scenario 1: Reference | SDG&E | Com | ComRefrig | Com - Retail | Rate Impact Measure Test | Energy Efficiency | 688187.5469 | 381904.8904 | 174986.9342 | 84448.0277 | 42552.5079 | 25059.2408 | 21594.2159 | 18375.1823 | 15370.6087 | 12569.3032 | 9959.4009 | 7507.353 | 5202.183
Scenario 1: Reference | SDG&E | Com | ComRefrig | Com - Retail | Total Resource Cost Test | Energy Efficiency | 178361.3334 | 102800.0621 | 48986.8359 | 25209.2262 | 13953.0362 | 9137.9046 | 8658.6592 | 8205.3612 | 7776.5613 | 7370.8936 | 6987.0704 | 6623.878 | 6280.172
Scenario 1: Reference | SDG&E | Com | ComRefrig | Com - School | Participant Cost Test | Energy Efficiency | 39.946 | 22.0395 | 21.0487 | 20.1025 | 19.1989 | 18.336 | 17.512 | 16.725 | 15.9735 | 15.2558 | 14.5705 | 13.9159 | 13.2909
Scenario 1: Reference | SDG&E | Com | ComRefrig | Com - School | Program Administrator Cost Test | Energy Efficiency | 25.8437 | 13.2315 | 12.3868 | 11.596 | 10.8558 | 10.1629 | 9.5143 | 8.9071 | 8.3386 | 7.8065 | 7.3084 | 6.8421 | 6.4056
Scenario 1: Reference | SDG&E | Com | ComRefrig | Com - School | Rate Impact Measure Test | Energy Efficiency | 165.1581 | 81.4676 | 72.9535 | 64.6891 | 56.945 | 49.6402 | 42.7794 | 36.405 | 30.4545 | 24.9059 | 19.7359 | 14.8779 | 10.3103
Scenario 1: Reference | SDG&E | Com | ComRefrig | Com - School | Total Resource Cost Test | Energy Efficiency | 42.1011 | 22.5077 | 21.3205 | 20.198 | 19.1364 | 18.1325 | 17.183 | 16.2848 | 15.435 | 14.631 | 13.8703 | 13.1504 | 12.469
Scenario 1: Reference | SDG&E | Com | FoodServ | Com - College | Participant Cost Test | Energy Efficiency | 59338.7934 | 63277.611 | 66873.5561 | 70861.8828 | 75083.1554 | 79325.3839 | 83587.1103 | 87796.2452 | 92123.606 | 96625.5104 | 101082.3218 | 106671.177 | 111390.423
Scenario 1: Reference | SDG&E | Com | FoodServ | Com - College | Participant Cost Test | Fuel Substitution | 3626.5649 | 4254.9555 | 4723.8256 | 5118.2499 | 5458.0232 | 5726.2777 | 5920.2813 | 6046.961 | 6094.2403 | 6057.0742 | 5932.2496 | 5725.4165 | 5401.269
Scenario 1: Reference | SDG&E | Com | FoodServ | Com - College | Program Administrator Cost Test | Energy Efficiency | 54391.5059 | 57188.8631 | 59739.4033 | 62575.2296 | 65268.4995 | 68103.9532 | 70913.2805 | 73592.7464 | 76284.9558 | 79034.2263 | 81658.8339 | 85117.332 | 87668.3692
Scenario 1: Reference | SDG&E | Com | FoodServ | Com - College | Program Administrator Cost Test | Fuel Substitution | 2408.5614 | 2908.3766 | 3435.2225 | 3991.8251 | 4602.5508 | 5280.0003 | 5967.3593 | 6658.2799 | 7367.9744 | 8084.8156 | 8868.0055 | 9697.1807 | 10574.1587
Scenario 1: Reference | SDG&E | Com | FoodServ | Com - College | Rate Impact Measure Test | Energy Efficiency | 149149.1028 | 158102.4574 | 160235.9374 | 161770.4742 | 162443.0755 | 161558.6793 | 159099.3699 | 154895.4797 | 149126.0095 | 141723.2098 | 132141.0544 | 121651.8528 | 107280.5372
Scenario 1: Reference | SDG&E | Com | FoodServ | Com - College | Rate Impact Measure Test | Fuel Substitution | 2408.5614 | 2908.3766 | 3435.2225 | 3991.8251 | 4602.5508 | 5280.0003 | 5967.3593 | 6658.2799 | 7367.9744 | 8084.8156 | 8868.0055 | 9697.1807 | 10574.1587
Scenario 1: Reference | SDG&E | Com | FoodServ | Com - College | Total Resource Cost Test | Energy Efficiency | 78686.7079 | 83114.7018 | 87145.8067 | 91621.9076 | 96098.0837 | 100696.4346 | 105274.98 | 109708.6644 | 114213.1878 | 118856.5996 | 123365.4663 | 129178.6669 | 133796.4379
Scenario 1: Reference | SDG&E | Com | FoodServ | Com - College | Total Resource Cost Test | Fuel Substitution | 2914.9729 | 3523.5916 | 4169.6996 | 4858.1095 | 5612.2027 | 6445.1825 | 7301.1892 | 8174.4773 | 9080.8442 | 10009.3719 | 11019.4898 | 12103.762 | 13259.4749
Scenario 1: Reference | SDG&E | Com | FoodServ | Com - Grocery | Participant Cost Test | Energy Efficiency | 364014.7811 | 390896.3285 | 414882.5458 | 439989.592 | 468731.5805 | 496335.9952 | 523982.1472 | 552089.057 | 580050.7839 | 609391.2163 | 639068.595 | 669554.4605 | 700799.5042
Scenario 1: Reference | SDG&E | Com | FoodServ | Com - Grocery | Participant Cost Test | Fuel Substitution | 38662.9688 | 44663.5544 | 48946.7978 | 52438.3324 | 55355.1169 | 57544.4539 | 58996.2054 | 59793.0257 | 59834.0576 | 59087.8497 | 57541.5191 | 55012.6583 | 51496.385
Scenario 1: Reference | SDG&E | Com | FoodServ | Com - Grocery | Program Administrator Cost Test | Energy Efficiency | 408433.8741 | 431772.8725 | 452976.2156 | 474809.8645 | 497336.3134 | 519925.9354 | 542366.339 | 564647.9364 | 586118.1839 | 608309.5094 | 630175.5093 | 652161.4522 | 673849.7246
Scenario 1: Reference | SDG&E | Com | FoodServ | Com - Grocery | Program Administrator Cost Test | Fuel Substitution | 25859.6193 | 30700.408 | 35736.1549 | 40999.2998 | 46719.9471 | 52985.0422 | 59182.4623 | 65349.4429 | 71603.1022 | 77835.0263 | 84589.2548 | 91234.0956 | 98162.724
Scenario 1: Reference | SDG&E | Com | FoodServ | Com - Grocery | Rate Impact Measure Test | Energy Efficiency | 1001015.6092 | 1067691.7554 | 1093740.1091 | 1106884.8255 | 1119486.6078 | 1118782.748 | 1107670.6091 | 1086816.2076 | 1053933.1802 | 1011061.6377 | 954963.9378 | 884890.6407 | 798934.4431
Scenario 1: Reference | SDG&E | Com | FoodServ | Com - Grocery | Rate Impact Measure Test | Fuel Substitution | 25859.6193 | 30700.408 | 35736.1549 | 40999.2998 | 46719.9471 | 52985.0422 | 59182.4623 | 65349.4429 | 71603.1022 | 77835.0263 | 84589.2548 | 91234.0956 | 98162.724
Scenario 1: Reference | SDG&E | Com | FoodServ | Com - Grocery | Total Resource Cost Test | Energy Efficiency | 539891.9765 | 573144.4196 | 602979.7026 | 633859.3402 | 667226.6216 | 699922.0408 | 732419.2891 | 764944.4775 | 796647.8672 | 829616.7311 | 862416.8585 | 895673.8791 | 929166.8942
Scenario 1: Reference | SDG&E | Com | FoodServ | Com - Grocery | Total Resource Cost Test | Fuel Substitution | 31496.21 | 37454.5952 | 43698.486 | 50277.0577 | 57413.9002 | 65199.9523 | 73030.1486 | 80944.537 | 89063.2397 | 97281.4196 | 106141.495 | 115022.4497 | 124360.4632
Scenario 1: Reference | SDG&E | Com | FoodServ | Com - Health | Participant Cost Test | Energy Efficiency | 141023.3056 | 150787.6597 | 159797.2356 | 170095.4624 | 180026.9085 | 188918.0112 | 193730.7064 | 203060.6393 | 214005.8208 | 227624.955 | 243419.0851 | 249662.5601 | 257689.138
Scenario 1: Reference | SDG&E | Com | FoodServ | Com - Health | Participant Cost Test | Fuel Substitution | 11409.0373 | 13305.0022 | 14719.8949 | 15913.8888 | 16950.0952 | 17777.1106 | 18389.0816 | 18798.5596 | 18968.3494 | 18884.7823 | 18541.8665 | 17880.0169 | 16905.802
Scenario 1: Reference | SDG&E | Com | FoodServ | Com - Health | Program Administrator Cost Test | Energy Efficiency | 158472.8951 | 166874.1276 | 174735.2525 | 183777.7571 | 191627.5057 | 198541.3209 | 201090.2291 | 208213.716 | 216753.2949 | 227710.5114 | 240504.8665 | 243555.5069 | 248062.9244
Scenario 1: Reference | SDG&E | Com | FoodServ | Com - Health | Program Administrator Cost Test | Fuel Substitution | 7736.896 | 9284.6092 | 10918.8774 | 12649.5341 | 14551.3457 | 16658.8177 | 18789.4472 | 20934.068 | 23129.4746 | 25338.6794 | 27740.4927 | 30134.3126 | 32672.4045
Scenario 1: Reference | SDG&E | Com | FoodServ | Com - Health | Rate Impact Measure Test | Energy Efficiency | 396833.5758 | 420861.1579 | 429322.0738 | 436235.8016 | 438050.5166 | 433566.3515 | 416027.3497 | 405900.345 | 394767.8759 | 383391.0449 | 369035.1803 | 333523.2564 | 295705.2103
Scenario 1: Reference | SDG&E | Com | FoodServ | Com - Health | Rate Impact Measure Test | Fuel Substitution | 7736.896 | 9284.6092 | 10918.8774 | 12649.5341 | 14551.3457 | 16658.8177 | 18789.4472 | 20934.068 | 23129.4746 | 25338.6794 | 27740.4927 | 30134.3126 | 32672.4045
Scenario 1: Reference | SDG&E | Com | FoodServ | Com - Health | Total Resource Cost Test | Energy Efficiency | 211222.6598 | 223332.4158 | 234558.5778 | 247443.2433 | 259101.0826 | 269383.0094 | 273794.4356 | 284438.5902 | 297112.7419 | 313214.0944 | 331975.0541 | 337496.4847 | 345233.8357
Scenario 1: Reference | SDG&E | Com | FoodServ | Com - Health | Total Resource Cost Test | Fuel Substitution | 9409.9358 | 11307.3022 | 13324.247 | 15476.4136 | 17836.9328 | 20442.3581 | 23113.765 | 25841.326 | 28662.6807 | 31542.1672 | 34658.6317 | 37816.9176 | 41190.1192
Scenario 1: Reference | SDG&E | Com | FoodServ | Com - Lodging | Participant Cost Test | Energy Efficiency | 137889.834 | 146527.0311 | 154418.8331 | 163343.7037 | 171557.6119 | 180469.5677 | 189023.8606 | 197710.9862 | 206901.02 | 216079.4456 | 224983.9965 | 234045.076 | 243562.9597
Scenario 1: Reference | SDG&E | Com | FoodServ | Com - Lodging | Participant Cost Test | Fuel Substitution | 15389.2784 | 17829.8463 | 19586.2102 | 21023.1518 | 22225.8662 | 23128.887 | 23725.836 | 24048.1868 | 24053.2159 | 23728.7371 | 23070.3777 | 21995.1002 | 20474.065
Scenario 1: Reference | SDG&E | Com | FoodServ | Com - Lodging | Program Administrator Cost Test | Energy Efficiency | 166733.1291 | 174275.4296 | 181265.36 | 189217.5376 | 195798.6705 | 203193.4528 | 210006.858 | 216741.7583 | 223775.7452 | 230548.2879 | 236805.1554 | 243002.0664 | 249338.9883
Scenario 1: Reference | SDG&E | Com | FoodServ | Com - Lodging | Program Administrator Cost Test | Fuel Substitution | 10245.8536 | 12209.2649 | 14258.6445 | 16402.1758 | 18734.7496 | 21292.4935 | 23830.4942 | 26357.6288 | 28912.8691 | 31448.2835 | 34189.3121 | 36861.8212 | 39561.9493
Scenario 1: Reference | SDG&E | Com | FoodServ | Com - Lodging | Rate Impact Measure Test | Energy Efficiency | 462851.8679 | 485932.304 | 494163.9524 | 499612.5381 | 494889.0332 | 488202.6176 | 476153.279 | 460119.5026 | 440412.8871 | 415487.5841 | 384555.0497 | 347896.5728 | 305277.4605
Scenario 1: Reference | SDG&E | Com | FoodServ | Com - Lodging | Rate Impact Measure Test | Fuel Substitution | 10245.8536 | 12209.2649 | 14258.6445 | 16402.1758 | 18734.7496 | 21292.4935 | 23830.4942 | 26357.6288 | 28912.8691 | 31448.2835 | 34189.3121 | 36861.8212 | 39561.9493
Scenario 1: Reference | SDG&E | Com | FoodServ | Com - Lodging | Total Resource Cost Test | Energy Efficiency | 215737.4936 | 226467.2147 | 236312.9759 | 247499.0569 | 257130.1342 | 267793.3778 | 277753.9509 | 287698.3669 | 298146.6961 | 308356.705 | 317972.2349 | 327604.2944 | 337623.0915
Scenario 1: Reference | SDG&E | Com | FoodServ | Com - Lodging | Total Resource Cost Test | Fuel Substitution | 12438.4676 | 14840.064 | 17365.8558 | 20031.4265 | 22926.7371 | 26088.9932 | 29275.7563 | 32496.5242 | 35790.7291 | 39111.6059 | 42683.6823 | 46232.6119 | 49855.1425
Scenario 1: Reference | SDG&E | Com | FoodServ | Com - Office (Large) | Participant Cost Test | Energy Efficiency | 1048.7262 | 1096.8362 | 1144.8565 | 1193.693 | 1240.8561 | 1293.0872 | 1347.7521 | 1400.933 | 1449.9129 | 1501.3386 | 1552.6113 | 1605.1521 | 1658.8768
Scenario 1: Reference | SDG&E | Com | FoodServ | Com - Office (Large) | Program Administrator Cost Test | Energy Efficiency | 1520.4933 | 1569.8175 | 1617.641 | 1665.2765 | 1709.2947 | 1758.9947 | 1810.6209 | 1858.8974 | 1900.3804 | 1943.9183 | 1986.1096 | 2028.7958 | 2071.8516
Scenario 1: Reference | SDG&E | Com | FoodServ | Com - Office (Large) | Rate Impact Measure Test | Energy Efficiency | 10573.9139 | 10894.5065 | 11170.8001 | 11395.1717 | 10904.1438 | 10353.9653 | 9715.7858 | 8972.1615 | 8101.019 | 7142.5303 | 6077.8481 | 4893.2399 | 3578.2222
Scenario 1: Reference | SDG&E | Com | FoodServ | Com - Office (Large) | Total Resource Cost Test | Energy Efficiency | 1835.1111 | 1898.8684 | 1961.098 | 2023.3844 | 2081.5515 | 2146.9208 | 2214.9465 | 2279.1773 | 2335.3543 | 2394.3199 | 2451.893 | 2510.3414 | 2569.5146
Scenario 1: Reference | SDG&E | Com | FoodServ | Com - Office (Small) | Participant Cost Test | Energy Efficiency | 430.9721 | 451.8922 | 472.9426 | 494.1648 | 515.4596 | 537.1103 | 559.009 | 581.0046 | 603.2213 | 625.5926 | 648.2278 | 671.1496 | 694.3765
Scenario 1: Reference | SDG&E | Com | FoodServ | Com - Office (Small) | Program Administrator Cost Test | Energy Efficiency | 624.844 | 646.7587 | 668.2508 | 689.3908 | 710.052 | 730.6345 | 750.9937 | 770.9347 | 790.6336 | 810.0111 | 829.2168 | 848.2844 | 867.2404
Scenario 1: Reference | SDG&E | Com | FoodServ | Com - Office (Small) | Rate Impact Measure Test | Energy Efficiency | 4345.3309 | 4488.4939 | 4614.6804 | 4717.3708 | 4529.6514 | 4300.7317 | 4029.8299 | 3720.9967 | 3370.3451 | 2976.2202 | 2537.5508 | 2045.9718 | 1497.7806
Scenario 1: Reference | SDG&E | Com | FoodServ | Com - Office (Small) | Total Resource Cost Test | Energy Efficiency | 754.1356 | 782.3263 | 810.1336 | 837.6403 | 864.6899 | 891.7676 | 918.6964 | 945.2361 | 971.6 | 997.6889 | 1023.6852 | 1049.6292 | 1075.5534
Scenario 1: Reference | SDG&E | Com | FoodServ | Com - Other | Participant Cost Test | Energy Efficiency | 359146.9592 | 389386.1201 | 416590.1041 | 444678.1688 | 475528.0439 | 506151.6084 | 537132.3302 | 568821.1131 | 601310.295 | 635062.9784 | 669457.7054 | 704845.5826 | 741726.3203
Scenario 1: Reference | SDG&E | Com | FoodServ | Com - Other | Participant Cost Test | Fuel Substitution | 36863.3575 | 43190.2114 | 47775.9982 | 51563.0149 | 54733.226 | 57116.088 | 58673.9001 | 59465.7619 | 59364.2626 | 58313.4718 | 56304.0067 | 53141.4794 | 48632.3542
Scenario 1: Reference | SDG&E | Com | FoodServ | Com - Other | Program Administrator Cost Test | Energy Efficiency | 407936.177 | 433771.5203 | 457541.6216 | 481470.4496 | 505716.5394 | 530183.2851 | 554512.3101 | 578720.2583 | 602859.5094 | 627355.1001 | 651580.1794 | 675826.9425 | 700311.9551
Scenario 1: Reference | SDG&E | Com | FoodServ | Com - Other | Program Administrator Cost Test | Fuel Substitution | 23057.2049 | 27831.2173 | 32839.2562 | 38090.8822 | 43839.7189 | 50216.8259 | 56668.4459 | 63167.4958 | 69773.3812 | 76336.4275 | 83528.0498 | 90755.8849 | 98168.6589
Scenario 1: Reference | SDG&E | Com | FoodServ | Com - Other | Rate Impact Measure Test | Energy Efficiency | 1143227.9802 | 1224125.9843 | 1251981.5581 | 1268625.3561 | 1280622.9201 | 1278955.8857 | 1264305.08 | 1237013.9061 | 1195669.1242 | 1139841.4666 | 1066645.6675 | 974468.5592 | 861530.3164
Scenario 1: Reference | SDG&E | Com | FoodServ | Com - Other | Rate Impact Measure Test | Fuel Substitution | 23057.2049 | 27831.2173 | 32839.2562 | 38090.8822 | 43839.7189 | 50216.8259 | 56668.4459 | 63167.4958 | 69773.3812 | 76336.4275 | 83528.0498 | 90755.8849 | 98168.6589
Scenario 1: Reference | SDG&E | Com | FoodServ | Com - Other | Total Resource Cost Test | Energy Efficiency | 546019.6856 | 584066.3095 | 618730.4428 | 653970.8 | 690927.7345 | 727929.6794 | 764975.1279 | 802268.3109 | 839916.6264 | 878537.1366 | 917261.8047 | 956548.2287 | 996947.0775
Scenario 1: Reference | SDG&E | Com | FoodServ | Com - Other | Total Resource Cost Test | Fuel Substitution | 27617.9927 | 33324.5816 | 39366.4021 | 45786.0753 | 52802.9656 | 60553.071 | 68489.5049 | 76588.8322 | 84913.9846 | 93319.9026 | 102489.2378 | 111856.2422 | 121551.3168
Scenario 1: Reference | SDG&E | Com | FoodServ | Com - Restaurant | Participant Cost Test | Energy Efficiency | 808631.5845 | 850097.3304 | 889925.098 | 927343.1421 | 1081458.9393 | 1144992.494 | 1210484.2939 | 1277627.9272 | 1345307.7247 | 1415014.7877 | 1486979.0966 | 1560986.8502 | 1636374.7517
Scenario 1: Reference | SDG&E | Com | FoodServ | Com - Restaurant | Participant Cost Test | Fuel Substitution | 126071.8831 | 145833.6247 | 159716.4568 | 170774.5946 | 179493.0339 | 185805.6075 | 189601.1013 | 191143.9355 | 190104.8661 | 186385.8563 | 179945.6426 | 170129.4314 | 156781.0963
Scenario 1: Reference | SDG&E | Com | FoodServ | Com - Restaurant | Program Administrator Cost Test | Energy Efficiency | 1060296.5149 | 1098035.7949 | 1134435.4939 | 1166724.3771 | 1333944.2693 | 1392357.3581 | 1451853.8607 | 1511391.3635 | 1569560.2647 | 1628014.7664 | 1687025.5123 | 1746287.4499 | 1804548.5684
Scenario 1: Reference | SDG&E | Com | FoodServ | Com - Restaurant | Program Administrator Cost Test | Fuel Substitution | 82072.1379 | 97638.6847 | 113757.0152 | 130426.3443 | 148219.6595 | 167768.8478 | 187081.0948 | 206262.1711 | 225570.1169 | 244602.178 | 265190.7837 | 285189.0654 | 305509.2381
Scenario 1: Reference | SDG&E | Com | FoodServ | Com - Restaurant | Rate Impact Measure Test | Energy Efficiency | 2667620.1364 | 2769943.7814 | 2793184.7299 | 2774516.035 | 3069229.4002 | 3059317.5458 | 3025634.0413 | 2965774.1452 | 2873834.0542 | 2750763.7197 | 2593250.984 | 2396144.7805 | 2153919.5988
Scenario 1: Reference | SDG&E | Com | FoodServ | Com - Restaurant | Rate Impact Measure Test | Fuel Substitution | 82072.1379 | 97638.6847 | 113757.0152 | 130426.3443 | 148219.6595 | 167768.8478 | 187081.0948 | 206262.1711 | 225570.1169 | 244602.178 | 265190.7837 | 285189.0654 | 305509.2381
Scenario 1: Reference | SDG&E | Com | FoodServ | Com - Restaurant | Total Resource Cost Test | Energy Efficiency | 1335791.2589 | 1388165.2385 | 1438422.409 | 1483783.1385 | 1705257.29 | 1786191.8268 | 1868882.4993 | 1952297.0876 | 2034704.2411 | 2118298.3005 | 2203392.956 | 2289622.0839 | 2375827.7135
Scenario 1: Reference | SDG&E | Com | FoodServ | Com - Restaurant | Total Resource Cost Test | Fuel Substitution | 99326.4132 | 118262.4216 | 138035.3297 | 158704.7901 | 180727.7402 | 204820.2197 | 228995.3008 | 253364.1433 | 278190.2048 | 303079.027 | 329855.6319 | 356372.7896 | 383586.541
Scenario 1: Reference | SDG&E | Com | FoodServ | Com - Retail | Participant Cost Test | Energy Efficiency | 1183.3448 | 1208.8989 | 1234.9712 | 1250.6747 | 1244.5676 | 1260.1525 | 1264.3257 | 1267.2114 | 1274.4634 | 1292.2366 | 1310.66 | 1342.0396 | 1380.959
Scenario 1: Reference | SDG&E | Com | FoodServ | Com - Retail | Program Administrator Cost Test | Energy Efficiency | 1600.6785 | 1618.7402 | 1636.7374 | 1642.1411 | 1622.3707 | 1627.1478 | 1618.9104 | 1609.2005 | 1602.9165 | 1606.6872 | 1611.0175 | 1628.4236 | 1652.7634
Scenario 1: Reference | SDG&E | Com | FoodServ | Com - Retail | Rate Impact Measure Test | Energy Efficiency | 10401.3746 | 10429.721 | 10424.9494 | 10310.7324 | 9577.3621 | 8907.9135 | 8134.0846 | 7322.8001 | 6486.6766 | 5638.2033 | 4738.6699 | 3798.8598 | 2787.6085
Scenario 1: Reference | SDG&E | Com | FoodServ | Com - Retail | Total Resource Cost Test | Energy Efficiency | 1955.682 | 1981.4099 | 2007.2288 | 2017.3436 | 1995.741 | 2005.1935 | 1998.2081 | 1989.3639 | 1986.0304 | 1996.584 | 2007.7758 | 2036.0531 | 2073.722
Scenario 1: Reference | SDG&E | Com | FoodServ | Com - School | Participant Cost Test | Energy Efficiency | 142843.1386 | 155376.881 | 164788.3236 | 174379.2264 | 184875.6448 | 195069.6384 | 205351.4072 | 215984.2915 | 227026.5944 | 238184.1391 | 249653.3066 | 261418.2324 | 273430.4513
Scenario 1: Reference | SDG&E | Com | FoodServ | Com - School | Participant Cost Test | Fuel Substitution | 5312.0341 | 6177.4246 | 6807.8606 | 7331.043 | 7777.1227 | 8124.9421 | 8372.4176 | 8530.1504 | 8584.1112 | 8562.9891 | 8442.5403 | 8172.8795 | 7732.4261
Scenario 1: Reference | SDG&E | Com | FoodServ | Com - School | Program Administrator Cost Test | Energy Efficiency | 133789.1782 | 142176.948 | 148652.5243 | 155055.7214 | 161770.5644 | 168126.4412 | 174396.1536 | 180744.2624 | 187185.1349 | 193426.3382 | 199673.0136 | 205912.4035 | 211925.7483
Scenario 1: Reference | SDG&E | Com | FoodServ | Com - School | Program Administrator Cost Test | Fuel Substitution | 3553.1934 | 4251.0875 | 4981.2725 | 5749.8306 | 6590.9335 | 7523.2618 | 8466.5758 | 9411.74 | 10385.7062 | 11420.548 | 12586.6452 | 13773.9 | 15018.5224
Scenario 1: Reference | SDG&E | Com | FoodServ | Com - School | Rate Impact Measure Test | Energy Efficiency | 404352.5957 | 435930.0191 | 442205.1578 | 444331.325 | 443655.0002 | 437857.8028 | 427786.7151 | 413950.7383 | 395849.4461 | 372545.991 | 343886.2665 | 309072.1941 | 267253.6237
Scenario 1: Reference | SDG&E | Com | FoodServ | Com - School | Rate Impact Measure Test | Fuel Substitution | 3553.1934 | 4251.0875 | 4981.2725 | 5749.8306 | 6590.9335 | 7523.2618 | 8466.5758 | 9411.74 | 10385.7062 | 11420.548 | 12586.6452 | 13773.9 | 15018.5224
Scenario 1: Reference | SDG&E | Com | FoodServ | Com - School | Total Resource Cost Test | Energy Efficiency | 191352.3124 | 205066.6315 | 215503.4689 | 225967.4023 | 237179.7591 | 247918.8159 | 258625.7445 | 269582.3365 | 280844.0051 | 292016.8873 | 303365.2982 | 314868.6378 | 326384.0401
Scenario 1: Reference | SDG&E | Com | FoodServ | Com - School | Total Resource Cost Test | Fuel Substitution | 4313.6805 | 5167.5474 | 6067.1711 | 7021.5592 | 8063.9367 | 9214.1291 | 10393.4098 | 11593.5246 | 12842.9541 | 14186.2244 | 15692.0179 | 17248.6487 | 18893.8419
Scenario 1: Reference | SDG&E | Com | HVAC | Com - College | Participant Cost Test | Energy Efficiency | 27366.734 | 48809.6628 | 59165.1592 | 58211.4673 | 63880.5317 | 35572.54 | 10061.8191 | 10621.2077 | 1528.587 | 1629.8902 | 1731.4896 | 1854.1073 | 1964.1021
Scenario 1: Reference | SDG&E | Com | HVAC | Com - College | Participant Cost Test | Fuel Substitution | 1.0653 | 1.2002 | 1.3442 | 2.07 | 2.2985 | 0 | 0 | 0 | 0 | 0 | 0 | 0 | 0
Scenario 1: Reference | SDG&E | Com | HVAC | Com - College | Program Administrator Cost Test | Energy Efficiency | 9744.5608 | 26371.4221 | 33180.0389 | 28127.8985 | 30518.3333 | 4478.5646 | 14295.7536 | 14988.1019 | 5400.3388 | 5719.8982 | 5998.7118 | 6577.534 | 6888.1118
Scenario 1: Reference | SDG&E | Com | HVAC | Com - College | Program Administrator Cost Test | Fuel Substitution | 1.0798 | 1.2104 | 1.3489 | 1.8965 | 2.0901 | 0 | 0 | 0 | 0 | 0 | 0 | 0 | 0
Scenario 1: Reference | SDG&E | Com | HVAC | Com - College | Rate Impact Measure Test | Energy Efficiency | 42565.777 | 66167.4229 | 76200.1345 | 48341.4515 | 50519.9749 | 17513.238 | 54112.6067 | 54728.1343 | 16139.0742 | 15115.6031 | 13652.7001 | 12344.5172 | 10022.513
Scenario 1: Reference | SDG&E | Com | HVAC | Com - College | Rate Impact Measure Test | Fuel Substitution | 2.3597 | 2.5685 | 2.7704 | 3.9303 | 4.1573 | 0 | 0 | 0 | 0 | 0 | 0 | 0 | 0
Scenario 1: Reference | SDG&E | Com | HVAC | Com - College | Total Resource Cost Test | Energy Efficiency | 15972.1882 | 35102.6833 | 43325.5746 | 37142.0358 | 40401.2074 | 11872.7988 | 17481.4037 | 18353.3579 | 6049.9883 | 6412.6015 | 6734.5949 | 7365.5296 | 7722.8553
Scenario 1: Reference | SDG&E | Com | HVAC | Com - College | Total Resource Cost Test | Fuel Substitution | 1.6125 | 1.8106 | 2.021 | 2.9713 | 3.2889 | 0 | 0 | 0 | 0 | 0 | 0 | 0 | 0
Scenario 1: Reference | SDG&E | Com | HVAC | Com - Grocery | Participant Cost Test | Energy Efficiency | 25806.5457 | 29087.7914 | 32581.6017 | 36454.1233 | 40431.7514 | 44971.6591 | 49875.7921 | 55101.1389 | 27210.4176 | 21393.9543 | 23195.2326 | 25114.1518 | 18139.4314
Scenario 1: Reference | SDG&E | Com | HVAC | Com - Grocery | Participant Cost Test | Fuel Substitution | 200.5114 | 215.2854 | 228.2237 | 238.5428 | 247.3503 | 0 | 0 | 0 | 0 | 0 | 0 | 0 | 0
Scenario 1: Reference | SDG&E | Com | HVAC | Com - Grocery | Program Administrator Cost Test | Energy Efficiency | 22735.4169 | 25404.6171 | 28212.5105 | 31300.46 | 34425.1804 | 37977.5443 | 41778.8451 | 45787.0484 | 22543.143 | 17643.929 | 18978.308 | 20388.6069 | 14786.911
Scenario 1: Reference | SDG&E | Com | HVAC | Com - Grocery | Program Administrator Cost Test | Fuel Substitution | 159.243 | 179.2048 | 199.6828 | 220.7967 | 243.9629 | 0 | 0 | 0 | 0 | 0 | 0 | 0 | 0
Scenario 1: Reference | SDG&E | Com | HVAC | Com - Grocery | Rate Impact Measure Test | Energy Efficiency | 96432.979 | 103615.3218 | 109975.4409 | 115546.2019 | 119730.5898 | 123302.2657 | 125484.4667 | 126044.6061 | 50680.8814 | 33274.7215 | 31960.2353 | 29961.2453 | 17473.6784
Scenario 1: Reference | SDG&E | Com | HVAC | Com - Grocery | Rate Impact Measure Test | Fuel Substitution | 209.9958 | 232.9496 | 255.8718 | 278.7328 | 302.8634 | 0 | 0 | 0 | 0 | 0 | 0 | 0 | 0
Scenario 1: Reference | SDG&E | Com | HVAC | Com - Grocery | Total Resource Cost Test | Energy Efficiency | 29514.6254 | 33036.9277 | 36751.4011 | 40845.5334 | 44999.0407 | 49730.1325 | 54804.0562 | 60166.2865 | 29995.1339 | 23693.3622 | 25529.7791 | 27475.027 | 20190.2313
Scenario 1: Reference | SDG&E | Com | HVAC | Com - Grocery | Total Resource Cost Test | Fuel Substitution | 190.5096 | 214.3954 | 239.0518 | 264.6342 | 292.5771 | 0 | 0 | 0 | 0 | 0 | 0 | 0 | 0
Scenario 1: Reference | SDG&E | Com | HVAC | Com - Health | Participant Cost Test | Energy Efficiency | 85031.7196 | 126171.8378 | 136197.3904 | 181752.584 | 214841.0028 | 177187.6936 | 127538.897 | 135512.8578 | 88936.2442 | 99821.4012 | 112378.2401 | 114791.4851 | 168167.4051
Scenario 1: Reference | SDG&E | Com | HVAC | Com - Health | Participant Cost Test | Fuel Substitution | 17.107 | 19.1562 | 21.2896 | 23.4913 | 25.8021 | 0 | 0 | 0 | 0 | 0 | 0 | 0 | 0
Scenario 1: Reference | SDG&E | Com | HVAC | Com - Health | Program Administrator Cost Test | Energy Efficiency | 54248.2431 | 95308.6801 | 100292.094 | 134853.3026 | 159764.3431 | 124089.3974 | 125432.1277 | 131465.1552 | 81372.0291 | 91595.7864 | 102034.9689 | 102576.3263 | 154254.4239
Scenario 1: Reference | SDG&E | Com | HVAC | Com - Health | Program Administrator Cost Test | Fuel Substitution | 15.732 | 17.7389 | 19.8595 | 22.1005 | 24.507 | 0 | 0 | 0 | 0 | 0 | 0 | 0 | 0
Scenario 1: Reference | SDG&E | Com | HVAC | Com - Health | Rate Impact Measure Test | Energy Efficiency | 198606.0845 | 275176.6456 | 285868.2365 | 333733.3405 | 368628.0911 | 321717.1429 | 315480.1598 | 318206.6698 | 210413.0236 | 212870.3282 | 203695.7685 | 173812.2819 | 200949.3251
Scenario 1: Reference | SDG&E | Com | HVAC | Com - Health | Rate Impact Measure Test | Fuel Substitution | 36.6931 | 39.9781 | 43.1221 | 46.0352 | 48.7859 | 0 | 0 | 0 | 0 | 0 | 0 | 0 | 0
Scenario 1: Reference | SDG&E | Com | HVAC | Com - Health | Total Resource Cost Test | Energy Efficiency | 75521.7686 | 128425.3715 | 135878.6464 | 176793.9754 | 207967.1223 | 170135.82 | 161710.2394 | 169927.0594 | 105862.6944 | 119158.5411 | 133080.6232 | 134149.6948 | 201611.0727
Scenario 1: Reference | SDG&E | Com | HVAC | Com - Health | Total Resource Cost Test | Fuel Substitution | 22.8166 | 25.7832 | 28.9369 | 32.2896 | 35.8921 | 0 | 0 | 0 | 0 | 0 | 0 | 0 | 0
Scenario 1: Reference | SDG&E | Com | HVAC | Com - Lodging | Participant Cost Test | Energy Efficiency | 100999.4605 | 110846.0764 | 121404.9516 | 133551.9007 | 145016.0406 | 132260.1959 | 115810.9734 | 125344.7148 | 48919.0676 | 42842.39 | 45866.0171 | 49068.9195 | 52634.9004
Scenario 1: Reference | SDG&E | Com | HVAC | Com - Lodging | Participant Cost Test | Fuel Substitution | 64.6816 | 71.2469 | 77.2005 | 83.5697 | 82.9759 | 0 | 0 | 0 | 0 | 0 | 0 | 0 | 0
Scenario 1: Reference | SDG&E | Com | HVAC | Com - Lodging | Program Administrator Cost Test | Energy Efficiency | 71821.5834 | 77255.6062 | 82980.8054 | 89567.2374 | 95476.8175 | 80787.4474 | 85864.1573 | 91080.4444 | 35152.1716 | 32628.795 | 34590.5039 | 36621.839 | 38629.9955
Scenario 1: Reference | SDG&E | Com | HVAC | Com - Lodging | Program Administrator Cost Test | Fuel Substitution | 54.8327 | 61.5592 | 68.511 | 75.8391 | 82.0055 | 0 | 0 | 0 | 0 | 0 | 0 | 0 | 0
Scenario 1: Reference | SDG&E | Com | HVAC | Com - Lodging | Rate Impact Measure Test | Energy Efficiency | 187404.3187 | 198597.9318 | 209015.1241 | 219580.6394 | 226725.5274 | 207439.5537 | 210801.9151 | 212528.2358 | 78286.0612 | 65333.1764 | 61279.7114 | 55981.1526 | 49203.5688
Scenario 1: Reference | SDG&E | Com | HVAC | Com - Lodging | Rate Impact Measure Test | Fuel Substitution | 78.2062 | 86.2757 | 94.2942 | 102.3253 | 108.8325 | 0 | 0 | 0 | 0 | 0 | 0 | 0 | 0
Scenario 1: Reference | SDG&E | Com | HVAC | Com - Lodging | Total Resource Cost Test | Energy Efficiency | 96422.2564 | 104307.4436 | 112683.7668 | 122339.3157 | 131176.8828 | 117272.2643 | 120063.6371 | 128268.8816 | 48714.0286 | 44087.2136 | 46833.0328 | 49713.2107 | 52809.7469
Scenario 1: Reference | SDG&E | Com | HVAC | Com - Lodging | Total Resource Cost Test | Fuel Substitution | 79.093 | 88.9768 | 98.6974 | 109.5942 | 112.5322 | 0 | 0 | 0 | 0 | 0 | 0 | 0 | 0
Scenario 1: Reference | SDG&E | Com | HVAC | Com - Office (Large) | Participant Cost Test | Energy Efficiency | 231334.807 | 255449.3319 | 280806.333 | 307766.238 | 335310.2199 | 182301.7558 | 508.2705 | 541.085 | 572.1557 | 604.753 | 637.4853 | 671.0411 | 705.3203
Scenario 1: Reference | SDG&E | Com | HVAC | Com - Office (Large) | Program Administrator Cost Test | Energy Efficiency | 100570.7288 | 110159.9795 | 120123.2496 | 130607.462 | 141173.8903 | 377.0114 | 400.3265 | 423.1204 | 444.2538 | 466.2859 | 488.1358 | 510.3339 | 532.8008
Scenario 1: Reference | SDG&E | Com | HVAC | Com - Office (Large) | Rate Impact Measure Test | Energy Efficiency | 135266.4974 | 146260.5559 | 157243.1678 | 168310.8551 | 178879.3795 | 1902.9334 | 1840.5733 | 1750.3871 | 1626.3419 | 1477.9304 | 1299.7627 | 1088.8487 | 842.2185
Scenario 1: Reference | SDG&E | Com | HVAC | Com - Office (Large) | Total Resource Cost Test | Energy Efficiency | 135302.224 | 148506.8148 | 162272.0182 | 176798.5563 | 191494.6674 | 36944.2821 | 616.3414 | 653.0816 | 687.42 | 723.306 | 759.0671 | 795.5264 | 832.5619
Scenario 1: Reference | SDG&E | Com | HVAC | Com - Office (Small) | Participant Cost Test | Energy Efficiency | 106542.5907 | 118054.4586 | 130249.7731 | 28636.0676 | 1113.2351 | 1191.8083 | 1272.4159 | 1354.4728 | 1438.2069 | 1523.2477 | 1609.8098 | 1697.8128 | 1787.1666
Scenario 1: Reference | SDG&E | Com | HVAC | Com - Office (Small) | Program Administrator Cost Test | Energy Efficiency | 2439.8553 | 2630.5479 | 2823.4441 | 3018.9819 | 3211.4748 | 3410.9268 | 3611.5054 | 3805.4096 | 3996.9015 | 4182.0028 | 4364.3979 | 4544.0622 | 4720.6718
Scenario 1: Reference | SDG&E | Com | HVAC | Com - Office (Small) | Rate Impact Measure Test | Energy Efficiency | 12961.6369 | 13452.4599 | 13812.4639 | 14009.9162 | 14044.4501 | 13933.2216 | 13638.5521 | 13134.1759 | 12414.6801 | 11456.1458 | 10254.5389 | 8777.0292 | 7000.7463
Scenario 1: Reference | SDG&E | Com | HVAC | Com - Office (Small) | Total Resource Cost Test | Energy Efficiency | 23933.0803 | 26441.8634 | 29090.0433 | 8979.5537 | 3684.5997 | 3917.4453 | 4152.2822 | 4381.0606 | 4608.1394 | 4829.3831 | 5048.5671 | 5265.6326 | 5480.2176
Scenario 1: Reference | SDG&E | Com | HVAC | Com - Other | Participant Cost Test | Energy Efficiency | 29941.3394 | 35353.5315 | 40371.8599 | 45193.5796 | 50150.8484 | 55758.9012 | 61783.4264 | 68181.0545 | 36914.5208 | 29965.7159 | 72635.7719 | 89664.5469 | 97726.7357
Scenario 1: Reference | SDG&E | Com | HVAC | Com - Other | Participant Cost Test | Fuel Substitution | 206.5339 | 228.3233 | 250.1503 | 278.2536 | 300.8003 | 0 | 0 | 0 | 0 | 0 | 0 | 0 | 0
Scenario 1: Reference | SDG&E | Com | HVAC | Com - Other | Program Administrator Cost Test | Energy Efficiency | 63017.8624 | 70032.3385 | 77050.9252 | 84187.9064 | 90667.5666 | 98277.4349 | 106048.3986 | 113733.3883 | 105380.581 | 107761.0751 | 130369.4088 | 142041.4503 | 150097.6228
Scenario 1: Reference | SDG&E | Com | HVAC | Com - Other | Program Administrator Cost Test | Fuel Substitution | 181.2788 | 204.6809 | 229.218 | 258.9166 | 287.1588 | 0 | 0 | 0 | 0 | 0 | 0 | 0 | 0
Scenario 1: Reference | SDG&E | Com | HVAC | Com - Other | Rate Impact Measure Test | Energy Efficiency | 247493.2762 | 266335.7482 | 282304.4483 | 295099.0321 | 302160.3135 | 309028.769 | 311787.4166 | 309467.3284 | 264946.5822 | 243955.9876 | 256222.429 | 236620.8207 | 202087.5981
Scenario 1: Reference | SDG&E | Com | HVAC | Com - Other | Rate Impact Measure Test | Fuel Substitution | 211.064 | 236.2599 | 262.257 | 297.5354 | 326.4247 | 0 | 0 | 0 | 0 | 0 | 0 | 0 | 0
Scenario 1: Reference | SDG&E | Com | HVAC | Com - Other | Total Resource Cost Test | Energy Efficiency | 72289.9241 | 81135.1032 | 89861.628 | 98648.3394 | 106848.3135 | 116411.7582 | 126300.0077 | 136255.3772 | 117173.0086 | 117092.0553 | 154518.1034 | 172231.5028 | 183250.2723
Scenario 1: Reference | SDG&E | Com | HVAC | Com - Other | Total Resource Cost Test | Fuel Substitution | 248.9875 | 281.3871 | 315.5725 | 359.7151 | 399.6117 | 0 | 0 | 0 | 0 | 0 | 0 | 0 | 0
Scenario 1: Reference | SDG&E | Com | HVAC | Com - Restaurant | Participant Cost Test | Energy Efficiency | 53885.5532 | 60945.361 | 68757.0554 | 77053.4723 | 96792.1229 | 109541.575 | 123723.3883 | 139334.0754 | 156339.3602 | 175026.7647 | 195550.2467 | 217994.394 | 242442.176
Scenario 1: Reference | SDG&E | Com | HVAC | Com - Restaurant | Participant Cost Test | Fuel Substitution | 0.16889 | 0.1896 | 1.3237 | 1.4717 | 1.6283 | 0 | 0 | 0 | 0 | 0 | 0 | 0 | 0
Scenario 1: Reference | SDG&E | Com | HVAC | Com - Restaurant | Program Administrator Cost Test | Energy Efficiency | 50395.1719 | 56642.7251 | 63466.8864 | 70634.7991 | 87720.9718 | 98595.8792 | 110594.697 | 123684.5105 | 137810.5449 | 153196.1665 | 169942.8434 | 188097.0853 | 207696.1319
Scenario 1: Reference | SDG&E | Com | HVAC | Com - Restaurant | Program Administrator Cost Test | Fuel Substitution | 0.17415 | 0.19448 | 1.2784 | 1.4152 | 1.5593 | 0 | 0 | 0 | 0 | 0 | 0 | 0 | 0
Scenario 1: Reference | SDG&E | Com | HVAC | Com - Restaurant | Rate Impact Measure Test | Energy Efficiency | 90745.2956 | 99860.4361 | 109307.7418 | 118544.3928 | 144338.8002 | 157057.5589 | 169929.6869 | 182538.8262 | 194376.728 | 205309.842 | 214871.2616 | 222460.7857 | 227368.2857
Scenario 1: Reference | SDG&E | Com | HVAC | Com - Restaurant | Rate Impact Measure Test | Fuel Substitution | 0.39481 | 0.42776 | 2.7156 | 2.8909 | 3.0528 | 0 | 0 | 0 | 0 | 0 | 0 | 0 | 0
Scenario 1: Reference | SDG&E | Com | HVAC | Com - Restaurant | Total Resource Cost Test | Energy Efficiency | 66308.8127 | 74709.2109 | 83908.0071 | 93605.1375 | 116301.869 | 131021.0479 | 147300.7374 | 165108.63 | 184382.545 | 205429.2135 | 228395.7172 | 253356.8001 | 280375.0418
Scenario 1: Reference | SDG&E | Com | HVAC | Com - Restaurant | Total Resource Cost Test | Fuel Substitution | 0.2586 | 0.28928 | 1.9403 | 2.151 | 2.3734 | 0 | 0 | 0 | 0 | 0 | 0 | 0 | 0
Scenario 1: Reference | SDG&E | Com | HVAC | Com - Retail | Participant Cost Test | Energy Efficiency | 99991.2473 | 111765.0313 | 124279.1686 | 137138.2269 | 149932.6558 | 131659.9194 | 109358.2606 | 119372.2771 | 1949.5568 | 139.7953 | 146.0411 | 152.2481 | 158.4073
Scenario 1: Reference | SDG&E | Com | HVAC | Com - Retail | Participant Cost Test | Fuel Substitution | 9.7489 | 10.9547 | 12.2354 | 13.5949 | 15.0373 | 0 | 0 | 0 | 0 | 0 | 0 | 0 | 0
Scenario 1: Reference | SDG&E | Com | HVAC | Com - Retail | Program Administrator Cost Test | Energy Efficiency | 51870.5444 | 56854.7011 | 62018.6444 | 67134.2945 | 71997.2844 | 50482.5874 | 53946.723 | 57428.9931 | 1122.7954 | 228.6319 | 175.4741 | 149.0407 | 135.9558
Scenario 1: Reference | SDG&E | Com | HVAC | Com - Retail | Program Administrator Cost Test | Fuel Substitution | 7.6993 | 8.5458 | 9.4293 | 10.3514 | 11.3137 | 0 | 0 | 0 | 0 | 0 | 0 | 0 | 0
Scenario 1: Reference | SDG&E | Com | HVAC | Com - Retail | Rate Impact Measure Test | Energy Efficiency | 137766.8189 | 147466.023 | 156273.8156 | 163072.0409 | 167664.8385 | 138606.125 | 138977.8248 | 137741.2402 | 3005.0073 | 801.3894 | 517.1418 | 348.5689 | 229.5671
Scenario 1: Reference | SDG&E | Com | HVAC | Com - Retail | Rate Impact Measure Test | Fuel Substitution | 21.3646 | 22.9759 | 24.4494 | 25.7307 | 26.8386 | 0 | 0 | 0 | 0 | 0 | 0 | 0 | 0
Scenario 1: Reference | SDG&E | Com | HVAC | Com - Retail | Total Resource Cost Test | Energy Efficiency | 75545.1538 | 83748.7566 | 92389.5154 | 101139.4396 | 109687.4099 | 89014.8217 | 89597.5643 | 96773.573 | 1787.744 | 288.0449 | 237.5416 | 213.7461 | 203.2789
Scenario 1: Reference | SDG&E | Com | HVAC | Com - Retail | Total Resource Cost Test | Fuel Substitution | 13.0799 | 14.6567 | 16.3256 | 18.0912 | 19.9586 | 0 | 0 | 0 | 0 | 0 | 0 | 0 | 0
Scenario 1: Reference | SDG&E | Com | HVAC | Com - School | Participant Cost Test | Energy Efficiency | 127862.9218 | 137848.4401 | 148130.5236 | 158775.8824 | 170257.4115 | 181847.8066 | 79853.2078 | 82548.453 | 85763.3826 | 90459.7238 | 95383.7721 | 100430.064 | 105512.4545
Scenario 1: Reference | SDG&E | Com | HVAC | Com - School | Participant Cost Test | Fuel Substitution | 1.906 | 2.1082 | 2.3174 | 2.5339 | 2.758 | 0 | 0 | 0 | 0 | 0 | 0 | 0 | 0
Scenario 1: Reference | SDG&E | Com | HVAC | Com - School | Program Administrator Cost Test | Energy Efficiency | 59095.9577 | 61064.3739 | 62791.1625 | 64334.603 | 65998.2918 | 67364.3715 | 68729.2907 | 70286.1177 | 72291.6099 | 75732.3169 | 79303.1214 | 82906.1201 | 86472.3066
Scenario 1: Reference | SDG&E | Com | HVAC | Com - School | Program Administrator Cost Test | Fuel Substitution | 1.8785 | 2.0683 | 2.2632 | 2.4636 | 2.6697 | 0 | 0 | 0 | 0 | 0 | 0 | 0 | 0
Scenario 1: Reference | SDG&E | Com | HVAC | Com - School | Rate Impact Measure Test | Energy Efficiency | 162203.3173 | 162461.3546 | 160673.3737 | 156920.3835 | 152357.9726 | 146074.812 | 138845.7497 | 131157.3551 | 123616.1545 | 120016.828 | 115153.9721 | 108673.4041 | 100343.8521
Scenario 1: Reference | SDG&E | Com | HVAC | Com - School | Rate Impact Measure Test | Fuel Substitution | 3.1584 | 3.406 | 3.6435 | 3.8688 | 4.0802 | 0 | 0 | 0 | 0 | 0 | 0 | 0 | 0
Scenario 1: Reference | SDG&E | Com | HVAC | Com - School | Total Resource Cost Test | Energy Efficiency | 91163.9334 | 95419.4475 | 99474.0592 | 103404.5861 | 107642.8517 | 111575.7481 | 92793.781 | 95166.6713 | 98144.4291 | 103002.0271 | 108058.2902 | 113190.2168 | 118300.4691
Scenario 1: Reference | SDG&E | Com | HVAC | Com - School | Total Resource Cost Test | Fuel Substitution | 2.8315 | 3.1224 | 3.4219 | 3.7306 | 4.0488 | 0 | 0 | 0 | 0 | 0 | 0 | 0 | 0
Scenario 1: Reference | SDG&E | Com | HVAC | Com - Warehouse | Participant Cost Test | Energy Efficiency | 54.6906 | 59.6668 | 64.8581 | 70.406 | 75.9543 | 81.879 | 87.9088 | 94.1466 | 100.5799 | 107.238 | 113.9844 | 120.9193 | 19.2589
Scenario 1: Reference | SDG&E | Com | HVAC | Com - Warehouse | Participant Cost Test | Fuel Substitution | 27.2558 | 30.0028 | 33.4168 | 36.0999 | 43.436 | 0 | 0 | 0 | 0 | 0 | 0 | 0 | 0
Scenario 1: Reference | SDG&E | Com | HVAC | Com - Warehouse | Program Administrator Cost Test | Energy Efficiency | 38.7106 | 41.9897 | 45.3839 | 48.9902 | 52.5592 | 56.3508 | 60.1761 | 64.0944 | 67.1315 | 70.172 | 73.1241 | 76.0519 | 11.8753
Scenario 1: Reference | SDG&E | Com | HVAC | Com - Warehouse | Program Administrator Cost Test | Fuel Substitution | 24.9185 | 28.1168 | 31.8697 | 35.4176 | 41.7255 | 0 | 0 | 0 | 0 | 0 | 0 | 0 | 0
Scenario 1: Reference | SDG&E | Com | HVAC | Com - Warehouse | Rate Impact Measure Test | Energy Efficiency | 211.3427 | 218.6372 | 223.8716 | 226.8614 | 227.0032 | 225.033 | 219.9895 | 212.2562 | 200.4485 | 185.262 | 166.2286 | 142.9325 | 17.2957
Scenario 1: Reference | SDG&E | Com | HVAC | Com - Warehouse | Rate Impact Measure Test | Fuel Substitution | 29.4815 | 32.9832 | 37.3534 | 41.1104 | 49.5547 | 0 | 0 | 0 | 0 | 0 | 0 | 0 | 0
Scenario 1: Reference | SDG&E | Com | HVAC | Com - Warehouse | Total Resource Cost Test | Energy Efficiency | 61.9541 | 67.3481 | 72.9486 | 78.9128 | 84.8398 | 91.1493 | 97.5373 | 104.1161 | 110.7259 | 117.5282 | 124.3723 | 131.3674 | 20.8337
Scenario 1: Reference | SDG&E | Com | HVAC | Com - Warehouse | Total Resource Cost Test | Fuel Substitution | 32.9872 | 37.2965 | 42.6788 | 47.581 | 58.3569 | 0 | 0 | 0 | 0 | 0 | 0 | 0 | 0
Scenario 1: Reference | SDG&E | Com | Lighting | Com - College | Participant Cost Test | Energy Efficiency | 0 | 29812.4458 | 39534.0118 | 41469.3131 | 43097.1796 | 45012.7499 | 46957.8044 | 48832.79 | 9779.4586 | 0 | 0 | 0 | 0
Scenario 1: Reference | SDG&E | Com | Lighting | Com - College | Program Administrator Cost Test | Energy Efficiency | 0 | 19999.6445 | 26388.9077 | 27544.5218 | 28421.9652 | 29103.1922 | 29765.4664 | 30347.0357 | 5958.259 | 0 | 0 | 0 | 0
Scenario 1: Reference | SDG&E | Com | Lighting | Com - College | Rate Impact Measure Test | Energy Efficiency | 0 | 97605.6433 | 122029.7467 | 119613.1932 | 115377.8907 | 110539.7014 | 104703.4487 | 97782.3608 | 17328.3633 | 0 | 0 | 0 | 0
Scenario 1: Reference | SDG&E | Com | Lighting | Com - College | Total Resource Cost Test | Energy Efficiency | 0 | 33564.3073 | 44376.8831 | 46413.0593 | 48090.3692 | 50046.1837 | 52022.9126 | 53910.6867 | 10759.1819 | 0 | 0 | 0 | 0
Scenario 1: Reference | SDG&E | Com | Lighting | Com - Grocery | Participant Cost Test | Energy Efficiency | 42189.8608 | 43305.3368 | 44435.5363 | 45685.0955 | 46855.4602 | 48228.885 | 49660.3749 | 51116.6462 | 52539.8961 | 29934.1383 | 26084.6616 | 27101.6713 | 28154.402
Scenario 1: Reference | SDG&E | Com | Lighting | Com - Grocery | Program Administrator Cost Test | Energy Efficiency | 33335.5911 | 33993.0072 | 34652.5962 | 35396.2611 | 36068.4371 | 36888.1688 | 37741.7135 | 38603.2894 | 39429.3196 | 22987.6353 | 20138.6191 | 20779.2318 | 21439.1365
Scenario 1: Reference | SDG&E | Com | Lighting | Com - Grocery | Rate Impact Measure Test | Energy Efficiency | 221535.4539 | 215423.3389 | 207886.0762 | 199014.9782 | 188701.0335 | 177864.1311 | 165859.5254 | 152774.9962 | 138267.666 | 72695.3122 | 54251.5678 | 44757.8974 | 34104.797
Scenario 1: Reference | SDG&E | Com | Lighting | Com - Grocery | Total Resource Cost Test | Energy Efficiency | 52531.9777 | 53696.9354 | 54870.7652 | 56182.9796 | 57387.6716 | 58832.3115 | 60337.1841 | 61861.3635 | 63334.9724 | 36607.6682 | 32007.1401 | 33110.4922 | 34249.3894
Scenario 1: Reference | SDG&E | Com | Lighting | Com - Health | Participant Cost Test | Energy Efficiency | 109136.4919 | 111760.2785 | 114552.2379 | 118262.7741 | 121068.7919 | 123620.8687 | 123682.5001 | 126726.89 | 130763.6312 | 136360.3547 | 143136.7717 | 144342.5124 | 146767.2138
Scenario 1: Reference | SDG&E | Com | Lighting | Com - Health | Program Administrator Cost Test | Energy Efficiency | 84592.3017 | 86068.6793 | 87655.2134 | 89924.8245 | 91477.2541 | 92818.9973 | 92276.134 | 93966.8595 | 96373.5282 | 99900.6487 | 104249.3856 | 104498.3135 | 105628.5718
Scenario 1: Reference | SDG&E | Com | Lighting | Com - Health | Rate Impact Measure Test | Energy Efficiency | 560554.5712 | 543812.0807 | 524279.0255 | 504182.6011 | 477315.0517 | 446426.6068 | 404510.9646 | 371057.2773 | 337325.8189 | 303480.2399 | 267010.2007 | 215653.1163 | 163154.7331
Scenario 1: Reference | SDG&E | Com | Lighting | Com - Health | Total Resource Cost Test | Energy Efficiency | 134249.4055 | 136919.6061 | 139776.4817 | 143734.3867 | 146563.5544 | 149066.4926 | 148551.6716 | 151627.5945 | 155870.9804 | 161944.6101 | 169376.6167 | 170174.1567 | 172407.6541
Scenario 1: Reference | SDG&E | Com | Lighting | Com - Office (Large) | Participant Cost Test | Energy Efficiency | 167718.4762 | 172854.1853 | 177947.9193 | 183211.997 | 188060.0228 | 194037.1333 | 200474.2336 | 206494.3616 | 211559.2454 | 217139.2141 | 222665.7642 | 228439.6904 | 234433.8378
Scenario 1: Reference | SDG&E | Com | Lighting | Com - Office (Large) | Program Administrator Cost Test | Energy Efficiency | 111468.0546 | 114272.1394 | 115332.897 | 116416.3621 | 117153.8129 | 118507.1684 | 120037.8372 | 121218.1428 | 121756.2506 | 122517.2799 | 123172.1041 | 123888.303 | 124646.1494
Scenario 1: Reference | SDG&E | Com | Lighting | Com - Office (Large) | Rate Impact Measure Test | Energy Efficiency | 558406.3928 | 546284.8941 | 528721.5381 | 507114.0808 | 481706.4256 | 455877.7546 | 427596.21 | 395433.1423 | 358359.7998 | 319127.3573 | 276607.7933 | 230472.6575 | 180301.7757
Scenario 1: Reference | SDG&E | Com | Lighting | Com - Office (Large) | Total Resource Cost Test | Energy Efficiency | 187779.9613 | 192967.4345 | 197933.8487 | 203062.3637 | 207704.263 | 213565.8844 | 219901.445 | 225748.1946 | 230525.2097 | 235840.5369 | 241074.1013 | 246551.9362 | 252243.1726
Scenario 1: Reference | SDG&E | Com | Lighting | Com - Refrig. Warehouse | Participant Cost Test | Energy Efficiency | 118.7348 | 121.8132 | 125.044 | 127.6291 | 130.7677 | 134.1579 | 137.9636 | 141.8983 | 146.2437 | 150.5691 | 155.3249 | 160.3689 | 165.5412
Scenario 1: Reference | SDG&E | Com | Lighting | Com - Refrig. Warehouse | Program Administrator Cost Test | Energy Efficiency | 107.1632 | 109.0812 | 111.0995 | 112.5047 | 114.3733 | 116.4294 | 118.8114 | 121.2646 | 124.0288 | 126.7315 | 129.7539 | 132.9701 | 136.2438
Scenario 1: Reference | SDG&E | Com | Lighting | Com - Refrig. Warehouse | Rate Impact Measure Test | Energy Efficiency | 884.403 | 858.5411 | 827.6315 | 785.0058 | 741.7992 | 694.7186 | 644.3755 | 589.852 | 531.3234 | 466.6748 | 396.9618 | 319.9857 | 234.5752
Scenario 1: Reference | SDG&E | Com | Lighting | Com - Refrig. Warehouse | Total Resource Cost Test | Energy Efficiency | 161.1876 | 164.5062 | 167.9945 | 170.5759 | 173.8726 | 177.4713 | 181.5849 | 185.8284 | 190.5697 | 195.2405 | 200.4268 | 205.938 | 211.565
Scenario 1: Reference | SDG&E | Com | Lighting | Com - Restaurant | Participant Cost Test | Energy Efficiency | 37125.664 | 37315.2399 | 37614.0441 | 37844.8584 | 42758.2779 | 43906.8867 | 45142.169 | 46415.0197 | 47683.4519 | 49002.9904 | 50381.146 | 51809.0991 | 53278.8414
Scenario 1: Reference | SDG&E | Com | Lighting | Com - Restaurant | Program Administrator Cost Test | Energy Efficiency | 27069.6668 | 27052.0855 | 27114.4257 | 27127.2938 | 30503.0119 | 31151.7251 | 31855.1118 | 32577.7303 | 33289.9586 | 34030.8617 | 34805.3219 | 35606.8609 | 36429.7024
Scenario 1: Reference | SDG&E | Com | Lighting | Com - Restaurant | Rate Impact Measure Test | Energy Efficiency | 163478.9266 | 155813.5555 | 147913.5378 | 138820.6865 | 145648.4223 | 137335.7842 | 128294.8442 | 118500.0403 | 107700.656 | 95996.5086 | 83330.2484 | 69420.1571 | 54135.601
Scenario 1: Reference | SDG&E | Com | Lighting | Com - Restaurant | Total Resource Cost Test | Energy Efficiency | 43961.844 | 44030.5197 | 44228.8158 | 44346.7044 | 49958.0283 | 51129.3585 | 52394.7986 | 53696.5643 | 54985.9292 | 56327.2223 | 57728.7434 | 59180.001 | 60671.5753
Scenario 1: Reference | SDG&E | Com | Lighting | Com - Retail | Participant Cost Test | Energy Efficiency | 242366.7882 | 244143.5409 | 246236.8514 | 248037.9476 | 249022.1357 | 251252.1093 | 253158.4178 | 255188.6661 | 257556.1572 | 260472.7318 | 263540.0746 | 267192.7431 | 271216.0513
Scenario 1: Reference | SDG&E | Com | Lighting | Com - Retail | Program Administrator Cost Test | Energy Efficiency | 177787.4022 | 178056.8312 | 178556.1654 | 178839.3786 | 178531.9747 | 179126.4015 | 179486.7022 | 179935.1176 | 180621.0421 | 181689.43 | 182856.3903 | 184422.1749 | 186232.5824
Scenario 1: Reference | SDG&E | Com | Lighting | Com - Retail | Rate Impact Measure Test | Energy Efficiency | 1091972.657 | 1043027.1968 | 990588.0251 | 930662.5201 | 865436.3178 | 801472.2704 | 733371.8119 | 663704.0224 | 592220.6515 | 519020.3752 | 442836.0752 | 363051.3195 | 278571.0235
Scenario 1: Reference | SDG&E | Com | Lighting | Com - Retail | Total Resource Cost Test | Energy Efficiency | 288064.2909 | 289142.1423 | 290593.9328 | 291696.6448 | 291837.0465 | 293446.1113 | 294673.7822 | 296045.9607 | 297809.0937 | 300204.523 | 302767.1243 | 305994.8731 | 309635.8857
Scenario 1: Reference | SDG&E | Com | Lighting | Com - Warehouse | Participant Cost Test | Energy Efficiency | 5786.1347 | 6052.689 | 6326.7705 | 6626.4936 | 6906.7952 | 7214.4989 | 7518.1239 | 7830.3784 | 1480.2406 | 0 | 0 | 0 | 0
Scenario 1: Reference | SDG&E | Com | Lighting | Com - Warehouse | Program Administrator Cost Test | Energy Efficiency | 3305.2918 | 3389.764 | 3473.7856 | 3567.0118 | 3644.9969 | 3732.7301 | 3813.5524 | 3894.0616 | 721.6925 | 0 | 0 | 0 | 0
Scenario 1: Reference | SDG&E | Com | Lighting | Com - Warehouse | Rate Impact Measure Test | Energy Efficiency | 16227.1298 | 16066.1796 | 15788.65 | 15405.0586 | 14859.3753 | 14237.3359 | 13470.4786 | 12598.4429 | 2107.1885 | 0 | 0 | 0 | 0
Scenario 1: Reference | SDG&E | Com | Lighting | Com - Warehouse | Total Resource Cost Test | Energy Efficiency | 6297.1316 | 6566.0641 | 6841.7056 | 7143.5543 | 7422.9719 | 7730.3683 | 8031.8957 | 8341.1783 | 1572.2957 | 0 | 0 | 0 | 0
Scenario 1: Reference | SDG&E | Com | WaterHeat | Com - College | Participant Cost Test | Energy Efficiency | 45627.5272 | 47600.1187 | 47370.4506 | 49487.0972 | 51400.1658 | 33909.2344 | 17467.7797 | 17905.495 | 2305.8548 | 2494.1962 | 19227.7175 | 19746.6688 | 20252.5889
Scenario 1: Reference | SDG&E | Com | WaterHeat | Com - College | Participant Cost Test | Fuel Substitution | 1142434.2625 | 1226303.9548 | 1332793.7224 | 1323478.0367 | 1236485.8727 | 101215.7299 | 100360.9215 | 115677.0468 | 101758.8597 | 117329.2912 | 134603.5228 | 149224.5881 | 161553.2884
Scenario 1: Reference | SDG&E | Com | WaterHeat | Com - College | Program Administrator Cost Test | Energy Efficiency | 76702.0364 | 78411.3065 | 80127.114 | 82064.4905 | 83745.1929 | 55528.7499 | 56512.3391 | 57494.5612 | 15231.0237 | 16245.1572 | 60434.5801 | 61688.9302 | 62676.0803
Scenario 1: Reference | SDG&E | Com | WaterHeat | Com - College | Program Administrator Cost Test | Fuel Substitution | 759306.6249 | 871379.9216 | 1005750.6718 | 1133522.814 | 1253600.7108 | 160262.5212 | 166937.0283 | 191936.4525 | 178955.3257 | 205802.5183 | 235497.5723 | 260421.3912 | 281240.6916
Scenario 1: Reference | SDG&E | Com | WaterHeat | Com - College | Rate Impact Measure Test | Energy Efficiency | 196663.4694 | 201679.137 | 205508.1254 | 208545.6844 | 209268.7211 | 144227.7198 | 143142.8026 | 140594.4456 | 74875.4829 | 68603.3123 | 119387.9785 | 104500.2244 | 85867.9744
Scenario 1: Reference | SDG&E | Com | WaterHeat | Com - College | Rate Impact Measure Test | Fuel Substitution | 759306.6249 | 871379.9216 | 1005750.6718 | 1133522.814 | 1253600.7108 | 2630863.2357 | 2739354.9014 | 2755507.8154 | 2601290.18 | 2466990.126 | 2209693.3934 | 1742365.6266 | 1097609.1196
Scenario 1: Reference | SDG&E | Com | WaterHeat | Com - College | Total Resource Cost Test | Energy Efficiency | 96781.8019 | 99548.2069 | 100099.493 | 103099.354 | 105743.7619 | 69633.1885 | 60600.1902 | 61691.6144 | 15922.7802 | 16993.4161 | 64962.472 | 66359.9231 | 67552.8658
Scenario 1: Reference | SDG&E | Com | WaterHeat | Com - College | Total Resource Cost Test | Fuel Substitution | 991560.0396 | 1135191.7869 | 1341275.0764 | 1448157.7073 | 1485427.9133 | 230380.8266 | 230974.9918 | 266219.5616 | 234741.9778 | 270660.3364 | 310505.9536 | 344231.0794 | 372668.2202
Scenario 1: Reference | SDG&E | Com | WaterHeat | Com - Grocery | Participant Cost Test | Energy Efficiency | 18117.5984 | 18737.4047 | 19365.6589 | 20024.5092 | 20680.6564 | 19263.7048 | 17668.9498 | 18214.9659 | 7364.1666 | 7838.2439 | 19884.4269 | 20508.769 | 21159.3619
Scenario 1: Reference | SDG&E | Com | WaterHeat | Com - Grocery | Participant Cost Test | Fuel Substitution | 40807.9335 | 43043.9246 | 44751.994 | 45780.7103 | 46461.4758 | 0 | 0 | 0 | 0 | 0 | 0 | 0 | 0
Scenario 1: Reference | SDG&E | Com | WaterHeat | Com - Grocery | Program Administrator Cost Test | Energy Efficiency | 71285.2655 | 73920.1114 | 76565.4724 | 79320.1883 | 82032.7944 | 79862.7589 | 82720.1366 | 85635.7629 | 57795.5221 | 61049.5182 | 94508.1143 | 97691.9795 | 100894.4753
Scenario 1: Reference | SDG&E | Com | WaterHeat | Com - Grocery | Program Administrator Cost Test | Fuel Substitution | 35120.8788 | 39569.0502 | 44196.8516 | 49054.048 | 54386.3771 | 0 | 0 | 0 | 0 | 0 | 0 | 0 | 0
Scenario 1: Reference | SDG&E | Com | WaterHeat | Com - Grocery | Rate Impact Measure Test | Energy Efficiency | 328918.4078 | 343215.0251 | 354049.1287 | 361003.4593 | 363613.1397 | 352362.8981 | 346860.7587 | 336445.0149 | 276263.468 | 252483.4416 | 262843.3017 | 220062.1063 | 167663.0414
Scenario 1: Reference | SDG&E | Com | WaterHeat | Com - Grocery | Rate Impact Measure Test | Fuel Substitution | 35120.8788 | 39569.0502 | 44196.8516 | 49054.048 | 54386.3771 | 0 | 0 | 0 | 0 | 0 | 0 | 0 | 0
Scenario 1: Reference | SDG&E | Com | WaterHeat | Com - Grocery | Total Resource Cost Test | Energy Efficiency | 76444.8617 | 79281.4348 | 82138.9066 | 85121.2548 | 88060.425 | 85454.7301 | 87187.8585 | 90258.7209 | 60004.772 | 63400.9913 | 99606.9139 | 102976.3317 | 106417.9844
Scenario 1: Reference | SDG&E | Com | WaterHeat | Com - Grocery | Total Resource Cost Test | Fuel Substitution | 44108.1045 | 49637.4972 | 55398.563 | 61460.2365 | 68070.2761 | 0 | 0 | 0 | 0 | 0 | 0 | 0 | 0
Scenario 1: Reference | SDG&E | Com | WaterHeat | Com - Health | Participant Cost Test | Energy Efficiency | 74206.3104 | 77689.6586 | 77860.6579 | 81804.206 | 85220.4936 | 55328.434 | 27267.3708 | 28266.9944 | 8165.901 | 8924.0131 | 31668.6226 | 32700.5154 | 33818.4814
Scenario 1: Reference | SDG&E | Com | WaterHeat | Com - Health | Participant Cost Test | Fuel Substitution | 2738054.4323 | 2925651.7725 | 3124543.5369 | 3131358.6924 | 3062290.6923 | 206697.2432 | 240983.2105 | 279659.9137 | 146710.1069 | 169293.2606 | 195464.9258 | 217556.3389 | 236182.8496
Scenario 1: Reference | SDG&E | Com | WaterHeat | Com - Health | Program Administrator Cost Test | Energy Efficiency | 184917.1363 | 192741.6452 | 200722.3982 | 209925.6377 | 217875.449 | 132380.7969 | 136376.5915 | 141936.6552 | 90995.5101 | 97961.0172 | 162933.112 | 167617.8648 | 172823.1294
Scenario 1: Reference | SDG&E | Com | WaterHeat | Com - Health | Program Administrator Cost Test | Fuel Substitution | 1872587.1408 | 2159993.961 | 2487024.452 | 2813497.1885 | 3172009.0181 | 261503.789 | 306878.1281 | 355717.3414 | 264969.2722 | 305762.6809 | 353033.72 | 392933.1248 | 426572.8554
Scenario 1: Reference | SDG&E | Com | WaterHeat | Com - Health | Rate Impact Measure Test | Energy Efficiency | 786568.1131 | 816681.724 | 839754.6111 | 858386.9266 | 862378.598 | 653937.7833 | 630047.9694 | 608211.7536 | 497297.291 | 458533.142 | 485760.1438 | 399027.0037 | 298018.2998
Scenario 1: Reference | SDG&E | Com | WaterHeat | Com - Health | Rate Impact Measure Test | Fuel Substitution | 1872587.1408 | 2159993.961 | 2487024.452 | 2813497.1885 | 3172009.0181 | 7054868.9874 | 7420914.756 | 7479027.3864 | 7022277.3295 | 6618873.3011 | 5900427.9773 | 4573697.4211 | 2736048.6421
Scenario 1: Reference | SDG&E | Com | WaterHeat | Com - Health | Total Resource Cost Test | Energy Efficiency | 215470.3709 | 224852.7028 | 231014.2409 | 241834.6886 | 251163.8397 | 156179.8062 | 143051.6272 | 148877.9071 | 93445.2803 | 100638.2211 | 170792.5205 | 175764.4438 | 181371.1487
Scenario 1: Reference | SDG&E | Com | WaterHeat | Com - Health | Total Resource Cost Test | Fuel Substitution | 2194987.1309 | 2526416.2836 | 2954956.3791 | 3252833.6438 | 3549076.1104 | 420767.0479 | 491563.0981 | 570251.6318 | 338324.3257 | 390409.3112 | 450766.1829 | 501711.2943 | 544664.2802
Scenario 1: Reference | SDG&E | Com | WaterHeat | Com - Lodging | Participant Cost Test | Energy Efficiency | 429854.4154 | 442193.9352 | 451825.76 | 467692.5259 | 480275.0025 | 301437.6266 | 112180.5966 | 113372.1271 | 1832.7853 | 1948.7589 | 23873.1976 | 24237.1044 | 24598.3098
Scenario 1: Reference | SDG&E | Com | WaterHeat | Com - Lodging | Participant Cost Test | Fuel Substitution | 3880382.7723 | 4123986.9138 | 4361432.3087 | 4376685.7947 | 4299643.3709 | 494522.48 | 247779.186 | 285926.6878 | 149303.5634 | 170773.4869 | 195564.5764 | 216211.5696 | 233394.3534
Scenario 1: Reference | SDG&E | Com | WaterHeat | Com - Lodging | Program Administrator Cost Test | Energy Efficiency | 667780.1565 | 677819.2605 | 688506.2343 | 703834.3537 | 713069.3303 | 111388.3296 | 111664.5656 | 111980.7941 | 20600.9596 | 21689.1763 | 79670.9677 | 80440.606 | 81030.6921
Scenario 1: Reference | SDG&E | Com | WaterHeat | Com - Lodging | Program Administrator Cost Test | Fuel Substitution | 2533174.3616 | 2904425.4057 | 3317105.4088 | 3728355.9676 | 4176786.6402 | 326980.5654 | 315799.3237 | 364044.5616 | 269818.351 | 308624.259 | 353430.6978 | 390745.6441 | 421798.2699
Scenario 1: Reference | SDG&E | Com | WaterHeat | Com - Lodging | Rate Impact Measure Test | Energy Efficiency | 1622215.1986 | 1620364.2688 | 1613233.7603 | 1609420.3641 | 1583031.1248 | 266034.1688 | 262211.7724 | 256523.8916 | 109696.8221 | 99240.8858 | 163845.4886 | 140721.8662 | 113447.1328
Scenario 1: Reference | SDG&E | Com | WaterHeat | Com - Lodging | Rate Impact Measure Test | Fuel Substitution | 2533174.3616 | 2904425.4057 | 3317105.4088 | 3728355.9676 | 4176786.6402 | 8807407.4697 | 9143651.7043 | 9156718.5674 | 8569393.9631 | 7994618.6749 | 7052115.274 | 5405439.196 | 3176273.1542
Scenario 1: Reference | SDG&E | Com | WaterHeat | Com - Lodging | Total Resource Cost Test | Energy Efficiency | 866809.9364 | 882635.7726 | 896033.8481 | 918613.7794 | 933623.4689 | 279937.158 | 166590.1184 | 167547.985 | 21150.7952 | 22273.804 | 85197.393 | 86069.9358 | 86849.1079
Scenario 1: Reference | SDG&E | Com | WaterHeat | Com - Lodging | Total Resource Cost Test | Fuel Substitution | 3056038.1591 | 3492756.9281 | 4030581.3934 | 4431170.306 | 4835107.1685 | 772437.8813 | 505692.4316 | 583363.6225 | 344470.1327 | 394011.0025 | 451212.986 | 498851.4289 | 538495.4465
Scenario 1: Reference | SDG&E | Com | WaterHeat | Com - Office (Large) | Participant Cost Test | Energy Efficiency | 113604.0105 | 116384.8332 | 117176.5261 | 119920.677 | 122480.7744 | 77352.0248 | 31038.6774 | 30641.861 | 7264.6054 | 7807.4964 | 29382.5924 | 29013.6961 | 28658.4407
Scenario 1: Reference | SDG&E | Com | WaterHeat | Com - Office (Large) | Participant Cost Test | Fuel Substitution | 669517.2056 | 713157.3649 | 777324.6399 | 759053.8843 | 696866.495 | 78825.4684 | 91593.4991 | 104955.1344 | 69420.4174 | 81365.1735 | 92952.8174 | 102474.3045 | 110230.1379
Scenario 1: Reference | SDG&E | Com | WaterHeat | Com - Office (Large) | Program Administrator Cost Test | Energy Efficiency | 176126.8246 | 175645.1785 | 175168.5736 | 174827.1492 | 174342.8606 | 110251.1766 | 109280.1755 | 108361.378 | 45483.8367 | 48171.6988 | 105728.349 | 105160.6286 | 104563.5646
Scenario 1: Reference | SDG&E | Com | WaterHeat | Com - Office (Large) | Program Administrator Cost Test | Fuel Substitution | 429518.1198 | 489355.081 | 564002.2697 | 631572.1098 | 693452.6938 | 113114.1384 | 131410.7151 | 150104.7521 | 120582.7035 | 140994.3785 | 160695.1927 | 176746.8134 | 189693.224
Scenario 1: Reference | SDG&E | Com | WaterHeat | Com - Office (Large) | Rate Impact Measure Test | Energy Efficiency | 501043.1078 | 506922.3387 | 509070.6112 | 507025.5445 | 500321.716 | 357530.7411 | 347021.3471 | 332073.6957 | 223515.4753 | 203093.0243 | 252302.0774 | 209952.4804 | 160822.3225
Scenario 1: Reference | SDG&E | Com | WaterHeat | Com - Office (Large) | Rate Impact Measure Test | Fuel Substitution | 429518.1198 | 489355.081 | 564002.2697 | 631572.1098 | 693452.6938 | 1680800.2991 | 1746638.5681 | 1745206.1317 | 1615387.7598 | 1559417.1019 | 1393902.9374 | 1097298.9201 | 693558.1559
Scenario 1: Reference | SDG&E | Com | WaterHeat | Com - Office (Large) | Total Resource Cost Test | Energy Efficiency | 226250.4811 | 227583.3788 | 226951.5592 | 228362.0983 | 229544.3903 | 145312.6486 | 116739.0041 | 115768.8352 | 47663.2183 | 50513.9478 | 112966.9666 | 112371.0099 | 111823.4417
Scenario 1: Reference | SDG&E | Com | WaterHeat | Com - Office (Large) | Total Resource Cost Test | Fuel Substitution | 567789.8967 | 645345.2668 | 768447.457 | 815313.8842 | 821383.8402 | 171202.0772 | 199024.9146 | 227968.0942 | 160148.9407 | 187705.2344 | 214435.1849 | 236398.5663 | 254288.7884
Scenario 1: Reference | SDG&E | Com | WaterHeat | Com - Office (Small) | Participant Cost Test | Energy Efficiency | 25415.7047 | 25927.8311 | 26620.3172 | 27111.1346 | 27598.1999 | 27179.8959 | 27604.0717 | 28023.9922 | 2870.5964 | 3091.9937 | 29112.5705 | 29518.2622 | 29917.4165
Scenario 1: Reference | SDG&E | Com | WaterHeat | Com - Office (Small) | Participant Cost Test | Fuel Substitution | 267437.3448 | 284128.176 | 296410.8519 | 302886.285 | 305527.0388 | 21718.7576 | 25474.0314 | 29163.1221 | 32543.2167 | 37297.0056 | 42517.16 | 46833.8718 | 50397.7508
Scenario 1: Reference | SDG&E | Com | WaterHeat | Com - Office (Small) | Program Administrator Cost Test | Energy Efficiency | 82196.8677 | 82885.6315 | 84136.3503 | 84724.9705 | 85291.6467 | 84356.4209 | 84834.879 | 85298.6806 | 16806.6189 | 17845.8245 | 86219.0211 | 86628.7834 | 86802.9367
Scenario 1: Reference | SDG&E | Com | WaterHeat | Com - Office (Small) | Program Administrator Cost Test | Fuel Substitution | 185792.908 | 212506.4954 | 240258.49 | 268933.204 | 299968.0833 | 37588.2541 | 43982.7919 | 50235.7298 | 55931.5852 | 63960.7231 | 72754.9884 | 79971.6371 | 85877.9695
Scenario 1: Reference | SDG&E | Com | WaterHeat | Com - Office (Small) | Rate Impact Measure Test | Energy Efficiency | 185600.9283 | 189890.461 | 193848.3976 | 195525.8365 | 195979.5806 | 191042.6036 | 188641.6642 | 184760.7533 | 81003.3183 | 73833.6274 | 156815.7499 | 137006.8847 | 113778.5769
Scenario 1: Reference | SDG&E | Com | WaterHeat | Com - Office (Small) | Rate Impact Measure Test | Fuel Substitution | 185792.908 | 212506.4954 | 240258.49 | 268933.204 | 299968.0833 | 700904.8934 | 730293.6224 | 730232.3692 | 694947.4718 | 656876.1462 | 587138.0177 | 463626.4188 | 295951.5244
Scenario 1: Reference | SDG&E | Com | WaterHeat | Com - Office (Small) | Total Resource Cost Test | Energy Efficiency | 88284.8179 | 89127.1157 | 90588.0675 | 91328.7627 | 92048.5481 | 90654.0697 | 91242.2723 | 91815.4505 | 17667.7978 | 18773.4226 | 93018.5541 | 93551.6441 | 93949.3614
Scenario 1: Reference | SDG&E | Com | WaterHeat | Com - Office (Small) | Total Resource Cost Test | Fuel Substitution | 216909.0336 | 247795.2831 | 279915.2825 | 313176.0943 | 349021.4134 | 50115.4495 | 58778.6528 | 67289.1864 | 75086.9547 | 86054.9233 | 98098.5954 | 108057.7819 | 116279.9969
Scenario 1: Reference | SDG&E | Com | WaterHeat | Com - Other | Participant Cost Test | Energy Efficiency | 147224.7009 | 156198.735 | 149008.2072 | 157381.0641 | 165821.2635 | 128156.2052 | 107648.2846 | 113122.4513 | 64527.5024 | 69742.403 | 129626.4983 | 136127.0126 | 142941.4701
Scenario 1: Reference | SDG&E | Com | WaterHeat | Com - Other | Participant Cost Test | Fuel Substitution | 10438806.0991 | 11156464.9923 | 11990915.1864 | 11956700.911 | 11612891.5611 | 1013847.7341 | 1178002.2436 | 1360951.2798 | 712371.0981 | 826353.8563 | 949621.0044 | 1053600.9308 | 1141059.0494
Scenario 1: Reference | SDG&E | Com | WaterHeat | Com - Other | Program Administrator Cost Test | Energy Efficiency | 493167.0441 | 523056.2015 | 553800.3519 | 585539.7912 | 617174.1446 | 553377.2173 | 583647.1354 | 614632.3963 | 499777.2678 | 532933.2566 | 708892.4913 | 743521.1102 | 778907.9261
Scenario 1: Reference | SDG&E | Com | WaterHeat | Com - Other | Program Administrator Cost Test | Fuel Substitution | 6899577.4838 | 7920869.7915 | 9112661.2803 | 10271331.4015 | 11537486.4105 | 1286033.8199 | 1502388.1155 | 1733542.2246 | 1287481.016 | 1493493.8194 | 1716260.0084 | 1903015.0536 | 2054733.0794
Scenario 1: Reference | SDG&E | Com | WaterHeat | Com - Other | Rate Impact Measure Test | Energy Efficiency | 2876251.5847 | 3023676.596 | 3141379.3657 | 3219290.0878 | 3255827.5686 | 3025823.0361 | 2979654.8012 | 2886089.9423 | 2529036.5893 | 2316873.8449 | 2231197.0724 | 1855473.7129 | 1388343.7694
Scenario 1: Reference | SDG&E | Com | WaterHeat | Com - Other | Rate Impact Measure Test | Fuel Substitution | 6899577.4838 | 7920869.7915 | 9112661.2803 | 10271331.4015 | 11537486.4105 | 23407534.5876 | 24519651.4658 | 24672715.4672 | 22970721.1998 | 21857341.9774 | 19525811.4099 | 15282501.5125 | 9427864.9301
Scenario 1: Reference | SDG&E | Com | WaterHeat | Com - Other | Total Resource Cost Test | Energy Efficiency | 553556.5007 | 587829.9823 | 606672.6642 | 641880.1104 | 677025.1664 | 595765.073 | 612092.3632 | 644660.5938 | 519135.5185 | 553855.9775 | 743698.2129 | 780250.6062 | 817873.1713
Scenario 1: Reference | SDG&E | Com | WaterHeat | Com - Other | Total Resource Cost Test | Fuel Substitution | 8542982.6438 | 9782483.3999 | 11473785.3427 | 12483229.7385 | 13439424.486 | 2066211.0376 | 2404795.6915 | 2777155.4655 | 1643666.5651 | 1906670.7476 | 2191070.5106 | 2430965.9773 | 2632739.91
Scenario 1: Reference | SDG&E | Com | WaterHeat | Com - Refrig. Warehouse | Participant Cost Test | Energy Efficiency | 34.4546 | 37.5457 | 40.7839 | 43.9044 | 47.3093 | 31.3297 | 34.1835 | 534.7929 | 40.3948 | 43.7336 | 571.8671 | 584.6017 | 597.4717
Scenario 1: Reference | SDG&E | Com | WaterHeat | Com - Refrig. Warehouse | Participant Cost Test | Fuel Substitution | 2687.2774 | 2830.7655 | 2926.4225 | 2958.7263 | 2950.8233 | 85.6185 | 100.8204 | 115.8818 | 129.7921 | 147.0177 | 168.2162 | 185.9437 | 200.7587
Scenario 1: Reference | SDG&E | Com | WaterHeat | Com - Refrig. Warehouse | Program Administrator Cost Test | Energy Efficiency | 319.2345 | 347.1973 | 375.8317 | 402.9457 | 431.748 | 404.3069 | 433.5679 | 1826.5738 | 494.9884 | 526.7784 | 1929.3191 | 1964.6605 | 1995.7134
Scenario 1: Reference | SDG&E | Com | WaterHeat | Com - Refrig. Warehouse | Program Administrator Cost Test | Fuel Substitution | 1951.4941 | 2226.9758 | 2513.5035 | 2810.2013 | 3134.3307 | 154.6652 | 182.143 | 209.3651 | 234.5047 | 265.6351 | 303.9408 | 335.9728 | 362.7406
Scenario 1: Reference | SDG&E | Com | WaterHeat | Com - Refrig. Warehouse | Rate Impact Measure Test | Energy Efficiency | 2967.5575 | 3114.3213 | 3225.6285 | 3273.021 | 3290.1312 | 3137.0236 | 3064.6784 | 4871.0509 | 2761.9392 | 2513.9982 | 4070.0856 | 3513.6161 | 2836.4632
Scenario 1: Reference | SDG&E | Com | WaterHeat | Com - Refrig. Warehouse | Rate Impact Measure Test | Fuel Substitution | 1951.4941 | 2226.9758 | 2513.5035 | 2810.2013 | 3134.3307 | 6703.4588 | 6986.7828 | 6979.6316 | 6621.0879 | 6122.862 | 5404.4655 | 4153.6346 | 2460.1091
Scenario 1: Reference | SDG&E | Com | WaterHeat | Com - Refrig. Warehouse | Total Resource Cost Test | Energy Efficiency | 330.0081 | 358.9363 | 388.5818 | 416.6687 | 446.5331 | 413.7058 | 443.8229 | 1949.6908 | 507.1069 | 539.8985 | 2061.5376 | 2100.3173 | 2136.9566
Scenario 1: Reference | SDG&E | Com | WaterHeat | Com - Refrig. Warehouse | Total Resource Cost Test | Fuel Substitution | 2137.6031 | 2435.5457 | 2745.4475 | 3066.593 | 3416.3404 | 197.4744 | 232.5532 | 267.306 | 299.4008 | 339.144 | 388.0489 | 428.9447 | 463.12
Scenario 1: Reference | SDG&E | Com | WaterHeat | Com - Restaurant | Participant Cost Test | Energy Efficiency | 32949.149 | 34692.7524 | 36504.071 | 38238.323 | 46128.6548 | 22556.2614 | 24108.6399 | 33705.2398 | 27416.0242 | 29178.8868 | 39260.1398 | 41275.278 | 43371.2772
Scenario 1: Reference | SDG&E | Com | WaterHeat | Com - Restaurant | Participant Cost Test | Fuel Substitution | 5878321.0939 | 6218806.4868 | 6454951.3041 | 6555632.0699 | 6590969.6097 | 472287.3104 | 553518.9836 | 633443.8737 | 706981.0751 | 810014.9529 | 925170.3491 | 1021350.2515 | 1101544.2117
Scenario 1: Reference | SDG&E | Com | WaterHeat | Com - Restaurant | Program Administrator Cost Test | Energy Efficiency | 125225.5629 | 130923.5363 | 136696.6496 | 142069.2875 | 166816.1717 | 131484.9117 | 139248.9879 | 169054.2446 | 155289.7763 | 163592.2781 | 193635.8811 | 202286.3944 | 211073.2645
Scenario 1: Reference | SDG&E | Com | WaterHeat | Com - Restaurant | Program Administrator Cost Test | Fuel Substitution | 4274353.2346 | 4874744.7992 | 5492481.5058 | 6124675.4587 | 6828405.9777 | 835468.3334 | 976612.2844 | 1114759.8449 | 1241030.7945 | 1418408.4622 | 1616082.2826 | 1779782.6947 | 1914975.9934
Scenario 1: Reference | SDG&E | Com | WaterHeat | Com - Restaurant | Rate Impact Measure Test | Energy Efficiency | 723543.6077 | 742796.3054 | 754815.9516 | 755107.6761 | 849352.6766 | 733317.2726 | 720873.3895 | 728501.6067 | 661183.0091 | 605841.8648 | 564224.8386 | 471868.3917 | 358157.6089
Scenario 1: Reference | SDG&E | Com | WaterHeat | Com - Restaurant | Rate Impact Measure Test | Fuel Substitution | 4274353.2346 | 4874744.7992 | 5492481.5058 | 6124675.4587 | 6828405.9777 | 17614058.7847 | 18323581.2188 | 18295879.5693 | 17389472.4616 | 16397428.4965 | 14636196.5188 | 11512290.9942 | 7256072.0837
Scenario 1: Reference | SDG&E | Com | WaterHeat | Com - Restaurant | Total Resource Cost Test | Energy Efficiency | 139531.1103 | 146095.4321 | 152771.5705 | 159014.1677 | 187781.5862 | 138251.7902 | 146481.5799 | 178567.9462 | 163514.5835 | 172345.9441 | 204796.5694 | 214050.191 | 223497.2153
Scenario 1: Reference | SDG&E | Com | WaterHeat | Com - Restaurant | Total Resource Cost Test | Fuel Substitution | 4873027.0283 | 5553363.0826 | 6254185.1103 | 6972853.5038 | 7770583.1056 | 1092158.0009 | 1280035.4145 | 1464891.8363 | 1634975.957 | 1873321.1181 | 2139646.2179 | 2362080.0045 | 2547543.4845
Scenario 1: Reference | SDG&E | Com | WaterHeat | Com - Retail | Participant Cost Test | Energy Efficiency | 47080.8121 | 48032.7087 | 48337.0768 | 49218.1918 | 50078.2022 | 50228.0564 | 51052.7333 | 51871.1062 | 3985.7284 | 4230.5969 | 54008.5545 | 54815.8454 | 55614.5923
Scenario 1: Reference | SDG&E | Com | WaterHeat | Com - Retail | Participant Cost Test | Fuel Substitution | 308662.0917 | 327052.7071 | 386111.5736 | 377042.1263 | 355388.3891 | 47680.8147 | 54371.7368 | 62151.1286 | 32339.2233 | 35984.8888 | 40683.7872 | 44485.7776 | 47574.755
Scenario 1: Reference | SDG&E | Com | WaterHeat | Com - Retail | Program Administrator Cost Test | Energy Efficiency | 150928.508 | 152157.721 | 153275.7714 | 154273.0439 | 155126.0632 | 154656.0105 | 155393.8818 | 156074.7348 | 26056.1702 | 27248.6828 | 157705.0081 | 158218.4621 | 158264.0209
Scenario 1: Reference | SDG&E | Com | WaterHeat | Com - Retail | Program Administrator Cost Test | Fuel Substitution | 204661.9156 | 233776.0267 | 276119.316 | 309291.3683 | 344822.7675 | 59544.419 | 68429.3566 | 78062.1153 | 56763.0423 | 63024.137 | 71084.289 | 77544.5037 | 82736.7956
Scenario 1: Reference | SDG&E | Com | WaterHeat | Com - Retail | Rate Impact Measure Test | Energy Efficiency | 339592.0045 | 345386.5835 | 349046.7515 | 349822.8602 | 348019.9464 | 340856.681 | 334757.948 | 326484.9883 | 129543.6845 | 116188.5202 | 277035.5607 | 242643.5539 | 203090.2992
Scenario 1: Reference | SDG&E | Com | WaterHeat | Com - Retail | Rate Impact Measure Test | Fuel Substitution | 204661.9156 | 233776.0267 | 276119.316 | 309291.3683 | 344822.7675 | 831053.2351 | 865078.3486 | 865276.4375 | 794113.481 | 727284.0868 | 642622.1434 | 500703.9961 | 313008.0158
Scenario 1: Reference | SDG&E | Com | WaterHeat | Com - Retail | Total Resource Cost Test | Energy Efficiency | 162452.8234 | 163949.1014 | 164703.6421 | 165928.369 | 167003.239 | 166301.9394 | 167239.3503 | 168118.9028 | 27251.8887 | 28517.8619 | 170192.9892 | 170934.7545 | 171403.3305
Scenario 1: Reference | SDG&E | Com | WaterHeat | Com - Retail | Total Resource Cost Test | Fuel Substitution | 238153.8494 | 271758.6533 | 364783.4595 | 387623.0816 | 405071.936 | 97309.6827 | 111313.0786 | 127229.1306 | 74804.8838 | 83256.897 | 94133.0291 | 102933.6254 | 110084.2716
Scenario 1: Reference | SDG&E | Com | WaterHeat | Com - School | Participant Cost Test | Energy Efficiency | 54416.8823 | 56570.7332 | 58786.3363 | 61073.4529 | 63502.9859 | 23514.0379 | 23971.1002 | 24456.3322 | 11393.7927 | 12240.8832 | 26047.8058 | 26660.9025 | 27303.2955
Scenario 1: Reference | SDG&E | Com | WaterHeat | Com - School | Participant Cost Test | Fuel Substitution | 1758349.602 | 1873907.5152 | 1963185.498 | 2017528.519 | 2243530.2557 | 407017.5999 | 370853.4584 | 425634.5919 | 282337.6353 | 331585.4849 | 379375.2725 | 419170.7093 | 452110.3907
Scenario 1: Reference | SDG&E | Com | WaterHeat | Com - School | Program Administrator Cost Test | Energy Efficiency | 115015.9335 | 117492.2749 | 120029.4213 | 122642.1197 | 125435.8553 | 85393.7384 | 86957.1003 | 88632.803 | 53823.0448 | 57112.6145 | 94227.2043 | 96361.4775 | 98491.2594
Scenario 1: Reference | SDG&E | Com | WaterHeat | Com - School | Program Administrator Cost Test | Fuel Substitution | 1248803.8316 | 1426128.0628 | 1610674.3497 | 1802187.4723 | 2166962.3972 | 494569.5792 | 517872.1663 | 592813.0986 | 472577.1674 | 553148.3641 | 630775.635 | 694681.3898 | 746886.6884
Scenario 1: Reference | SDG&E | Com | WaterHeat | Com - School | Rate Impact Measure Test | Energy Efficiency | 381249.5114 | 392611.9005 | 400933.2665 | 405342.2334 | 406702.8754 | 307830.1595 | 301680.591 | 291890.9465 | 225730.5844 | 207561.5685 | 230165.6823 | 194708.0571 | 151873.4038
Scenario 1: Reference | SDG&E | Com | WaterHeat | Com - School | Rate Impact Measure Test | Fuel Substitution | 1248803.8316 | 1426128.0628 | 1610674.3497 | 1802187.4723 | 2166962.3972 | 4944998.3162 | 5113213.9862 | 5138172.4316 | 4739039.8149 | 4609571.7675 | 4162691.074 | 3336995.8052 | 2197041.2713
Scenario 1: Reference | SDG&E | Com | WaterHeat | Com - School | Total Resource Cost Test | Energy Efficiency | 137675.2016 | 141373.8959 | 145177.2742 | 149104.2669 | 153297.0567 | 91372.6472 | 93092.6844 | 94934.3821 | 57241.1826 | 60784.8795 | 101072.8392 | 103421.8738 | 105823.1405
Scenario 1: Reference | SDG&E | Com | WaterHeat | Com - School | Total Resource Cost Test | Fuel Substitution | 1545625.2339 | 1762120.7797 | 1987682.5242 | 2222310.8305 | 2826261.4505 | 830271.1954 | 805942.7523 | 924610.8374 | 651349.049 | 764952.7901 | 875185.4857 | 966977.5971 | 1042955.9683
Scenario 1: Reference | SDG&E | Com | WaterHeat | Com - Warehouse | Participant Cost Test | Energy Efficiency | 37106.5264 | 38017.0042 | 38893.3668 | 39826.3121 | 40761.2251 | 40246.0571 | 39651.7202 | 40492.0221 | 729.2254 | 790.8 | 42160.4939 | 43034.4041 | 43913.6271
Scenario 1: Reference | SDG&E | Com | WaterHeat | Com - Warehouse | Participant Cost Test | Fuel Substitution | 24216.6014 | 25773.9368 | 30162.0306 | 30122.5061 | 29321.534 | 2667.8387 | 3088.016 | 3564.6669 | 1867.3706 | 2145.062 | 2459.375 | 2723.5761 | 2945.6145
Scenario 1: Reference | SDG&E | Com | WaterHeat | Com - Warehouse | Program Administrator Cost Test | Energy Efficiency | 109666.7181 | 110571.2389 | 111435.9903 | 112291.7024 | 113115.8718 | 111710.896 | 112460.7559 | 113203.1664 | 5032.3057 | 5375.2699 | 113532.8831 | 114204.4831 | 114492.5247
Scenario 1: Reference | SDG&E | Com | WaterHeat | Com - Warehouse | Program Administrator Cost Test | Fuel Substitution | 17346.956 | 19823.5235 | 23150.6212 | 26001.0411 | 29105.2239 | 3348.1631 | 3894.5065 | 4483.406 | 3299.0098 | 3779.5483 | 4321.9988 | 4773.9689 | 5150.1063
Scenario 1: Reference | SDG&E | Com | WaterHeat | Com - Warehouse | Rate Impact Measure Test | Energy Efficiency | 173779.2264 | 176592.2715 | 179043.6375 | 181123.0766 | 182747.7692 | 179412.7611 | 180266.797 | 180711.5923 | 25364.7117 | 23228.1366 | 167950.0226 | 152723.5456 | 134954.428
Scenario 1: Reference | SDG&E | Com | WaterHeat | Com - Warehouse | Rate Impact Measure Test | Fuel Substitution | 17346.956 | 19823.5235 | 23150.6212 | 26001.0411 | 29105.2239 | 50070.9987 | 52516.5008 | 52942.7831 | 49100.043 | 46374.7215 | 41488.6998 | 32643.5058 | 20487.349
Scenario 1: Reference | SDG&E | Com | WaterHeat | Com - Warehouse | Total Resource Cost Test | Energy Efficiency | 118865.7941 | 120012.3994 | 121083.3188 | 122191.3943 | 123267.9159 | 121489.0862 | 121573.3083 | 122507.6018 | 5251.0733 | 5612.5099 | 123083.1103 | 123979.1335 | 124659.7032
Scenario 1: Reference | SDG&E | Com | WaterHeat | Com - Warehouse | Total Resource Cost Test | Fuel Substitution | 20806.6917 | 23728.0431 | 30721.9509 | 33328.9356 | 35773.602 | 5436.0475 | 6305.6021 | 7276.7011 | 4309.6083 | 4950.4909 | 5675.8247 | 6285.5037 | 6797.8792
Scenario 1: Reference | SDG&E | Com | WholeBlg | Com - College | Participant Cost Test | Energy Efficiency | 150004.88 | 154032.1142 | 158259.5991 | 163373.6455 | 169044.1498 | 174814.4025 | 181450.4091 | 187915.6213 | 194608.155 | 201647.9927 | 208415.3089 | 214442.8093 | 217790.3639
Scenario 1: Reference | SDG&E | Com | WholeBlg | Com - College | Program Administrator Cost Test | Energy Efficiency | 150004.88 | 154032.1142 | 158259.5991 | 163373.6455 | 169044.1498 | 174814.4025 | 181450.4091 | 187915.6213 | 194608.155 | 201647.9927 | 208415.3089 | 214442.8093 | 217790.3639
Scenario 1: Reference | SDG&E | Com | WholeBlg | Com - College | Rate Impact Measure Test | Energy Efficiency | 150004.88 | 154032.1142 | 158259.5991 | 163373.6455 | 169044.1498 | 174814.4025 | 181450.4091 | 187915.6213 | 194608.155 | 201647.9927 | 208415.3089 | 214442.8093 | 217790.3639
Scenario 1: Reference | SDG&E | Com | WholeBlg | Com - College | Total Resource Cost Test | Energy Efficiency | 150004.88 | 154032.1142 | 158259.5991 | 163373.6455 | 169044.1498 | 174814.4025 | 181450.4091 | 187915.6213 | 194608.155 | 201647.9927 | 208415.3089 | 214442.8093 | 217790.3639
Scenario 1: Reference | SDG&E | Com | WholeBlg | Com - Grocery | Participant Cost Test | Energy Efficiency | 316091.7414 | 325374.769 | 335361.5022 | 347243.2167 | 360421.2018 | 373972.134 | 388195.4887 | 402581.2313 | 417614.0544 | 432548.0264 | 447424.3993 | 460617.1102 | 460634.1028
Scenario 1: Reference | SDG&E | Com | WholeBlg | Com - Grocery | Program Administrator Cost Test | Energy Efficiency | 316091.7414 | 325374.769 | 335361.5022 | 347243.2167 | 360421.2018 | 373972.134 | 388195.4887 | 402581.2313 | 417614.0544 | 432548.0264 | 447424.3993 | 460617.1102 | 460634.1028
Scenario 1: Reference | SDG&E | Com | WholeBlg | Com - Grocery | Rate Impact Measure Test | Energy Efficiency | 316091.7414 | 325374.769 | 335361.5022 | 347243.2167 | 360421.2018 | 373972.134 | 388195.4887 | 402581.2313 | 417614.0544 | 432548.0264 | 447424.3993 | 460617.1102 | 460634.1028
Scenario 1: Reference | SDG&E | Com | WholeBlg | Com - Grocery | Total Resource Cost Test | Energy Efficiency | 316091.7414 | 325374.769 | 335361.5022 | 347243.2167 | 360421.2018 | 373972.134 | 388195.4887 | 402581.2313 | 417614.0544 | 432548.0264 | 447424.3993 | 460617.1102 | 460634.1028
Scenario 1: Reference | SDG&E | Com | WholeBlg | Com - Health | Participant Cost Test | Energy Efficiency | 393435.8338 | 404657.0004 | 416224.793 | 429764.8343 | 444400.6884 | 458750.458 | 474446.9584 | 489310.7264 | 504707.8696 | 520968.6124 | 536983.1189 | 550458.8518 | 562201.9046
Scenario 1: Reference | SDG&E | Com | WholeBlg | Com - Health | Program Administrator Cost Test | Energy Efficiency | 393435.8338 | 404657.0004 | 416224.793 | 429764.8343 | 444400.6884 | 458750.458 | 474446.9584 | 489310.7264 | 504707.8696 | 520968.6124 | 536983.1189 | 550458.8518 | 562201.9046
Scenario 1: Reference | SDG&E | Com | WholeBlg | Com - Health | Rate Impact Measure Test | Energy Efficiency | 393435.8338 | 404657.0004 | 416224.793 | 429764.8343 | 444400.6884 | 458750.458 | 474446.9584 | 489310.7264 | 504707.8696 | 520968.6124 | 536983.1189 | 550458.8518 | 562201.9046
Scenario 1: Reference | SDG&E | Com | WholeBlg | Com - Health | Total Resource Cost Test | Energy Efficiency | 393435.8338 | 404657.0004 | 416224.793 | 429764.8343 | 444400.6884 | 458750.458 | 474446.9584 | 489310.7264 | 504707.8696 | 520968.6124 | 536983.1189 | 550458.8518 | 562201.9046
Scenario 1: Reference | SDG&E | Com | WholeBlg | Com - Lodging | Participant Cost Test | Energy Efficiency | 206116.1686 | 210517.8526 | 215100.2231 | 220900.0507 | 227138.7955 | 233291.7615 | 240272.442 | 246834.0093 | 253522.7093 | 260414.0796 | 266689.7668 | 271735.7443 | 276434.5172
Scenario 1: Reference | SDG&E | Com | WholeBlg | Com - Lodging | Program Administrator Cost Test | Energy Efficiency | 206116.1686 | 210517.8526 | 215100.2231 | 220900.0507 | 227138.7955 | 233291.7615 | 240272.442 | 246834.0093 | 253522.7093 | 260414.0796 | 266689.7668 | 271735.7443 | 276434.5172
Scenario 1: Reference | SDG&E | Com | WholeBlg | Com - Lodging | Rate Impact Measure Test | Energy Efficiency | 206116.1686 | 210517.8526 | 215100.2231 | 220900.0507 | 227138.7955 | 233291.7615 | 240272.442 | 246834.0093 | 253522.7093 | 260414.0796 | 266689.7668 | 271735.7443 | 276434.5172
Scenario 1: Reference | SDG&E | Com | WholeBlg | Com - Lodging | Total Resource Cost Test | Energy Efficiency | 206116.1686 | 210517.8526 | 215100.2231 | 220900.0507 | 227138.7955 | 233291.7615 | 240272.442 | 246834.0093 | 253522.7093 | 260414.0796 | 266689.7668 | 271735.7443 | 276434.5172
Scenario 1: Reference | SDG&E | Com | WholeBlg | Com - Office (Large) | Participant Cost Test | Energy Efficiency | 660382.5628 | 674740.5364 | 689468.3699 | 707235.6883 | 726658.642 | 746019.3063 | 768961.5453 | 790280.8525 | 811831.3041 | 834022.0093 | 854005.8541 | 870423.5754 | 893527.9164
Scenario 1: Reference | SDG&E | Com | WholeBlg | Com - Office (Large) | Program Administrator Cost Test | Energy Efficiency | 660382.5628 | 674740.5364 | 689468.3699 | 707235.6883 | 726658.642 | 746019.3063 | 768961.5453 | 790280.8525 | 811831.3041 | 834022.0093 | 854005.8541 | 870423.5754 | 893527.9164
Scenario 1: Reference | SDG&E | Com | WholeBlg | Com - Office (Large) | Rate Impact Measure Test | Energy Efficiency | 660382.5628 | 674740.5364 | 689468.3699 | 707235.6883 | 726658.642 | 746019.3063 | 768961.5453 | 790280.8525 | 811831.3041 | 834022.0093 | 854005.8541 | 870423.5754 | 893527.9164
Scenario 1: Reference | SDG&E | Com | WholeBlg | Com - Office (Large) | Total Resource Cost Test | Energy Efficiency | 660382.5628 | 674740.5364 | 689468.3699 | 707235.6883 | 726658.642 | 746019.3063 | 768961.5453 | 790280.8525 | 811831.3041 | 834022.0093 | 854005.8541 | 870423.5754 | 893527.9164
Scenario 1: Reference | SDG&E | Com | WholeBlg | Com - Office (Small) | Participant Cost Test | Energy Efficiency | 188051.3344 | 191604.7263 | 195441.3515 | 200339.2312 | 205899.9219 | 211491.6842 | 217884.2207 | 224030.3177 | 230356.7279 | 237467.8282 | 243481.9287 | 248505.2117 | 252557.9007
Scenario 1: Reference | SDG&E | Com | WholeBlg | Com - Office (Small) | Program Administrator Cost Test | Energy Efficiency | 188051.3344 | 191604.7263 | 195441.3515 | 200339.2312 | 205899.9219 | 211491.6842 | 217884.2207 | 224030.3177 | 230356.7279 | 237467.8282 | 243481.9287 | 248505.2117 | 252557.9007
Scenario 1: Reference | SDG&E | Com | WholeBlg | Com - Office (Small) | Rate Impact Measure Test | Energy Efficiency | 188051.3344 | 191604.7263 | 195441.3515 | 200339.2312 | 205899.9219 | 211491.6842 | 217884.2207 | 224030.3177 | 230356.7279 | 237467.8282 | 243481.9287 | 248505.2117 | 252557.9007
Scenario 1: Reference | SDG&E | Com | WholeBlg | Com - Office (Small) | Total Resource Cost Test | Energy Efficiency | 188051.3344 | 191604.7263 | 195441.3515 | 200339.2312 | 205899.9219 | 211491.6842 | 217884.2207 | 224030.3177 | 230356.7279 | 237467.8282 | 243481.9287 | 248505.2117 | 252557.9007
Scenario 1: Reference | SDG&E | Com | WholeBlg | Com - Other | Participant Cost Test | Energy Efficiency | 385132.0808 | 394284.5354 | 403744.4696 | 415363.0525 | 427993.3962 | 440469.5459 | 455208.339 | 469094.4397 | 483272.7797 | 497881.7532 | 511494.3925 | 523078.5913 | 536643.4022
Scenario 1: Reference | SDG&E | Com | WholeBlg | Com - Other | Program Administrator Cost Test | Energy Efficiency | 385132.0808 | 394284.5354 | 403744.4696 | 415363.0525 | 427993.3962 | 440469.5459 | 455208.339 | 469094.4397 | 483272.7797 | 497881.7532 | 511494.3925 | 523078.5913 | 536643.4022
Scenario 1: Reference | SDG&E | Com | WholeBlg | Com - Other | Rate Impact Measure Test | Energy Efficiency | 385132.0808 | 394284.5354 | 403744.4696 | 415363.0525 | 427993.3962 | 440469.5459 | 455208.339 | 469094.4397 | 483272.7797 | 497881.7532 | 511494.3925 | 523078.5913 | 536643.4022
Scenario 1: Reference | SDG&E | Com | WholeBlg | Com - Other | Total Resource Cost Test | Energy Efficiency | 385132.0808 | 394284.5354 | 403744.4696 | 415363.0525 | 427993.3962 | 440469.5459 | 455208.339 | 469094.4397 | 483272.7797 | 497881.7532 | 511494.3925 | 523078.5913 | 536643.4022
Scenario 1: Reference | SDG&E | Com | WholeBlg | Com - Refrig. Warehouse | Participant Cost Test | Energy Efficiency | 6996.8911 | 7335.4759 | 7702.8467 | 8134.6927 | 8580.749 | 8978.6373 | 9387.2369 | 9815.2895 | 10271.7069 | 10734.8201 | 11216.1004 | 11666.7621 | 11721.8002
Scenario 1: Reference | SDG&E | Com | WholeBlg | Com - Refrig. Warehouse | Program Administrator Cost Test | Energy Efficiency | 6996.8911 | 7335.4759 | 7702.8467 | 8134.6927 | 8580.749 | 8978.6373 | 9387.2369 | 9815.2895 | 10271.7069 | 10734.8201 | 11216.1004 | 11666.7621 | 11721.8002
Scenario 1: Reference | SDG&E | Com | WholeBlg | Com - Refrig. Warehouse | Rate Impact Measure Test | Energy Efficiency | 6996.8911 | 7335.4759 | 7702.8467 | 8134.6927 | 8580.749 | 8978.6373 | 9387.2369 | 9815.2895 | 10271.7069 | 10734.8201 | 11216.1004 | 11666.7621 | 11721.8002
Scenario 1: Reference | SDG&E | Com | WholeBlg | Com - Refrig. Warehouse | Total Resource Cost Test | Energy Efficiency | 6996.8911 | 7335.4759 | 7702.8467 | 8134.6927 | 8580.749 | 8978.6373 | 9387.2369 | 9815.2895 | 10271.7069 | 10734.8201 | 11216.1004 | 11666.7621 | 11721.8002
Scenario 1: Reference | SDG&E | Com | WholeBlg | Com - Restaurant | Participant Cost Test | Energy Efficiency | 459011.8948 | 514398.352 | 577147.4663 | 226615.4729 | 234259.8733 | 241955.1437 | 250183.8275 | 258448.0179 | 267085.7387 | 275700.5169 | 284200.2449 | 291607.9127 | 292365.5628
Scenario 1: Reference | SDG&E | Com | WholeBlg | Com - Restaurant | Program Administrator Cost Test | Energy Efficiency | 347623.4024 | 377406.8014 | 410248.76 | 226615.4729 | 234259.8733 | 241955.1437 | 250183.8275 | 258448.0179 | 267085.7387 | 275700.5169 | 284200.2449 | 291607.9127 | 292365.5628
Scenario 1: Reference | SDG&E | Com | WholeBlg | Com - Restaurant | Rate Impact Measure Test | Energy Efficiency | 1860758.2807 | 2080804.4191 | 2294659.7752 | 226615.4729 | 234259.8733 | 241955.1437 | 250183.8275 | 258448.0179 | 267085.7387 | 275700.5169 | 284200.2449 | 291607.9127 | 292365.5628
Scenario 1: Reference | SDG&E | Com | WholeBlg | Com - Restaurant | Total Resource Cost Test | Energy Efficiency | 523998.4972 | 590593.5658 | 665728.7746 | 226615.4729 | 234259.8733 | 241955.1437 | 250183.8275 | 258448.0179 | 267085.7387 | 275700.5169 | 284200.2449 | 291607.9127 | 292365.5628
Scenario 1: Reference | SDG&E | Com | WholeBlg | Com - Retail | Participant Cost Test | Energy Efficiency | 1150898.6366 | 1348401.054 | 1565244.438 | 1792937.7925 | 1994332.3234 | 2214417.9157 | 2423148.3429 | 2607716.0967 | 2770544.8426 | 2922253.2641 | 3053396.5979 | 3180867.9234 | 3316578.6163
Scenario 1: Reference | SDG&E | Com | WholeBlg | Com - Retail | Program Administrator Cost Test | Energy Efficiency | 1009018.1465 | 1157545.2351 | 1315744.3968 | 1476456.9207 | 1610653.2688 | 1753538.7237 | 1882687.2461 | 1988807.3953 | 2075003.8261 | 2149815.5512 | 2206915.9689 | 2258385.5553 | 2314534.6144
Scenario 1: Reference | SDG&E | Com | WholeBlg | Com - Retail | Rate Impact Measure Test | Energy Efficiency | 6558244.2538 | 7529603.2831 | 8432687.712 | 9156776.6726 | 9508730.6428 | 9740650.6962 | 9679136.0347 | 9310924.8484 | 8666179.1799 | 7805297.1682 | 6721171.1677 | 5455084.271 | 4014168.5379
Scenario 1: Reference | SDG&E | Com | WholeBlg | Com - Retail | Total Resource Cost Test | Energy Efficiency | 1508351.7141 | 1776304.8046 | 2067908.0435 | 2370511.1727 | 2632900.5977 | 2917969.449 | 3183624.8398 | 3413879.4114 | 3612379.7232 | 3793853.1486 | 3946500.1893 | 4093340.4068 | 4248018.835
Scenario 1: Reference | SDG&E | Com | WholeBlg | Com - School | Participant Cost Test | Energy Efficiency | 122385.4203 | 125058.058 | 127868.024 | 131423.5462 | 135389.9186 | 139339.2701 | 144139.61 | 148685.3745 | 153307.0164 | 158108.4443 | 162535.4889 | 166302.3538 | 170210.258
Scenario 1: Reference | SDG&E | Com | WholeBlg | Com - School | Program Administrator Cost Test | Energy Efficiency | 122385.4203 | 125058.058 | 127868.024 | 131423.5462 | 135389.9186 | 139339.2701 | 144139.61 | 148685.3745 | 153307.0164 | 158108.4443 | 162535.4889 | 166302.3538 | 170210.258
Scenario 1: Reference | SDG&E | Com | WholeBlg | Com - School | Rate Impact Measure Test | Energy Efficiency | 122385.4203 | 125058.058 | 127868.024 | 131423.5462 | 135389.9186 | 139339.2701 | 144139.61 | 148685.3745 | 153307.0164 | 158108.4443 | 162535.4889 | 166302.3538 | 170210.258
Scenario 1: Reference | SDG&E | Com | WholeBlg | Com - School | Total Resource Cost Test | Energy Efficiency | 122385.4203 | 125058.058 | 127868.024 | 131423.5462 | 135389.9186 | 139339.2701 | 144139.61 | 148685.3745 | 153307.0164 | 158108.4443 | 162535.4889 | 166302.3538 | 170210.258
Scenario 1: Reference | SDG&E | Com | WholeBlg | Com - Warehouse | Participant Cost Test | Energy Efficiency | 119555.0961 | 122734.8324 | 126087.8926 | 130164.0382 | 134586.33 | 138929.6008 | 143815.4969 | 148512.9299 | 153363.5323 | 158329.3419 | 163063.6237 | 167157.1684 | 171726.1622
Scenario 1: Reference | SDG&E | Com | WholeBlg | Com - Warehouse | Program Administrator Cost Test | Energy Efficiency | 119555.0961 | 122734.8324 | 126087.8926 | 130164.0382 | 134586.33 | 138929.6008 | 143815.4969 | 148512.9299 | 153363.5323 | 158329.3419 | 163063.6237 | 167157.1684 | 171726.1622
Scenario 1: Reference | SDG&E | Com | WholeBlg | Com - Warehouse | Rate Impact Measure Test | Energy Efficiency | 119555.0961 | 122734.8324 | 126087.8926 | 130164.0382 | 134586.33 | 138929.6008 | 143815.4969 | 148512.9299 | 153363.5323 | 158329.3419 | 163063.6237 | 167157.1684 | 171726.1622
Scenario 1: Reference | SDG&E | Com | WholeBlg | Com - Warehouse | Total Resource Cost Test | Energy Efficiency | 119555.0961 | 122734.8324 | 126087.8926 | 130164.0382 | 134586.33 | 138929.6008 | 143815.4969 | 148512.9299 | 153363.5323 | 158329.3419 | 163063.6237 | 167157.1684 | 171726.1622
Scenario 1: Reference | SDG&E | Ind | WholeBlg | Ind - All Other Industrial | Participant Cost Test | Energy Efficiency | 20634.0807 | 20646.3923 | 20657.2159 | 20718.0667 | 20748.0315 | 20767.7584 | 20800.9643 | 20818.385 | 20832.4367 | 20849.857 | 20847.8142 | 20852.6292 | 20852.7903
Scenario 1: Reference | SDG&E | Ind | WholeBlg | Ind - All Other Industrial | Program Administrator Cost Test | Energy Efficiency | 20634.0807 | 20646.3923 | 20657.2159 | 20718.0667 | 20748.0315 | 20767.7584 | 20800.9643 | 20818.385 | 20832.4367 | 20849.857 | 20847.8142 | 20852.6292 | 20852.7903
Scenario 1: Reference | SDG&E | Ind | WholeBlg | Ind - All Other Industrial | Rate Impact Measure Test | Energy Efficiency | 20634.0807 | 20646.3923 | 20657.2159 | 20718.0667 | 20748.0315 | 20767.7584 | 20800.9643 | 20818.385 | 20832.4367 | 20849.857 | 20847.8142 | 20852.6292 | 20852.7903
Scenario 1: Reference | SDG&E | Ind | WholeBlg | Ind - All Other Industrial | Total Resource Cost Test | Energy Efficiency | 20634.0807 | 20646.3923 | 20657.2159 | 20718.0667 | 20748.0315 | 20767.7584 | 20800.9643 | 20818.385 | 20832.4367 | 20849.857 | 20847.8142 | 20852.6292 | 20852.7903
Scenario 1: Reference | SDG&E | Ind | WholeBlg | Ind - Chemicals | Participant Cost Test | Energy Efficiency | 23459.3123 | 23630.0235 | 23793.2079 | 23997.1065 | 24158.5828 | 24296.1336 | 24426.0475 | 24514.2474 | 24599.6022 | 24683.0239 | 24733.1672 | 24777.1254 | 24805.4851
Scenario 1: Reference | SDG&E | Ind | WholeBlg | Ind - Chemicals | Program Administrator Cost Test | Energy Efficiency | 23459.3123 | 23630.0235 | 23793.2079 | 23997.1065 | 24158.5828 | 24296.1336 | 24426.0475 | 24514.2474 | 24599.6022 | 24683.0239 | 24733.1672 | 24777.1254 | 24805.4851
Scenario 1: Reference | SDG&E | Ind | WholeBlg | Ind - Chemicals | Rate Impact Measure Test | Energy Efficiency | 23459.3123 | 23630.0235 | 23793.2079 | 23997.1065 | 24158.5828 | 24296.1336 | 24426.0475 | 24514.2474 | 24599.6022 | 24683.0239 | 24733.1672 | 24777.1254 | 24805.4851
Scenario 1: Reference | SDG&E | Ind | WholeBlg | Ind - Chemicals | Total Resource Cost Test | Energy Efficiency | 23459.3123 | 23630.0235 | 23793.2079 | 23997.1065 | 24158.5828 | 24296.1336 | 24426.0475 | 24514.2474 | 24599.6022 | 24683.0239 | 24733.1672 | 24777.1254 | 24805.4851
Scenario 1: Reference | SDG&E | Ind | WholeBlg | Ind - Electronics | Participant Cost Test | Energy Efficiency | 59919.0889 | 60647.9319 | 61402.6854 | 62313.4898 | 63108.5064 | 63896.4094 | 64750.776 | 65541.6611 | 66306.3925 | 67063.9072 | 67717.9058 | 68368.4896 | 68975.5749
Scenario 1: Reference | SDG&E | Ind | WholeBlg | Ind - Electronics | Program Administrator Cost Test | Energy Efficiency | 59919.0889 | 60647.9319 | 61402.6854 | 62313.4898 | 63108.5064 | 63896.4094 | 64750.776 | 65541.6611 | 66306.3925 | 67063.9072 | 67717.9058 | 68368.4896 | 68975.5749
Scenario 1: Reference | SDG&E | Ind | WholeBlg | Ind - Electronics | Rate Impact Measure Test | Energy Efficiency | 59919.0889 | 60647.9319 | 61402.6854 | 62313.4898 | 63108.5064 | 63896.4094 | 64750.776 | 65541.6611 | 66306.3925 | 67063.9072 | 67717.9058 | 68368.4896 | 68975.5749
Scenario 1: Reference | SDG&E | Ind | WholeBlg | Ind - Electronics | Total Resource Cost Test | Energy Efficiency | 59919.0889 | 60647.9319 | 61402.6854 | 62313.4898 | 63108.5064 | 63896.4094 | 64750.776 | 65541.6611 | 66306.3925 | 67063.9072 | 67717.9058 | 68368.4896 | 68975.5749
Scenario 1: Reference | SDG&E | Ind | WholeBlg | Ind - Fabricated Metals | Participant Cost Test | Energy Efficiency | 10687.3477 | 10763.5864 | 10845.4258 | 10922.417 | 10966.0706 | 10991.4015 | 11013.973 | 11021.2184 | 11023.6101 | 11025.7361 | 11010.359 | 10991.1317 | 10962.7515
Scenario 1: Reference | SDG&E | Ind | WholeBlg | Ind - Fabricated Metals | Program Administrator Cost Test | Energy Efficiency | 10687.3477 | 10763.5864 | 10845.4258 | 10922.417 | 10966.0706 | 10991.4015 | 11013.973 | 11021.2184 | 11023.6101 | 11025.7361 | 11010.359 | 10991.1317 | 10962.7515
Scenario 1: Reference | SDG&E | Ind | WholeBlg | Ind - Fabricated Metals | Rate Impact Measure Test | Energy Efficiency | 10687.3477 | 10763.5864 | 10845.4258 | 10922.417 | 10966.0706 | 10991.4015 | 11013.973 | 11021.2184 | 11023.6101 | 11025.7361 | 11010.359 | 10991.1317 | 10962.7515
Scenario 1: Reference | SDG&E | Ind | WholeBlg | Ind - Fabricated Metals | Total Resource Cost Test | Energy Efficiency | 10687.3477 | 10763.5864 | 10845.4258 | 10922.417 | 10966.0706 | 10991.4015 | 11013.973 | 11021.2184 | 11023.6101 | 11025.7361 | 11010.359 | 10991.1317 | 10962.7515
Scenario 1: Reference | SDG&E | Ind | WholeBlg | Ind - Food | Participant Cost Test | Energy Efficiency | 34607.2867 | 34471.8733 | 34341.6995 | 34293.4399 | 34197.7232 | 34100.2616 | 34027.8142 | 33923.8419 | 33813.5427 | 33707.6185 | 33564.0136 | 33422.0939 | 33268.5918
Scenario 1: Reference | SDG&E | Ind | WholeBlg | Ind - Food | Program Administrator Cost Test | Energy Efficiency | 34607.2867 | 34471.8733 | 34341.6995 | 34293.4399 | 34197.7232 | 34100.2616 | 34027.8142 | 33923.8419 | 33813.5427 | 33707.6185 | 33564.0136 | 33422.0939 | 33268.5918
Scenario 1: Reference | SDG&E | Ind | WholeBlg | Ind - Food | Rate Impact Measure Test | Energy Efficiency | 34607.2867 | 34471.8733 | 34341.6995 | 34293.4399 | 34197.7232 | 34100.2616 | 34027.8142 | 33923.8419 | 33813.5427 | 33707.6185 | 33564.0136 | 33422.0939 | 33268.5918
Scenario 1: Reference | SDG&E | Ind | WholeBlg | Ind - Food | Total Resource Cost Test | Energy Efficiency | 34607.2867 | 34471.8733 | 34341.6995 | 34293.4399 | 34197.7232 | 34100.2616 | 34027.8142 | 33923.8419 | 33813.5427 | 33707.6185 | 33564.0136 | 33422.0939 | 33268.5918
Scenario 1: Reference | SDG&E | Ind | WholeBlg | Ind - Industrial Machinery | Participant Cost Test | Energy Efficiency | 30199.8819 | 30533.5217 | 30886.576 | 31138.9526 | 31261.9535 | 31317.8771 | 31380.0787 | 31416.8421 | 31448.6587 | 31485.849 | 31480.3256 | 31455.8116 | 31404.1171
Scenario 1: Reference | SDG&E | Ind | WholeBlg | Ind - Industrial Machinery | Program Administrator Cost Test | Energy Efficiency | 30199.8819 | 30533.5217 | 30886.576 | 31138.9526 | 31261.9535 | 31317.8771 | 31380.0787 | 31416.8421 | 31448.6587 | 31485.849 | 31480.3256 | 31455.8116 | 31404.1171
Scenario 1: Reference | SDG&E | Ind | WholeBlg | Ind - Industrial Machinery | Rate Impact Measure Test | Energy Efficiency | 30199.8819 | 30533.5217 | 30886.576 | 31138.9526 | 31261.9535 | 31317.8771 | 31380.0787 | 31416.8421 | 31448.6587 | 31485.849 | 31480.3256 | 31455.8116 | 31404.1171
Scenario 1: Reference | SDG&E | Ind | WholeBlg | Ind - Industrial Machinery | Total Resource Cost Test | Energy Efficiency | 30199.8819 | 30533.5217 | 30886.576 | 31138.9526 | 31261.9535 | 31317.8771 | 31380.0787 | 31416.8421 | 31448.6587 | 31485.849 | 31480.3256 | 31455.8116 | 31404.1171
Scenario 1: Reference | SDG&E | Ind | WholeBlg | Ind - Lumber & Furniture | Participant Cost Test | Energy Efficiency | 1219.4622 | 1218.5534 | 1218.4231 | 1222.0953 | 1223.8172 | 1224.7528 | 1225.9791 | 1225.6977 | 1224.9286 | 1224.0937 | 1221.489 | 1218.9665 | 1215.7834
Scenario 1: Reference | SDG&E | Ind | WholeBlg | Ind - Lumber & Furniture | Program Administrator Cost Test | Energy Efficiency | 1219.4622 | 1218.5534 | 1218.4231 | 1222.0953 | 1223.8172 | 1224.7528 | 1225.9791 | 1225.6977 | 1224.9286 | 1224.0937 | 1221.489 | 1218.9665 | 1215.7834
Scenario 1: Reference | SDG&E | Ind | WholeBlg | Ind - Lumber & Furniture | Rate Impact Measure Test | Energy Efficiency | 1219.4622 | 1218.5534 | 1218.4231 | 1222.0953 | 1223.8172 | 1224.7528 | 1225.9791 | 1225.6977 | 1224.9286 | 1224.0937 | 1221.489 | 1218.9665 | 1215.7834
Scenario 1: Reference | SDG&E | Ind | WholeBlg | Ind - Lumber & Furniture | Total Resource Cost Test | Energy Efficiency | 1219.4622 | 1218.5534 | 1218.4231 | 1222.0953 | 1223.8172 | 1224.7528 | 1225.9791 | 1225.6977 | 1224.9286 | 1224.0937 | 1221.489 | 1218.9665 | 1215.7834
Scenario 1: Reference | SDG&E | Ind | WholeBlg | Ind - Paper | Participant Cost Test | Energy Efficiency | 1487.7753 | 1476.4948 | 1465.9478 | 1463.5323 | 1458.7328 | 1452.392 | 1447.9636 | 1442.8154 | 1438.5551 | 1435.4738 | 1430.6718 | 1425.7643 | 1420.1309
Scenario 1: Reference | SDG&E | Ind | WholeBlg | Ind - Paper | Program Administrator Cost Test | Energy Efficiency | 1487.7753 | 1476.4948 | 1465.9478 | 1463.5323 | 1458.7328 | 1452.392 | 1447.9636 | 1442.8154 | 1438.5551 | 1435.4738 | 1430.6718 | 1425.7643 | 1420.1309
Scenario 1: Reference | SDG&E | Ind | WholeBlg | Ind - Paper | Rate Impact Measure Test | Energy Efficiency | 1487.7753 | 1476.4948 | 1465.9478 | 1463.5323 | 1458.7328 | 1452.392 | 1447.9636 | 1442.8154 | 1438.5551 | 1435.4738 | 1430.6718 | 1425.7643 | 1420.1309
Scenario 1: Reference | SDG&E | Ind | WholeBlg | Ind - Paper | Total Resource Cost Test | Energy Efficiency | 1487.7753 | 1476.4948 | 1465.9478 | 1463.5323 | 1458.7328 | 1452.392 | 1447.9636 | 1442.8154 | 1438.5551 | 1435.4738 | 1430.6718 | 1425.7643 | 1420.1309
Scenario 1: Reference | SDG&E | Ind | WholeBlg | Ind - Petroleum | Participant Cost Test | Energy Efficiency | 874.2632 | 871.7266 | 870.0775 | 871.5312 | 871.4998 | 871.7892 | 873.1526 | 873.2891 | 873.0148 | 872.5856 | 870.6871 | 868.9042 | 866.7345
Scenario 1: Reference | SDG&E | Ind | WholeBlg | Ind - Petroleum | Program Administrator Cost Test | Energy Efficiency | 874.2632 | 871.7266 | 870.0775 | 871.5312 | 871.4998 | 871.7892 | 873.1526 | 873.2891 | 873.0148 | 872.5856 | 870.6871 | 868.9042 | 866.7345
Scenario 1: Reference | SDG&E | Ind | WholeBlg | Ind - Petroleum | Rate Impact Measure Test | Energy Efficiency | 874.2632 | 871.7266 | 870.0775 | 871.5312 | 871.4998 | 871.7892 | 873.1526 | 873.2891 | 873.0148 | 872.5856 | 870.6871 | 868.9042 | 866.7345
Scenario 1: Reference | SDG&E | Ind | WholeBlg | Ind - Petroleum | Total Resource Cost Test | Energy Efficiency | 874.2632 | 871.7266 | 870.0775 | 871.5312 | 871.4998 | 871.7892 | 873.1526 | 873.2891 | 873.0148 | 872.5856 | 870.6871 | 868.9042 | 866.7345
Scenario 1: Reference | SDG&E | Ind | WholeBlg | Ind - Plastics | Participant Cost Test | Energy Efficiency | 7423.5009 | 7484.7893 | 7543.9463 | 7616.8921 | 7676.7558 | 7727.6804 | 7770.9764 | 7793.458 | 7815.6375 | 7837.6633 | 7848.8128 | 7857.8246 | 7861.3355
Scenario 1: Reference | SDG&E | Ind | WholeBlg | Ind - Plastics | Program Administrator Cost Test | Energy Efficiency | 7423.5009 | 7484.7893 | 7543.9463 | 7616.8921 | 7676.7558 | 7727.6804 | 7770.9764 | 7793.458 | 7815.6375 | 7837.6633 | 7848.8128 | 7857.8246 | 7861.3355
Scenario 1: Reference | SDG&E | Ind | WholeBlg | Ind - Plastics | Rate Impact Measure Test | Energy Efficiency | 7423.5009 | 7484.7893 | 7543.9463 | 7616.8921 | 7676.7558 | 7727.6804 | 7770.9764 | 7793.458 | 7815.6375 | 7837.6633 | 7848.8128 | 7857.8246 | 7861.3355
Scenario 1: Reference | SDG&E | Ind | WholeBlg | Ind - Plastics | Total Resource Cost Test | Energy Efficiency | 7423.5009 | 7484.7893 | 7543.9463 | 7616.8921 | 7676.7558 | 7727.6804 | 7770.9764 | 7793.458 | 7815.6375 | 7837.6633 | 7848.8128 | 7857.8246 | 7861.3355
Scenario 1: Reference | SDG&E | Ind | WholeBlg | Ind - Primary Metals | Participant Cost Test | Energy Efficiency | 9340.5946 | 9382.0495 | 9427.1621 | 9471.1658 | 9502.9474 | 9527.333 | 9552.6835 | 9575.7131 | 9597.6033 | 9619.1221 | 9633.8503 | 9645.6176 | 9653.6079
Scenario 1: Reference | SDG&E | Ind | WholeBlg | Ind - Primary Metals | Program Administrator Cost Test | Energy Efficiency | 9340.5946 | 9382.0495 | 9427.1621 | 9471.1658 | 9502.9474 | 9527.333 | 9552.6835 | 9575.7131 | 9597.6033 | 9619.1221 | 9633.8503 | 9645.6176 | 9653.6079
Scenario 1: Reference | SDG&E | Ind | WholeBlg | Ind - Primary Metals | Rate Impact Measure Test | Energy Efficiency | 9340.5946 | 9382.0495 | 9427.1621 | 9471.1658 | 9502.9474 | 9527.333 | 9552.6835 | 9575.7131 | 9597.6033 | 9619.1221 | 9633.8503 | 9645.6176 | 9653.6079
Scenario 1: Reference | SDG&E | Ind | WholeBlg | Ind - Primary Metals | Total Resource Cost Test | Energy Efficiency | 9340.5946 | 9382.0495 | 9427.1621 | 9471.1658 | 9502.9474 | 9527.333 | 9552.6835 | 9575.7131 | 9597.6033 | 9619.1221 | 9633.8503 | 9645.6176 | 9653.6079
Scenario 1: Reference | SDG&E | Ind | WholeBlg | Ind - Printing & Publishing | Participant Cost Test | Energy Efficiency | 8097.2399 | 8087.7095 | 8084.5503 | 8108.1858 | 8116.1888 | 8123.1611 | 8138.7353 | 8144.301 | 8147.2448 | 8149.3458 | 8138.1132 | 8127.0188 | 8111.7824
Scenario 1: Reference | SDG&E | Ind | WholeBlg | Ind - Printing & Publishing | Program Administrator Cost Test | Energy Efficiency | 8097.2399 | 8087.7095 | 8084.5503 | 8108.1858 | 8116.1888 | 8123.1611 | 8138.7353 | 8144.301 | 8147.2448 | 8149.3458 | 8138.1132 | 8127.0188 | 8111.7824
Scenario 1: Reference | SDG&E | Ind | WholeBlg | Ind - Printing & Publishing | Rate Impact Measure Test | Energy Efficiency | 8097.2399 | 8087.7095 | 8084.5503 | 8108.1858 | 8116.1888 | 8123.1611 | 8138.7353 | 8144.301 | 8147.2448 | 8149.3458 | 8138.1132 | 8127.0188 | 8111.7824
Scenario 1: Reference | SDG&E | Ind | WholeBlg | Ind - Printing & Publishing | Total Resource Cost Test | Energy Efficiency | 8097.2399 | 8087.7095 | 8084.5503 | 8108.1858 | 8116.1888 | 8123.1611 | 8138.7353 | 8144.301 | 8147.2448 | 8149.3458 | 8138.1132 | 8127.0188 | 8111.7824
Scenario 1: Reference | SDG&E | Ind | WholeBlg | Ind - Stone-Glass-Clay | Participant Cost Test | Energy Efficiency | 8065.871 | 8189.803 | 8284.2758 | 8369.9563 | 8442.7801 | 8496.9096 | 8535.9094 | 8569.0406 | 8599.1998 | 8629.8381 | 8657.1078 | 8683.3798 | 8704.3979
Scenario 1: Reference | SDG&E | Ind | WholeBlg | Ind - Stone-Glass-Clay | Program Administrator Cost Test | Energy Efficiency | 8065.871 | 8189.803 | 8284.2758 | 8369.9563 | 8442.7801 | 8496.9096 | 8535.9094 | 8569.0406 | 8599.1998 | 8629.8381 | 8657.1078 | 8683.3798 | 8704.3979
Scenario 1: Reference | SDG&E | Ind | WholeBlg | Ind - Stone-Glass-Clay | Rate Impact Measure Test | Energy Efficiency | 8065.871 | 8189.803 | 8284.2758 | 8369.9563 | 8442.7801 | 8496.9096 | 8535.9094 | 8569.0406 | 8599.1998 | 8629.8381 | 8657.1078 | 8683.3798 | 8704.3979
Scenario 1: Reference | SDG&E | Ind | WholeBlg | Ind - Stone-Glass-Clay | Total Resource Cost Test | Energy Efficiency | 8065.871 | 8189.803 | 8284.2758 | 8369.9563 | 8442.7801 | 8496.9096 | 8535.9094 | 8569.0406 | 8599.1998 | 8629.8381 | 8657.1078 | 8683.3798 | 8704.3979
Scenario 1: Reference | SDG&E | Ind | WholeBlg | Ind - Textiles | Participant Cost Test | Energy Efficiency | 968.1513 | 965.2925 | 962.8298 | 961.7609 | 957.9088 | 953.2384 | 949.1259 | 943.6654 | 938.066 | 932.7833 | 926.2211 | 919.8994 | 913.3702
Scenario 1: Reference | SDG&E | Ind | WholeBlg | Ind - Textiles | Program Administrator Cost Test | Energy Efficiency | 968.1513 | 965.2925 | 962.8298 | 961.7609 | 957.9088 | 953.2384 | 949.1259 | 943.6654 | 938.066 | 932.7833 | 926.2211 | 919.8994 | 913.3702
Scenario 1: Reference | SDG&E | Ind | WholeBlg | Ind - Textiles | Rate Impact Measure Test | Energy Efficiency | 968.1513 | 965.2925 | 962.8298 | 961.7609 | 957.9088 | 953.2384 | 949.1259 | 943.6654 | 938.066 | 932.7833 | 926.2211 | 919.8994 | 913.3702
Scenario 1: Reference | SDG&E | Ind | WholeBlg | Ind - Textiles | Total Resource Cost Test | Energy Efficiency | 968.1513 | 965.2925 | 962.8298 | 961.7609 | 957.9088 | 953.2384 | 949.1259 | 943.6654 | 938.066 | 932.7833 | 926.2211 | 919.8994 | 913.3702
Scenario 1: Reference | SDG&E | Ind | WholeBlg | Ind - Transportation Equipment | Participant Cost Test | Energy Efficiency | 37329.2071 | 37457.7281 | 37795.3997 | 38066.9108 | 38163.3532 | 38200.6136 | 38324.7732 | 38419.7731 | 38534.2436 | 38664.2741 | 38711.9065 | 38723.2417 | 38681.9511
Scenario 1: Reference | SDG&E | Ind | WholeBlg | Ind - Transportation Equipment | Program Administrator Cost Test | Energy Efficiency | 37329.2071 | 37457.7281 | 37795.3997 | 38066.9108 | 38163.3532 | 38200.6136 | 38324.7732 | 38419.7731 | 38534.2436 | 38664.2741 | 38711.9065 | 38723.2417 | 38681.9511
Scenario 1: Reference | SDG&E | Ind | WholeBlg | Ind - Transportation Equipment | Rate Impact Measure Test | Energy Efficiency | 37329.2071 | 37457.7281 | 37795.3997 | 38066.9108 | 38163.3532 | 38200.6136 | 38324.7732 | 38419.7731 | 38534.2436 | 38664.2741 | 38711.9065 | 38723.2417 | 38681.9511
Scenario 1: Reference | SDG&E | Ind | WholeBlg | Ind - Transportation Equipment | Total Resource Cost Test | Energy Efficiency | 37329.2071 | 37457.7281 | 37795.3997 | 38066.9108 | 38163.3532 | 38200.6136 | 38324.7732 | 38419.7731 | 38534.2436 | 38664.2741 | 38711.9065 | 38723.2417 | 38681.9511
Scenario 1: Reference | SDG&E | Res | AppPlug | Res - Multi Family | Participant Cost Test | Energy Efficiency | 1003.992 | 1039.5107 | 1073.9474 | 20279.5389 | 23354.9072 | 24027.4781 | 24691.5355 | 25328.5937 | 25948.9455 | 26567.3425 | 27195.2674 | 27851.1708 | 28519.6186
Scenario 1: Reference | SDG&E | Res | AppPlug | Res - Multi Family | Participant Cost Test | Fuel Substitution | 3.7577 | 4.2002 | 4.6648 | 5.1531 | 5.6621 | 0 | 0 | 0 | 0 | 0 | 0 | 0 | 0
Scenario 1: Reference | SDG&E | Res | AppPlug | Res - Multi Family | Program Administrator Cost Test | Energy Efficiency | 309.0799 | 313.7396 | 317.7775 | 11480.6454 | 13220.0617 | 13558.1023 | 13889.8275 | 14204.9665 | 14509.4606 | 14811.663 | 15118.01 | 15438.7266 | 15765.1927
Scenario 1: Reference | SDG&E | Res | AppPlug | Res - Multi Family | Program Administrator Cost Test | Fuel Substitution | 10.214 | 11.5191 | 12.8875 | 14.3192 | 15.8515 | 0 | 0 | 0 | 0 | 0 | 0 | 0 | 0
Scenario 1: Reference | SDG&E | Res | AppPlug | Res - Multi Family | Rate Impact Measure Test | Energy Efficiency | 1461.1011 | 1500.5881 | 1536.1163 | 32779.6041 | 35713.0343 | 34510.3319 | 33079.4468 | 31407.4448 | 29492.4872 | 27343.2466 | 24957.9827 | 22312.3081 | 19370.5115
Scenario 1: Reference | SDG&E | Res | AppPlug | Res - Multi Family | Rate Impact Measure Test | Fuel Substitution | 15.0442 | 16.8534 | 18.7242 | 20.6783 | 22.6563 | 0 | 0 | 0 | 0 | 0 | 0 | 0 | 0
Scenario 1: Reference | SDG&E | Res | AppPlug | Res - Multi Family | Total Resource Cost Test | Energy Efficiency | 534.1287 | 548.4998 | 562.0871 | 14706.3131 | 16926.3924 | 17373.0041 | 17812.0135 | 18230.2077 | 18635.1565 | 19037.5541 | 19445.6616 | 19872.6414 | 20307.4192
Scenario 1: Reference | SDG&E | Res | AppPlug | Res - Multi Family | Total Resource Cost Test | Fuel Substitution | 12.0928 | 13.6192 | 15.2199 | 16.8958 | 18.6825 | 0 | 0 | 0 | 0 | 0 | 0 | 0 | 0
Scenario 1: Reference | SDG&E | Res | AppPlug | Res - Single Family | Participant Cost Test | Energy Efficiency | 0.030241 | 0.046614 | 0.053556 | 0.059951 | 0.064977 | 1536.7953 | 1692.1501 | 1733.5144 | 1774.7355 | 1816.2612 | 1858.5622 | 1902.2362 | 1946.7837
Scenario 1: Reference | SDG&E | Res | AppPlug | Res - Single Family | Participant Cost Test | Fuel Substitution | 5.7058 | 6.325 | 6.9705 | 7.6432 | 8.3434 | 0 | 0 | 0 | 0 | 0 | 0 | 0 | 0
Scenario 1: Reference | SDG&E | Res | AppPlug | Res - Single Family | Program Administrator Cost Test | Energy Efficiency | 0.018184 | 0.027937 | 0.031993 | 0.035699 | 0.03857 | 122.0783 | 131.7835 | 132.3578 | 132.8482 | 133.2908 | 133.7207 | 134.1794 | 134.6291
Scenario 1: Reference | SDG&E | Res | AppPlug | Res - Single Family | Program Administrator Cost Test | Fuel Substitution | 11.8199 | 13.1968 | 14.6298 | 16.1164 | 17.6987 | 0 | 0 | 0 | 0 | 0 | 0 | 0 | 0
Scenario 1: Reference | SDG&E | Res | AppPlug | Res - Single Family | Rate Impact Measure Test | Energy Efficiency | 0.043027 | 0.066681 | 0.077046 | 0.086763 | 0.089973 | 651.9286 | 653.7832 | 601.4489 | 542.6381 | 477.0801 | 404.3967 | 323.672 | 234.2139
Scenario 1: Reference | SDG&E | Res | AppPlug | Res - Single Family | Rate Impact Measure Test | Fuel Substitution | 16.3152 | 18.1195 | 19.9739 | 21.8948 | 23.8408 | 0 | 0 | 0 | 0 | 0 | 0 | 0 | 0
Scenario 1: Reference | SDG&E | Res | AppPlug | Res - Single Family | Total Resource Cost Test | Energy Efficiency | 0.0265 | 0.040756 | 0.046721 | 0.052185 | 0.056439 | 564.4426 | 619.6015 | 632.8385 | 645.9707 | 659.1628 | 672.5862 | 686.4559 | 700.5899
Scenario 1: Reference | SDG&E | Res | AppPlug | Res - Single Family | Total Resource Cost Test | Fuel Substitution | 14.6728 | 16.3593 | 18.115 | 19.938 | 21.8704 | 0 | 0 | 0 | 0 | 0 | 0 | 0 | 0
Scenario 1: Reference | SDG&E | Res | BROs | Income Qualified - Multi Family IQ | Participant Cost Test | Energy Efficiency | 308837.1065 | 315687.7606 | 323167.6238 | 331872.3245 | 340988.9826 | 350676.8753 | 360140.2273 | 370131.4724 | 379769.2196 | 389249.8534 | 397819.7672 | 387847.7316 | 397099.6618
Scenario 1: Reference | SDG&E | Res | BROs | Income Qualified - Multi Family IQ | Program Administrator Cost Test | Energy Efficiency | 308837.1065 | 315687.7606 | 323167.6238 | 331872.3245 | 340988.9826 | 350676.8753 | 360140.2273 | 370131.4724 | 379769.2196 | 389249.8534 | 397819.7672 | 387847.7316 | 397099.6618
Scenario 1: Reference | SDG&E | Res | BROs | Income Qualified - Multi Family IQ | Rate Impact Measure Test | Energy Efficiency | 308837.1065 | 315687.7606 | 323167.6238 | 331872.3245 | 340988.9826 | 350676.8753 | 360140.2273 | 370131.4724 | 379769.2196 | 389249.8534 | 397819.7672 | 387847.7316 | 397099.6618
Scenario 1: Reference | SDG&E | Res | BROs | Income Qualified - Multi Family IQ | Total Resource Cost Test | Energy Efficiency | 308837.1065 | 315687.7606 | 323167.6238 | 331872.3245 | 340988.9826 | 350676.8753 | 360140.2273 | 370131.4724 | 379769.2196 | 389249.8534 | 397819.7672 | 387847.7316 | 397099.6618
Scenario 1: Reference | SDG&E | Res | BROs | Income Qualified - Single Family IQ | Participant Cost Test | Energy Efficiency | 727061.3887 | 736798.8248 | 747850.3498 | 762728.5726 | 778332.6442 | 794713.3419 | 810423.3624 | 826942.5541 | 842744.4646 | 858177.4775 | 872054.2021 | 856040.7218 | 871725.9201
Scenario 1: Reference | SDG&E | Res | BROs | Income Qualified - Single Family IQ | Program Administrator Cost Test | Energy Efficiency | 727061.3887 | 736798.8248 | 747850.3498 | 762728.5726 | 778332.6442 | 794713.3419 | 810423.3624 | 826942.5541 | 842744.4646 | 858177.4775 | 872054.2021 | 856040.7218 | 871725.9201
Scenario 1: Reference | SDG&E | Res | BROs | Income Qualified - Single Family IQ | Rate Impact Measure Test | Energy Efficiency | 727061.3887 | 736798.8248 | 747850.3498 | 762728.5726 | 778332.6442 | 794713.3419 | 810423.3624 | 826942.5541 | 842744.4646 | 858177.4775 | 872054.2021 | 856040.7218 | 871725.9201
Scenario 1: Reference | SDG&E | Res | BROs | Income Qualified - Single Family IQ | Total Resource Cost Test | Energy Efficiency | 727061.3887 | 736798.8248 | 747850.3498 | 762728.5726 | 778332.6442 | 794713.3419 | 810423.3624 | 826942.5541 | 842744.4646 | 858177.4775 | 872054.2021 | 856040.7218 | 871725.9201
Scenario 1: Reference | SDG&E | Res | BROs | Res - Multi Family | Participant Cost Test | Energy Efficiency | 2516154.7595 | 2552278.6353 | 2593064.9256 | 2646953.3563 | 2703522.6542 | 2763057.3706 | 2820415.0603 | 2880833.289 | 2938852.501 | 2995724.8276 | 3047135.537 | 3111992.278 | 3180996.7996
Scenario 1: Reference | SDG&E | Res | BROs | Res - Multi Family | Program Administrator Cost Test | Energy Efficiency | 2516154.7595 | 2552278.6353 | 2593064.9256 | 2646953.3563 | 2703522.6542 | 2763057.3706 | 2820415.0603 | 2880833.289 | 2938852.501 | 2995724.8276 | 3047135.537 | 3111992.278 | 3180996.7996
Scenario 1: Reference | SDG&E | Res | BROs | Res - Multi Family | Rate Impact Measure Test | Energy Efficiency | 2516154.7595 | 2552278.6353 | 2593064.9256 | 2646953.3563 | 2703522.6542 | 2763057.3706 | 2820415.0603 | 2880833.289 | 2938852.501 | 2995724.8276 | 3047135.537 | 3111992.278 | 3180996.7996
Scenario 1: Reference | SDG&E | Res | BROs | Res - Multi Family | Total Resource Cost Test | Energy Efficiency | 2516154.7595 | 2552278.6353 | 2593064.9256 | 2646953.3563 | 2703522.6542 | 2763057.3706 | 2820415.0603 | 2880833.289 | 2938852.501 | 2995724.8276 | 3047135.537 | 3111992.278 | 3180996.7996
Scenario 1: Reference | SDG&E | Res | BROs | Res - Single Family | Participant Cost Test | Energy Efficiency | 892758.2487 | 912103.0951 | 933255.1742 | 957626.301 | 983114.6952 | 1010097.7324 | 1036414.134 | 1064098.2475 | 1090755.074 | 1116893.27 | 1140499.6228 | 1169683.2813 | 1200419.9638
Scenario 1: Reference | SDG&E | Res | BROs | Res - Single Family | Program Administrator Cost Test | Energy Efficiency | 892758.2487 | 912103.0951 | 933255.1742 | 957626.301 | 983114.6952 | 1010097.7324 | 1036414.134 | 1064098.2475 | 1090755.074 | 1116893.27 | 1140499.6228 | 1169683.2813 | 1200419.9638
Scenario 1: Reference | SDG&E | Res | BROs | Res - Single Family | Rate Impact Measure Test | Energy Efficiency | 892758.2487 | 912103.0951 | 933255.1742 | 957626.301 | 983114.6952 | 1010097.7324 | 1036414.134 | 1064098.2475 | 1090755.074 | 1116893.27 | 1140499.6228 | 1169683.2813 | 1200419.9638
Scenario 1: Reference | SDG&E | Res | BROs | Res - Single Family | Total Resource Cost Test | Energy Efficiency | 892758.2487 | 912103.0951 | 933255.1742 | 957626.301 | 983114.6952 | 1010097.7324 | 1036414.134 | 1064098.2475 | 1090755.074 | 1116893.27 | 1140499.6228 | 1169683.2813 | 1200419.9638
Scenario 1: Reference | SDG&E | Res | BldgEnv | Res - Multi Family | Participant Cost Test | Energy Efficiency | 0 | 0 | 0 | 6537.7702 | 6523.2833 | 34225.3135 | 34167.8672 | 34119.8202 | 34081.1161 | 34051.6655 | 34031.3584 | 34020.0715 | 34017.6715
Scenario 1: Reference | SDG&E | Res | BldgEnv | Res - Multi Family | Program Administrator Cost Test | Energy Efficiency | 0 | 0 | 0 | 423.1129 | 413.8974 | 1983.923 | 1941.7579 | 1901.0072 | 1861.6184 | 1823.539 | 1786.7171 | 1751.1025 | 1716.646
Scenario 1: Reference | SDG&E | Res | BldgEnv | Res - Multi Family | Rate Impact Measure Test | Energy Efficiency | 0 | 0 | 0 | 2901.5893 | 2696.7221 | 11472.3024 | 10461.1439 | 9400.7559 | 8284.5603 | 7107.9207 | 5865.9804 | 4550.3558 | 3158.5523
Scenario 1: Reference | SDG&E | Res | BldgEnv | Res - Multi Family | Total Resource Cost Test | Energy Efficiency | 0 | 0 | 0 | 2253.6886 | 2240.4167 | 11567.0108 | 11508.7607 | 11454.5569 | 11404.3309 | 11358.0053 | 11315.4975 | 11276.7225 | 11241.5941
Scenario 1: Reference | SDG&E | Res | BldgEnv | Res - Single Family | Participant Cost Test | Energy Efficiency | 731288.1212 | 757181.7297 | 774795.5304 | 781785.3437 | 772461.2764 | 768532.4536 | 762729.7021 | 755473.547 | 218045.007 | 68914.0125 | 68577.4186 | 68262.5508 | 67969.4739
Scenario 1: Reference | SDG&E | Res | BldgEnv | Res - Single Family | Program Administrator Cost Test | Energy Efficiency | 21613.2493 | 21294.507 | 20935.8173 | 20512.4061 | 19984.1173 | 19501.5517 | 19017.878 | 18539.5566 | 4106.4354 | 3113.7284 | 3037.7648 | 2964.5266 | 2893.9204
Scenario 1: Reference | SDG&E | Res | BldgEnv | Res - Single Family | Rate Impact Measure Test | Energy Efficiency | 148986.3293 | 149174.7848 | 148904.0762 | 147938.7222 | 136785.2571 | 125364.5383 | 113434.3182 | 101069.2056 | 19924.9126 | 14123.4359 | 11468.1233 | 8704.8653 | 5829.1906
Scenario 1: Reference | SDG&E | Res | BldgEnv | Res - Single Family | Total Resource Cost Test | Energy Efficiency | 222877.855 | 229718.1812 | 234387.9027 | 236181.284 | 233433.0762 | 232160.2913 | 230352.2323 | 228207.8654 | 63676.0536 | 22409.6519 | 22239.442 | 22078.0408 | 21925.3731
Scenario 1: Reference | SDG&E | Res | HVAC | Res - Multi Family | Participant Cost Test | Energy Efficiency | 0 | 0 | 0 | 0 | 0 | 21067.4335 | 20632.5614 | 19945.4849 | 19107.3163 | 18249.1212 | 17463.924 | 16888.6943 | 16383.5714
Scenario 1: Reference | SDG&E | Res | HVAC | Res - Multi Family | Participant Cost Test | Fuel Substitution | 10161.355 | 10746.0407 | 13998.2915 | 14518.8172 | 15057.641 | 0 | 0 | 0 | 0 | 0 | 0 | 0 | 0
Scenario 1: Reference | SDG&E | Res | HVAC | Res - Multi Family | Program Administrator Cost Test | Energy Efficiency | 1906.5554 | 1525.2443 | 1220.1955 | 976.1564 | 780.9251 | 12922.9453 | 12510.2552 | 11978.2282 | 11381.5426 | 10792.499 | 10261.4703 | 9864.1555 | 9517.3814
Scenario 1: Reference | SDG&E | Res | HVAC | Res - Multi Family | Program Administrator Cost Test | Fuel Substitution | 6481.9196 | 6763.7315 | 7925.6813 | 8086.8519 | 8266.9478 | 0 | 0 | 0 | 0 | 0 | 0 | 0 | 0
Scenario 1: Reference | SDG&E | Res | HVAC | Res - Multi Family | Rate Impact Measure Test | Energy Efficiency | 26986.1826 | 22195.9543 | 18120.7238 | 14502.2125 | 11633.0343 | 42610.5799 | 37761.5964 | 32987.2585 | 28394.482 | 24144.1825 | 20295.0229 | 16873.973 | 12998.7953
Scenario 1: Reference | SDG&E | Res | HVAC | Res - Multi Family | Rate Impact Measure Test | Fuel Substitution | 15774.4618 | 16145.8238 | 18381.876 | 18303.9917 | 18159.2717 | 0 | 0 | 0 | 0 | 0 | 0 | 0 | 0
Scenario 1: Reference | SDG&E | Res | HVAC | Res - Multi Family | Total Resource Cost Test | Energy Efficiency | 1906.5554 | 1525.2443 | 1220.1955 | 976.1564 | 780.9251 | 18189.8037 | 17668.3955 | 16964.5995 | 16158.3716 | 15354.7793 | 14627.4513 | 14086.329 | 13613.2742
Scenario 1: Reference | SDG&E | Res | HVAC | Res - Multi Family | Total Resource Cost Test | Fuel Substitution | 12879.0218 | 13603.2129 | 17283.2404 | 17881.5942 | 18513.9368 | 0 | 0 | 0 | 0 | 0 | 0 | 0 | 0
Scenario 1: Reference | SDG&E | Res | HVAC | Res - Single Family | Participant Cost Test | Energy Efficiency | 5555911.2456 | 6216501.5214 | 6708408.0422 | 7025496.7062 | 6335158.4465 | 2990738.6422 | 3055284.3758 | 3113119.3957 | 374416.7915 | 34046.2556 | 32266.6055 | 30873.5489 | 29628.1729
Scenario 1: Reference | SDG&E | Res | HVAC | Res - Single Family | Participant Cost Test | Fuel Substitution | 533690.7674 | 563362.6268 | 589084.09 | 614070.674 | 587809.9735 | 949.2353 | 1036.8683 | 1087.5952 | 0 | 0 | 0 | 0 | 0
Scenario 1: Reference | SDG&E | Res | HVAC | Res - Single Family | Program Administrator Cost Test | Energy Efficiency | 192648.5374 | 209456.0263 | 220645.4995 | 225897.1313 | 223016.3472 | 122091.2154 | 120636.7826 | 118928.3958 | 32310.9484 | 20592.7336 | 19329.4161 | 18331.8197 | 17453.7203
Scenario 1: Reference | SDG&E | Res | HVAC | Res - Single Family | Program Administrator Cost Test | Fuel Substitution | 324121.7078 | 339711.2884 | 351363.4272 | 360631.8151 | 365859.1789 | 1263.7916 | 1380.4848 | 1447.9491 | 0 | 0 | 0 | 0 | 0
Scenario 1: Reference | SDG&E | Res | HVAC | Res - Single Family | Rate Impact Measure Test | Energy Efficiency | 1436866.0077 | 1502714.9219 | 1513558.1831 | 1465258.2883 | 1356531.3738 | 579577.5962 | 527592.6643 | 473773.4199 | 100290.259 | 51639.1587 | 42818.2037 | 35148.4385 | 25751.2959
Scenario 1: Reference | SDG&E | Res | HVAC | Res - Single Family | Rate Impact Measure Test | Fuel Substitution | 479932.3513 | 499968.7951 | 514090.454 | 525472.9891 | 529125.1441 | 1344.72 | 1460.2136 | 1521.3945 | 0 | 0 | 0 | 0 | 0
Scenario 1: Reference | SDG&E | Res | HVAC | Res - Single Family | Total Resource Cost Test | Energy Efficiency | 4663341.5761 | 5243323.762 | 5671579.6624 | 5941002.6621 | 5236352.0757 | 1851327.0106 | 1889175.6077 | 1922938.4834 | 238901.4675 | 29104.2975 | 27396.0675 | 26050.2069 | 24860.7636
Scenario 1: Reference | SDG&E | Res | HVAC | Res - Single Family | Total Resource Cost Test | Fuel Substitution | 720544.7592 | 760538.8276 | 793868.9074 | 824569.2296 | 801071.97 | 2202.8165 | 2406.1818 | 2523.8914 | 0 | 0 | 0 | 0 | 0
Scenario 1: Reference | SDG&E | Res | WaterHeat | Res - Multi Family | Participant Cost Test | Energy Efficiency | 4088068.9402 | 4121591.4216 | 4130310.9718 | 4146496.7559 | 4108554.2544 | 3429302.5651 | 3407557.7117 | 3384194.7016 | 3362788.3746 | 3346580.9758 | 3338068.8558 | 3340976.0239 | 3351042.5267
Scenario 1: Reference | SDG&E | Res | WaterHeat | Res - Multi Family | Participant Cost Test | Fuel Substitution | 454891.9101 | 453780.4287 | 445326.786 | 430294.3711 | 412157.0798 | 1543.794 | 1826.6521 | 2106.8826 | 2340.4168 | 2526.5019 | 2674.5607 | 2795.5493 | 2898.2973
Scenario 1: Reference | SDG&E | Res | WaterHeat | Res - Multi Family | Program Administrator Cost Test | Energy Efficiency | 1586307.9679 | 1566052.6537 | 1536596.1059 | 1510392.4962 | 1466005.3496 | 1280344.6681 | 1249276.5382 | 1219422.8655 | 1192296.5179 | 1168524.9417 | 1148877.112 | 1134500.0735 | 1123620.3629
Scenario 1: Reference | SDG&E | Res | WaterHeat | Res - Multi Family | Program Administrator Cost Test | Fuel Substitution | 268504.8085 | 286538.6903 | 302072.3511 | 316114.3742 | 330763.9744 | 750.3369 | 882.5101 | 1011.898 | 1117.5131 | 1199.4232 | 1262.4961 | 1312.2058 | 1352.907
Scenario 1: Reference | SDG&E | Res | WaterHeat | Res - Multi Family | Rate Impact Measure Test | Energy Efficiency | 12284730.745 | 11776168.4069 | 11141723.2629 | 10457933.0996 | 9534083.5258 | 7725687.5367 | 6899569.909 | 6067894.4633 | 5238820.4014 | 4419570.6749 | 3609511.4674 | 2797289.929 | 1969691.2805
Scenario 1: Reference | SDG&E | Res | WaterHeat | Res - Multi Family | Rate Impact Measure Test | Fuel Substitution | 268644.6759 | 286730.2749 | 302332.2156 | 316484.5698 | 331248.3632 | 5705.8038 | 6058.6115 | 6180.9169 | 5954.3687 | 5427.5261 | 4669.3026 | 3723.5027 | 2625.0667
Scenario 1: Reference | SDG&E | Res | WaterHeat | Res - Multi Family | Total Resource Cost Test | Energy Efficiency | 3782686.3461 | 3794739.9672 | 3784350.0873 | 3781473.6032 | 3728602.5379 | 2979209.9859 | 2943071.4526 | 2906746.1014 | 2873530.9898 | 2845855.8383 | 2825818.8141 | 2816530.8779 | 2814143.9428
Scenario 1: Reference | SDG&E | Res | WaterHeat | Res - Multi Family | Total Resource Cost Test | Fuel Substitution | 356319.9527 | 379706.3083 | 400019.145 | 418633.1815 | 437684.1607 | 2146.5356 | 2537.9499 | 2925.1728 | 3247.0777 | 3502.7703 | 3705.4562 | 3870.424 | 4009.9748
Scenario 1: Reference | SDG&E | Res | WaterHeat | Res - Single Family | Participant Cost Test | Energy Efficiency | 8714575.7159 | 9127816.015 | 6146637.8199 | 6118900.3588 | 5950403.3122 | 2913409.8555 | 2783493.9102 | 2663738.33 | 2558208.0808 | 2468391.6401 | 2394230.5111 | 2336719.3237 | 2291887.3672
Scenario 1: Reference | SDG&E | Res | WaterHeat | Res - Single Family | Participant Cost Test | Fuel Substitution | 13203.3827 | 13111.4783 | 12987.0496 | 12830.037 | 12709.4741 | 7935.579 | 9047.2915 | 10286.9115 | 11374.6178 | 12237.1475 | 12922.8438 | 13485.4578 | 13967.7685
Scenario 1: Reference | SDG&E | Res | WaterHeat | Res - Single Family | Program Administrator Cost Test | Energy Efficiency | 2441309.8558 | 2443751.2982 | 2397198.5367 | 2309323.634 | 2174027.8918 | 1272692.4371 | 1179526.8403 | 1095430.0778 | 1021884.3903 | 959025.1502 | 906230.888 | 863303.4058 | 828000.0191
Scenario 1: Reference | SDG&E | Res | WaterHeat | Res - Single Family | Program Administrator Cost Test | Fuel Substitution | 22313.3624 | 23570.3609 | 24667.683 | 25714.7933 | 26860.0255 | 3891.3525 | 4409.4846 | 4983.4995 | 5477.6816 | 5858.4276 | 6150.7968 | 6381.812 | 6572.6987
Scenario 1: Reference | SDG&E | Res | WaterHeat | Res - Single Family | Rate Impact Measure Test | Energy Efficiency | 16806731.0842 | 16626176.5539 | 16051983.6558 | 15125798.9032 | 13565449.4288 | 7303159.382 | 6276868.508 | 5310586.4768 | 4415017.022 | 3593860.8163 | 2837132.5603 | 2129571.3652 | 1455052.0062
Scenario 1: Reference | SDG&E | Res | WaterHeat | Res - Single Family | Rate Impact Measure Test | Fuel Substitution | 22313.3624 | 23570.3609 | 24798.4595 | 26114.0039 | 27505.8616 | 30121.893 | 30809.4067 | 30972.2847 | 29684.4699 | 26946.3998 | 23101.2309 | 18359.5959 | 12885.9455
Scenario 1: Reference | SDG&E | Res | WaterHeat | Res - Single Family | Total Resource Cost Test | Energy Efficiency | 8945823.175 | 9340236.0059 | 6335051.852 | 6279016.8102 | 6078448.875 | 2728421.1797 | 2575919.9093 | 2436249.8881 | 2313163.4078 | 2207798.1473 | 2119739.1222 | 2049470.8817 | 1992942.6986
Scenario 1: Reference | SDG&E | Res | WaterHeat | Res - Single Family | Total Resource Cost Test | Fuel Substitution | 29199.1036 | 30872.0159 | 32355.6756 | 33794.6149 | 35342.8248 | 11045.6722 | 12583.5338 | 14296.99 | 15797.057 | 16982.5745 | 17921.3207 | 18688.3603 | 19343.3366
Scenario 2: High TRC | PG&E | Ag | WholeBlg | Ag - Dairies, fishing, hunting | Participant Cost Test | Energy Efficiency | 240051.4466 | 242581.025 | 245670.4463 | 248666.2804 | 252057.0827 | 254782.3663 | 257487.4449 | 259949.5217 | 262754.024 | 265211.1145 | 267724.9962 | 270019.9494 | 272345.8373
Scenario 2: High TRC | PG&E | Ag | WholeBlg | Ag - Dairies, fishing, hunting | Program Administrator Cost Test | Energy Efficiency | 240051.4466 | 242581.025 | 245670.4463 | 248666.2804 | 252057.0827 | 254782.3663 | 257487.4449 | 259949.5217 | 262754.024 | 265211.1145 | 267724.9962 | 270019.9494 | 272345.8373
Scenario 2: High TRC | PG&E | Ag | WholeBlg | Ag - Dairies, fishing, hunting | Rate Impact Measure Test | Energy Efficiency | 240051.4466 | 242581.025 | 245670.4463 | 248666.2804 | 252057.0827 | 254782.3663 | 257487.4449 | 259949.5217 | 262754.024 | 265211.1145 | 267724.9962 | 270019.9494 | 272345.8373
Scenario 2: High TRC | PG&E | Ag | WholeBlg | Ag - Dairies, fishing, hunting | Total Resource Cost Test | Energy Efficiency | 240051.4466 | 242581.025 | 245670.4463 | 248666.2804 | 252057.0827 | 254782.3663 | 257487.4449 | 259949.5217 | 262754.024 | 265211.1145 | 267724.9962 | 270019.9494 | 272345.8373
Scenario 2: High TRC | PG&E | Ag | WholeBlg | Ag - Irrigated Agriculture, vineyards, forestry and greenhouses | Participant Cost Test | Energy Efficiency | 1960807.6372 | 2016443.6901 | 2072721.0653 | 2127696.0398 | 2181685.7998 | 2230390.9384 | 2279142.1766 | 2327029.1767 | 2376748.0033 | 2423431.9551 | 2469414.7301 | 2513953.3932 | 2557850.978
Scenario 2: High TRC | PG&E | Ag | WholeBlg | Ag - Irrigated Agriculture, vineyards, forestry and greenhouses | Program Administrator Cost Test | Energy Efficiency | 1960807.6372 | 2016443.6901 | 2072721.0653 | 2127696.0398 | 2181685.7998 | 2230390.9384 | 2279142.1766 | 2327029.1767 | 2376748.0033 | 2423431.9551 | 2469414.7301 | 2513953.3932 | 2557850.978
Scenario 2: High TRC | PG&E | Ag | WholeBlg | Ag - Irrigated Agriculture, vineyards, forestry and greenhouses | Rate Impact Measure Test | Energy Efficiency | 1960807.6372 | 2016443.6901 | 2072721.0653 | 2127696.0398 | 2181685.7998 | 2230390.9384 | 2279142.1766 | 2327029.1767 | 2376748.0033 | 2423431.9551 | 2469414.7301 | 2513953.3932 | 2557850.978
Scenario 2: High TRC | PG&E | Ag | WholeBlg | Ag - Irrigated Agriculture, vineyards, forestry and greenhouses | Total Resource Cost Test | Energy Efficiency | 1960807.6372 | 2016443.6901 | 2072721.0653 | 2127696.0398 | 2181685.7998 | 2230390.9384 | 2279142.1766 | 2327029.1767 | 2376748.0033 | 2423431.9551 | 2469414.7301 | 2513953.3932 | 2557850.978
Scenario 2: High TRC | PG&E | Ag | WholeBlg | Ag - Water pumping | Participant Cost Test | Energy Efficiency | 1279193.1634 | 1263903.6791 | 1247846.6659 | 1231532.4167 | 1214688.6441 | 1199906.4635 | 1186237.8091 | 1172522.6002 | 1157084.6265 | 1140318.151 | 1122547.1269 | 1104504.7346 | 1086023.0134
Scenario 2: High TRC | PG&E | Ag | WholeBlg | Ag - Water pumping | Program Administrator Cost Test | Energy Efficiency | 1279193.1634 | 1263903.6791 | 1247846.6659 | 1231532.4167 | 1214688.6441 | 1199906.4635 | 1186237.8091 | 1172522.6002 | 1157084.6265 | 1140318.151 | 1122547.1269 | 1104504.7346 | 1086023.0134
Scenario 2: High TRC | PG&E | Ag | WholeBlg | Ag - Water pumping | Rate Impact Measure Test | Energy Efficiency | 1279193.1634 | 1263903.6791 | 1247846.6659 | 1231532.4167 | 1214688.6441 | 1199906.4635 | 1186237.8091 | 1172522.6002 | 1157084.6265 | 1140318.151 | 1122547.1269 | 1104504.7346 | 1086023.0134
Scenario 2: High TRC | PG&E | Ag | WholeBlg | Ag - Water pumping | Total Resource Cost Test | Energy Efficiency | 1279193.1634 | 1263903.6791 | 1247846.6659 | 1231532.4167 | 1214688.6441 | 1199906.4635 | 1186237.8091 | 1172522.6002 | 1157084.6265 | 1140318.151 | 1122547.1269 | 1104504.7346 | 1086023.0134
Scenario 2: High TRC | PG&E | Com | AppPlug | Com - Health | Participant Cost Test | Energy Efficiency | 1316832.0279 | 1428333.0164 | 1526858.0893 | 1595773.1188 | 1319882.0969 | 1291571.1545 | 2839834.7596 | 1823836.3511 | 1866437.512 | 1892391.7737 | 1900392.7829 | 1921060.4254 | 1930546.975
Scenario 2: High TRC | PG&E | Com | AppPlug | Com - Health | Program Administrator Cost Test | Energy Efficiency | 3640436.6187 | 3882726.0352 | 4083246.2237 | 4201676.8472 | 3416217.474 | 3336037.5314 | 7023457.7366 | 4509314.5308 | 4544465.3039 | 4538587.1808 | 4490488.4534 | 4456325.2448 | 4394833.3261
Scenario 2: High TRC | PG&E | Com | AppPlug | Com - Health | Rate Impact Measure Test | Energy Efficiency | 8446166.5519 | 9174514.5741 | 9787572.7149 | 10139061.2337 | 8457510.8892 | 7001675.1996 | 18374718.2446 | 10426048.4991 | 10341985.3309 | 10150975.8525 | 9456235.4962 | 7905722.6525 | 6181794.2343
Scenario 2: High TRC | PG&E | Com | AppPlug | Com - Health | Total Resource Cost Test | Energy Efficiency | 4144459.1545 | 4429247.9638 | 4667402.8605 | 4812357.5342 | 3921032.8942 | 3833516.7549 | 8102132.292 | 5207541.0709 | 5259162.759 | 5263446.7231 | 5218701.8759 | 5203057.9611 | 5156974.5886
Scenario 2: High TRC | PG&E | Com | AppPlug | Com - Lodging | Participant Cost Test | Energy Efficiency | 960038.7634 | 1221531.9448 | 1283304.0273 | 1335758.2699 | 1392108.598 | 1439128.4216 | 1481903.2118 | 1518443.8214 | 1548442.5881 | 1573426.582 | 584318.0024 | 955539.8304 | 4223564.71
Scenario 2: High TRC | PG&E | Com | AppPlug | Com - Lodging | Program Administrator Cost Test | Energy Efficiency | 2548225.7116 | 3049813.0073 | 3152251.2054 | 3227442.5781 | 3309685.262 | 3366245.6168 | 3410705.2237 | 3438991.6229 | 3451237.2294 | 3451813.5621 | 1315145.2359 | 1968930.6808 | 9078757.1794
Scenario 2: High TRC | PG&E | Com | AppPlug | Com - Lodging | Rate Impact Measure Test | Energy Efficiency | 6413822.6597 | 7697778.8349 | 8049467.7672 | 8325449.7181 | 8397299.7091 | 8373440.292 | 8299570.9783 | 8163648.8031 | 7963902.9984 | 7708899.0417 | 2715731.8179 | 3465306.2422 | 12643308.5994
Scenario 2: High TRC | PG&E | Com | AppPlug | Com - Lodging | Total Resource Cost Test | Energy Efficiency | 2908112.8677 | 3531501.0874 | 3659479.6904 | 3756756.2795 | 3862548.4377 | 3939132.5216 | 4001955.9637 | 4046159.6575 | 4071717.719 | 4083530.4989 | 1537291.3273 | 2372940.8809 | 10757518.857
Scenario 2: High TRC | PG&E | Com | AppPlug | Com - Other | Participant Cost Test | Energy Efficiency | 2209.6361 | 2524.066 | 2873.7238 | 3225.6166 | 3556.4278 | 3958.5764 | 4384.0936 | 4784.5305 | 5126.4248 | 5498.885 | 5876.8714 | 6250.218 | 6629.2355
Scenario 2: High TRC | PG&E | Com | AppPlug | Com - Other | Program Administrator Cost Test | Energy Efficiency | 8223.7518 | 9234.5366 | 10335.8142 | 11405.598 | 12363.6194 | 13530.6283 | 14734.2256 | 15811.6413 | 16659.5863 | 17573.5066 | 18470.8393 | 19320.3521 | 20155.1411
Scenario 2: High TRC | PG&E | Com | AppPlug | Com - Other | Rate Impact Measure Test | Energy Efficiency | 17799.5223 | 20230.26 | 22922.6377 | 25613.8242 | 28113.7599 | 31165.9531 | 34378.9986 | 37390.8877 | 39945.4979 | 38132.7193 | 35430.3108 | 31708.5058 | 26925.1891
Scenario 2: High TRC | PG&E | Com | AppPlug | Com - Other | Total Resource Cost Test | Energy Efficiency | 8886.6426 | 9991.7564 | 11197.9314 | 12373.283 | 13430.5477 | 14718.2012 | 16049.4537 | 17247.0004 | 18197.5137 | 19223.1721 | 20233.9008 | 21195.4175 | 22143.9117
Scenario 2: High TRC | PG&E | Com | BROs | Com - Lodging | Participant Cost Test | Energy Efficiency | 1852.5806 | 3808.1104 | 5858.4985 | 8029.2819 | 10348.1301 | 12815.587 | 15484.3597 | 18233.3106 | 21216.4867 | 24800.9402 | 28101.2601 | 31385.83 | 34573.9932
Scenario 2: High TRC | PG&E | Com | BROs | Com - Lodging | Program Administrator Cost Test | Energy Efficiency | 1852.5806 | 3808.1104 | 5858.4985 | 8029.2819 | 10348.1301 | 12815.587 | 15484.3597 | 18233.3106 | 21216.4867 | 24800.9402 | 28101.2601 | 31385.83 | 34573.9932
Scenario 2: High TRC | PG&E | Com | BROs | Com - Lodging | Rate Impact Measure Test | Energy Efficiency | 1852.5806 | 3808.1104 | 5858.4985 | 8029.2819 | 10348.1301 | 12815.587 | 15484.3597 | 18233.3106 | 21216.4867 | 24800.9402 | 28101.2601 | 31385.83 | 34573.9932
Scenario 2: High TRC | PG&E | Com | BROs | Com - Lodging | Total Resource Cost Test | Energy Efficiency | 1852.5806 | 3808.1104 | 5858.4985 | 8029.2819 | 10348.1301 | 12815.587 | 15484.3597 | 18233.3106 | 21216.4867 | 24800.9402 | 28101.2601 | 31385.83 | 34573.9932
Scenario 2: High TRC | PG&E | Com | BROs | Com - Other | Participant Cost Test | Energy Efficiency | 7145.7344 | 15447.7819 | 24800.712 | 35049.6924 | 46805.4297 | 60685.6361 | 75688.9366 | 88840.1548 | 104813.6833 | 123998.9484 | 142294.3965 | 160843.6285 | 178184.2275
Scenario 2: High TRC | PG&E | Com | BROs | Com - Other | Program Administrator Cost Test | Energy Efficiency | 7145.7344 | 15447.7819 | 24800.712 | 35049.6924 | 46805.4297 | 60685.6361 | 75688.9366 | 88840.1548 | 104813.6833 | 123998.9484 | 142294.3965 | 160843.6285 | 178184.2275
Scenario 2: High TRC | PG&E | Com | BROs | Com - Other | Rate Impact Measure Test | Energy Efficiency | 7145.7344 | 15447.7819 | 24800.712 | 35049.6924 | 46805.4297 | 60685.6361 | 75688.9366 | 88840.1548 | 104813.6833 | 123998.9484 | 142294.3965 | 160843.6285 | 178184.2275
Scenario 2: High TRC | PG&E | Com | BROs | Com - Other | Total Resource Cost Test | Energy Efficiency | 7145.7344 | 15447.7819 | 24800.712 | 35049.6924 | 46805.4297 | 60685.6361 | 75688.9366 | 88840.1548 | 104813.6833 | 123998.9484 | 142294.3965 | 160843.6285 | 178184.2275
Scenario 2: High TRC | PG&E | Com | BROs | Com - Retail | Participant Cost Test | Energy Efficiency | 9249.8275 | 18816.2903 | 28649.0331 | 38858.5421 | 49543.5676 | 60733.738 | 72749.9769 | 86591.1179 | 99700.532 | 115303.4206 | 129252.5623 | 142827.0654 | 158748.6874
Scenario 2: High TRC | PG&E | Com | BROs | Com - Retail | Program Administrator Cost Test | Energy Efficiency | 9249.8275 | 18816.2903 | 28649.0331 | 38858.5421 | 49543.5676 | 60733.738 | 72749.9769 | 86591.1179 | 99700.532 | 115303.4206 | 129252.5623 | 142827.0654 | 158748.6874
Scenario 2: High TRC | PG&E | Com | BROs | Com - Retail | Rate Impact Measure Test | Energy Efficiency | 9249.8275 | 18816.2903 | 28649.0331 | 38858.5421 | 49543.5676 | 60733.738 | 72749.9769 | 86591.1179 | 99700.532 | 115303.4206 | 129252.5623 | 142827.0654 | 158748.6874
Scenario 2: High TRC | PG&E | Com | BROs | Com - Retail | Total Resource Cost Test | Energy Efficiency | 9249.8275 | 18816.2903 | 28649.0331 | 38858.5421 | 49543.5676 | 60733.738 | 72749.9769 | 86591.1179 | 99700.532 | 115303.4206 | 129252.5623 | 142827.0654 | 158748.6874
Scenario 2: High TRC | PG&E | Com | BldgEnv | Com - College | Participant Cost Test | Energy Efficiency | 494.456 | 492.004 | 559.4863 | 598.4237 | 632.5794 | 663.0392 | 702.466 | 732.5917 | 841.2509 | 878.6933 | 906.5492 | 907.3332 | 922.4301
Scenario 2: High TRC | PG&E | Com | BldgEnv | Com - College | Program Administrator Cost Test | Energy Efficiency | 231.2626 | 233.5178 | 255.266 | 268.4271 | 278.1751 | 285.4138 | 296.7253 | 303.0686 | 332.4953 | 341.6916 | 347.01 | 340.4369 | 341.712
Scenario 2: High TRC | PG&E | Com | BldgEnv | Com - College | Rate Impact Measure Test | Energy Efficiency | 1231.197 | 1229.5699 | 1279.8728 | 1294.269 | 1281.5825 | 1246.6879 | 1218.6314 | 1148.3569 | 1135.6353 | 1031.0053 | 895.5631 | 715.4152 | 538.6733
Scenario 2: High TRC | PG&E | Com | BldgEnv | Com - College | Total Resource Cost Test | Energy Efficiency | 551.564 | 550.2667 | 617.7751 | 656.423 | 688.5859 | 715.8521 | 752.9276 | 778.9755 | 882.2563 | 915.7011 | 938.84 | 932.307 | 942.7042
Scenario 2: High TRC | PG&E | Com | BldgEnv | Com - Grocery | Participant Cost Test | Energy Efficiency | 1278.0871 | 1292.968 | 1316.523 | 1355.8207 | 1388.0018 | 1431.9756 | 1474.5145 | 1518.1659 | 1553.0753 | 1590.3557 | 1629.6449 | 1667.8642 | 1709.4373
Scenario 2: High TRC | PG&E | Com | BldgEnv | Com - Grocery | Program Administrator Cost Test | Energy Efficiency | 418.4257 | 431.117 | 447.3667 | 467.542 | 482.8104 | 503.083 | 521.433 | 539.1951 | 551.654 | 564.3433 | 577.0719 | 588.4352 | 600.4676
Scenario 2: High TRC | PG&E | Com | BldgEnv | Com - Grocery | Rate Impact Measure Test | Energy Efficiency | 2081.4607 | 2123.498 | 2167.8244 | 2204.8085 | 2196.9527 | 2188.5972 | 2145.4788 | 2050.061 | 1895.5801 | 1711.979 | 1496.0621 | 1241.0833 | 948.6714
Scenario 2: High TRC | PG&E | Com | BldgEnv | Com - Grocery | Total Resource Cost Test | Energy Efficiency | 1242.1381 | 1263.437 | 1294.0626 | 1339.5859 | 1375.618 | 1424.2476 | 1470.0293 | 1515.9377 | 1550.9117 | 1587.642 | 1625.7044 | 1661.7124 | 1700.5493
Scenario 2: High TRC | PG&E | Com | BldgEnv | Com - Health | Participant Cost Test | Energy Efficiency | 85533.7454 | 90345.9106 | 125649.7235 | 122927.0724 | 115268.747 | 136785.2417 | 117718.0575 | 96379.6269 | 74442.5022 | 53282.892 | 33858.9175 | 16780.6388 | 3521.6351
Scenario 2: High TRC | PG&E | Com | BldgEnv | Com - Health | Program Administrator Cost Test | Energy Efficiency | 34611.1625 | 35850.1114 | 49170.2495 | 47200.6616 | 43432.1334 | 48922.5378 | 41429.2963 | 33445.6975 | 25554.6033 | 18199.0536 | 11660.3094 | 6152.9311 | 2067.3588
Scenario 2: High TRC | PG&E | Com | BldgEnv | Com - Health | Rate Impact Measure Test | Energy Efficiency | 117011.6909 | 122596.6241 | 176190.6757 | 171234.1491 | 159518.3844 | 179473.8496 | 153766.3691 | 117862.0197 | 81617.6356 | 51496.078 | 28313.633 | 12212.7053 | 3115.0477
Scenario 2: High TRC | PG&E | Com | BldgEnv | Com - Health | Total Resource Cost Test | Energy Efficiency | 89672.9885 | 94000.4211 | 131922.4921 | 128133.4448 | 119282.1872 | 140282.13 | 120018.2337 | 97750.8123 | 75182.5691 | 53676.8506 | 34154.4821 | 17234.3655 | 4334.6349
Scenario 2: High TRC | PG&E | Com | BldgEnv | Com - Lodging | Participant Cost Test | Energy Efficiency | 117068.0017 | 112942.3916 | 103858.133 | 90637.6363 | 74607.3434 | 57231.1749 | 39909.3557 | 23708.9196 | 9298.0703 | 1729.345 | 1765.2378 | 1803.12 | 1839.9234
Scenario 2: High TRC | PG&E | Com | BldgEnv | Com - Lodging | Program Administrator Cost Test | Energy Efficiency | 78801.2564 | 74653.385 | 67477.4171 | 57959.1309 | 47093.2281 | 35806.8687 | 24983.9733 | 15221.6957 | 6842.337 | 2652.9974 | 2692.5893 | 2732.9892 | 2767.8353
Scenario 2: High TRC | PG&E | Com | BldgEnv | Com - Lodging | Rate Impact Measure Test | Energy Efficiency | 262423.3332 | 251969.1773 | 231033.5081 | 201249.6165 | 165768.7839 | 127587.6774 | 89855.5396 | 51828.2721 | 20965.5425 | 7222.2353 | 6333.7702 | 5314.5144 | 4138.2913
Scenario 2: High TRC | PG&E | Com | BldgEnv | Com - Lodging | Total Resource Cost Test | Energy Efficiency | 157097.9779 | 150176.6674 | 136908.0766 | 118530.473 | 96927.4631 | 74007.7371 | 51592.1317 | 30991.379 | 12973.9933 | 3766.4104 | 3829.1271 | 3893.9442 | 3952.5016
Scenario 2: High TRC | PG&E | Com | BldgEnv | Com - Office (Large) | Participant Cost Test | Energy Efficiency | 8112.4736 | 8351.785 | 8639.6628 | 8866.1884 | 9123.3132 | 9340.3725 | 9585.8596 | 9746.8112 | 9828.5731 | 9967.7485 | 10075.1489 | 10179.7742 | 10286.6891
Scenario 2: High TRC | PG&E | Com | BldgEnv | Com - Office (Large) | Program Administrator Cost Test | Energy Efficiency | 3367.0814 | 3470.2441 | 3592.9661 | 3675.8308 | 3769.0066 | 3835.7149 | 3911.6619 | 3940.7887 | 3928.3627 | 3941.1892 | 3936.5853 | 3928.7215 | 3920.0475
Scenario 2: High TRC | PG&E | Com | BldgEnv | Com - Office (Large) | Rate Impact Measure Test | Energy Efficiency | 17795.7723 | 17891.4944 | 17995.4667 | 17762.6663 | 17445.2618 | 16848.3712 | 16137.6625 | 14987.0874 | 13501.4626 | 11958.0294 | 10207.0459 | 8287.0141 | 6193.6105
Scenario 2: High TRC | PG&E | Com | BldgEnv | Com - Office (Large) | Total Resource Cost Test | Energy Efficiency | 8585.1264 | 8842.6547 | 9150.9905 | 9379.9446 | 9638.9091 | 9845.5977 | 10079.8259 | 10212.7839 | 10253.1833 | 10355.8046 | 10420.5274 | 10480.2022 | 10540.5408
Scenario 2: High TRC | PG&E | Com | BldgEnv | Com - Office (Small) | Participant Cost Test | Energy Efficiency | 2040.1121 | 2084.0772 | 2133.2855 | 1069.0725 | 13925.5716 | 2156.3169 | 2199.7556 | 2241.6413 | 2278.3137 | 2316.6761 | 2355.5156 | 2394.4928 | 2434.4412
Scenario 2: High TRC | PG&E | Com | BldgEnv | Com - Office (Small) | Program Administrator Cost Test | Energy Efficiency | 678.2328 | 703.4307 | 729.9492 | 163.5611 | 6863.6822 | 735.8181 | 754.2271 | 770.5152 | 783.0434 | 795.2734 | 806.6563 | 817.087 | 826.9858
Scenario 2: High TRC | PG&E | Com | BldgEnv | Com - Office (Small) | Rate Impact Measure Test | Energy Efficiency | 3413.734 | 3484.1477 | 3541.1135 | 628.1836 | 32238.647 | 3194.0549 | 3100.6592 | 2928.6782 | 2689.9419 | 2411.9372 | 2090.8203 | 1723.0455 | 1306.398
Scenario 2: High TRC | PG&E | Com | BldgEnv | Com - Office (Small) | Total Resource Cost Test | Energy Efficiency | 1989.6088 | 2043.2777 | 2101.5682 | 849.8867 | 15829.7478 | 2122.4926 | 2168.9458 | 2212.2747 | 2248.4839 | 2285.4812 | 2321.937 | 2357.5287 | 2393.214
Scenario 2: High TRC | PG&E | Com | BldgEnv | Com - Other | Participant Cost Test | Energy Efficiency | 2451.4284 | 2468.7288 | 2494.8587 | 2517.9398 | 2533.6808 | 2568.3412 | 2609.2213 | 2642.1591 | 2654.7567 | 2680.0071 | 2707.8818 | 2733.9427 | 2764.7046
Scenario 2: High TRC | PG&E | Com | BldgEnv | Com - Other | Program Administrator Cost Test | Energy Efficiency | 686.3015 | 703.769 | 724.2864 | 741.4539 | 753.2803 | 773.4647 | 795.1522 | 811.2718 | 816.1875 | 826.1145 | 836.1286 | 844.2211 | 853.4022
Scenario 2: High TRC | PG&E | Com | BldgEnv | Com - Other | Rate Impact Measure Test | Energy Efficiency | 3293.8172 | 3349.6129 | 3402.4507 | 3411.2745 | 3366.8105 | 3329.7616 | 3263.6147 | 3085.6227 | 2805.56 | 2506.9635 | 2168.3966 | 1781.0969 | 1348.569
Scenario 2: High TRC | PG&E | Com | BldgEnv | Com - Other | Total Resource Cost Test | Energy Efficiency | 2261.8387 | 2290.5697 | 2328.0225 | 2360.1553 | 2382.2168 | 2424.8176 | 2472.9236 | 2510.3426 | 2523.4551 | 2549.7247 | 2577.7691 | 2602.7234 | 2631.7937
Scenario 2: High TRC | PG&E | Com | BldgEnv | Com - Refrig. Warehouse | Participant Cost Test | Energy Efficiency | 362.6082 | 383.564 | 403.7016 | 422.8331 | 440.6668 | 457.557 | 470.5416 | 482.3362 | 490.148 | 498.1222 | 504.8684 | 512.2165 | 520.3693
Scenario 2: High TRC | PG&E | Com | BldgEnv | Com - Refrig. Warehouse | Program Administrator Cost Test | Energy Efficiency | 194.2961 | 204.5949 | 213.0722 | 219.5689 | 223.9825 | 226.6653 | 226.393 | 224.921 | 221.2442 | 217.7142 | 213.8818 | 210.735 | 208.3956
Scenario 2: High TRC | PG&E | Com | BldgEnv | Com - Refrig. Warehouse | Rate Impact Measure Test | Energy Efficiency | 921.0257 | 951.3324 | 971.207 | 978.267 | 971.0865 | 949.477 | 907.146 | 838.5151 | 748.7019 | 653.1782 | 550.4326 | 442.6239 | 328.6976
Scenario 2: High TRC | PG&E | Com | BldgEnv | Com - Refrig. Warehouse | Total Resource Cost Test | Energy Efficiency | 430.2265 | 454.2367 | 475.8201 | 494.6786 | 510.5127 | 523.9051 | 531.7381 | 537.5392 | 538.5326 | 539.7667 | 539.92 | 541.175 | 543.7934
Scenario 2: High TRC | PG&E | Com | BldgEnv | Com - Restaurant | Participant Cost Test | Energy Efficiency | 662.6008 | 668.2903 | 678.5253 | 688.5828 | 698.3813 | 707.8935 | 719.7794 | 730.4299 | 740.0179 | 750.9029 | 761.2952 | 297.9643 | 5697.5071
Scenario 2: High TRC | PG&E | Com | BldgEnv | Com - Restaurant | Program Administrator Cost Test | Energy Efficiency | 204.1966 | 208.5106 | 214.8428 | 220.5921 | 225.7614 | 230.2823 | 235.6776 | 240.0402 | 243.5141 | 247.2605 | 250.4359 | 38.9304 | 2439.4885
Scenario 2: High TRC | PG&E | Com | BldgEnv | Com - Restaurant | Rate Impact Measure Test | Energy Efficiency | 1007.6246 | 1014.7545 | 1027.2026 | 1028.6312 | 1018.7671 | 996.2772 | 967.9441 | 912.2573 | 836.4126 | 749.7955 | 649.0281 | 81.8089 | 3855.0537
Scenario 2: High TRC | PG&E | Com | BldgEnv | Com - Restaurant | Total Resource Cost Test | Energy Efficiency | 630.0847 | 638.0901 | 651.0373 | 663.2851 | 674.7852 | 685.4717 | 698.5394 | 709.7775 | 719.4416 | 730.2129 | 740.095 | 230.29 | 6108.2023
Scenario 2: High TRC | PG&E | Com | BldgEnv | Com - Retail | Participant Cost Test | Energy Efficiency | 2612.8387 | 2765.6665 | 2589.2082 | 1210.7505 | 19350.364 | 2963.6675 | 3286.0771 | 62293.7864 | 3587.4212 | 3641.8088 | 3705.2251 | 3770.7791 | 3877.8137
Scenario 2: High TRC | PG&E | Com | BldgEnv | Com - Retail | Program Administrator Cost Test | Energy Efficiency | 1011.279 | 1074.1662 | 1041.8941 | 226.9227 | 9668.4431 | 1123.6576 | 1275.1599 | 10854.6863 | 1373.7026 | 1394.0475 | 1416.802 | 1438.1426 | 1469.9355
Scenario 2: High TRC | PG&E | Com | BldgEnv | Com - Retail | Rate Impact Measure Test | Energy Efficiency | 5122.5167 | 5338.5336 | 5194.2626 | 850.5726 | 45395.7532 | 4863.2932 | 5237.1657 | 46930.0956 | 4709.6741 | 4223.549 | 3671.0667 | 3033.0515 | 2322.4556
Scenario 2: High TRC | PG&E | Com | BldgEnv | Com - Retail | Total Resource Cost Test | Energy Efficiency | 2709.3196 | 2871.2298 | 2707.995 | 1021.3087 | 22143.9329 | 3043.0489 | 3401.4073 | 54277.7361 | 3695.1843 | 3746.3943 | 3806.1889 | 3866.4218 | 3965.8316
Scenario 2: High TRC | PG&E | Com | BldgEnv | Com - School | Participant Cost Test | Energy Efficiency | 2400.6112 | 2477.9724 | 2554.0142 | 2621.9738 | 2671.5954 | 2729.886 | 2779.0624 | 2832.5878 | 2882.0324 | 2933.2589 | 2983.7975 | 3043.8331 | 3093.7348
Scenario 2: High TRC | PG&E | Com | BldgEnv | Com - School | Program Administrator Cost Test | Energy Efficiency | 953.0318 | 989.3615 | 1022.7217 | 1049.7212 | 1065.3986 | 1084.1639 | 1096.9192 | 1110.5878 | 1121.0605 | 1131.2751 | 1140.0993 | 1152.2205 | 1158.7217
Scenario 2: High TRC | PG&E | Com | BldgEnv | Com - School | Rate Impact Measure Test | Energy Efficiency | 4992.8056 | 5065.447 | 5093.4372 | 5050.8056 | 4915.0765 | 4752.6989 | 4522.4143 | 4223.1078 | 3852.5847 | 3432.1105 | 2955.9093 | 2430.2946 | 1830.6999
Scenario 2: High TRC | PG&E | Com | BldgEnv | Com - School | Total Resource Cost Test | Energy Efficiency | 2496.8515 | 2583.0864 | 2665.4927 | 2736.3285 | 2784.0302 | 2840.4007 | 2884.8892 | 2933.0888 | 2975.4622 | 3018.7231 | 3060.1492 | 3110.9877 | 3149.6799
Scenario 2: High TRC | PG&E | Com | BldgEnv | Com - Warehouse | Participant Cost Test | Energy Efficiency | 310151.0873 | 310315.6492 | 297244.3804 | 271837.2814 | 236457.3308 | 194477.793 | 149508.9543 | 104870.2799 | 62977.9023 | 25441.0199 | 6836.6227 | 6893.9178 | 6959.4197
Scenario 2: High TRC | PG&E | Com | BldgEnv | Com - Warehouse | Program Administrator Cost Test | Energy Efficiency | 209326.2395 | 205597.2809 | 193482.0888 | 174070.0024 | 149234.8089 | 121364.2476 | 92739.9582 | 65420.382 | 40637.1384 | 19254.1847 | 9121.3902 | 9173.3637 | 9231.2495
Scenario 2: High TRC | PG&E | Com | BldgEnv | Com - Warehouse | Rate Impact Measure Test | Energy Efficiency | 698381.6788 | 694998.0581 | 663261.2913 | 605021.9483 | 525664.7284 | 432735.8979 | 334016.3466 | 223514.2805 | 125764.6909 | 52502.5882 | 21455.0073 | 17837.5029 | 13801.5621
Scenario 2: High TRC | PG&E | Com | BldgEnv | Com - Warehouse | Total Resource Cost Test | Energy Efficiency | 416817.8454 | 413174.3103 | 392277.3105 | 355822.3981 | 307270.3503 | 251271.1883 | 192527.1292 | 135318.4063 | 82494.6395 | 35993.2334 | 13522.7518 | 13611.6735 | 13711.7913
Scenario 2: High TRC | PG&E | Com | ComRefrig | Com - College | Participant Cost Test | Energy Efficiency | 892.6324 | 577.2656 | 339.085 | 176.6954 | 100.0199 | 66.2467 | 47.3862 | 45.2534 | 43.2167 | 41.2719 | 39.4148 | 37.6414 | 35.9479
Scenario 2: High TRC | PG&E | Com | ComRefrig | Com - College | Program Administrator Cost Test | Energy Efficiency | 298.2114 | 190.9291 | 111.23 | 57.7689 | 32.0809 | 20.3119 | 13.8447 | 12.9604 | 12.1326 | 11.3577 | 10.6324 | 9.9534 | 9.3178
Scenario 2: High TRC | PG&E | Com | ComRefrig | Com - College | Rate Impact Measure Test | Energy Efficiency | 2840.515 | 1738.92 | 966.3123 | 475.3049 | 247.9684 | 145.765 | 91.1108 | 76.9398 | 63.7223 | 51.2527 | 39.5938 | 28.6309 | 18.3701
Scenario 2: High TRC | PG&E | Com | ComRefrig | Com - College | Total Resource Cost Test | Energy Efficiency | 778.0526 | 501.6021 | 293.8912 | 152.9887 | 86.0966 | 56.2635 | 39.6888 | 37.69 | 35.795 | 33.998 | 32.294 | 30.6778 | 29.145
Scenario 2: High TRC | PG&E | Com | ComRefrig | Com - Grocery | Participant Cost Test | Energy Efficiency | 658682.2974 | 327702.1664 | 160380.2132 | 93514.2231 | 59517.4916 | 56839.3743 | 54281.9876 | 51839.8783 | 49507.8405 | 47280.9034 | 45154.3213 | 43123.5632 | 41184.303
Scenario 2: High TRC | PG&E | Com | ComRefrig | Com - Grocery | Program Administrator Cost Test | Energy Efficiency | 223573.98 | 111482.8107 | 54161.8848 | 30095.557 | 18083.2391 | 16928.3832 | 15847.3493 | 14835.4141 | 13888.1565 | 13001.4388 | 12171.3882 | 11394.3797 | 10667.0208
Scenario 2: High TRC | PG&E | Com | ComRefrig | Com - Grocery | Rate Impact Measure Test | Energy Efficiency | 2129580.4678 | 1015349.2702 | 470532.2152 | 247617.0597 | 139773.926 | 121483.665 | 104289.6948 | 88070.8627 | 72942.7769 | 58670.1842 | 45324.9138 | 32775.9297 | 21030.0848
Scenario 2: High TRC | PG&E | Com | ComRefrig | Com - Grocery | Total Resource Cost Test | Energy Efficiency | 576995.4229 | 287266.9966 | 140266.6819 | 80578.9676 | 50413.8182 | 47867.9446 | 45454.5334 | 43166.4722 | 40997.0427 | 38939.898 | 36989.0418 | 35138.8082 | 33383.843
Scenario 2: High TRC | PG&E | Com | ComRefrig | Com - Refrig. Warehouse | Participant Cost Test | Energy Efficiency | 1920.6963 | 1189.9561 | 662.0024 | 314.9927 | 200.2303 | 130.6024 | 111.7522 | 106.7228 | 101.9201 | 97.334 | 92.9547 | 88.7727 | 84.7793
Scenario 2: High TRC | PG&E | Com | ComRefrig | Com - Refrig. Warehouse | Program Administrator Cost Test | Energy Efficiency | 642.9854 | 394.5304 | 217.9341 | 103.833 | 63.5737 | 39.384 | 32.6449 | 30.5599 | 28.6081 | 26.7811 | 25.0709 | 23.47 | 21.9714
Scenario 2: High TRC | PG&E | Com | ComRefrig | Com - Refrig. Warehouse | Rate Impact Measure Test | Energy Efficiency | 6124.5458 | 3593.2553 | 1893.3055 | 854.3066 | 491.3912 | 282.6322 | 214.8327 | 181.4194 | 150.2541 | 120.852 | 93.3611 | 67.5113 | 43.3167
Scenario 2: High TRC | PG&E | Com | ComRefrig | Com - Refrig. Warehouse | Total Resource Cost Test | Energy Efficiency | 1675.2236 | 1034.7629 | 574.4017 | 273.4214 | 171.8294 | 110.3842 | 93.5946 | 88.8816 | 84.4131 | 80.1759 | 76.1577 | 72.3469 | 68.7323
Scenario 2: High TRC | PG&E | Com | ComRefrig | Com - Restaurant | Participant Cost Test | Energy Efficiency | 23277.3826 | 11913.0364 | 5805.6267 | 3464.3362 | 2064.6297 | 1971.7249 | 1883.0085 | 1798.2912 | 1717.3923 | 1640.1396 | 1566.3682 | 1495.9211 | 1428.6481
Scenario 2: High TRC | PG&E | Com | ComRefrig | Com - Restaurant | Program Administrator Cost Test | Energy Efficiency | 7896.8747 | 4046.3002 | 1964.217 | 1120.1797 | 627.3244 | 587.2606 | 549.7579 | 514.6524 | 481.7907 | 451.0292 | 422.2337 | 395.2782 | 370.0452
Scenario 2: High TRC | PG&E | Com | ComRefrig | Com - Restaurant | Rate Impact Measure Test | Energy Efficiency | 75219.0844 | 36852.3892 | 17064.1659 | 9216.4964 | 4848.8874 | 4214.3761 | 3617.8976 | 3055.2488 | 2530.4403 | 2035.3108 | 1572.3518 | 1137.0177 | 729.5461
Scenario 2: High TRC | PG&E | Com | ComRefrig | Com - Restaurant | Total Resource Cost Test | Energy Efficiency | 20387.3092 | 10437.8331 | 5080.4637 | 2989.41 | 1748.8497 | 1660.5314 | 1576.8084 | 1497.4341 | 1422.1752 | 1350.8117 | 1283.1354 | 1218.9499 | 1158.0694
Scenario 2: High TRC | PG&E | Com | ComRefrig | Com - Retail | Participant Cost Test | Energy Efficiency | 304155.2297 | 156003.0886 | 28639.5919 | 58726.9822 | 34844.0475 | 25108.5524 | 23978.9864 | 22900.3301 | 21870.2847 | 20886.6552 | 19947.3462 | 19050.3568 | 18193.7767
Scenario 2: High TRC | PG&E | Com | ComRefrig | Com - Retail | Program Administrator Cost Test | Energy Efficiency | 103068.7289 | 52847.1364 | 9046.9688 | 19311.3377 | 10883.7723 | 7476.3442 | 6998.9566 | 6552.0801 | 6133.7628 | 5742.1779 | 5375.6153 | 5032.4747 | 4711.258
Scenario 2: High TRC | PG&E | Com | ComRefrig | Com - Retail | Rate Impact Measure Test | Energy Efficiency | 981747.3034 | 481314.5723 | 78595.6816 | 158887.7942 | 84125.8348 | 53652.7133 | 46059.3774 | 38896.6121 | 32215.4848 | 25912.1041 | 20018.2016 | 14475.9119 | 9288.2687
Scenario 2: High TRC | PG&E | Com | ComRefrig | Com - Retail | Total Resource Cost Test | Energy Efficiency | 266297.4183 | 136571.3968 | 24539.7662 | 50938.0688 | 29755.9284 | 21144.0814 | 20078.1821 | 19067.637 | 18109.4796 | 17200.9077 | 16339.2735 | 15522.0752 | 14746.9486
Scenario 2: High TRC | PG&E | Com | ComRefrig | Com - School | Participant Cost Test | Energy Efficiency | 79.5633 | 73.5504 | 70.2443 | 67.0871 | 64.072 | 61.1927 | 58.443 | 55.8171 | 53.3094 | 50.9145 | 48.6275 | 46.4433 | 44.3574
Scenario 2: High TRC | PG&E | Com | ComRefrig | Com - School | Program Administrator Cost Test | Energy Efficiency | 26.2212 | 23.6721 | 22.1615 | 20.7473 | 19.4235 | 18.1843 | 17.0241 | 15.9381 | 14.9214 | 13.9696 | 13.0786 | 12.2445 | 11.4636
Scenario 2: High TRC | PG&E | Com | ComRefrig | Com - School | Rate Impact Measure Test | Energy Efficiency | 249.7615 | 215.5978 | 192.5282 | 170.7028 | 150.1337 | 130.4963 | 112.034 | 94.6169 | 78.3695 | 63.0391 | 48.7032 | 35.2212 | 22.6005
Scenario 2: High TRC | PG&E | Com | ComRefrig | Com - School | Total Resource Cost Test | Energy Efficiency | 69.0582 | 63.3778 | 60.1659 | 57.1217 | 54.2363 | 51.5011 | 48.908 | 46.4494 | 44.1181 | 41.9073 | 39.8106 | 37.8218 | 35.9354
Scenario 2: High TRC | PG&E | Com | FoodServ | Com - College | Participant Cost Test | Energy Efficiency | 264220.4944 | 273885.9517 | 282544.317 | 309233.0283 | 304846.4791 | 313712.8006 | 323612.3426 | 332492.5679 | 342843.2702 | 352961.2563 | 362830.1569 | 371528.8526 | 381681.0881
Scenario 2: High TRC | PG&E | Com | FoodServ | Com - College | Participant Cost Test | Fuel Substitution | 1626.707 | 1784.8698 | 1939.2548 | 2057.9599 | 2161.3446 | 2241.2589 | 2305.4493 | 2406.0538 | 2515.0995 | 2632.1254 | 2770.208 | 2914.7572 | 3078.5341
Scenario 2: High TRC | PG&E | Com | FoodServ | Com - College | Program Administrator Cost Test | Energy Efficiency | 207056.5204 | 211869.1029 | 213820.516 | 233402.9075 | 224577.3206 | 227599.4131 | 231237.8629 | 233826.637 | 237368.6286 | 240523.4159 | 243300.7934 | 245049.6281 | 247719.8954
Scenario 2: High TRC | PG&E | Com | FoodServ | Com - College | Program Administrator Cost Test | Fuel Substitution | 1706.6226 | 1966.1311 | 2251.1312 | 2533.9378 | 2840.9912 | 3178.1726 | 3508.0658 | 3925.392 | 4383.44 | 4907.1054 | 5550.0345 | 6255.0314 | 7050.5549
Scenario 2: High TRC | PG&E | Com | FoodServ | Com - College | Rate Impact Measure Test | Energy Efficiency | 708939.7088 | 731746.3842 | 723670.3526 | 749410.2599 | 698785.7111 | 672737.3625 | 643725.2671 | 606659.5005 | 566520.7524 | 519019.6299 | 463900.5808 | 399728.8277 | 329418.3307
Scenario 2: High TRC | PG&E | Com | FoodServ | Com - College | Rate Impact Measure Test | Fuel Substitution | 1741.3016 | 2011.7403 | 2302.252 | 2590.1685 | 2901.5132 | 3242.5072 | 3574.7751 | 3992.8831 | 4449.0541 | 4968.3551 | 5603.2078 | 6296.1257 | 7074.1878
Scenario 2: High TRC | PG&E | Com | FoodServ | Com - College | Total Resource Cost Test | Energy Efficiency | 315445.0142 | 324598.4472 | 330971.8907 | 361218.6307 | 351789.6514 | 359079.305 | 367438.3122 | 374400.794 | 382944.748 | 391049.3835 | 398712.8821 | 404900.889 | 412633.202
Scenario 2: High TRC | PG&E | Com | FoodServ | Com - College | Total Resource Cost Test | Fuel Substitution | 2155.5011 | 2484.8043 | 2851.0588 | 3213.2518 | 3603.4939 | 4027.9494 | 4449.0358 | 4986.2796 | 5580.8151 | 6265.3774 | 7098.88 | 8021.801 | 9067.7288
Scenario 2: High TRC | PG&E | Com | FoodServ | Com - Grocery | Participant Cost Test | Energy Efficiency | 1465982.4264 | 1524729.3666 | 1602448.489 | 1664896.445 | 1721728.0029 | 1782422.1551 | 1842808.6079 | 1902734.2259 | 1960319.6347 | 2019365.6424 | 2079880.7585 | 2141661.2873 | 2206132.1592
Scenario 2: High TRC | PG&E | Com | FoodServ | Com - Grocery | Participant Cost Test | Fuel Substitution | 15603.998 | 17070.645 | 18445.9035 | 19561.8921 | 20531.6192 | 21272.8973 | 21876.5918 | 22503.0866 | 23134.2416 | 23710.8231 | 24349.4536 | 24996.2626 | 25759.9168
Scenario 2: High TRC | PG&E | Com | FoodServ | Com - Grocery | Program Administrator Cost Test | Energy Efficiency | 1428355.4072 | 1469124.0461 | 1515096.5707 | 1553162.3748 | 1585348.0863 | 1619049.188 | 1650751.4049 | 1680541.6632 | 1706790.281 | 1733098.7505 | 1759510.5181 | 1785852.5325 | 1813303.8383
Scenario 2: High TRC | PG&E | Com | FoodServ | Com - Grocery | Program Administrator Cost Test | Fuel Substitution | 16408.9591 | 18885.4516 | 21534.9334 | 24201.6092 | 27078.2407 | 30209.9805 | 33252.9428 | 36559.5322 | 39987.5359 | 43628.164 | 47864.2842 | 52263.6388 | 57013.6621
Scenario 2: High TRC | PG&E | Com | FoodServ | Com - Grocery | Rate Impact Measure Test | Energy Efficiency | 4171755.1198 | 4319206.6536 | 4389599.4002 | 4343144.0423 | 4250420.0984 | 4136010.9964 | 3987640.8011 | 3803458.6668 | 3578171.2141 | 3316878.2744 | 3016411.3384 | 2672706.882 | 2283029.9736
Scenario 2: High TRC | PG&E | Com | FoodServ | Com - Grocery | Rate Impact Measure Test | Fuel Substitution | 16531.8149 | 19046.3948 | 21714.5776 | 24398.3529 | 27289.0324 | 30432.9534 | 33482.9527 | 36790.9566 | 40211.2432 | 43835.7533 | 48043.3786 | 52401.1306 | 57092.1826
Scenario 2: High TRC | PG&E | Com | FoodServ | Com - Grocery | Total Resource Cost Test | Energy Efficiency | 1941349.7387 | 2003234.0358 | 2080015.9494 | 2141709.856 | 2195569.0625 | 2252830.3357 | 2308287.1393 | 2361926.6228 | 2411438.7063 | 2461716.9917 | 2512790.0565 | 2564406.0463 | 2618274.9921
Scenario 2: High TRC | PG&E | Com | FoodServ | Com - Grocery | Total Resource Cost Test | Fuel Substitution | 21005.0184 | 24197.7502 | 27646.538 | 31119.1264 | 34836.0853 | 38842.5307 | 42795.7127 | 47129.9583 | 51667.6426 | 56521.913 | 62095.836 | 67957.0243 | 74314.8358
Scenario 2: High TRC | PG&E | Com | FoodServ | Com - Health | Participant Cost Test | Energy Efficiency | 610250.6278 | 634302.3501 | 668747.2793 | 691761.7183 | 716825.9176 | 735254.8843 | 782026.8235 | 792085.5375 | 815919.995 | 837858.7739 | 857806.2294 | 884409.8667 | 911950.5116
Scenario 2: High TRC | PG&E | Com | FoodServ | Com - Health | Participant Cost Test | Fuel Substitution | 4352.5822 | 4831.8614 | 5291.0068 | 5670.1679 | 6067.2669 | 6419.6553 | 6756.7487 | 7083.1735 | 7412.9208 | 7727.503 | 8058.0715 | 8400.7162 | 8790.8272
Scenario 2: High TRC | PG&E | Com | FoodServ | Com - Health | Program Administrator Cost Test | Energy Efficiency | 589546.6974 | 605358.7182 | 627863.1183 | 640404.5225 | 654579.2712 | 661988.0016 | 693692.3935 | 692525.7414 | 702794.9151 | 710843.2299 | 716709.0157 | 728072.4681 | 739730.613
Scenario 2: High TRC | PG&E | Com | FoodServ | Com - Health | Program Administrator Cost Test | Fuel Substitution | 4682.1196 | 5457.16 | 6293.0859 | 7138.8984 | 8132.5225 | 9253.5006 | 10413.7711 | 11659.583 | 12978.453 | 14400.1479 | 16045.9776 | 17805.3494 | 19747.3954
Scenario 2: High TRC | PG&E | Com | FoodServ | Com - Health | Rate Impact Measure Test | Energy Efficiency | 1808624.0611 | 1871749.497 | 1902838.824 | 1872605.1768 | 1835602.6142 | 1770900.7519 | 1746599.3371 | 1635851.9492 | 1534466.9125 | 1412313.1247 | 1269621.3942 | 1118923.4413 | 947066.0211
Scenario 2: High TRC | PG&E | Com | FoodServ | Com - Health | Rate Impact Measure Test | Fuel Substitution | 4788.1136 | 5597.2355 | 6450.6579 | 7312.7616 | 8320.1317 | 9453.3613 | 10621.4236 | 11870.0714 | 13183.5056 | 14592.013 | 16213.005 | 17934.8016 | 19822.0685
Scenario 2: High TRC | PG&E | Com | FoodServ | Com - Health | Total Resource Cost Test | Energy Efficiency | 813335.2413 | 838407.7786 | 874632.8244 | 896469.9301 | 920735.0087 | 936032.7023 | 986102.8883 | 989972.823 | 1010420.581 | 1028036.3954 | 1042804.2695 | 1065557.2708 | 1089030.7202
Scenario 2: High TRC | PG&E | Com | FoodServ | Com - Health | Total Resource Cost Test | Fuel Substitution | 5955.0704 | 6946.0519 | 8025.4999 | 9116.7207 | 10389.2716 | 11812.9726 | 13304.7323 | 14919.6542 | 16643.8273 | 18517.4433 | 20666.438 | 22988.4894 | 25562.9045
Scenario 2: High TRC | PG&E | Com | FoodServ | Com - Lodging | Participant Cost Test | Energy Efficiency | 493310.1423 | 517003.449 | 542895.9828 | 566745.8274 | 592162.9847 | 616183.3595 | 640659.889 | 665532.6672 | 690403.287 | 716648.7668 | 743179.4926 | 767112.2699 | 810732.7793
Scenario 2: High TRC | PG&E | Com | FoodServ | Com - Lodging | Participant Cost Test | Fuel Substitution | 4711.8309 | 5190.7914 | 5608.242 | 5968.0706 | 6319.7632 | 6612.4316 | 6888.487 | 7126.8342 | 7352.9011 | 7546.0395 | 7739.6561 | 7929.0739 | 8151.9024
Scenario 2: High TRC | PG&E | Com | FoodServ | Com - Lodging | Program Administrator Cost Test | Energy Efficiency | 517193.1586 | 534975.1816 | 552860.5941 | 568600.9277 | 585295.8379 | 599441.9435 | 613244.4183 | 626667.8293 | 639371.6863 | 652723.8978 | 665711.6453 | 676016.8489 | 701575.1809
Scenario 2: High TRC | PG&E | Com | FoodServ | Com - Lodging | Program Administrator Cost Test | Fuel Substitution | 4912.416 | 5687.8838 | 6500.1705 | 7335.2874 | 8287.959 | 9349.4274 | 10442.4181 | 11573.3668 | 12739.8881 | 13965.9029 | 15366.326 | 16825.8707 | 18414.2929
Scenario 2: High TRC | PG&E | Com | FoodServ | Com - Lodging | Rate Impact Measure Test | Energy Efficiency | 1658340.4582 | 1724405.6575 | 1750528.9279 | 1744148.3157 | 1719987.6243 | 1676003.7853 | 1617993.0109 | 1544187.1314 | 1453105.3987 | 1345897.1093 | 1218894.644 | 1067270.0654 | 912448.6316
Scenario 2: High TRC | PG&E | Com | FoodServ | Com - Lodging | Rate Impact Measure Test | Fuel Substitution | 4966.9784 | 5759.4925 | 6580.1852 | 7422.9665 | 8381.8972 | 9448.7679 | 10544.8495 | 11676.3796 | 12839.4208 | 14058.2313 | 15445.9696 | 16887.0246 | 18449.715
Scenario 2: High TRC | PG&E | Com | FoodServ | Com - Lodging | Total Resource Cost Test | Energy Efficiency | 685950.221 | 712323.7073 | 740006.8487 | 764814.8142 | 791241.9522 | 814967.6531 | 838668.935 | 862279.0314 | 885309.3652 | 909589.0951 | 933714.4743 | 954301.991 | 997688.1896
Scenario 2: High TRC | PG&E | Com | FoodServ | Com - Lodging | Total Resource Cost Test | Fuel Substitution | 6249.3846 | 7241.5334 | 8287.6427 | 9365.6211 | 10585.9017 | 11933.2943 | 13339.1305 | 14807.1082 | 16335.6716 | 17954.8523 | 19783.3497 | 21712.3698 | 23820.9577
Scenario 2: High TRC | PG&E | Com | FoodServ | Com - Office (Large) | Participant Cost Test | Energy Efficiency | 4532.0994 | 4645.7459 | 4772.9107 | 4894.0492 | 5025.9598 | 5157.024 | 5298.58 | 5433.0635 | 5561.267 | 5703.3901 | 5846.6365 | 5995.0559 | 6149.4088
Scenario 2: High TRC | PG&E | Com | FoodServ | Com - Office (Large) | Program Administrator Cost Test | Energy Efficiency | 5449.3414 | 5522.0059 | 5608.7109 | 5686.2773 | 5774.3144 | 5859.2784 | 5954.0162 | 6038.6921 | 6114.5091 | 6203.7301 | 6292.166 | 6370.8134 | 6406.7067
Scenario 2: High TRC | PG&E | Com | FoodServ | Com - Office (Large) | Rate Impact Measure Test | Energy Efficiency | 38664.1177 | 38901.248 | 39348.6826 | 39691.8353 | 37651.6288 | 35290.6884 | 32742.2676 | 29859.0092 | 26704.8691 | 23305.5167 | 19620.5122 | 15601.2474 | 11212.4285
Scenario 2: High TRC | PG&E | Com | FoodServ | Com - Office (Large) | Total Resource Cost Test | Energy Efficiency | 6808.9712 | 6915.7297 | 7040.5841 | 7154.4921 | 7282.1023 | 7406.3855 | 7543.5902 | 7668.6112 | 7782.8892 | 7914.7472 | 8046.157 | 8177.3397 | 8295.7571
Scenario 2: High TRC | PG&E | Com | FoodServ | Com - Office (Small) | Participant Cost Test | Energy Efficiency | 1160.2186 | 1194.7548 | 1230.8401 | 906.9863 | 3123.2503 | 1324.5424 | 1363.5484 | 1403.4158 | 1443.6641 | 1485.3443 | 1528.3341 | 1572.6249 | 1618.3751
Scenario 2: High TRC | PG&E | Com | FoodServ | Com - Office (Small) | Program Administrator Cost Test | Energy Efficiency | 1395.0328 | 1420.1042 | 1446.3766 | 1053.8055 | 3588.2956 | 1504.9111 | 1532.2198 | 1559.8559 | 1587.2817 | 1615.6487 | 1644.7973 | 1671.1937 | 1686.0896
Scenario 2: High TRC | PG&E | Com | FoodServ | Com - Office (Small) | Rate Impact Measure Test | Energy Efficiency | 9898.0241 | 10004.304 | 10147.2541 | 7355.8625 | 23397.6129 | 9064.1449 | 8425.9682 | 7712.8871 | 6932.3881 | 6069.4982 | 5128.8801 | 4092.5239 | 2950.8389
Scenario 2: High TRC | PG&E | Com | FoodServ | Com - Office (Small) | Total Resource Cost Test | Energy Efficiency | 1743.0984 | 1778.5307 | 1815.6287 | 1325.9014 | 4525.2707 | 1902.2738 | 1941.2843 | 1980.8806 | 2020.3809 | 2061.252 | 2103.2975 | 2145.0822 | 2183.2418
Scenario 2: High TRC | PG&E | Com | FoodServ | Com - Other | Participant Cost Test | Energy Efficiency | 1709216.4166 | 1778508.7459 | 1865386.029 | 1938046.6652 | 2007286.0859 | 2082014.0122 | 2159412.5959 | 2235795.1559 | 2307954.6337 | 2384523.3162 | 2462743.5579 | 2542529.2575 | 2625231.8834
Scenario 2: High TRC | PG&E | Com | FoodServ | Com - Other | Participant Cost Test | Fuel Substitution | 20834.3072 | 23107.8618 | 25333.2112 | 27021.3326 | 28491.4723 | 29613.8384 | 30483.114 | 31139.0693 | 31752.1633 | 32112.5373 | 32413.2429 | 32543.2493 | 32627.1577
Scenario 2: High TRC | PG&E | Com | FoodServ | Com - Other | Program Administrator Cost Test | Energy Efficiency | 1659906.0383 | 1704147.9446 | 1752959.0104 | 1793587.9288 | 1829483.6084 | 1866380.5852 | 1903297.3344 | 1937028.4406 | 1965009.9187 | 1994970.2157 | 2024574.7728 | 2053834.1704 | 2083891.6024
Scenario 2: High TRC | PG&E | Com | FoodServ | Com - Other | Program Administrator Cost Test | Fuel Substitution | 20242.3697 | 23590.1669 | 27367.0485 | 31128.0623 | 35258.4171 | 39829.3873 | 44363.0936 | 49075.7794 | 54078.2317 | 59306.6625 | 65367.7544 | 71606.4656 | 78253.9546
Scenario 2: High TRC | PG&E | Com | FoodServ | Com - Other | Rate Impact Measure Test | Energy Efficiency | 5567701.101 | 5753133.267 | 5765940.9708 | 5687690.3861 | 5558909.3713 | 5397615.7142 | 5194142.1971 | 4935386.344 | 4613985.2971 | 4243374.4068 | 3813574.3562 | 3318804.9929 | 2755051.678
Scenario 2: High TRC | PG&E | Com | FoodServ | Com - Other | Rate Impact Measure Test | Fuel Substitution | 20365.3417 | 23751.8998 | 27548.2995 | 31327.3907 | 35472.9014 | 40057.2931 | 44599.304 | 49314.6282 | 54310.3391 | 59523.2513 | 65555.7182 | 71751.6663 | 78337.422
Scenario 2: High TRC | PG&E | Com | FoodServ | Com - Other | Total Resource Cost Test | Energy Efficiency | 2308985.1085 | 2382090.5197 | 2468802.2731 | 2540778.5365 | 2607038.3899 | 2677861.4816 | 2750205.0039 | 2819446.1479 | 2881741.8711 | 2948099.7185 | 3015104.4113 | 3082673.4976 | 3152480.2337
Scenario 2: High TRC | PG&E | Com | FoodServ | Com - Other | Total Resource Cost Test | Fuel Substitution | 25217.6096 | 29408.0424 | 34207.3991 | 38958.1632 | 44140.2404 | 49826.204 | 55537.5567 | 61529.595 | 67951.037 | 74713.1166 | 82470.0773 | 90552.3336 | 99210.8915
Scenario 2: High TRC | PG&E | Com | FoodServ | Com - Restaurant | Participant Cost Test | Energy Efficiency | 3302713.5014 | 3430221.5844 | 3584116.8436 | 3716192.3581 | 3843552.2177 | 3969325.2089 | 4099423.5585 | 4227636.6812 | 4354497.4973 | 4484888.0428 | 4616274.0344 | 3722395.9098 | 11058697.3508
Scenario 2: High TRC | PG&E | Com | FoodServ | Com - Restaurant | Participant Cost Test | Fuel Substitution | 49923.1128 | 54982.8766 | 59604.9745 | 63415.3686 | 66738.9467 | 69296.0399 | 71337.7517 | 72979.6863 | 74503.3412 | 75587.0382 | 76603.5992 | 68995.4365 | 67817.1565
Scenario 2: High TRC | PG&E | Com | FoodServ | Com - Restaurant | Program Administrator Cost Test | Energy Efficiency | 3721259.3991 | 3817143.8495 | 3919798.12 | 4007282.4139 | 4086400.6272 | 4157129.9192 | 4228113.0911 | 4293312.0794 | 4353690.9547 | 4414387.4736 | 4473121.8933 | 3544673.4008 | 10451987.5036
Scenario 2: High TRC | PG&E | Com | FoodServ | Com - Restaurant | Program Administrator Cost Test | Fuel Substitution | 50642.2703 | 58646.1221 | 67264.7532 | 76043.2572 | 85595.8476 | 96087.2162 | 106380.5385 | 116986.1853 | 127918.5322 | 139247.085 | 152160.0367 | 147335.6107 | 155573.8803
Scenario 2: High TRC | PG&E | Com | FoodServ | Com - Restaurant | Rate Impact Measure Test | Energy Efficiency | 11041634.6806 | 11386417.2474 | 11476013.2506 | 11330079.6976 | 11081176.3285 | 10744801.9809 | 10336639.7046 | 9833927.1266 | 9235784.073 | 8544438.5748 | 7747636.1973 | 5334177.0783 | 13324219.9405
Scenario 2: High TRC | PG&E | Com | FoodServ | Com - Restaurant | Rate Impact Measure Test | Fuel Substitution | 50910.6304 | 58998 | 67657.9015 | 76474.2944 | 86058.2117 | 96576.9723 | 106886.5264 | 117496.1544 | 128412.4153 | 139706.304 | 152557.0828 | 147605.5213 | 155719.4566
Scenario 2: High TRC | PG&E | Com | FoodServ | Com - Restaurant | Total Resource Cost Test | Energy Efficiency | 4800714.0211 | 4940215.8733 | 5099904.8363 | 5234895.0594 | 5360515.3362 | 5479313.4471 | 5600578.2484 | 5716127.0144 | 5827019.4038 | 5939944.1452 | 6051694.4981 | 4826569.929 | 14249360.8121
Scenario 2: High TRC | PG&E | Com | FoodServ | Com - Restaurant | Total Resource Cost Test | Fuel Substitution | 64156.4635 | 74354.8262 | 85437.9973 | 96725.9935 | 108919.3903 | 122186.6975 | 135387.7206 | 149123.3097 | 163424.5981 | 178361.2968 | 195171.1359 | 189401.2701 | 200298.7849
Scenario 2: High TRC | PG&E | Com | FoodServ | Com - Retail | Participant Cost Test | Energy Efficiency | 5953.0895 | 6378.6572 | 6854.7181 | 2786.4864 | 45842.1818 | 7759.3116 | 8521.5344 | 9040.2614 | 9495.6053 | 9955.3834 | 10422.096 | 10874.337 | 11340.5713
Scenario 2: High TRC | PG&E | Com | FoodServ | Com - Retail | Program Administrator Cost Test | Energy Efficiency | 7343.1651 | 7785.4121 | 8279.2268 | 3237.5511 | 55068.287 | 9067.1857 | 9859.8325 | 10350.5881 | 10756.9286 | 11158.8842 | 11559.4022 | 11925.4043 | 12265.6415
Scenario 2: High TRC | PG&E | Com | FoodServ | Com - Retail | Rate Impact Measure Test | Energy Efficiency | 45173.7919 | 46504.5723 | 47980.5704 | 22599.0291 | 249156.6301 | 44121.5216 | 43571.6502 | 41221.821 | 38064.8735 | 34301.2236 | 29949.678 | 24877.6362 | 19117.9524
Scenario 2: High TRC | PG&E | Com | FoodServ | Com - Retail | Total Resource Cost Test | Energy Efficiency | 9129.092 | 9699.0092 | 10335.6422 | 4073.497 | 68820.9415 | 11394.9792 | 12416.2928 | 13062.6665 | 13605.6102 | 14145.4992 | 14686.031 | 15193.2658 | 15698.5596
Scenario 2: High TRC | PG&E | Com | FoodServ | Com - School | Participant Cost Test | Energy Efficiency | 719399.0256 | 746087.1791 | 775768.6407 | 802124.4694 | 826058.7617 | 851895.7074 | 877652.3301 | 905011.3186 | 933021.9527 | 962178.7691 | 992230.6812 | 1024176.8503 | 1055027.837
Scenario 2: High TRC | PG&E | Com | FoodServ | Com - School | Participant Cost Test | Fuel Substitution | 2034.33 | 2172.2826 | 2350.004 | 2517.8994 | 2710.9026 | 2902.5875 | 3091.099 | 3282.8311 | 3490.2175 | 3697.8229 | 3919.2063 | 4157.48 | 4585.4645
Scenario 2: High TRC | PG&E | Com | FoodServ | Com - School | Program Administrator Cost Test | Energy Efficiency | 568351.0195 | 580724.5667 | 593490.6285 | 603623.1785 | 611437.6402 | 619579.6702 | 627046.0643 | 635162.0253 | 643175.017 | 651445.9401 | 659785.524 | 668834.9671 | 675781.517
Scenario 2: High TRC | PG&E | Com | FoodServ | Com - School | Program Administrator Cost Test | Fuel Substitution | 2170.3277 | 2433.2194 | 2747.8709 | 3116.467 | 3573.8297 | 4118.7242 | 4696.9241 | 5338.9741 | 6053.9002 | 6850.7013 | 7791.7536 | 8841.7664 | 10374.2871
Scenario 2: High TRC | PG&E | Com | FoodServ | Com - School | Rate Impact Measure Test | Energy Efficiency | 2076764.311 | 2132586.7704 | 2122032.0798 | 2083528.4755 | 2019895.9423 | 1944515.1371 | 1852365.7571 | 1745798.5845 | 1621970.3643 | 1479512.8517 | 1316700.5199 | 1132524.9989 | 920855.439
Scenario 2: High TRC | PG&E | Com | FoodServ | Com - School | Rate Impact Measure Test | Fuel Substitution | 2222.2327 | 2500.2141 | 2821.4776 | 3195.7453 | 3657.2898 | 4205.4046 | 4784.6568 | 5425.5332 | 6135.8961 | 6925.2282 | 7854.7054 | 8889.9098 | 10404.3545
Scenario 2: High TRC | PG&E | Com | FoodServ | Com - School | Total Resource Cost Test | Energy Efficiency | 858943.2177 | 883481.1198 | 910057.1273 | 932695.2146 | 952168.4307 | 973222.4508 | 993719.4232 | 1015650.8705 | 1037885.951 | 1060987.4419 | 1084658.8484 | 1109969.8751 | 1133125.9096
Scenario 2: High TRC | PG&E | Com | FoodServ | Com - School | Total Resource Cost Test | Fuel Substitution | 2748.2721 | 3082.827 | 3494.4616 | 3968.2539 | 4552.0593 | 5242.4838 | 5983.4563 | 6812.5408 | 7742.6912 | 8786.5937 | 10010.2268 | 11387.4073 | 13403.436
Scenario 2: High TRC | PG&E | Com | HVAC | Com - College | Participant Cost Test | Energy Efficiency | 777649.7316 | 827442.1596 | 688614.6618 | 1797627.5456 | 944965.9972 | 541797.6218 | 109768.7988 | 111835.3752 | 116117.8041 | 119797.3828 | 122857.0474 | 122929.5784 | 125758.4691
Scenario 2: High TRC | PG&E | Com | HVAC | Com - College | Participant Cost Test | Fuel Substitution | 133537.5064 | 159619.4924 | 171402.9077 | 183656.0148 | 214011.1872 | 0 | 0 | 0 | 0 | 0 | 0 | 0 | 0
Scenario 2: High TRC | PG&E | Com | HVAC | Com - College | Program Administrator Cost Test | Energy Efficiency | 238599.9942 | 247829.1271 | 212971.4751 | 457823.2344 | 263672.2382 | 79617.4939 | 80381.1484 | 80138.2959 | 81552.6732 | 82439.4801 | 82817.7317 | 80973.4608 | 81156.3983
Scenario 2: High TRC | PG&E | Com | HVAC | Com - College | Program Administrator Cost Test | Fuel Substitution | 179415.0435 | 202918.7768 | 220165.7166 | 235937.7026 | 256421.3177 | 0 | 0 | 0 | 0 | 0 | 0 | 0 | 0
Scenario 2: High TRC | PG&E | Com | HVAC | Com - College | Rate Impact Measure Test | Energy Efficiency | 721309.3043 | 722467.1287 | 650539.2062 | 990667.3639 | 677175.3898 | 384403.3974 | 359349.5579 | 327497.3055 | 298813.0003 | 264503.3806 | 225246.2385 | 177724.5577 | 131587.1338
Scenario 2: High TRC | PG&E | Com | HVAC | Com - College | Rate Impact Measure Test | Fuel Substitution | 218740.0879 | 254985.768 | 273555.8739 | 291058.2953 | 324053.4839 | 0 | 0 | 0 | 0 | 0 | 0 | 0 | 0
Scenario 2: High TRC | PG&E | Com | HVAC | Com - College | Total Resource Cost Test | Energy Efficiency | 405002.1494 | 424949.5215 | 367300.4958 | 809253.4071 | 466460.5905 | 222350.4934 | 138098.4336 | 139294.7838 | 143282.5316 | 146452.2007 | 148810.2064 | 147424.0164 | 149484.3357
Scenario 2: High TRC | PG&E | Com | HVAC | Com - College | Total Resource Cost Test | Fuel Substitution | 265087.1533 | 311619.0039 | 339658.5751 | 365870.8814 | 412841.3393 | 0 | 0 | 0 | 0 | 0 | 0 | 0 | 0
Scenario 2: High TRC | PG&E | Com | HVAC | Com - Grocery | Participant Cost Test | Energy Efficiency | 830883.6711 | 925125.3944 | 1019418.0288 | 1111378.0768 | 1197932.4741 | 1284195.5702 | 1368410.3961 | 1455122.8112 | 1535462.8598 | 1612046.6505 | 1685338.9919 | 1754883.7473 | 1823031.3342
Scenario 2: High TRC | PG&E | Com | HVAC | Com - Grocery | Participant Cost Test | Fuel Substitution | 546188.5451 | 564406.618 | 582006.9139 | 593244.4569 | 496618.5304 | 32425.4594 | 34477.9531 | 35992.3185 | 37188.0537 | 38178.2086 | 39025.4365 | 39772.1776 | 40447.2517
Scenario 2: High TRC | PG&E | Com | HVAC | Com - Grocery | Program Administrator Cost Test | Energy Efficiency | 340178.8815 | 370457.2277 | 399426.9061 | 426164.0879 | 449544.61 | 471840.8786 | 492295.2945 | 512597.9156 | 529648.4521 | 544625.7803 | 557782.12 | 569030.9939 | 579243.936
Scenario 2: High TRC | PG&E | Com | HVAC | Com - Grocery | Program Administrator Cost Test | Fuel Substitution | 926255.217 | 1025423.5809 | 1118698.4586 | 1204615.6202 | 1263936.5663 | 12000.5989 | 12583.3502 | 12955.1119 | 13202.3265 | 13369.5513 | 13481.595 | 13555.105 | 13601.293
Scenario 2: High TRC | PG&E | Com | HVAC | Com - Grocery | Rate Impact Measure Test | Energy Efficiency | 2109526.3649 | 2206356.495 | 2278590.881 | 2313665.819 | 2306360.2032 | 2263240.6531 | 2184044.0034 | 2073771.2238 | 1921951.9403 | 1729831.0332 | 1500889.3302 | 1233273.691 | 929960.301
Scenario 2: High TRC | PG&E | Com | HVAC | Com - Grocery | Rate Impact Measure Test | Fuel Substitution | 1211725.5372 | 1324148.4549 | 1425381.646 | 1513883.6714 | 1569948.6841 | 70912.3102 | 68073.3933 | 63188.2381 | 57031.6267 | 49810.6446 | 41800.9915 | 33047.9135 | 23663.2262
Scenario 2: High TRC | PG&E | Com | HVAC | Com - Grocery | Total Resource Cost Test | Energy Efficiency | 669311.4824 | 738937.6763 | 807647.9567 | 873550.7976 | 934253.2221 | 994059.5699 | 1051481.4513 | 1110042.0113 | 1162995.1863 | 1212560.3227 | 1259154.1548 | 1302473.4757 | 1344351.087
Scenario 2: High TRC | PG&E | Com | HVAC | Com - Grocery | Total Resource Cost Test | Fuel Substitution | 1121678.4095 | 1240803.2844 | 1353452.0767 | 1457822.3131 | 1431850.6875 | 39897.8561 | 42341.0416 | 44116.5849 | 45496.99 | 46622.6231 | 47571.3296 | 48395.7669 | 49131.6503
Scenario 2: High TRC | PG&E | Com | HVAC | Com - Health | Participant Cost Test | Energy Efficiency | 2153698.1186 | 2367340.9931 | 2567074.9021 | 2724242.9271 | 2659411.8823 | 2255731.6374 | 2370361.6202 | 2483390.2097 | 2114528.1189 | 2204868.3466 | 2545219.3889 | 2844477.8504 | 2932838.5008
Scenario 2: High TRC | PG&E | Com | HVAC | Com - Health | Participant Cost Test | Fuel Substitution | 321713.5849 | 345773.1933 | 369468.9574 | 390847.1018 | 410099.3525 | 43.4862 | 46.4912 | 48.7952 | 0 | 52.3187 | 53.7724 | 55.1 | 56.339
Scenario 2: High TRC | PG&E | Com | HVAC | Com - Health | Program Administrator Cost Test | Energy Efficiency | 1066710.3526 | 1137419.525 | 1197727.0219 | 1234364.7285 | 1270002.2105 | 1088764.4604 | 1111576.1516 | 1132192.4474 | 691631.9636 | 704336.4397 | 960658.0171 | 1155091.3699 | 1157261.8317
Scenario 2: High TRC | PG&E | Com | HVAC | Com - Health | Program Administrator Cost Test | Fuel Substitution | 425750.7895 | 469260.6132 | 509875.5834 | 547089.6756 | 582649.9705 | 15.8525 | 16.7149 | 17.3035 | 0 | 18.0537 | 18.3063 | 18.5081 | 18.6735
Scenario 2: High TRC | PG&E | Com | HVAC | Com - Health | Rate Impact Measure Test | Energy Efficiency | 4269715.6835 | 4413260.0527 | 4524628.8957 | 4509580.4916 | 4459977.2447 | 4055298.8161 | 3905714.8406 | 3717319.5551 | 2491894.4926 | 2224668.8606 | 2334945.1319 | 2208750.8578 | 1709224.4328
Scenario 2: High TRC | PG&E | Com | HVAC | Com - Health | Rate Impact Measure Test | Fuel Substitution | 655014.4383 | 707835.6986 | 754048.1523 | 792497.6592 | 824724.0244 | 93.1976 | 89.9678 | 83.9763 | 0 | 66.9453 | 56.5093 | 44.9474 | 32.395
Scenario 2: High TRC | PG&E | Com | HVAC | Com - Health | Total Resource Cost Test | Energy Efficiency | 1760569.3644 | 1902413.6202 | 2034771.4479 | 2130374.9166 | 2181421.6409 | 1969907.8154 | 2042788.0531 | 2113148.3378 | 1577496.2484 | 1631825.8052 | 2004018.4018 | 2306444.4557 | 2352006.0231
Scenario 2: High TRC | PG&E | Com | HVAC | Com - Health | Total Resource Cost Test | Fuel Substitution | 596469.5212 | 660058.0126 | 720653.6276 | 777402.3608 | 831795.9727 | 53.3938 | 56.975 | 59.6869 | 0 | 63.7646 | 65.4204 | 66.9193 | 68.3074
Scenario 2: High TRC | PG&E | Com | HVAC | Com - Lodging | Participant Cost Test | Energy Efficiency | 1268909.963 | 1390284.3343 | 1505237.4383 | 1618732.7743 | 1733348.5276 | 1655552.0009 | 1558436.36 | 1637053.5406 | 1218535.3655 | 1250667.0081 | 1309936.8283 | 1368055.2423 | 1424515.7297
Scenario 2: High TRC | PG&E | Com | HVAC | Com - Lodging | Participant Cost Test | Fuel Substitution | 262890.3445 | 280910.0953 | 288666.1319 | 303860.0764 | 187229.1375 | 7318.7451 | 7794.7328 | 8148.5459 | 21.9573 | 22.5467 | 23.0583 | 21.2724 | 21.6476
Scenario 2: High TRC | PG&E | Com | HVAC | Com - Lodging | Program Administrator Cost Test | Energy Efficiency | 561411.5197 | 597302.97 | 625703.1271 | 655947.4448 | 684770.1268 | 629796.4357 | 647048.6745 | 660361.4945 | 372644.7344 | 375202.6685 | 384299.4595 | 392656.1478 | 399993.0113
Scenario 2: High TRC | PG&E | Com | HVAC | Com - Lodging | Program Administrator Cost Test | Fuel Substitution | 336415.32 | 371830.962 | 404481.6037 | 435049.4737 | 437426.6733 | 2570.4922 | 2700.6279 | 2785.2503 | 7.7693 | 7.8696 | 7.9396 | 7.2264 | 7.2559
Scenario 2: High TRC | PG&E | Com | HVAC | Com - Lodging | Rate Impact Measure Test | Energy Efficiency | 2224316.147 | 2322550.7208 | 2380071.341 | 2429066.7197 | 2455362.14 | 2326487.2803 | 2274089.2848 | 2187185.9948 | 1357097.474 | 1198778.6043 | 1040877.221 | 856607.8572 | 645519.7777
Scenario 2: High TRC | PG&E | Com | HVAC | Com - Lodging | Rate Impact Measure Test | Fuel Substitution | 447442.1668 | 487796.2308 | 523379.5059 | 554785.5508 | 555752.4215 | 14909.4386 | 14342.3011 | 13339.1262 | 33.5303 | 29.2929 | 24.5964 | 17.6051 | 12.6167
Scenario 2: High TRC | PG&E | Com | HVAC | Com - Lodging | Total Resource Cost Test | Energy Efficiency | 995289.9217 | 1078483.009 | 1152833.0734 | 1228908.7273 | 1304450.6436 | 1264671.5551 | 1284442.4741 | 1334660.3641 | 892009.53 | 910421.5977 | 947178.0111 | 982831.9539 | 1016874.7056
Scenario 2: High TRC | PG&E | Com | HVAC | Com - Lodging | Total Resource Cost Test | Fuel Substitution | 508722.5326 | 561857.6829 | 601528.9968 | 647606.3923 | 534283.3992 | 8940.8263 | 9505.0744 | 9918.8586 | 26.8505 | 27.5209 | 28.0948 | 25.8732 | 26.2838
Scenario 2: High TRC | PG&E | Com | HVAC | Com - Office (Large) | Participant Cost Test | Energy Efficiency | 4686350.8227 | 5186839.3325 | 5567377.7119 | 5824880.9391 | 6069102.0366 | 3348009.0914 | 870182.2775 | 896267.9968 | 579791.1091 | 17940.9325 | 18335.6738 | 18712.8981 | 18992.6756
Scenario 2: High TRC | PG&E | Com | HVAC | Com - Office (Large) | Participant Cost Test | Fuel Substitution | 61.7969 | 502.5343 | 520.8278 | 533.645 | 541.4191 | 0 | 0 | 0 | 0 | 0 | 0 | 0 | 0
Scenario 2: High TRC | PG&E | Com | HVAC | Com - Office (Large) | Program Administrator Cost Test | Energy Efficiency | 1112260.8522 | 1205828.9181 | 1268334.2439 | 1300814.9752 | 1328660.3104 | 90402.056 | 193564.2043 | 195272.947 | 128783.4813 | 7292.5256 | 7301.9456 | 7301.7018 | 7258.7139
Scenario 2: High TRC | PG&E | Com | HVAC | Com - Office (Large) | Program Administrator Cost Test | Fuel Substitution | 45.9691 | 450.1153 | 476.1007 | 497.0902 | 515.2063 | 0 | 0 | 0 | 0 | 0 | 0 | 0 | 0
Scenario 2: High TRC | PG&E | Com | HVAC | Com - Office (Large) | Rate Impact Measure Test | Energy Efficiency | 1761255.3724 | 2089048.1287 | 2238710.343 | 2249954.5941 | 2243683.7287 | 435080.5328 | 738437.8265 | 683709.4854 | 384161.2842 | 30966.0201 | 25689.1473 | 19971.6725 | 13779.931
Scenario 2: High TRC | PG&E | Com | HVAC | Com - Office (Large) | Rate Impact Measure Test | Fuel Substitution | 103.6337 | 508.8722 | 534.8742 | 554.8328 | 570.8746 | 0 | 0 | 0 | 0 | 0 | 0 | 0 | 0
Scenario 2: High TRC | PG&E | Com | HVAC | Com - Office (Large) | Total Resource Cost Test | Energy Efficiency | 1936871.3066 | 2177469.6385 | 2338879.3672 | 2426345.9784 | 2506823.1622 | 863125.6523 | 619153.6378 | 634231.8906 | 427646.6022 | 18594.086 | 18914.0906 | 19214.1578 | 19408.2027
Scenario 2: High TRC | PG&E | Com | HVAC | Com - Office (Large) | Total Resource Cost Test | Fuel Substitution | 92.3224 | 764.9336 | 811.9417 | 851.3264 | 885.0186 | 0 | 0 | 0 | 0 | 0 | 0 | 0 | 0
Scenario 2: High TRC | PG&E | Com | HVAC | Com - Office (Small) | Participant Cost Test | Energy Efficiency | 19335.1208 | 20814.4083 | 21829.9751 | 510799.808 | 2811493.5604 | 22577.3068 | 23373.5238 | 24075.9612 | 24334.7786 | 24905.9652 | 26076.4564 | 26866.1165 | 27387.133
Scenario 2: High TRC | PG&E | Com | HVAC | Com - Office (Small) | Participant Cost Test | Fuel Substitution | 7750.818 | 8478.8716 | 18328.7528 | 16033.383 | 106704.731 | 0 | 0 | 0 | 0 | 0 | 0 | 0 | 0
Scenario 2: High TRC | PG&E | Com | HVAC | Com - Office (Small) | Program Administrator Cost Test | Energy Efficiency | 37735.6921 | 39300.2463 | 40527.0136 | 236732.9449 | 1603381.0303 | 38729.8074 | 39267.1962 | 39693.1191 | 39903.0054 | 40172.7381 | 40509.8098 | 40775.7312 | 40975.4341
Scenario 2: High TRC | PG&E | Com | HVAC | Com - Office (Small) | Program Administrator Cost Test | Fuel Substitution | 6985.5492 | 7575.7385 | 11858.8625 | 10242.4414 | 93051.7221 | 0 | 0 | 0 | 0 | 0 | 0 | 0 | 0
Scenario 2: High TRC | PG&E | Com | HVAC | Com - Office (Small) | Rate Impact Measure Test | Energy Efficiency | 269262.5898 | 267192.0623 | 263207.839 | 390116.035 | 3848960.0022 | 214348.9503 | 200775.6935 | 184733.7083 | 166045.3918 | 145581.7195 | 123297.4189 | 98461.7577 | 71106.8041
Scenario 2: High TRC | PG&E | Com | HVAC | Com - Office (Small) | Rate Impact Measure Test | Fuel Substitution | 15233.0622 | 16163.9359 | 29489.4607 | 24599.9236 | 114637.5308 | 0 | 0 | 0 | 0 | 0 | 0 | 0 | 0
Scenario 2: High TRC | PG&E | Com | HVAC | Com - Office (Small) | Total Resource Cost Test | Energy Efficiency | 49997.8614 | 52232.3829 | 54057.8795 | 320850.6581 | 2061271.4859 | 53414.6188 | 54534.146 | 55501.1556 | 56046.5172 | 56802.9219 | 57912.6124 | 58765.8351 | 59398.0415
Scenario 2: High TRC | PG&E | Com | HVAC | Com - Office (Small) | Total Resource Cost Test | Fuel Substitution | 12357.8515 | 13512.0143 | 26057.1587 | 22745.4021 | 178764.3438 | 0 | 0 | 0 | 0 | 0 | 0 | 0 | 0
Scenario 2: High TRC | PG&E | Com | HVAC | Com - Other | Participant Cost Test | Energy Efficiency | 2462420.0706 | 1979268.3454 | 1762005.3078 | 1858947.4147 | 1975062.5713 | 2141268.2088 | 2272037.2749 | 2723544.496 | 2377521.4392 | 2458995.4549 | 2564912.2781 | 2667544.4914 | 2768227.9331
Scenario 2: High TRC | PG&E | Com | HVAC | Com - Other | Participant Cost Test | Fuel Substitution | 1396154.6141 | 1489006.2071 | 1582157.1832 | 1665458.5417 | 1682573.4577 | 0 | 0 | 0 | 0 | 0 | 0 | 0 | 0
Scenario 2: High TRC | PG&E | Com | HVAC | Com - Other | Program Administrator Cost Test | Energy Efficiency | 2153995.3427 | 1433540.7435 | 1046210.4473 | 1061037.7695 | 1074483.3617 | 1109266.073 | 1135341.5178 | 1342038.3352 | 1125461.3685 | 1128536.9534 | 1137672.3474 | 1145274.1913 | 1153422.8652
Scenario 2: High TRC | PG&E | Com | HVAC | Com - Other | Program Administrator Cost Test | Fuel Substitution | 2270868.4644 | 2507290.5096 | 2728668.9725 | 2932200.4373 | 3113261.7804 | 0 | 0 | 0 | 0 | 0 | 0 | 0 | 0
Scenario 2: High TRC | PG&E | Com | HVAC | Com - Other | Rate Impact Measure Test | Energy Efficiency | 8214489.5573 | 6455349.9885 | 5467914.92 | 5366816.4276 | 5213776.3098 | 5108165.9563 | 4904222.4805 | 5014275.2855 | 4091596.6585 | 3610958.8534 | 3096635.0079 | 2516740.3505 | 1874882.9011
Scenario 2: High TRC | PG&E | Com | HVAC | Com - Other | Rate Impact Measure Test | Fuel Substitution | 2975075.6969 | 3243444.9059 | 3484157.4132 | 3693743.0346 | 3866573.0586 | 0 | 0 | 0 | 0 | 0 | 0 | 0 | 0
Scenario 2: High TRC | PG&E | Com | HVAC | Com - Other | Total Resource Cost Test | Energy Efficiency | 3082156.5761 | 2240557.2857 | 1811479.0377 | 1873713.49 | 1942730.4745 | 2054729.6302 | 2142961.0516 | 2545827.0084 | 2190069.9861 | 2233987.9512 | 2294775.8555 | 2352538.1374 | 2410141.4486
Scenario 2: High TRC | PG&E | Com | HVAC | Com - Other | Total Resource Cost Test | Fuel Substitution | 3007764.9855 | 3321826.6964 | 3619070.3956 | 3895283.1272 | 4086956.9488 | 0 | 0 | 0 | 0 | 0 | 0 | 0 | 0
Scenario 2: High TRC | PG&E | Com | HVAC | Com - Restaurant | Participant Cost Test | Energy Efficiency | 1780942.1559 | 1986841.1699 | 2190808.7933 | 2385470.5582 | 2567529.6657 | 2735667.3251 | 2893408.6129 | 3037180.8634 | 3169311.1352 | 3292700.6997 | 3407884.8797 | 2770906.5028 | 7888753.7555
Scenario 2: High TRC | PG&E | Com | HVAC | Com - Restaurant | Participant Cost Test | Fuel Substitution | 72250.281 | 137627.7794 | 147277.6152 | 155968.7265 | 163719.2431 | 0 | 0 | 0 | 0 | 0 | 0 | 0 | 0
Scenario 2: High TRC | PG&E | Com | HVAC | Com - Restaurant | Program Administrator Cost Test | Energy Efficiency | 1010057.3883 | 1103023.2769 | 1191262.9749 | 1270644.2107 | 1339905.7005 | 1398874.4597 | 1450075.2847 | 1491874.0145 | 1525880.9951 | 1554010.2445 | 1576689.2322 | 1233494.7937 | 3771607.0405
Scenario 2: High TRC | PG&E | Com | HVAC | Com - Restaurant | Program Administrator Cost Test | Fuel Substitution | 67608.7082 | 132488.1887 | 143249.7807 | 152963.5191 | 162099.5877 | 0 | 0 | 0 | 0 | 0 | 0 | 0 | 0
Scenario 2: High TRC | PG&E | Com | HVAC | Com - Restaurant | Rate Impact Measure Test | Energy Efficiency | 2508756.8246 | 2676067.2413 | 2816109.9323 | 2915772.5795 | 2971275.4639 | 2981765.7699 | 2952472.0959 | 2878883.4251 | 2763966.7178 | 2611426.485 | 2420510.4008 | 1675917.0549 | 4628678.2776
Scenario 2: High TRC | PG&E | Com | HVAC | Com - Restaurant | Rate Impact Measure Test | Fuel Substitution | 113182.8515 | 191044.0764 | 202974.0094 | 212789.3642 | 220913.5255 | 0 | 0 | 0 | 0 | 0 | 0 | 0 | 0
Scenario 2: High TRC | PG&E | Com | HVAC | Com - Restaurant | Total Resource Cost Test | Energy Efficiency | 1762552.2432 | 1949396.6695 | 2131953.9043 | 2302860.9992 | 2459293.2016 | 2600343.5243 | 2729924.7559 | 2844696.9915 | 2947160.9899 | 3040408.3965 | 3125016.3068 | 2501263.8333 | 7389530.2789
Scenario 2: High TRC | PG&E | Com | HVAC | Com - Restaurant | Total Resource Cost Test | Fuel Substitution | 114209.8103 | 226745.4353 | 246289.5752 | 264372.1656 | 281361.5946 | 0 | 0 | 0 | 0 | 0 | 0 | 0 | 0
Scenario 2: High TRC | PG&E | Com | HVAC | Com - Retail | Participant Cost Test | Energy Efficiency | 2396117.2814 | 2626142.6172 | 2806720.6888 | 2198755.3677 | 7889190.4454 | 2771449.0907 | 2459395.9084 | 2604941.4682 | 2409443.3307 | 2311566.1568 | 2424043.0408 | 2629557.0223 | 2819916.1909
Scenario 2: High TRC | PG&E | Com | HVAC | Com - Retail | Participant Cost Test | Fuel Substitution | 350777.5473 | 414019.2997 | 444184.2429 | 427924.979 | 502842.8297 | 56.7436 | 60.4575 | 63.2068 | 0 | 0 | 0 | 0 | 0
Scenario 2: High TRC | PG&E | Com | HVAC | Com - Retail | Program Administrator Cost Test | Energy Efficiency | 617766.6717 | 660027.3226 | 662534.2636 | 505789.8636 | 2101382.221 | 531931.8725 | 568170.186 | 588725.4413 | 502877.2399 | 462853.1099 | 475056.2021 | 508078.174 | 535859.9812
Scenario 2: High TRC | PG&E | Com | HVAC | Com - Retail | Program Administrator Cost Test | Fuel Substitution | 359762.0333 | 405066.1107 | 437978.9061 | 424217.3734 | 463353.9165 | 17.8275 | 18.751 | 19.3542 | 0 | 0 | 0 | 0 | 0
Scenario 2: High TRC | PG&E | Com | HVAC | Com - Retail | Rate Impact Measure Test | Energy Efficiency | 2864636.0573 | 2976690.6424 | 2995124.4883 | 2089199.8211 | 8784856.3172 | 2536094.9816 | 2508051.106 | 2373776.5408 | 1921803.048 | 1589543.9724 | 1374075.9716 | 1160096.2965 | 888101.2055
Scenario 2: High TRC | PG&E | Com | HVAC | Com - Retail | Rate Impact Measure Test | Fuel Substitution | 497708.5253 | 581505.8108 | 617699.5636 | 587292.0459 | 653726.9656 | 98.8708 | 95.2442 | 88.7054 | 0 | 0 | 0 | 0 | 0
Scenario 2: High TRC | PG&E | Com | HVAC | Com - Retail | Total Resource Cost Test | Energy Efficiency | 1458926.5002 | 1591458.9969 | 1671965.5596 | 1280692.2828 | 5086475.7656 | 1644528.2758 | 1670556.9341 | 1759519.7431 | 1601628.5904 | 1510860.5325 | 1576427.8433 | 1712236.2109 | 1835503.2727
Scenario 2: High TRC | PG&E | Com | HVAC | Com - Retail | Total Resource Cost Test | Fuel Substitution | 601126.9666 | 702951.2651 | 763685.1461 | 743805.326 | 850178.5674 | 68.3419 | 72.7016 | 75.8916 | 0 | 0 | 0 | 0 | 0
Scenario 2: High TRC | PG&E | Com | HVAC | Com - School | Participant Cost Test | Energy Efficiency | 709364.9469 | 1230946.1184 | 1831494.4758 | 2082941.8326 | 2176526.3965 | 1037273.3945 | 1083614.6687 | 1129041.1005 | 925030.0869 | 872495.4514 | 901492.3988 | 1213065.1716 | 1346943.544
Scenario 2: High TRC | PG&E | Com | HVAC | Com - School | Participant Cost Test | Fuel Substitution | 204664.6132 | 215869.9819 | 228056.5868 | 238991.8631 | 271612.2778 | 0 | 0 | 0 | 0 | 0 | 0 | 0 | 0
Scenario 2: High TRC | PG&E | Com | HVAC | Com - School | Program Administrator Cost Test | Energy Efficiency | 294928.9567 | 508339.7815 | 753689.467 | 833999.1785 | 845202.7476 | 328834.4125 | 330379.065 | 332132.4201 | 306064.7484 | 298662.9424 | 299194.7442 | 326692.0794 | 336107.2086
Scenario 2: High TRC | PG&E | Com | HVAC | Com - School | Program Administrator Cost Test | Fuel Substitution | 296570.027 | 320498.6824 | 341374.9938 | 358952.8001 | 382489.8964 | 0 | 0 | 0 | 0 | 0 | 0 | 0 | 0
Scenario 2: High TRC | PG&E | Com | HVAC | Com - School | Rate Impact Measure Test | Energy Efficiency | 1452032.1944 | 1793867.7175 | 2135546.4664 | 2204289.3428 | 2148037.042 | 1333762.4108 | 1253260.4751 | 1162207 | 947572.6225 | 813907.887 | 703181.0588 | 645393.176 | 509236.1493
Scenario 2: High TRC | PG&E | Com | HVAC | Com - School | Rate Impact Measure Test | Fuel Substitution | 329674.2269 | 354732.4743 | 377591.4391 | 397079.4669 | 432722.105 | 0 | 0 | 0 | 0 | 0 | 0 | 0 | 0
Scenario 2: High TRC | PG&E | Com | HVAC | Com - School | Total Resource Cost Test | Energy Efficiency | 614785.3854 | 941456.4657 | 1299066.3016 | 1438259.6424 | 1482143.378 | 808403.4956 | 833058.0794 | 857527.6948 | 736566.8463 | 705357.0895 | 720740.8017 | 897400.0053 | 971764.4293
Scenario 2: High TRC | PG&E | Com | HVAC | Com - School | Total Resource Cost Test | Fuel Substitution | 423497.5168 | 459241.8727 | 491168.2238 | 518865.9444 | 571693.3392 | 0 | 0 | 0 | 0 | 0 | 0 | 0 | 0
Scenario 2: High TRC | PG&E | Com | HVAC | Com - Warehouse | Participant Cost Test | Energy Efficiency | 215577.1299 | 252808.4278 | 278066.3085 | 303072.4013 | 327402.7778 | 440220.8754 | 490123.7502 | 539095.4904 | 265598.0248 | 185983.8285 | 194331.6244 | 202527.384 | 308313.1681
Scenario 2: High TRC | PG&E | Com | HVAC | Com - Warehouse | Participant Cost Test | Fuel Substitution | 102418.0278 | 108521.4634 | 114617.6171 | 119857.9608 | 124384.6334 | 0 | 0 | 0 | 0 | 0 | 0 | 0 | 0
Scenario 2: High TRC | PG&E | Com | HVAC | Com - Warehouse | Program Administrator Cost Test | Energy Efficiency | 32143.8868 | 36273.0109 | 39022.9316 | 41615.7398 | 44001.5333 | 54800.0053 | 59159.8274 | 65189.9485 | 36760.4205 | 26805.0901 | 27445.0884 | 28025.497 | 38880.2624
Scenario 2: High TRC | PG&E | Com | HVAC | Com - Warehouse | Program Administrator Cost Test | Fuel Substitution | 176342.0907 | 195679.8685 | 213971.4416 | 230937.8502 | 247519.0026 | 0 | 0 | 0 | 0 | 0 | 0 | 0 | 0
Scenario 2: High TRC | PG&E | Com | HVAC | Com - Warehouse | Rate Impact Measure Test | Energy Efficiency | 223016.983 | 241335.9578 | 248404.0164 | 251810.0636 | 251210.018 | 291165.9539 | 290060.781 | 285332.8008 | 143969.9629 | 95383.5172 | 82034.185 | 66537.5488 | 66322.1029
Scenario 2: High TRC | PG&E | Com | HVAC | Com - Warehouse | Rate Impact Measure Test | Fuel Substitution | 218160.0686 | 239776.1952 | 259553.1056 | 277217.7558 | 293622.7001 | 0 | 0 | 0 | 0 | 0 | 0 | 0 | 0
Scenario 2: High TRC | PG&E | Com | HVAC | Com - Warehouse | Total Resource Cost Test | Energy Efficiency | 132835.6321 | 154549.3837 | 169261.2288 | 183731.8582 | 197712.0942 | 262100.4004 | 290311.5756 | 321047.1498 | 163602.9662 | 114737.5829 | 119447.8275 | 124027.59 | 184923.0702
Scenario 2: High TRC | PG&E | Com | HVAC | Com - Warehouse | Total Resource Cost Test | Fuel Substitution | 222705.1491 | 247057.9437 | 270259.7213 | 291993.1732 | 313101.6091 | 0 | 0 | 0 | 0 | 0 | 0 | 0 | 0
Scenario 2: High TRC | PG&E | Com | Lighting | Com - College | Participant Cost Test | Energy Efficiency | 0 | 0 | 0 | 0 | 0 | 0 | 0 | 0 | 0 | 0 | 0 | 0 | 0
Scenario 2: High TRC | PG&E | Com | Lighting | Com - College | Program Administrator Cost Test | Energy Efficiency | 0 | 0 | 0 | 0 | 0 | 0 | 0 | 0 | 0 | 0 | 0 | 0 | 0
Scenario 2: High TRC | PG&E | Com | Lighting | Com - College | Rate Impact Measure Test | Energy Efficiency | 0 | 0 | 0 | 0 | 0 | 0 | 0 | 0 | 0 | 0 | 0 | 0 | 0
Scenario 2: High TRC | PG&E | Com | Lighting | Com - College | Total Resource Cost Test | Energy Efficiency | 0 | 0 | 0 | 0 | 0 | 0 | 0 | 0 | 0 | 0 | 0 | 0 | 0
Scenario 2: High TRC | PG&E | Com | Lighting | Com - Grocery | Participant Cost Test | Energy Efficiency | 21047.6532 | 22972.5001 | 71440.6409 | 81174.2608 | 84564.5336 | 88055.4703 | 91226.2188 | 94156.5255 | 96958.9317 | 46705.3925 | 40972.481 | 43162.5938 | 45365.726
Scenario 2: High TRC | PG&E | Com | Lighting | Com - Grocery | Program Administrator Cost Test | Energy Efficiency | 13305.5304 | 14237.5939 | 37481.2138 | 41561.6743 | 42525.2308 | 43485.6395 | 44270.7441 | 44931.1737 | 45486.0489 | 23824.9276 | 21248.0489 | 21944.9279 | 22612.7987
Scenario 2: High TRC | PG&E | Com | Lighting | Com - Grocery | Rate Impact Measure Test | Energy Efficiency | 99837.4537 | 102144.3205 | 256567.9273 | 269642.3652 | 259497.8298 | 246773.1035 | 230951.8233 | 212206.182 | 191096.5994 | 86713.2622 | 64661.4145 | 52767.8661 | 39024.3434
Scenario 2: High TRC | PG&E | Com | Lighting | Com - Grocery | Total Resource Cost Test | Energy Efficiency | 24991.2217 | 27151.779 | 81456.0228 | 92103.936 | 95611.8488 | 99209.9845 | 102439.8335 | 105396.1789 | 108189.8223 | 52955.194 | 46607.6282 | 48906.3894 | 51204.2708
Scenario 2: High TRC | PG&E | Com | Lighting | Com - Health | Participant Cost Test | Energy Efficiency | 62792.1932 | 68227.0388 | 74382.4813 | 214207.4807 | 241611.3422 | 251925.0215 | 261275.4177 | 269870.071 | 126467.3499 | 112879.34 | 118026.2736 | 124094.8918 | 130197.684
Scenario 2: High TRC | PG&E | Com | Lighting | Com - Health | Program Administrator Cost Test | Energy Efficiency | 35521.0036 | 37838.6755 | 40443.6081 | 99274.7935 | 109245.1163 | 111832.3821 | 113943.382 | 115687.3247 | 59138.7334 | 53430.9002 | 54771.742 | 56458.7932 | 58073.8707
Scenario 2: High TRC | PG&E | Com | Lighting | Com - Health | Rate Impact Measure Test | Energy Efficiency | 269452.7709 | 274473.5446 | 279979.2718 | 651473.07 | 674317.9826 | 641952.2228 | 601261.8156 | 552621.2874 | 251219.5587 | 196538.1508 | 168345.2474 | 136961.2388 | 100871.9656
Scenario 2: High TRC | PG&E | Com | Lighting | Com - Health | Total Resource Cost Test | Energy Efficiency | 72725.885 | 78688.4827 | 85432.8605 | 238486.039 | 267798.0738 | 278318.6957 | 287753.7663 | 296340.063 | 141032.6554 | 126163.2306 | 131435.2402 | 137697.8836 | 143960.0465
Scenario 2: High TRC | PG&E | Com | Lighting | Com - Lodging | Participant Cost Test | Energy Efficiency | 0 | 0 | 0 | 0 | 0 | 0 | 0 | 0 | 0 | 0 | 0 | 0 | 0
Scenario 2: High TRC | PG&E | Com | Lighting | Com - Lodging | Program Administrator Cost Test | Energy Efficiency | 0 | 0 | 0 | 0 | 0 | 0 | 0 | 0 | 0 | 0 | 0 | 0 | 0
Scenario 2: High TRC | PG&E | Com | Lighting | Com - Lodging | Rate Impact Measure Test | Energy Efficiency | 0 | 0 | 0 | 0 | 0 | 0 | 0 | 0 | 0 | 0 | 0 | 0 | 0
Scenario 2: High TRC | PG&E | Com | Lighting | Com - Lodging | Total Resource Cost Test | Energy Efficiency | 0 | 0 | 0 | 0 | 0 | 0 | 0 | 0 | 0 | 0 | 0 | 0 | 0
Scenario 2: High TRC | PG&E | Com | Lighting | Com - Office (Large) | Participant Cost Test | Energy Efficiency | 0 | 0 | 0 | 0 | 0 | 0 | 0 | 0 | 0 | 0 | 0 | 0 | 0
Scenario 2: High TRC | PG&E | Com | Lighting | Com - Office (Large) | Program Administrator Cost Test | Energy Efficiency | 0 | 0 | 0 | 0 | 0 | 0 | 0 | 0 | 0 | 0 | 0 | 0 | 0
Scenario 2: High TRC | PG&E | Com | Lighting | Com - Office (Large) | Rate Impact Measure Test | Energy Efficiency | 0 | 0 | 0 | 0 | 0 | 0 | 0 | 0 | 0 | 0 | 0 | 0 | 0
Scenario 2: High TRC | PG&E | Com | Lighting | Com - Office (Large) | Total Resource Cost Test | Energy Efficiency | 0 | 0 | 0 | 0 | 0 | 0 | 0 | 0 | 0 | 0 | 0 | 0 | 0
Scenario 2: High TRC | PG&E | Com | Lighting | Com - Office (Small) | Participant Cost Test | Energy Efficiency | 0 | 0 | 0 | 0 | 0 | 0 | 0 | 0 | 0 | 0 | 0 | 0 | 0
Scenario 2: High TRC | PG&E | Com | Lighting | Com - Office (Small) | Program Administrator Cost Test | Energy Efficiency | 0 | 0 | 0 | 0 | 0 | 0 | 0 | 0 | 0 | 0 | 0 | 0 | 0
Scenario 2: High TRC | PG&E | Com | Lighting | Com - Office (Small) | Rate Impact Measure Test | Energy Efficiency | 0 | 0 | 0 | 0 | 0 | 0 | 0 | 0 | 0 | 0 | 0 | 0 | 0
Scenario 2: High TRC | PG&E | Com | Lighting | Com - Office (Small) | Total Resource Cost Test | Energy Efficiency | 0 | 0 | 0 | 0 | 0 | 0 | 0 | 0 | 0 | 0 | 0 | 0 | 0
Scenario 2: High TRC | PG&E | Com | Lighting | Com - Other | Participant Cost Test | Energy Efficiency | 0 | 0 | 0 | 0 | 0 | 0 | 0 | 0 | 0 | 0 | 0 | 0 | 0
Scenario 2: High TRC | PG&E | Com | Lighting | Com - Other | Program Administrator Cost Test | Energy Efficiency | 0 | 0 | 0 | 0 | 0 | 0 | 0 | 0 | 0 | 0 | 0 | 0 | 0
Scenario 2: High TRC | PG&E | Com | Lighting | Com - Other | Rate Impact Measure Test | Energy Efficiency | 0 | 0 | 0 | 0 | 0 | 0 | 0 | 0 | 0 | 0 | 0 | 0 | 0
Scenario 2: High TRC | PG&E | Com | Lighting | Com - Other | Total Resource Cost Test | Energy Efficiency | 0 | 0 | 0 | 0 | 0 | 0 | 0 | 0 | 0 | 0 | 0 | 0 | 0
Scenario 2: High TRC | PG&E | Com | Lighting | Com - Refrig. Warehouse | Participant Cost Test | Energy Efficiency | 1200.7922 | 1269.8644 | 1337.2412 | 1403.5804 | 1469.2741 | 1535.0577 | 1593.3721 | 1650.2863 | 1705.2311 | 1761.669 | 1818.1666 | 1876.1774 | 1935.8525
Scenario 2: High TRC | PG&E | Com | Lighting | Com - Refrig. Warehouse | Program Administrator Cost Test | Energy Efficiency | 826.0943 | 858.7551 | 888.6952 | 916.4415 | 942.3188 | 966.8599 | 986.6086 | 1004.8312 | 1020.7032 | 1036.3971 | 1051.0425 | 1065.5126 | 1079.8781
Scenario 2: High TRC | PG&E | Com | Lighting | Com - Refrig. Warehouse | Rate Impact Measure Test | Energy Efficiency | 6771.8378 | 6736.8843 | 6656.5234 | 6508.5813 | 6295.999 | 6008.4497 | 5635.2064 | 5192.6536 | 4684.9286 | 4109.8552 | 3468.0798 | 2753.544 | 1965.5915
Scenario 2: High TRC | PG&E | Com | Lighting | Com - Refrig. Warehouse | Total Resource Cost Test | Energy Efficiency | 1455.1732 | 1532.359 | 1606.8083 | 1679.3508 | 1750.4858 | 1821.1164 | 1882.8473 | 1942.6345 | 1999.5981 | 2057.8424 | 2115.6809 | 2174.8196 | 2235.4268
Scenario 2: High TRC | PG&E | Com | Lighting | Com - Restaurant | Participant Cost Test | Energy Efficiency | 0 | 0 | 17424.2519 | 22496.022 | 23916.1159 | 25270.1884 | 26939.123 | 28666.2152 | 30360.652 | 32053.6579 | 33724.7671 | 26596.8272 | 98438.6663
Scenario 2: High TRC | PG&E | Com | Lighting | Com - Restaurant | Program Administrator Cost Test | Energy Efficiency | 0 | 0 | 7520.8534 | 9519.5965 | 9922.0929 | 10278.2919 | 10742.2623 | 11206.8222 | 11636.5181 | 12044.5167 | 12423.975 | 9605.971 | 34855.9552
Scenario 2: High TRC | PG&E | Com | Lighting | Com - Restaurant | Rate Impact Measure Test | Energy Efficiency | 0 | 0 | 52524.8594 | 63018.2307 | 61782.2456 | 59519.7455 | 57183.0829 | 54000.2173 | 49859.5167 | 44676.9973 | 38488.9032 | 23466.7962 | 60856.2042
Scenario 2: High TRC | PG&E | Com | Lighting | Com - Restaurant | Total Resource Cost Test | Energy Efficiency | 0 | 0 | 19155.8751 | 24648.1428 | 26117.0253 | 27505.515 | 29227.8145 | 31003.296 | 32733.7644 | 34453.4109 | 36140.6092 | 28417.7727 | 104872.3827
Scenario 2: High TRC | PG&E | Com | Lighting | Com - Retail | Participant Cost Test | Energy Efficiency | 476982.3739 | 502461.3092 | 527614.0085 | 433948.311 | 1221230.1576 | 589236.7367 | 614093.6662 | 633883.6797 | 652940.9093 | 672413.8079 | 692418.8958 | 712670.0848 | 733654.4408
Scenario 2: High TRC | PG&E | Com | Lighting | Com - Retail | Program Administrator Cost Test | Energy Efficiency | 192601.6109 | 199426.8728 | 205787.2689 | 165477.374 | 467709.1776 | 218262.4615 | 223609.4305 | 226950.8231 | 229801.0999 | 232585.721 | 235341.9301 | 237967.9772 | 240629.1026
Scenario 2: High TRC | PG&E | Com | Lighting | Com - Retail | Rate Impact Measure Test | Energy Efficiency | 1519180.9718 | 1504795.5994 | 1482254.4815 | 1129938.3166 | 3004240.3633 | 1303894.9229 | 1227878.9004 | 1127830.0883 | 1014959.8646 | 888499.5138 | 749602.2319 | 595879.447 | 427848.5682
Scenario 2: High TRC | PG&E | Com | Lighting | Com - Retail | Total Resource Cost Test | Energy Efficiency | 518558.7239 | 544739.1672 | 570418.774 | 467496.854 | 1316528.8044 | 631968.9997 | 656934.8106 | 676409.7729 | 695002.4227 | 713944.5246 | 733358.4528 | 752939.2241 | 773202.5679
Scenario 2: High TRC | PG&E | Com | Lighting | Com - School | Participant Cost Test | Energy Efficiency | 0 | 0 | 0 | 0 | 0 | 0 | 0 | 0 | 0 | 0 | 0 | 0 | 0
Scenario 2: High TRC | PG&E | Com | Lighting | Com - School | Program Administrator Cost Test | Energy Efficiency | 0 | 0 | 0 | 0 | 0 | 0 | 0 | 0 | 0 | 0 | 0 | 0 | 0
Scenario 2: High TRC | PG&E | Com | Lighting | Com - School | Rate Impact Measure Test | Energy Efficiency | 0 | 0 | 0 | 0 | 0 | 0 | 0 | 0 | 0 | 0 | 0 | 0 | 0
Scenario 2: High TRC | PG&E | Com | Lighting | Com - School | Total Resource Cost Test | Energy Efficiency | 0 | 0 | 0 | 0 | 0 | 0 | 0 | 0 | 0 | 0 | 0 | 0 | 0
Scenario 2: High TRC | PG&E | Com | Lighting | Com - Warehouse | Participant Cost Test | Energy Efficiency | 0 | 0 | 0 | 0 | 0 | 0 | 0 | 0 | 0 | 0 | 0 | 0 | 0
Scenario 2: High TRC | PG&E | Com | Lighting | Com - Warehouse | Program Administrator Cost Test | Energy Efficiency | 0 | 0 | 0 | 0 | 0 | 0 | 0 | 0 | 0 | 0 | 0 | 0 | 0
Scenario 2: High TRC | PG&E | Com | Lighting | Com - Warehouse | Rate Impact Measure Test | Energy Efficiency | 0 | 0 | 0 | 0 | 0 | 0 | 0 | 0 | 0 | 0 | 0 | 0 | 0
Scenario 2: High TRC | PG&E | Com | Lighting | Com - Warehouse | Total Resource Cost Test | Energy Efficiency | 0 | 0 | 0 | 0 | 0 | 0 | 0 | 0 | 0 | 0 | 0 | 0 | 0
Scenario 2: High TRC | PG&E | Com | WaterHeat | Com - College | Participant Cost Test | Energy Efficiency | 274842.7027 | 366780.5019 | 308895.179 | 610462.3188 | 463876.9742 | 414558.1 | 381095.8614 | 443316.6058 | 287478.5653 | 527676.7452 | 532956.7711 | 507561.3405 | 454998.5818
Scenario 2: High TRC | PG&E | Com | WaterHeat | Com - College | Participant Cost Test | Fuel Substitution | 572355.4701 | 672332.3336 | 800559.4207 | 811451.8995 | 848394.8623 | 92658.5413 | 119473.3185 | 141284.1754 | 157668.4303 | 205307.6894 | 265362.8897 | 328670.5675 | 395439.5034
Scenario 2: High TRC | PG&E | Com | WaterHeat | Com - College | Program Administrator Cost Test | Energy Efficiency | 374241.6506 | 599967.0918 | 538210.7384 | 811276.6239 | 815421.2716 | 816164.4934 | 965638.1381 | 1105418.4224 | 755889.1665 | 1272028.64 | 1262044.5214 | 1180600.3495 | 1039538.2787
Scenario 2: High TRC | PG&E | Com | WaterHeat | Com - College | Program Administrator Cost Test | Fuel Substitution | 775634.6429 | 992048.1598 | 1266659.8508 | 1569473.7818 | 1935983.2376 | 174278.521 | 224237.354 | 264745.9765 | 295165.1104 | 383410.1935 | 494376.7584 | 610883.6492 | 733286.2952
Scenario 2: High TRC | PG&E | Com | WaterHeat | Com - College | Rate Impact Measure Test | Energy Efficiency | 844111.7984 | 1217428.2708 | 1078408.7161 | 1749912.1722 | 1581125.352 | 1385037.8453 | 1653256.3089 | 1909765.4702 | 1328274.7676 | 2241808.019 | 2081625.3337 | 1716448.9131 | 1286987.3597
Scenario 2: High TRC | PG&E | Com | WaterHeat | Com - College | Rate Impact Measure Test | Fuel Substitution | 775634.6429 | 992048.1598 | 1266659.8508 | 1569473.7818 | 1935983.2376 | 2760165.5339 | 3194676.6683 | 3534366.3069 | 3715279.7846 | 3989363.8749 | 4037030.9686 | 3573831.0238 | 2542356.133
Scenario 2: High TRC | PG&E | Com | WaterHeat | Com - College | Total Resource Cost Test | Energy Efficiency | 494681.5516 | 745268.1278 | 652456.5664 | 1068433.5997 | 982416.1705 | 946111.6731 | 1051458.6801 | 1205234.8228 | 820608.9245 | 1391779.7083 | 1383977.6719 | 1297659.0831 | 1145331.5218
Scenario 2: High TRC | PG&E | Com | WaterHeat | Com - College | Total Resource Cost Test | Fuel Substitution | 992861.4617 | 1266476.8771 | 1622826.8951 | 1894083.4109 | 2260062.0289 | 231973.3044 | 298819.1972 | 349608.319 | 383626.5371 | 499491.2849 | 645542.3675 | 799485.0151 | 961821.7578
Scenario 2: High TRC | PG&E | Com | WaterHeat | Com - Grocery | Participant Cost Test | Energy Efficiency | 95475.5939 | 113345.7392 | 134449.3492 | 159030.1654 | 187090.5746 | 207963.2195 | 230624.0879 | 264744.0461 | 177141.8546 | 326300.1422 | 347866.9208 | 359019.1159 | 357694.9486
Scenario 2: High TRC | PG&E | Com | WaterHeat | Com - Grocery | Participant Cost Test | Fuel Substitution | 14584.1012 | 16707.0015 | 19467.7475 | 22689.3478 | 26511.883 | 0 | 0 | 0 | 0 | 0 | 0 | 0 | 0
Scenario 2: High TRC | PG&E | Com | WaterHeat | Com - Grocery | Program Administrator Cost Test | Energy Efficiency | 242816.9527 | 286933.6679 | 338348.7203 | 397347.787 | 463595.0348 | 515459.8396 | 591508.3226 | 667448.0924 | 471407.1225 | 794352.8946 | 831832.169 | 843507.291 | 825976.7184
Scenario 2: High TRC | PG&E | Com | WaterHeat | Com - Grocery | Program Administrator Cost Test | Fuel Substitution | 34921.1579 | 44054.8869 | 55430.5416 | 69552.9697 | 87364.8104 | 0 | 0 | 0 | 0 | 0 | 0 | 0 | 0
Scenario 2: High TRC | PG&E | Com | WaterHeat | Com - Grocery | Rate Impact Measure Test | Energy Efficiency | 441610.0382 | 516514.8246 | 604504.3915 | 706365.2368 | 821785.8135 | 892341.9282 | 1031054.5885 | 1172216.1019 | 847787.0443 | 1412811.6143 | 1380854.4189 | 1232679.6462 | 1025974.8957
Scenario 2: High TRC | PG&E | Com | WaterHeat | Com - Grocery | Rate Impact Measure Test | Fuel Substitution | 34921.1579 | 44054.8869 | 55430.5416 | 69552.9697 | 87364.8104 | 0 | 0 | 0 | 0 | 0 | 0 | 0 | 0
Scenario 2: High TRC | PG&E | Com | WaterHeat | Com - Grocery | Total Resource Cost Test | Energy Efficiency | 269045.6646 | 317402.3702 | 373780.9206 | 438517.8888 | 511270.2096 | 566901.1092 | 644108.9607 | 727724.1977 | 511954.8041 | 869067.4818 | 912074.4345 | 926948.9832 | 909762.7902
Scenario 2: High TRC | PG&E | Com | WaterHeat | Com - Grocery | Total Resource Cost Test | Fuel Substitution | 43131.5286 | 54318.3101 | 68249.7749 | 85543.9075 | 107258.6503 | 0 | 0 | 0 | 0 | 0 | 0 | 0 | 0
Scenario 2: High TRC | PG&E | Com | WaterHeat | Com - Health | Participant Cost Test | Energy Efficiency | 465049.3606 | 525649.7073 | 581764.9861 | 658254.9631 | 716767.2347 | 598800.3403 | 542582.0284 | 602907.195 | 371813.0002 | 649831.5716 | 624759.9427 | 568938.8613 | 491736.2549
Scenario 2: High TRC | PG&E | Com | WaterHeat | Com - Health | Participant Cost Test | Fuel Substitution | 1108203.0538 | 1284894.6425 | 1507726.0983 | 1646235.5139 | 1754142.7328 | 233664.8787 | 298375.4294 | 385846.79 | 219493.2368 | 285732.4291 | 372319.3752 | 464267.1313 | 561734.974
Scenario 2: High TRC | PG&E | Com | WaterHeat | Com - Health | Program Administrator Cost Test | Energy Efficiency | 839819.0963 | 970532.4315 | 1127545.6887 | 1300349.802 | 1417831.5566 | 1210833.5828 | 1376087.4149 | 1504381.1406 | 978819.8502 | 1567436.7155 | 1480426.1853 | 1324542.2082 | 1124966.6367
Scenario 2: High TRC | PG&E | Com | WaterHeat | Com - Health | Program Administrator Cost Test | Fuel Substitution | 1856436.1002 | 2396124.56 | 3073566.1534 | 3881774.4098 | 4883567.4755 | 323398.4896 | 415969.4673 | 535691.8942 | 423953.8368 | 551845.9986 | 718998.6417 | 896455.5335 | 1084515.7373
Scenario 2: High TRC | PG&E | Com | WaterHeat | Com - Health | Rate Impact Measure Test | Energy Efficiency | 2063490.4758 | 2280803.593 | 2544158.4968 | 2820712.184 | 3002391.0227 | 2058525.2405 | 2360838.7532 | 2603731.3297 | 1725024.923 | 2766442.4896 | 2445189.8748 | 1928494.0554 | 1394487.6495
Scenario 2: High TRC | PG&E | Com | WaterHeat | Com - Health | Rate Impact Measure Test | Fuel Substitution | 1856436.1002 | 2396124.56 | 3073566.1534 | 3887346.5649 | 4906597.2874 | 7198394.7693 | 8368856.5391 | 9345577.8116 | 9692008.0065 | 10321257.6709 | 10395124.7371 | 9043807.1451 | 6086826.5227
Scenario 2: High TRC | PG&E | Com | WaterHeat | Com - Health | Total Resource Cost Test | Energy Efficiency | 1019030.4106 | 1168151.6337 | 1329893.7387 | 1522592.0041 | 1656355.5712 | 1394097.0782 | 1498377.6062 | 1640224.74 | 1062624.318 | 1715018.0821 | 1623483.2182 | 1455889.0814 | 1239448.2558
Scenario 2: High TRC | PG&E | Com | WaterHeat | Com - Health | Total Resource Cost Test | Fuel Substitution | 2147540.4412 | 2765261.5293 | 3557993.0666 | 4403306.716 | 5413147.3775 | 504258.4588 | 645392.0239 | 833452.3714 | 533700.4552 | 694712.2131 | 905158.3293 | 1128589.0992 | 1365383.2243
Scenario 2: High TRC | PG&E | Com | WaterHeat | Com - Lodging | Participant Cost Test | Energy Efficiency | 2034168.0067 | 2197138.8672 | 2355701.8448 | 2528466.6259 | 2710231.7052 | 1970316.2263 | 1184560.6251 | 1270660.4578 | 271962.8721 | 425198.3728 | 25477.7396 | 318617.1911 | 251937.8936
Scenario 2: High TRC | PG&E | Com | WaterHeat | Com - Lodging | Participant Cost Test | Fuel Substitution | 1248288.9931 | 1446353.5158 | 1691340.0551 | 1874543.9186 | 2034977.3758 | 589244.519 | 232985.5401 | 300503.3457 | 170595.5828 | 224835.38 | 292878.6075 | 365071.7179 | 441513.4136
Scenario 2: High TRC | PG&E | Com | WaterHeat | Com - Lodging | Program Administrator Cost Test | Energy Efficiency | 2831203.7827 | 3030429.0024 | 3239464.3968 | 3442912.6039 | 3643226.1686 | 1432898.0143 | 1507174.3491 | 1516393.6688 | 715710.6471 | 1024296.2116 | 61615.5084 | 740912.2041 | 576086.0417
Scenario 2: High TRC | PG&E | Com | WaterHeat | Com - Lodging | Program Administrator Cost Test | Fuel Substitution | 1872691.3518 | 2405485.6819 | 3071014.7503 | 3869302.267 | 4861594.9983 | 334320.5914 | 325275.2778 | 417713.4163 | 329778.8773 | 434600.6006 | 566081.158 | 705575.7419 | 853229.1727
Scenario 2: High TRC | PG&E | Com | WaterHeat | Com - Lodging | Rate Impact Measure Test | Energy Efficiency | 8526622.3955 | 8783020.4934 | 9017082.0876 | 9190455.153 | 9328500.5242 | 2484703.6137 | 2643853.5216 | 2695360.8907 | 1259801.2649 | 1806512.7567 | 103346.6614 | 1077926.4075 | 713937.9685
Scenario 2: High TRC | PG&E | Com | WaterHeat | Com - Lodging | Rate Impact Measure Test | Fuel Substitution | 1872691.3518 | 2405485.6819 | 3071014.7503 | 3869302.267 | 4861594.9983 | 6848412.7119 | 7824492.6318 | 8697330.298 | 9019672.2183 | 9708673.0972 | 9749212.1296 | 8435307.3137 | 5597235.8104
Scenario 2: High TRC | PG&E | Com | WaterHeat | Com - Lodging | Total Resource Cost Test | Energy Efficiency | 3736601.7384 | 4004445.3846 | 4271510.3391 | 4546059.7584 | 4822658.8042 | 2409121.9401 | 1998293.1356 | 2054954.2472 | 777007.8673 | 1120883.399 | 67549.1329 | 814496.3599 | 634855.1487
Scenario 2: High TRC | PG&E | Com | WaterHeat | Com - Lodging | Total Resource Cost Test | Fuel Substitution | 2239792.8325 | 2868012.0051 | 3666015.6487 | 4546330.577 | 5611419.244 | 882088.6991 | 504361.1219 | 649591.7299 | 415076.6687 | 547018.2905 | 712520.4617 | 888111.6009 | 1073985.8795
Scenario 2: High TRC | PG&E | Com | WaterHeat | Com - Office (Large) | Participant Cost Test | Energy Efficiency | 1335452.4207 | 1423660.8601 | 1450544.5825 | 1419050.2049 | 1322455.156 | 856094.9876 | 370370.0326 | 199903.29 | 29800.3314 | 38652.4892 | 35877.353 | 33314.2463 | 31123.0952
Scenario 2: High TRC | PG&E | Com | WaterHeat | Com - Office (Large) | Participant Cost Test | Fuel Substitution | 340764.2545 | 399618.919 | 479888.85 | 510079.6757 | 489788.4989 | 86415.7459 | 110693.4086 | 140787.1773 | 114262.8371 | 152911.5103 | 197812.8252 | 244950.6806 | 294263.524
Scenario 2: High TRC | PG&E | Com | WaterHeat | Com - Office (Large) | Program Administrator Cost Test | Energy Efficiency | 2535556.9233 | 2691514.8235 | 2703962.0249 | 2540547.7553 | 2210500.394 | 1416990.3299 | 934766.6362 | 495620.311 | 78524.1943 | 93347.555 | 85249.7247 | 77923.3912 | 71697.1093
Scenario 2: High TRC | PG&E | Com | WaterHeat | Com - Office (Large) | Program Administrator Cost Test | Fuel Substitution | 433689.085 | 553447.5075 | 708140.3078 | 885041.4721 | 1084213.3949 | 147859.5334 | 189202.3844 | 239887.9663 | 211734.3304 | 282713.8127 | 364925.241 | 450908.5317 | 540532.4193
Scenario 2: High TRC | PG&E | Com | WaterHeat | Com - Office (Large) | Rate Impact Measure Test | Energy Efficiency | 4676027.2133 | 4948140.6063 | 4983505.6307 | 4719357.4631 | 4165111.101 | 2403184.3861 | 1599859.1868 | 856494.7075 | 139292.3164 | 165864.1153 | 141917.8601 | 114427.7216 | 89529.1425
Scenario 2: High TRC | PG&E | Com | WaterHeat | Com - Office (Large) | Rate Impact Measure Test | Fuel Substitution | 433689.085 | 553447.5075 | 708140.3078 | 885457.1776 | 1085545.4239 | 1891333.79 | 2175165.8965 | 2412028.8772 | 2472622.4448 | 2732569.0337 | 2773943.4427 | 2465328.7682 | 1768625.2392
Scenario 2: High TRC | PG&E | Com | WaterHeat | Com - Office (Large) | Total Resource Cost Test | Energy Efficiency | 3000522.3102 | 3184138.4225 | 3202477.5381 | 3038310.5289 | 2693120.663 | 1723696.0634 | 1018133.03 | 540628.9844 | 85235.1234 | 102124.7535 | 93465.2726 | 85615.2049 | 78953.9105
Scenario 2: High TRC | PG&E | Com | WaterHeat | Com - Office (Large) | Total Resource Cost Test | Fuel Substitution | 560876.1605 | 713732.9624 | 920790.0301 | 1101936.8598 | 1257276.0406 | 209599.0097 | 268465.6075 | 341406.0032 | 278047.445 | 372063.1096 | 481279.5636 | 595922.7069 | 715840.4628
Scenario 2: High TRC | PG&E | Com | WaterHeat | Com - Office (Small) | Participant Cost Test | Energy Efficiency | 202014.9784 | 257326.4202 | 11641.5643 | 278958.4891 | 347967.6658 | 398250.8764 | 452626.4504 | 490668.2967 | 290037.1624 | 483693.5328 | 434373.9772 | 363064.4857 | 282314.6989
Scenario 2: High TRC | PG&E | Com | WaterHeat | Com - Office (Small) | Participant Cost Test | Fuel Substitution | 76186.4038 | 88239.7713 | 101899.7752 | 97398.4701 | 114892.7346 | 15198.8355 | 19774.3195 | 25185.9478 | 31287.1802 | 42315.0141 | 54818.1914 | 67990.8451 | 81856.1128
Scenario 2: High TRC | PG&E | Com | WaterHeat | Com - Office (Small) | Program Administrator Cost Test | Energy Efficiency | 560551.7141 | 702901.3614 | 27775.464 | 738336.9202 | 896282.3758 | 1024757.8317 | 1146092.2249 | 1222540.9926 | 762305.7313 | 1164751.3671 | 1027304.9988 | 843263.5776 | 643922.5071
Scenario 2: High TRC | PG&E | Com | WaterHeat | Com - Office (Small) | Program Administrator Cost Test | Fuel Substitution | 113068.7972 | 144667.4508 | 182703.5119 | 191435.0918 | 248599.8039 | 28072.0237 | 36439.5619 | 46309.999 | 57406.344 | 77479.1291 | 100169.1286 | 123992.8314 | 148987.2163
Scenario 2: High TRC | PG&E | Com | WaterHeat | Com - Office (Small) | Rate Impact Measure Test | Energy Efficiency | 919394.3169 | 1161286.2945 | 57234.6325 | 1238200.9581 | 1542701.9275 | 1737771.0445 | 1960980.4973 | 2110890.7508 | 1338472.4317 | 2051964.6822 | 1693968.8282 | 1225742.9735 | 797104.7123
Scenario 2: High TRC | PG&E | Com | WaterHeat | Com - Office (Small) | Rate Impact Measure Test | Fuel Substitution | 113068.7972 | 144667.4508 | 182703.5119 | 191435.0918 | 248603.432 | 448727.8521 | 521092.4021 | 581465.5316 | 618683.9846 | 692134.0254 | 705436.8759 | 630939.0537 | 458722.0697
Scenario 2: High TRC | PG&E | Com | WaterHeat | Com - Office (Small) | Total Resource Cost Test | Energy Efficiency | 607110.966 | 762051.0714 | 31705.7427 | 802231.7743 | 979695.9839 | 1114396.8473 | 1247952.2959 | 1332958.4271 | 827565.481 | 1274497.6645 | 1126675.3313 | 927001.8796 | 709576.1195
Scenario 2: High TRC | PG&E | Com | WaterHeat | Com - Office (Small) | Total Resource Cost Test | Fuel Substitution | 131170.6366 | 167588.2299 | 211464.9979 | 221437.6896 | 288589.2901 | 37004.339 | 48136.7588 | 61302.9073 | 76146.1733 | 102976.662 | 133394.0411 | 165436.7945 | 199160.5757
Scenario 2: High TRC | PG&E | Com | WaterHeat | Com - Other | Participant Cost Test | Energy Efficiency | 853975.21 | 1007085.7388 | 1097085.106 | 1293327.9691 | 1517937.1307 | 1479951.5047 | 1566690.8055 | 1792507.2699 | 1157864.1239 | 2096054.4407 | 2117929.7601 | 2029188.6448 | 1841275.3758
Scenario 2: High TRC | PG&E | Com | WaterHeat | Com - Other | Participant Cost Test | Fuel Substitution | 5378062.5641 | 6248194.5282 | 7335439.6352 | 7970165.5136 | 8402572.1392 | 1247880.064 | 1582468.9188 | 2028305.1494 | 1151803.3387 | 1493066.0677 | 1927627.374 | 2384930.1928 | 2865880.532
Scenario 2: High TRC | PG&E | Com | WaterHeat | Com - Other | Program Administrator Cost Test | Energy Efficiency | 1677650.0875 | 2010780.8158 | 2404117.8825 | 2860697.0171 | 3376834.5227 | 3446497.4306 | 3989037.953 | 4489804.7041 | 3061413.8792 | 5074910.1579 | 5038317.4139 | 4744109.019 | 4232169.1791
Scenario 2: High TRC | PG&E | Com | WaterHeat | Com - Other | Program Administrator Cost Test | Fuel Substitution | 7553608.5393 | 9639340.2843 | 12260790.0312 | 15346342.9398 | 19139401.5666 | 1732946.2252 | 2212104.5678 | 2823237.6822 | 2222561.6634 | 2877298.8006 | 3707487.7715 | 4573917.8249 | 5480815.9687
Scenario 2: High TRC | PG&E | Com | WaterHeat | Com - Other | Rate Impact Measure Test | Energy Efficiency | 3551995.9396 | 4156351.9314 | 4863086.7297 | 5675374.0945 | 6585273.0659 | 5900460.4995 | 6885462.2508 | 7816501.4937 | 5442198.6819 | 8988088.2148 | 8342763.9484 | 6921867.8429 | 5253758.8046
Scenario 2: High TRC | PG&E | Com | WaterHeat | Com - Other | Rate Impact Measure Test | Fuel Substitution | 7553608.5393 | 9639340.2843 | 12260790.0312 | 15346342.9398 | 19139401.5666 | 26126838.9573 | 30177286.9254 | 33559634.3843 | 34330768.8636 | 36579031.7264 | 36781221.9522 | 32206404.5454 | 22331681.6755
Scenario 2: High TRC | PG&E | Com | WaterHeat | Com - Other | Total Resource Cost Test | Energy Efficiency | 2011129.8499 | 2395499.0224 | 2756826.1583 | 3265794.9699 | 3841056.4179 | 3838660.3886 | 4344562.4193 | 4895771.4942 | 3323958.3604 | 5552473.4762 | 5524760.9905 | 5213995.1035 | 4662269.2427
Scenario 2: High TRC | PG&E | Com | WaterHeat | Com - Other | Total Resource Cost Test | Fuel Substitution | 9196719.5956 | 11704879.8999 | 14925578.6094 | 18197513.911 | 22027586.377 | 2697146.5023 | 3427384.0561 | 4387385.5041 | 2802838.9607 | 3633000.8919 | 4690043.3259 | 5802259.0106 | 6971826.9728
Scenario 2: High TRC | PG&E | Com | WaterHeat | Com - Refrig. Warehouse | Participant Cost Test | Energy Efficiency | 1027.5275 | 1086.6715 | 1147.4815 | 24383.7311 | 30606.9589 | 62572.9903 | 76534.5255 | 91547.5741 | 62067.4191 | 120056.6143 | 130178.9263 | 135129.3762 | 133775.0881
Scenario 2: High TRC | PG&E | Com | WaterHeat | Com - Refrig. Warehouse | Participant Cost Test | Fuel Substitution | 8971.766 | 10197.038 | 11653.3927 | 13239.3005 | 14975.6553 | 913.5947 | 1188.5356 | 1515.6504 | 1887.0649 | 2483.6579 | 3238.8209 | 4040.5977 | 4888.7055
Scenario 2: High TRC | PG&E | Com | WaterHeat | Com - Refrig. Warehouse | Program Administrator Cost Test | Energy Efficiency | 2658.3682 | 2772.9678 | 2888.7945 | 69048.7649 | 85360.3943 | 161083.4781 | 193907.8955 | 228278.773 | 163151.4636 | 289486.082 | 308394.3006 | 314497.763 | 305856.316
Scenario 2: High TRC | PG&E | Com | WaterHeat | Com - Refrig. Warehouse | Program Administrator Cost Test | Fuel Substitution | 17604.3424 | 22629.3862 | 28781.9447 | 36281.1582 | 45620.862 | 1765.315 | 2296.6844 | 2928.7901 | 3646.364 | 4798.831 | 6257.3941 | 7805.6385 | 9442.9518
Scenario 2: High TRC | PG&E | Com | WaterHeat | Com - Refrig. Warehouse | Rate Impact Measure Test | Energy Efficiency | 9566.8478 | 9786.0317 | 9955.9466 | 120795.3953 | 149213.6918 | 273281.815 | 331907.6563 | 394300.4365 | 286568.5457 | 510150.7336 | 508665.7898 | 457241.9652 | 378663.4899
Scenario 2: High TRC | PG&E | Com | WaterHeat | Com - Refrig. Warehouse | Rate Impact Measure Test | Fuel Substitution | 17604.3424 | 22629.3862 | 28824.1532 | 36477.6009 | 46093.0098 | 65027.0889 | 75210.6544 | 83562.1927 | 88419.7492 | 95148.2177 | 95817.1308 | 83253.6925 | 55766.3595
Scenario 2: High TRC | PG&E | Com | WaterHeat | Com - Refrig. Warehouse | Total Resource Cost Test | Energy Efficiency | 2989.1229 | 3125.7598 | 3264.6777 | 74662.9421 | 92385.6734 | 175162.5367 | 211128.3388 | 248877.2417 | 177116.9232 | 316722.0842 | 338164.4376 | 345644.916 | 336939.1746
Scenario 2: High TRC | PG&E | Com | WaterHeat | Com - Refrig. Warehouse | Total Resource Cost Test | Fuel Substitution | 19250.0642 | 24711.4317 | 31404.3649 | 39570.9876 | 49729.3529 | 2222.1123 | 2890.9522 | 3686.6153 | 4589.8964 | 6040.6599 | 7876.8045 | 9825.9373 | 11887.3045
Scenario 2: High TRC | PG&E | Com | WaterHeat | Com - Restaurant | Participant Cost Test | Energy Efficiency | 106491.4431 | 117325.2735 | 129337.3428 | 217552.96 | 247270.4101 | 210674.2501 | 233531.0769 | 247846.3991 | 156608.97 | 238287.2317 | 41287.4725 | 191029.1455 | 179894.0377
Scenario 2: High TRC | PG&E | Com | WaterHeat | Com - Restaurant | Participant Cost Test | Fuel Substitution | 2000993.6943 | 2302270.9209 | 2642148.3071 | 2991724.483 | 3352774.1355 | 445667.1628 | 574646.9772 | 725671.9061 | 894699.8325 | 1158320.9609 | 1489851.7724 | 1655730.5975 | 2103212.5568
Scenario 2: High TRC | PG&E | Com | WaterHeat | Com - Restaurant | Program Administrator Cost Test | Energy Efficiency | 211519.2668 | 225630.4826 | 240993.319 | 471627.5112 | 529472.498 | 565585.3742 | 614913.3233 | 641237.9946 | 430275.1006 | 597953.9761 | 122348.2282 | 465555.9522 | 446909.8801
Scenario 2: High TRC | PG&E | Com | WaterHeat | Com - Restaurant | Program Administrator Cost Test | Fuel Substitution | 3331433.4908 | 4249635.5941 | 5348912.8296 | 6658582.9295 | 8255111.9078 | 835943.0109 | 1075141.662 | 1354362.0243 | 1665828.2507 | 2151615.2044 | 2761066.4215 | 3061531.5726 | 3880226.1783
Scenario 2: High TRC | PG&E | Com | WaterHeat | Com - Restaurant | Rate Impact Measure Test | Energy Efficiency | 716057.5026 | 768745.0585 | 821236.72 | 1229761.1164 | 1345172.474 | 1018459.4219 | 1113412.0684 | 1170517.8302 | 819638.0706 | 1095250.4096 | 230274.9964 | 694214.2822 | 569227.1741
Scenario 2: High TRC | PG&E | Com | WaterHeat | Com - Restaurant | Rate Impact Measure Test | Fuel Substitution | 3335204.8772 | 4260993.6363 | 5368364.3493 | 6688425.5733 | 8297459.7196 | 15049834.4709 | 17305450.511 | 19123220.7546 | 20161924.3446 | 21540196.1566 | 21716399.0139 | 17286482.4937 | 13049766.2901
Scenario 2: High TRC | PG&E | Com | WaterHeat | Com - Restaurant | Total Resource Cost Test | Energy Efficiency | 264796.0104 | 285923.2061 | 309184.9167 | 565422.3264 | 636243.6528 | 615070.6335 | 669591.2438 | 699187.9587 | 467749.4247 | 654254.3806 | 134023.9196 | 511545.7363 | 491879.8959
Scenario 2: High TRC | PG&E | Com | WaterHeat | Com - Restaurant | Total Resource Cost Test | Fuel Substitution | 3772871.9227 | 4808049.4284 | 6048466.4647 | 7527798.7337 | 9327245.0295 | 1084692.5747 | 1398411.451 | 1765722.9195 | 2176790.0092 | 2817939.7358 | 3624166.4912 | 4027337.4487 | 5115297.3837
Scenario 2: High TRC | PG&E | Com | WaterHeat | Com - Retail | Participant Cost Test | Energy Efficiency | 375980.6816 | 481007.4383 | 470440.5317 | 676444.2564 | 837222.9691 | 1015992.7682 | 1185609.2099 | 1339726.1508 | 827839.0741 | 1486418.5874 | 1471472.5444 | 1379107.3022 | 1221052.3246
Scenario 2: High TRC | PG&E | Com | WaterHeat | Com - Retail | Participant Cost Test | Fuel Substitution | 127261.445 | 146121.5598 | 217083.3889 | 210711.4176 | 215805.299 | 51166.4501 | 66145.7054 | 84972.8013 | 48598.9499 | 63890.7893 | 82542.8163 | 102167.6574 | 122809.2087
Scenario 2: High TRC | PG&E | Com | WaterHeat | Com - Retail | Program Administrator Cost Test | Energy Efficiency | 1026544.5777 | 1295809.8764 | 1263079.7166 | 1783317.3767 | 2167525.2302 | 2557361.8595 | 2944281.4714 | 3280623.1012 | 2175808.7993 | 3581843.0774 | 3483137.1737 | 3206566.4725 | 2788534.9889
Scenario 2: High TRC | PG&E | Com | WaterHeat | Com - Retail | Program Administrator Cost Test | Fuel Substitution | 184813.1293 | 236094.9604 | 310803.7896 | 355408.2906 | 446852.8957 | 70323.4099 | 90819.9261 | 116023.3341 | 90567.4577 | 118789.061 | 153118.164 | 189098.5434 | 226802.8604
Scenario 2: High TRC | PG&E | Com | WaterHeat | Com - Retail | Rate Impact Measure Test | Energy Efficiency | 1686500.8948 | 2143104.4105 | 2105267.6907 | 2990230.3389 | 3689104.023 | 4338376.3377 | 5038945.7269 | 5665359.1326 | 3820253.52 | 6310494.4446 | 5743679.5771 | 4660949.1844 | 3451674.6043
Scenario 2: High TRC | PG&E | Com | WaterHeat | Com - Retail | Rate Impact Measure Test | Fuel Substitution | 184813.1293 | 236094.9604 | 310803.7896 | 355408.2906 | 446852.8957 | 834204.6229 | 967287.7493 | 1080223.6715 | 1098588.9341 | 1191818.2552 | 1206876.5229 | 1069871.5818 | 764091.7798
Scenario 2: High TRC | PG&E | Com | WaterHeat | Com - Retail | Total Resource Cost Test | Energy Efficiency | 1116045.1839 | 1409662.4599 | 1370806.3877 | 1938573.9878 | 2362149.3463 | 2794509.0952 | 3219928.7278 | 3591130.0517 | 2362075.6958 | 3919071.7936 | 3819693.6437 | 3524535.2081 | 3072311.2249
Scenario 2: High TRC | PG&E | Com | WaterHeat | Com - Retail | Total Resource Cost Test | Fuel Substitution | 204355.0785 | 260887.0021 | 391973.3416 | 429249.2323 | 513027.6475 | 110923.7566 | 143412.3694 | 183967.9495 | 118286.9692 | 155495.7221 | 200876.3958 | 248618.8799 | 298828.963
Scenario 2: High TRC | PG&E | Com | WaterHeat | Com - School | Participant Cost Test | Energy Efficiency | 628216.4934 | 705307.3014 | 768980.1208 | 807304.3949 | 809970.0118 | 490610.5053 | 408880.5521 | 308212.6104 | 117747.9601 | 115075.74 | 43381.613 | 31662.645 | 30411.0454
Scenario 2: High TRC | PG&E | Com | WaterHeat | Com - School | Participant Cost Test | Fuel Substitution | 897263.8214 | 1044285.1776 | 1213359.5437 | 1394193.1897 | 1688270.4361 | 359864.8775 | 460143.5559 | 583810.7704 | 472868.6529 | 629462.1903 | 810730.7788 | 1000876.0141 | 1199969.6831
Scenario 2: High TRC | PG&E | Com | WaterHeat | Com - School | Program Administrator Cost Test | Energy Efficiency | 1338609.856 | 1505838.3967 | 1630570.9518 | 1683456.3356 | 1641631.5182 | 1266551.264 | 1038959.0666 | 771750.4647 | 314270.0493 | 281988.1334 | 107886.4029 | 80208.9853 | 76254.0103
Scenario 2: High TRC | PG&E | Com | WaterHeat | Com - School | Program Administrator Cost Test | Fuel Substitution | 1326465.7595 | 1691108.5462 | 2129144.5868 | 2652878.8143 | 3432338.6439 | 599836.3665 | 766168.7027 | 968700.2299 | 844294.2189 | 1120361.2973 | 1438586.0744 | 1770677.2411 | 2116671.1145
Scenario 2: High TRC | PG&E | Com | WaterHeat | Com - School | Rate Impact Measure Test | Energy Efficiency | 2563345.7501 | 2858865.7311 | 3085358.4342 | 3190856.194 | 3132147.9013 | 2162702.6696 | 1793243.0995 | 1348747.5499 | 568649.8797 | 507785.7206 | 185598.9653 | 122305.268 | 97550.5723
Scenario 2: High TRC | PG&E | Com | WaterHeat | Com - School | Rate Impact Measure Test | Fuel Substitution | 1326465.7595 | 1691108.5462 | 2129144.5868 | 2652878.8143 | 3432338.6439 | 5668301.623 | 6534999.5346 | 7267465.4879 | 7386726.2943 | 8171744.3444 | 8341822.0781 | 7525555.5535 | 5618124.0224
Scenario 2: High TRC | PG&E | Com | WaterHeat | Com - School | Total Resource Cost Test | Energy Efficiency | 1545558.8585 | 1735456.6799 | 1880191.6299 | 1947653.4125 | 1912515.6513 | 1377495.9412 | 1131579.577 | 841725.8843 | 341337.0164 | 308688.3428 | 118413.1807 | 88091.6626 | 83917.4196
Scenario 2: High TRC | PG&E | Com | WaterHeat | Com - School | Total Resource Cost Test | Fuel Substitution | 1624989.0905 | 2067419.4485 | 2599399.2746 | 3236217.3264 | 4250627.1406 | 872606.0729 | 1115633.4201 | 1415216.7381 | 1150823.4686 | 1531760.5025 | 1972691.9884 | 2435169.7033 | 2919359.7634
Scenario 2: High TRC | PG&E | Com | WaterHeat | Com - Warehouse | Participant Cost Test | Energy Efficiency | 282616.1867 | 355406.0328 | 443718.1707 | 549105.0437 | 670717.3499 | 793428.5546 | 922353.5767 | 1058629.9694 | 674141.6014 | 1244099.928 | 1274947.6189 | 1245230.2936 | 1158896.4866
Scenario 2: High TRC | PG&E | Com | WaterHeat | Com - Warehouse | Participant Cost Test | Fuel Substitution | 13289.1602 | 15633.6409 | 21759.982 | 24169.9774 | 26123.9623 | 3774.951 | 4856.3971 | 6268.3257 | 3552.7257 | 4715.5567 | 6127.63 | 7623.2956 | 9204.9811
Scenario 2: High TRC | PG&E | Com | WaterHeat | Com - Warehouse | Program Administrator Cost Test | Energy Efficiency | 738163.2892 | 923286.291 | 1145101.1503 | 1404358.8164 | 1697671.7827 | 2000411.3915 | 2324318.7129 | 2626950.8999 | 1771780.9924 | 2998196.6481 | 3018338.5482 | 2895821.5292 | 2647124.7126
Scenario 2: High TRC | PG&E | Com | WaterHeat | Com - Warehouse | Program Administrator Cost Test | Fuel Substitution | 20666.6257 | 26691.3253 | 34955.752 | 44155.099 | 55538.4364 | 5171.5157 | 6669.7073 | 8564.517 | 6678.1342 | 8841.9605 | 11461.7558 | 14225.3367 | 17136.4154
Scenario 2: High TRC | PG&E | Com | WaterHeat | Com - Warehouse | Rate Impact Measure Test | Energy Efficiency | 1222363.9308 | 1534712.165 | 1912984.8494 | 2360165.7058 | 2872277.2522 | 3392365.9415 | 3977327.6652 | 4536596.7963 | 3110410.7767 | 5281820.3546 | 4976831.874 | 4208895.1872 | 3276712.6542
Scenario 2: High TRC | PG&E | Com | WaterHeat | Com - Warehouse | Rate Impact Measure Test | Fuel Substitution | 20666.6257 | 26691.3253 | 34955.752 | 44155.099 | 55538.4364 | 64303.7424 | 74950.9417 | 84153.9654 | 86180.6215 | 94287.2354 | 95860.276 | 85129.4718 | 60584.9603
Scenario 2: High TRC | PG&E | Com | WaterHeat | Com - Warehouse | Total Resource Cost Test | Energy Efficiency | 809329.7853 | 1011380.339 | 1253363.3449 | 1536798.0078 | 1857877.9025 | 2185944.3209 | 2534461.8813 | 2867661.4737 | 1923463.5608 | 3280443.5207 | 3309931.7755 | 3182897.9234 | 2916556.7004
Scenario 2: High TRC | PG&E | Com | WaterHeat | Com - Warehouse | Total Resource Cost Test | Fuel Substitution | 24812.013 | 31951.5316 | 45003.8564 | 55376.7825 | 67603.1977 | 8158.4831 | 10509.2839 | 13547.7561 | 8646.1939 | 11475.2412 | 14910.4101 | 18548.5115 | 22395.3705
Scenario 2: High TRC | PG&E | Com | WholeBlg | Com - College | Participant Cost Test | Energy Efficiency | 211404.8839 | 213721.7523 | 215527.2005 | 217750.8172 | 220328.234 | 223030.9423 | 226894.129 | 231179.2635 | 234532.3712 | 241830.7072 | 268652.7644 | 271399.7187 | 279086.1921
Scenario 2: High TRC | PG&E | Com | WholeBlg | Com - College | Program Administrator Cost Test | Energy Efficiency | 211404.8839 | 213721.7523 | 215527.2005 | 217750.8172 | 220328.234 | 223030.9423 | 226894.129 | 231179.2635 | 234532.3712 | 241830.7072 | 259335.2591 | 261367.3021 | 268165.1629
Scenario 2: High TRC | PG&E | Com | WholeBlg | Com - College | Rate Impact Measure Test | Energy Efficiency | 211404.8839 | 213721.7523 | 215527.2005 | 217750.8172 | 220328.234 | 223030.9423 | 226894.129 | 231179.2635 | 234532.3712 | 241830.7072 | 273720.004 | 271531.7605 | 273629.3825
Scenario 2: High TRC | PG&E | Com | WholeBlg | Com - College | Total Resource Cost Test | Energy Efficiency | 211404.8839 | 213721.7523 | 215527.2005 | 217750.8172 | 220328.234 | 223030.9423 | 226894.129 | 231179.2635 | 234532.3712 | 241830.7072 | 270872.2363 | 273648.3799 | 281392.0631
Scenario 2: High TRC | PG&E | Com | WholeBlg | Com - Grocery | Participant Cost Test | Energy Efficiency | 1364558.0357 | 1400005.5852 | 1434086.9717 | 1473136.7133 | 1517110.9195 | 1562980.451 | 1613474.1666 | 1714214.081 | 1768074.8186 | 1852359.058 | 1903831.6863 | 1945206.0833 | 1972030.1353
Scenario 2: High TRC | PG&E | Com | WholeBlg | Com - Grocery | Program Administrator Cost Test | Energy Efficiency | 1364558.0357 | 1400005.5852 | 1434086.9717 | 1473136.7133 | 1517110.9195 | 1562980.451 | 1613474.1666 | 1714214.081 | 1768074.8186 | 1852359.058 | 1903831.6863 | 1945206.0833 | 1972030.1353
Scenario 2: High TRC | PG&E | Com | WholeBlg | Com - Grocery | Rate Impact Measure Test | Energy Efficiency | 1364558.0357 | 1400005.5852 | 1434086.9717 | 1473136.7133 | 1517110.9195 | 1562980.451 | 1613474.1666 | 1714214.081 | 1768074.8186 | 1852359.058 | 1903831.6863 | 1945206.0833 | 1972030.1353
Scenario 2: High TRC | PG&E | Com | WholeBlg | Com - Grocery | Total Resource Cost Test | Energy Efficiency | 1364558.0357 | 1400005.5852 | 1434086.9717 | 1473136.7133 | 1517110.9195 | 1562980.451 | 1613474.1666 | 1714214.081 | 1768074.8186 | 1852359.058 | 1903831.6863 | 1945206.0833 | 1972030.1353
Scenario 2: High TRC | PG&E | Com | WholeBlg | Com - Health | Participant Cost Test | Energy Efficiency | 1650399.8942 | 1698282.7849 | 1743632.1465 | 1794528.9072 | 1850910.3793 | 1908468.3408 | 1973118.9157 | 2057299.1706 | 2123819.5964 | 2229335.7967 | 2292892.887 | 2344694.3317 | 2386563.3311
Scenario 2: High TRC | PG&E | Com | WholeBlg | Com - Health | Program Administrator Cost Test | Energy Efficiency | 1650399.8942 | 1698282.7849 | 1743632.1465 | 1794528.9072 | 1850910.3793 | 1908468.3408 | 1973118.9157 | 2057299.1706 | 2123819.5964 | 2229335.7967 | 2292892.887 | 2344694.3317 | 2386563.3311
Scenario 2: High TRC | PG&E | Com | WholeBlg | Com - Health | Rate Impact Measure Test | Energy Efficiency | 1650399.8942 | 1698282.7849 | 1743632.1465 | 1794528.9072 | 1850910.3793 | 1908468.3408 | 1973118.9157 | 2057299.1706 | 2123819.5964 | 2229335.7967 | 2292892.887 | 2344694.3317 | 2386563.3311
Scenario 2: High TRC | PG&E | Com | WholeBlg | Com - Health | Total Resource Cost Test | Energy Efficiency | 1650399.8942 | 1698282.7849 | 1743632.1465 | 1794528.9072 | 1850910.3793 | 1908468.3408 | 1973118.9157 | 2057299.1706 | 2123819.5964 | 2229335.7967 | 2292892.887 | 2344694.3317 | 2386563.3311
Scenario 2: High TRC | PG&E | Com | WholeBlg | Com - Lodging | Participant Cost Test | Energy Efficiency | 260517.1888 | 265917.427 | 270870.2649 | 276550.3941 | 283009.247 | 289661.7222 | 297354.1979 | 304199.8328 | 312400.909 | 325289.9777 | 333408.9723 | 340102.9213 | 345112.438
Scenario 2: High TRC | PG&E | Com | WholeBlg | Com - Lodging | Program Administrator Cost Test | Energy Efficiency | 260517.1888 | 265917.427 | 270870.2649 | 276550.3941 | 283009.247 | 289661.7222 | 297354.1979 | 304199.8328 | 312400.909 | 325289.9777 | 333408.9723 | 340102.9213 | 345112.438
Scenario 2: High TRC | PG&E | Com | WholeBlg | Com - Lodging | Rate Impact Measure Test | Energy Efficiency | 260517.1888 | 265917.427 | 270870.2649 | 276550.3941 | 283009.247 | 289661.7222 | 297354.1979 | 304199.8328 | 312400.909 | 325289.9777 | 333408.9723 | 340102.9213 | 345112.438
Scenario 2: High TRC | PG&E | Com | WholeBlg | Com - Lodging | Total Resource Cost Test | Energy Efficiency | 260517.1888 | 265917.427 | 270870.2649 | 276550.3941 | 283009.247 | 289661.7222 | 297354.1979 | 304199.8328 | 312400.909 | 325289.9777 | 333408.9723 | 340102.9213 | 345112.438
Scenario 2: High TRC | PG&E | Com | WholeBlg | Com - Office (Large) | Participant Cost Test | Energy Efficiency | 2268818.578 | 2323612.8644 | 2373687.4078 | 2429756.0589 | 2493237.6576 | 2560802.4869 | 2641416.8023 | 2661213.0798 | 2740549.4007 | 2868442.8366 | 2944742.554 | 3005526.6283 | 3071086.6288
Scenario 2: High TRC | PG&E | Com | WholeBlg | Com - Office (Large) | Program Administrator Cost Test | Energy Efficiency | 2268818.578 | 2323612.8644 | 2373687.4078 | 2429756.0589 | 2493237.6576 | 2560802.4869 | 2641416.8023 | 2661213.0798 | 2740549.4007 | 2868442.8366 | 2944742.554 | 3005526.6283 | 3071086.6288
Scenario 2: High TRC | PG&E | Com | WholeBlg | Com - Office (Large) | Rate Impact Measure Test | Energy Efficiency | 2268818.578 | 2323612.8644 | 2373687.4078 | 2429756.0589 | 2493237.6576 | 2560802.4869 | 2641416.8023 | 2661213.0798 | 2740549.4007 | 2868442.8366 | 2944742.554 | 3005526.6283 | 3071086.6288
Scenario 2: High TRC | PG&E | Com | WholeBlg | Com - Office (Large) | Total Resource Cost Test | Energy Efficiency | 2268818.578 | 2323612.8644 | 2373687.4078 | 2429756.0589 | 2493237.6576 | 2560802.4869 | 2641416.8023 | 2661213.0798 | 2740549.4007 | 2868442.8366 | 2944742.554 | 3005526.6283 | 3071086.6288
Scenario 2: High TRC | PG&E | Com | WholeBlg | Com - Office (Small) | Participant Cost Test | Energy Efficiency | 402594.2555 | 412935.5971 | 422803.4524 | 433921.6508 | 446452.7985 | 459537.6027 | 474583.2865 | 502831.3603 | 518161.4282 | 542301.9473 | 556945.5235 | 568826.5701 | 579937.9257
Scenario 2: High TRC | PG&E | Com | WholeBlg | Com - Office (Small) | Program Administrator Cost Test | Energy Efficiency | 402594.2555 | 412935.5971 | 422803.4524 | 433921.6508 | 446452.7985 | 459537.6027 | 474583.2865 | 502831.3603 | 518161.4282 | 542301.9473 | 556945.5235 | 568826.5701 | 579937.9257
Scenario 2: High TRC | PG&E | Com | WholeBlg | Com - Office (Small) | Rate Impact Measure Test | Energy Efficiency | 402594.2555 | 412935.5971 | 422803.4524 | 433921.6508 | 446452.7985 | 459537.6027 | 474583.2865 | 502831.3603 | 518161.4282 | 542301.9473 | 556945.5235 | 568826.5701 | 579937.9257
Scenario 2: High TRC | PG&E | Com | WholeBlg | Com - Office (Small) | Total Resource Cost Test | Energy Efficiency | 402594.2555 | 412935.5971 | 422803.4524 | 433921.6508 | 446452.7985 | 459537.6027 | 474583.2865 | 502831.3603 | 518161.4282 | 542301.9473 | 556945.5235 | 568826.5701 | 579937.9257
Scenario 2: High TRC | PG&E | Com | WholeBlg | Com - Other | Participant Cost Test | Energy Efficiency | 1833408.4542 | 1955834.7484 | 2070202.0993 | 2175588.2441 | 2301890.9494 | 2458002.4117 | 2603252.7463 | 2665778.2205 | 2780300.0643 | 2938486.6772 | 3053305.1525 | 3153976.3192 | 3219447.5362
Scenario 2: High TRC | PG&E | Com | WholeBlg | Com - Other | Program Administrator Cost Test | Energy Efficiency | 1833408.4542 | 1955834.7484 | 2070202.0993 | 2175588.2441 | 2301890.9494 | 2458002.4117 | 2603252.7463 | 2665778.2205 | 2780300.0643 | 2938486.6772 | 3053305.1525 | 3153976.3192 | 3219447.5362
Scenario 2: High TRC | PG&E | Com | WholeBlg | Com - Other | Rate Impact Measure Test | Energy Efficiency | 1833408.4542 | 1955834.7484 | 2070202.0993 | 2175588.2441 | 2301890.9494 | 2458002.4117 | 2603252.7463 | 2665778.2205 | 2780300.0643 | 2938486.6772 | 3053305.1525 | 3153976.3192 | 3219447.5362
Scenario 2: High TRC | PG&E | Com | WholeBlg | Com - Other | Total Resource Cost Test | Energy Efficiency | 1833408.4542 | 1955834.7484 | 2070202.0993 | 2175588.2441 | 2301890.9494 | 2458002.4117 | 2603252.7463 | 2665778.2205 | 2780300.0643 | 2938486.6772 | 3053305.1525 | 3153976.3192 | 3219447.5362
Scenario 2: High TRC | PG&E | Com | WholeBlg | Com - Refrig. Warehouse | Participant Cost Test | Energy Efficiency | 197962.5524 | 205835.7668 | 213761.4749 | 222449.7234 | 231987.2527 | 241560.1442 | 251760.5385 | 276652.3446 | 288200.7083 | 304137.2509 | 315672.1745 | 325710.1428 | 328575.0731
Scenario 2: High TRC | PG&E | Com | WholeBlg | Com - Refrig. Warehouse | Program Administrator Cost Test | Energy Efficiency | 197962.5524 | 205835.7668 | 213761.4749 | 222449.7234 | 231987.2527 | 241560.1442 | 251760.5385 | 276652.3446 | 288200.7083 | 304137.2509 | 315672.1745 | 325710.1428 | 328575.0731
Scenario 2: High TRC | PG&E | Com | WholeBlg | Com - Refrig. Warehouse | Rate Impact Measure Test | Energy Efficiency | 197962.5524 | 205835.7668 | 213761.4749 | 222449.7234 | 231987.2527 | 241560.1442 | 251760.5385 | 276652.3446 | 288200.7083 | 304137.2509 | 315672.1745 | 325710.1428 | 328575.0731
Scenario 2: High TRC | PG&E | Com | WholeBlg | Com - Refrig. Warehouse | Total Resource Cost Test | Energy Efficiency | 197962.5524 | 205835.7668 | 213761.4749 | 222449.7234 | 231987.2527 | 241560.1442 | 251760.5385 | 276652.3446 | 288200.7083 | 304137.2509 | 315672.1745 | 325710.1428 | 328575.0731
Scenario 2: High TRC | PG&E | Com | WholeBlg | Com - Restaurant | Participant Cost Test | Energy Efficiency | 619784.2325 | 633691.4294 | 646777.3365 | 661568.956 | 678222.9836 | 694818.5442 | 713186.8819 | 736513.8957 | 756195.5847 | 789498.8267 | 808223.2535 | 814266.8963 | 926156.809
Scenario 2: High TRC | PG&E | Com | WholeBlg | Com - Restaurant | Program Administrator Cost Test | Energy Efficiency | 619173.9299 | 632995.8529 | 645976.6996 | 660653.9583 | 677185.8234 | 693651.3934 | 711871.9037 | 735044.655 | 754566.8603 | 787693.804 | 806233.8029 | 814266.8963 | 900392.6187
Scenario 2: High TRC | PG&E | Com | WholeBlg | Com - Restaurant | Rate Impact Measure Test | Energy Efficiency | 643554.51 | 658036.3538 | 671920.8053 | 687158.2996 | 703819.3575 | 719874.7052 | 737352.6854 | 759106.9713 | 776545.7794 | 806959.1379 | 822014.7614 | 814266.8963 | 967509.5142
Scenario 2: High TRC | PG&E | Com | WholeBlg | Com - Restaurant | Total Resource Cost Test | Energy Efficiency | 620754.5652 | 634738.3611 | 647920.0217 | 662809.1484 | 679559.8903 | 696251.1602 | 714725.704 | 738154.9073 | 757933.6372 | 791340.9188 | 810166.6618 | 814266.8963 | 949273.0868
Scenario 2: High TRC | PG&E | Com | WholeBlg | Com - Retail | Participant Cost Test | Energy Efficiency | 814811.4265 | 830128.4767 | 844316.9025 | 837272.7867 | 1090555.9291 | 898126.5192 | 923368.4946 | 961869.5247 | 985948.18 | 1026596.2803 | 1048618.5584 | 1065236.5601 | 1094951.1997
Scenario 2: High TRC | PG&E | Com | WholeBlg | Com - Retail | Program Administrator Cost Test | Energy Efficiency | 814389.3276 | 829480.9472 | 843391.7771 | 837272.7867 | 1075764.6999 | 896185.2567 | 920950.1398 | 958910.456 | 982416.9074 | 1022421.8465 | 1043726.8641 | 1059561.8091 | 1088405.6023
Scenario 2: High TRC | PG&E | Com | WholeBlg | Com - Retail | Rate Impact Measure Test | Energy Efficiency | 943746.3357 | 966264.3283 | 988094.5607 | 837272.7867 | 2472001.6556 | 1041231.5816 | 1064157.2978 | 1096670.7965 | 1109611.5655 | 1134975.0912 | 1137078.7705 | 1128084.2769 | 1126185.0701
Scenario 2: High TRC | PG&E | Com | WholeBlg | Com - Retail | Total Resource Cost Test | Energy Efficiency | 822024.5291 | 838133.234 | 853232.3301 | 837272.7867 | 1188471.8819 | 909187.4683 | 935430.0211 | 974959.2193 | 999950.1516 | 1041562.2728 | 1064590.6522 | 1082215.3973 | 1112991.9223
Scenario 2: High TRC | PG&E | Com | WholeBlg | Com - School | Participant Cost Test | Energy Efficiency | 385007.6226 | 389976.5198 | 394172.9233 | 399167.0135 | 404862.0981 | 410986.2304 | 418785.8099 | 432712.3001 | 440579.9818 | 454403.8942 | 462102.0292 | 467968.3113 | 477164.1369
Scenario 2: High TRC | PG&E | Com | WholeBlg | Com - School | Program Administrator Cost Test | Energy Efficiency | 385007.6226 | 389976.5198 | 394172.9233 | 399167.0135 | 404862.0981 | 410986.2304 | 418785.8099 | 432712.3001 | 440579.9818 | 454403.8942 | 462102.0292 | 467968.3113 | 477164.1369
Scenario 2: High TRC | PG&E | Com | WholeBlg | Com - School | Rate Impact Measure Test | Energy Efficiency | 385007.6226 | 389976.5198 | 394172.9233 | 399167.0135 | 404862.0981 | 410986.2304 | 418785.8099 | 432712.3001 | 440579.9818 | 454403.8942 | 462102.0292 | 467968.3113 | 477164.1369
Scenario 2: High TRC | PG&E | Com | WholeBlg | Com - School | Total Resource Cost Test | Energy Efficiency | 385007.6226 | 389976.5198 | 394172.9233 | 399167.0135 | 404862.0981 | 410986.2304 | 418785.8099 | 432712.3001 | 440579.9818 | 454403.8942 | 462102.0292 | 467968.3113 | 477164.1369
Scenario 2: High TRC | PG&E | Com | WholeBlg | Com - Warehouse | Participant Cost Test | Energy Efficiency | 885689.5765 | 916496.7881 | 946906.8498 | 980343.1464 | 1017704.6143 | 1056856.197 | 1099353.4375 | 1218893.6967 | 1266729.1628 | 1334785.6332 | 1382080.4229 | 1422485.1176 | 1442051.1101
Scenario 2: High TRC | PG&E | Com | WholeBlg | Com - Warehouse | Program Administrator Cost Test | Energy Efficiency | 885689.5765 | 916496.7881 | 946906.8498 | 980343.1464 | 1017704.6143 | 1056856.197 | 1099353.4375 | 1218893.6967 | 1266729.1628 | 1334785.6332 | 1382080.4229 | 1422485.1176 | 1442051.1101
Scenario 2: High TRC | PG&E | Com | WholeBlg | Com - Warehouse | Rate Impact Measure Test | Energy Efficiency | 885689.5765 | 916496.7881 | 946906.8498 | 980343.1464 | 1017704.6143 | 1056856.197 | 1099353.4375 | 1218893.6967 | 1266729.1628 | 1334785.6332 | 1382080.4229 | 1422485.1176 | 1442051.1101
Scenario 2: High TRC | PG&E | Com | WholeBlg | Com - Warehouse | Total Resource Cost Test | Energy Efficiency | 885689.5765 | 916496.7881 | 946906.8498 | 980343.1464 | 1017704.6143 | 1056856.197 | 1099353.4375 | 1218893.6967 | 1266729.1628 | 1334785.6332 | 1382080.4229 | 1422485.1176 | 1442051.1101
Scenario 2: High TRC | PG&E | Ind | WholeBlg | Ind - All Other Industrial | Participant Cost Test | Energy Efficiency | 41440.731 | 41654.4505 | 41716.1795 | 41796.0562 | 41797.7858 | 41875.7986 | 41899.36 | 41983.1448 | 41996.2584 | 42062.7273 | 42097.2266 | 42158.5276 | 42209.7979
Scenario 2: High TRC | PG&E | Ind | WholeBlg | Ind - All Other Industrial | Program Administrator Cost Test | Energy Efficiency | 41440.731 | 41654.4505 | 41716.1795 | 41796.0562 | 41797.7858 | 41875.7986 | 41899.36 | 41983.1448 | 41996.2584 | 42062.7273 | 42097.2266 | 42158.5276 | 42209.7979
Scenario 2: High TRC | PG&E | Ind | WholeBlg | Ind - All Other Industrial | Rate Impact Measure Test | Energy Efficiency | 41440.731 | 41654.4505 | 41716.1795 | 41796.0562 | 41797.7858 | 41875.7986 | 41899.36 | 41983.1448 | 41996.2584 | 42062.7273 | 42097.2266 | 42158.5276 | 42209.7979
Scenario 2: High TRC | PG&E | Ind | WholeBlg | Ind - All Other Industrial | Total Resource Cost Test | Energy Efficiency | 41440.731 | 41654.4505 | 41716.1795 | 41796.0562 | 41797.7858 | 41875.7986 | 41899.36 | 41983.1448 | 41996.2584 | 42062.7273 | 42097.2266 | 42158.5276 | 42209.7979
Scenario 2: High TRC | PG&E | Ind | WholeBlg | Ind - Chemicals | Participant Cost Test | Energy Efficiency | 539420.8063 | 543942.8361 | 547440.2934 | 550610.8606 | 553170.8594 | 555567.1644 | 557304.3524 | 558931.0263 | 560331.3044 | 561955.8993 | 563309.8898 | 564544.0961 | 565537.8914
Scenario 2: High TRC | PG&E | Ind | WholeBlg | Ind - Chemicals | Program Administrator Cost Test | Energy Efficiency | 539420.8063 | 543942.8361 | 547440.2934 | 550610.8606 | 553170.8594 | 555567.1644 | 557304.3524 | 558931.0263 | 560331.3044 | 561955.8993 | 563309.8898 | 564544.0961 | 565537.8914
Scenario 2: High TRC | PG&E | Ind | WholeBlg | Ind - Chemicals | Rate Impact Measure Test | Energy Efficiency | 539420.8063 | 543942.8361 | 547440.2934 | 550610.8606 | 553170.8594 | 555567.1644 | 557304.3524 | 558931.0263 | 560331.3044 | 561955.8993 | 563309.8898 | 564544.0961 | 565537.8914
Scenario 2: High TRC | PG&E | Ind | WholeBlg | Ind - Chemicals | Total Resource Cost Test | Energy Efficiency | 539420.8063 | 543942.8361 | 547440.2934 | 550610.8606 | 553170.8594 | 555567.1644 | 557304.3524 | 558931.0263 | 560331.3044 | 561955.8993 | 563309.8898 | 564544.0961 | 565537.8914
Scenario 2: High TRC | PG&E | Ind | WholeBlg | Ind - Electronics | Participant Cost Test | Energy Efficiency | 287986.6021 | 290439.7116 | 291770.2742 | 293234.8281 | 294063.6596 | 295600.7945 | 296689.4412 | 298216.8758 | 299110.8923 | 300371.8123 | 301238.9277 | 302209.4584 | 303029.933
Scenario 2: High TRC | PG&E | Ind | WholeBlg | Ind - Electronics | Program Administrator Cost Test | Energy Efficiency | 287986.6021 | 290439.7116 | 291770.2742 | 293234.8281 | 294063.6596 | 295600.7945 | 296689.4412 | 298216.8758 | 299110.8923 | 300371.8123 | 301238.9277 | 302209.4584 | 303029.933
Scenario 2: High TRC | PG&E | Ind | WholeBlg | Ind - Electronics | Rate Impact Measure Test | Energy Efficiency | 287986.6021 | 290439.7116 | 291770.2742 | 293234.8281 | 294063.6596 | 295600.7945 | 296689.4412 | 298216.8758 | 299110.8923 | 300371.8123 | 301238.9277 | 302209.4584 | 303029.933
Scenario 2: High TRC | PG&E | Ind | WholeBlg | Ind - Electronics | Total Resource Cost Test | Energy Efficiency | 287986.6021 | 290439.7116 | 291770.2742 | 293234.8281 | 294063.6596 | 295600.7945 | 296689.4412 | 298216.8758 | 299110.8923 | 300371.8123 | 301238.9277 | 302209.4584 | 303029.933
Scenario 2: High TRC | PG&E | Ind | WholeBlg | Ind - Fabricated Metals | Participant Cost Test | Energy Efficiency | 75492.8279 | 76549.7781 | 77337.3115 | 77871.2234 | 78143.7651 | 78411.8414 | 78503.564 | 78654.901 | 78681.3159 | 78785.2679 | 78801.667 | 78813.1499 | 78761.7998
Scenario 2: High TRC | PG&E | Ind | WholeBlg | Ind - Fabricated Metals | Program Administrator Cost Test | Energy Efficiency | 75492.8279 | 76549.7781 | 77337.3115 | 77871.2234 | 78143.7651 | 78411.8414 | 78503.564 | 78654.901 | 78681.3159 | 78785.2679 | 78801.667 | 78813.1499 | 78761.7998
Scenario 2: High TRC | PG&E | Ind | WholeBlg | Ind - Fabricated Metals | Rate Impact Measure Test | Energy Efficiency | 75492.8279 | 76549.7781 | 77337.3115 | 77871.2234 | 78143.7651 | 78411.8414 | 78503.564 | 78654.901 | 78681.3159 | 78785.2679 | 78801.667 | 78813.1499 | 78761.7998
Scenario 2: High TRC | PG&E | Ind | WholeBlg | Ind - Fabricated Metals | Total Resource Cost Test | Energy Efficiency | 75492.8279 | 76549.7781 | 77337.3115 | 77871.2234 | 78143.7651 | 78411.8414 | 78503.564 | 78654.901 | 78681.3159 | 78785.2679 | 78801.667 | 78813.1499 | 78761.7998
Scenario 2: High TRC | PG&E | Ind | WholeBlg | Ind - Food | Participant Cost Test | Energy Efficiency | 1076933.5647 | 1080999.9308 | 1082914.5538 | 1084365.8432 | 1084481.3927 | 1085058.4677 | 1085058.0924 | 1085352.3672 | 1084911.5648 | 1084985.6449 | 1084512.9743 | 1083938.5845 | 1082992.1972
Scenario 2: High TRC | PG&E | Ind | WholeBlg | Ind - Food | Program Administrator Cost Test | Energy Efficiency | 1076933.5647 | 1080999.9308 | 1082914.5538 | 1084365.8432 | 1084481.3927 | 1085058.4677 | 1085058.0924 | 1085352.3672 | 1084911.5648 | 1084985.6449 | 1084512.9743 | 1083938.5845 | 1082992.1972
Scenario 2: High TRC | PG&E | Ind | WholeBlg | Ind - Food | Rate Impact Measure Test | Energy Efficiency | 1076933.5647 | 1080999.9308 | 1082914.5538 | 1084365.8432 | 1084481.3927 | 1085058.4677 | 1085058.0924 | 1085352.3672 | 1084911.5648 | 1084985.6449 | 1084512.9743 | 1083938.5845 | 1082992.1972
Scenario 2: High TRC | PG&E | Ind | WholeBlg | Ind - Food | Total Resource Cost Test | Energy Efficiency | 1076933.5647 | 1080999.9308 | 1082914.5538 | 1084365.8432 | 1084481.3927 | 1085058.4677 | 1085058.0924 | 1085352.3672 | 1084911.5648 | 1084985.6449 | 1084512.9743 | 1083938.5845 | 1082992.1972
Scenario 2: High TRC | PG&E | Ind | WholeBlg | Ind - Industrial Machinery | Participant Cost Test | Energy Efficiency | 56567.2493 | 57466.2543 | 58171.0247 | 58629.5932 | 58820.7746 | 59047.3101 | 59184.5819 | 59391.7181 | 59493.7297 | 59674.6086 | 59773.3754 | 59869.0728 | 59909.9819
Scenario 2: High TRC | PG&E | Ind | WholeBlg | Ind - Industrial Machinery | Program Administrator Cost Test | Energy Efficiency | 56567.2493 | 57466.2543 | 58171.0247 | 58629.5932 | 58820.7746 | 59047.3101 | 59184.5819 | 59391.7181 | 59493.7297 | 59674.6086 | 59773.3754 | 59869.0728 | 59909.9819
Scenario 2: High TRC | PG&E | Ind | WholeBlg | Ind - Industrial Machinery | Rate Impact Measure Test | Energy Efficiency | 56567.2493 | 57466.2543 | 58171.0247 | 58629.5932 | 58820.7746 | 59047.3101 | 59184.5819 | 59391.7181 | 59493.7297 | 59674.6086 | 59773.3754 | 59869.0728 | 59909.9819
Scenario 2: High TRC | PG&E | Ind | WholeBlg | Ind - Industrial Machinery | Total Resource Cost Test | Energy Efficiency | 56567.2493 | 57466.2543 | 58171.0247 | 58629.5932 | 58820.7746 | 59047.3101 | 59184.5819 | 59391.7181 | 59493.7297 | 59674.6086 | 59773.3754 | 59869.0728 | 59909.9819
Scenario 2: High TRC | PG&E | Ind | WholeBlg | Ind - Lumber & Furniture | Participant Cost Test | Energy Efficiency | 43752.0875 | 43929.9804 | 43942.3051 | 43987.3823 | 43943.2505 | 43988.3248 | 43948.9439 | 43975.7459 | 43911.5872 | 43904.4887 | 43845.4945 | 43805.0702 | 43745.8944
Scenario 2: High TRC | PG&E | Ind | WholeBlg | Ind - Lumber & Furniture | Program Administrator Cost Test | Energy Efficiency | 43752.0875 | 43929.9804 | 43942.3051 | 43987.3823 | 43943.2505 | 43988.3248 | 43948.9439 | 43975.7459 | 43911.5872 | 43904.4887 | 43845.4945 | 43805.0702 | 43745.8944
Scenario 2: High TRC | PG&E | Ind | WholeBlg | Ind - Lumber & Furniture | Rate Impact Measure Test | Energy Efficiency | 43752.0875 | 43929.9804 | 43942.3051 | 43987.3823 | 43943.2505 | 43988.3248 | 43948.9439 | 43975.7459 | 43911.5872 | 43904.4887 | 43845.4945 | 43805.0702 | 43745.8944
Scenario 2: High TRC | PG&E | Ind | WholeBlg | Ind - Lumber & Furniture | Total Resource Cost Test | Energy Efficiency | 43752.0875 | 43929.9804 | 43942.3051 | 43987.3823 | 43943.2505 | 43988.3248 | 43948.9439 | 43975.7459 | 43911.5872 | 43904.4887 | 43845.4945 | 43805.0702 | 43745.8944
Scenario 2: High TRC | PG&E | Ind | WholeBlg | Ind - Paper | Participant Cost Test | Energy Efficiency | 43389.4349 | 43614.5673 | 43802.0513 | 44035.9224 | 44208.1577 | 44373.6168 | 44517.4799 | 44731.7791 | 44953.692 | 45257.2034 | 45579.4805 | 45934.9877 | 46290.9213
Scenario 2: High TRC | PG&E | Ind | WholeBlg | Ind - Paper | Program Administrator Cost Test | Energy Efficiency | 43389.4349 | 43614.5673 | 43802.0513 | 44035.9224 | 44208.1577 | 44373.6168 | 44517.4799 | 44731.7791 | 44953.692 | 45257.2034 | 45579.4805 | 45934.9877 | 46290.9213
Scenario 2: High TRC | PG&E | Ind | WholeBlg | Ind - Paper | Rate Impact Measure Test | Energy Efficiency | 43389.4349 | 43614.5673 | 43802.0513 | 44035.9224 | 44208.1577 | 44373.6168 | 44517.4799 | 44731.7791 | 44953.692 | 45257.2034 | 45579.4805 | 45934.9877 | 46290.9213
Scenario 2: High TRC | PG&E | Ind | WholeBlg | Ind - Paper | Total Resource Cost Test | Energy Efficiency | 43389.4349 | 43614.5673 | 43802.0513 | 44035.9224 | 44208.1577 | 44373.6168 | 44517.4799 | 44731.7791 | 44953.692 | 45257.2034 | 45579.4805 | 45934.9877 | 46290.9213
Scenario 2: High TRC | PG&E | Ind | WholeBlg | Ind - Petroleum | Participant Cost Test | Energy Efficiency | 1416030.251 | 1420057.0874 | 1422816.3559 | 1425497.9978 | 1426750.8083 | 1427300.5706 | 1426844.7349 | 1426253.2604 | 1425377.2591 | 1424877.008 | 1423564.5216 | 1421802.6307 | 1419676.395
Scenario 2: High TRC | PG&E | Ind | WholeBlg | Ind - Petroleum | Program Administrator Cost Test | Energy Efficiency | 1416030.251 | 1420057.0874 | 1422816.3559 | 1425497.9978 | 1426750.8083 | 1427300.5706 | 1426844.7349 | 1426253.2604 | 1425377.2591 | 1424877.008 | 1423564.5216 | 1421802.6307 | 1419676.395
Scenario 2: High TRC | PG&E | Ind | WholeBlg | Ind - Petroleum | Rate Impact Measure Test | Energy Efficiency | 1416030.251 | 1420057.0874 | 1422816.3559 | 1425497.9978 | 1426750.8083 | 1427300.5706 | 1426844.7349 | 1426253.2604 | 1425377.2591 | 1424877.008 | 1423564.5216 | 1421802.6307 | 1419676.395
Scenario 2: High TRC | PG&E | Ind | WholeBlg | Ind - Petroleum | Total Resource Cost Test | Energy Efficiency | 1416030.251 | 1420057.0874 | 1422816.3559 | 1425497.9978 | 1426750.8083 | 1427300.5706 | 1426844.7349 | 1426253.2604 | 1425377.2591 | 1424877.008 | 1423564.5216 | 1421802.6307 | 1419676.395
Scenario 2: High TRC | PG&E | Ind | WholeBlg | Ind - Plastics | Participant Cost Test | Energy Efficiency | 54408.362 | 55361.2988 | 56081.6775 | 56788.9233 | 57371.4719 | 58021.9495 | 58486.9928 | 58935.132 | 59287.3627 | 59714.3401 | 60070.6938 | 60431.082 | 60749.6145
Scenario 2: High TRC | PG&E | Ind | WholeBlg | Ind - Plastics | Program Administrator Cost Test | Energy Efficiency | 54408.362 | 55361.2988 | 56081.6775 | 56788.9233 | 57371.4719 | 58021.9495 | 58486.9928 | 58935.132 | 59287.3627 | 59714.3401 | 60070.6938 | 60431.082 | 60749.6145
Scenario 2: High TRC | PG&E | Ind | WholeBlg | Ind - Plastics | Rate Impact Measure Test | Energy Efficiency | 54408.362 | 55361.2988 | 56081.6775 | 56788.9233 | 57371.4719 | 58021.9495 | 58486.9928 | 58935.132 | 59287.3627 | 59714.3401 | 60070.6938 | 60431.082 | 60749.6145
Scenario 2: High TRC | PG&E | Ind | WholeBlg | Ind - Plastics | Total Resource Cost Test | Energy Efficiency | 54408.362 | 55361.2988 | 56081.6775 | 56788.9233 | 57371.4719 | 58021.9495 | 58486.9928 | 58935.132 | 59287.3627 | 59714.3401 | 60070.6938 | 60431.082 | 60749.6145
Scenario 2: High TRC | PG&E | Ind | WholeBlg | Ind - Primary Metals | Participant Cost Test | Energy Efficiency | 66413.8836 | 67082.6318 | 67631.8177 | 68121.0813 | 68469.7919 | 68842.9189 | 69172.227 | 69543.6553 | 69838.1511 | 70167.6472 | 70438.3496 | 70702.3308 | 70928.1563
Scenario 2: High TRC | PG&E | Ind | WholeBlg | Ind - Primary Metals | Program Administrator Cost Test | Energy Efficiency | 66413.8836 | 67082.6318 | 67631.8177 | 68121.0813 | 68469.7919 | 68842.9189 | 69172.227 | 69543.6553 | 69838.1511 | 70167.6472 | 70438.3496 | 70702.3308 | 70928.1563
Scenario 2: High TRC | PG&E | Ind | WholeBlg | Ind - Primary Metals | Rate Impact Measure Test | Energy Efficiency | 66413.8836 | 67082.6318 | 67631.8177 | 68121.0813 | 68469.7919 | 68842.9189 | 69172.227 | 69543.6553 | 69838.1511 | 70167.6472 | 70438.3496 | 70702.3308 | 70928.1563
Scenario 2: High TRC | PG&E | Ind | WholeBlg | Ind - Primary Metals | Total Resource Cost Test | Energy Efficiency | 66413.8836 | 67082.6318 | 67631.8177 | 68121.0813 | 68469.7919 | 68842.9189 | 69172.227 | 69543.6553 | 69838.1511 | 70167.6472 | 70438.3496 | 70702.3308 | 70928.1563
Scenario 2: High TRC | PG&E | Ind | WholeBlg | Ind - Printing & Publishing | Participant Cost Test | Energy Efficiency | 33909.5899 | 34058.0104 | 34090.7369 | 34146.3626 | 34123.3914 | 34157.7623 | 34142.4966 | 34175.737 | 34150.6604 | 34167.9817 | 34145.7953 | 34134.0864 | 34108.3928
Scenario 2: High TRC | PG&E | Ind | WholeBlg | Ind - Printing & Publishing | Program Administrator Cost Test | Energy Efficiency | 33909.5899 | 34058.0104 | 34090.7369 | 34146.3626 | 34123.3914 | 34157.7623 | 34142.4966 | 34175.737 | 34150.6604 | 34167.9817 | 34145.7953 | 34134.0864 | 34108.3928
Scenario 2: High TRC | PG&E | Ind | WholeBlg | Ind - Printing & Publishing | Rate Impact Measure Test | Energy Efficiency | 33909.5899 | 34058.0104 | 34090.7369 | 34146.3626 | 34123.3914 | 34157.7623 | 34142.4966 | 34175.737 | 34150.6604 | 34167.9817 | 34145.7953 | 34134.0864 | 34108.3928
Scenario 2: High TRC | PG&E | Ind | WholeBlg | Ind - Printing & Publishing | Total Resource Cost Test | Energy Efficiency | 33909.5899 | 34058.0104 | 34090.7369 | 34146.3626 | 34123.3914 | 34157.7623 | 34142.4966 | 34175.737 | 34150.6604 | 34167.9817 | 34145.7953 | 34134.0864 | 34108.3928
Scenario 2: High TRC | PG&E | Ind | WholeBlg | Ind - Stone-Glass-Clay | Participant Cost Test | Energy Efficiency | 414539.2547 | 420388.7083 | 424785.8753 | 428545.5516 | 431709.1531 | 434499.5721 | 436625.8752 | 438772.7688 | 440627.5532 | 442616.3309 | 444490.5553 | 446373.3804 | 448044.3793
Scenario 2: High TRC | PG&E | Ind | WholeBlg | Ind - Stone-Glass-Clay | Program Administrator Cost Test | Energy Efficiency | 414539.2547 | 420388.7083 | 424785.8753 | 428545.5516 | 431709.1531 | 434499.5721 | 436625.8752 | 438772.7688 | 440627.5532 | 442616.3309 | 444490.5553 | 446373.3804 | 448044.3793
Scenario 2: High TRC | PG&E | Ind | WholeBlg | Ind - Stone-Glass-Clay | Rate Impact Measure Test | Energy Efficiency | 414539.2547 | 420388.7083 | 424785.8753 | 428545.5516 | 431709.1531 | 434499.5721 | 436625.8752 | 438772.7688 | 440627.5532 | 442616.3309 | 444490.5553 | 446373.3804 | 448044.3793
Scenario 2: High TRC | PG&E | Ind | WholeBlg | Ind - Stone-Glass-Clay | Total Resource Cost Test | Energy Efficiency | 414539.2547 | 420388.7083 | 424785.8753 | 428545.5516 | 431709.1531 | 434499.5721 | 436625.8752 | 438772.7688 | 440627.5532 | 442616.3309 | 444490.5553 | 446373.3804 | 448044.3793
Scenario 2: High TRC | PG&E | Ind | WholeBlg | Ind - Textiles | Participant Cost Test | Energy Efficiency | 2739.2669 | 2746.4861 | 2745.1702 | 2739.7116 | 2726.5105 | 2716.0058 | 2701.8384 | 2690.3714 | 2675.3382 | 2663.95 | 2650.7898 | 2638.858 | 2626.6217
Scenario 2: High TRC | PG&E | Ind | WholeBlg | Ind - Textiles | Program Administrator Cost Test | Energy Efficiency | 2739.2669 | 2746.4861 | 2745.1702 | 2739.7116 | 2726.5105 | 2716.0058 | 2701.8384 | 2690.3714 | 2675.3382 | 2663.95 | 2650.7898 | 2638.858 | 2626.6217
Scenario 2: High TRC | PG&E | Ind | WholeBlg | Ind - Textiles | Rate Impact Measure Test | Energy Efficiency | 2739.2669 | 2746.4861 | 2745.1702 | 2739.7116 | 2726.5105 | 2716.0058 | 2701.8384 | 2690.3714 | 2675.3382 | 2663.95 | 2650.7898 | 2638.858 | 2626.6217
Scenario 2: High TRC | PG&E | Ind | WholeBlg | Ind - Textiles | Total Resource Cost Test | Energy Efficiency | 2739.2669 | 2746.4861 | 2745.1702 | 2739.7116 | 2726.5105 | 2716.0058 | 2701.8384 | 2690.3714 | 2675.3382 | 2663.95 | 2650.7898 | 2638.858 | 2626.6217
Scenario 2: High TRC | PG&E | Ind | WholeBlg | Ind - Transportation Equipment | Participant Cost Test | Energy Efficiency | 71552.4102 | 71996.4142 | 72478.6794 | 72764.9048 | 72809.1112 | 72916.3878 | 73010.9539 | 73201.3529 | 73316.5876 | 73518.2833 | 73625.1944 | 73706.0304 | 73714.9692
Scenario 2: High TRC | PG&E | Ind | WholeBlg | Ind - Transportation Equipment | Program Administrator Cost Test | Energy Efficiency | 71552.4102 | 71996.4142 | 72478.6794 | 72764.9048 | 72809.1112 | 72916.3878 | 73010.9539 | 73201.3529 | 73316.5876 | 73518.2833 | 73625.1944 | 73706.0304 | 73714.9692
Scenario 2: High TRC | PG&E | Ind | WholeBlg | Ind - Transportation Equipment | Rate Impact Measure Test | Energy Efficiency | 71552.4102 | 71996.4142 | 72478.6794 | 72764.9048 | 72809.1112 | 72916.3878 | 73010.9539 | 73201.3529 | 73316.5876 | 73518.2833 | 73625.1944 | 73706.0304 | 73714.9692
Scenario 2: High TRC | PG&E | Ind | WholeBlg | Ind - Transportation Equipment | Total Resource Cost Test | Energy Efficiency | 71552.4102 | 71996.4142 | 72478.6794 | 72764.9048 | 72809.1112 | 72916.3878 | 73010.9539 | 73201.3529 | 73316.5876 | 73518.2833 | 73625.1944 | 73706.0304 | 73714.9692
Scenario 2: High TRC | PG&E | Res | AppPlug | Res - Multi Family | Participant Cost Test | Energy Efficiency | 0 | 0 | 0 | 0 | 0 | 0 | 209599.468 | 235281.9702 | 240668.1925 | 246121.4172 | 251789.0793 | 257749.0602 | 263837.2337
Scenario 2: High TRC | PG&E | Res | AppPlug | Res - Multi Family | Participant Cost Test | Fuel Substitution | 3.487 | 3.8898 | 4.3163 | 4.7647 | 5.2341 | 0 | 0 | 0 | 0 | 0 | 0 | 0 | 0
Scenario 2: High TRC | PG&E | Res | AppPlug | Res - Multi Family | Program Administrator Cost Test | Energy Efficiency | 0 | 0 | 0 | 0 | 0 | 0 | 94273.9 | 103750.3987 | 104044.6253 | 104315.8232 | 104625.489 | 105001.9899 | 105374.7002
Scenario 2: High TRC | PG&E | Res | AppPlug | Res - Multi Family | Program Administrator Cost Test | Fuel Substitution | 19.6519 | 22.2304 | 24.9493 | 27.7889 | 30.8695 | 0 | 0 | 0 | 0 | 0 | 0 | 0 | 0
Scenario 2: High TRC | PG&E | Res | AppPlug | Res - Multi Family | Rate Impact Measure Test | Energy Efficiency | 0 | 0 | 0 | 0 | 0 | 0 | 217517.9513 | 224666.6533 | 209220.938 | 192069.9228 | 173369.8489 | 152918.1671 | 130455.7511
Scenario 2: High TRC | PG&E | Res | AppPlug | Res - Multi Family | Rate Impact Measure Test | Fuel Substitution | 27.7987 | 31.2357 | 34.6643 | 38.1456 | 41.7507 | 0 | 0 | 0 | 0 | 0 | 0 | 0 | 0
Scenario 2: High TRC | PG&E | Res | AppPlug | Res - Multi Family | Total Resource Cost Test | Energy Efficiency | 0 | 0 | 0 | 0 | 0 | 0 | 143430.698 | 159278.6282 | 161193.213 | 163109.4039 | 165124.0833 | 167285.002 | 169482.5058
Scenario 2: High TRC | PG&E | Res | AppPlug | Res - Multi Family | Total Resource Cost Test | Fuel Substitution | 21.3954 | 24.1754 | 27.1075 | 30.1712 | 33.4865 | 0 | 0 | 0 | 0 | 0 | 0 | 0 | 0
Scenario 2: High TRC | PG&E | Res | AppPlug | Res - Single Family | Participant Cost Test | Fuel Substitution | 33.043 | 36.6786 | 40.4811 | 44.4554 | 48.6058 | 0 | 0 | 0 | 0 | 0 | 0 | 0 | 0
Scenario 2: High TRC | PG&E | Res | AppPlug | Res - Single Family | Program Administrator Cost Test | Fuel Substitution | 133.483 | 149.9391 | 167.0932 | 184.9038 | 204.104 | 0 | 0 | 0 | 0 | 0 | 0 | 0 | 0
Scenario 2: High TRC | PG&E | Res | AppPlug | Res - Single Family | Rate Impact Measure Test | Fuel Substitution | 180.8097 | 201.9795 | 222.9216 | 244.0999 | 265.9928 | 0 | 0 | 0 | 0 | 0 | 0 | 0 | 0
Scenario 2: High TRC | PG&E | Res | AppPlug | Res - Single Family | Total Resource Cost Test | Fuel Substitution | 150.0045 | 168.2784 | 187.3338 | 207.1315 | 228.4069 | 0 | 0 | 0 | 0 | 0 | 0 | 0 | 0
Scenario 2: High TRC | PG&E | Res | BROs | Income Qualified - Multi Family IQ | Participant Cost Test | Energy Efficiency | 979453.9822 | 996759.3421 | 1015571.8646 | 1038564.6261 | 1062897.6271 | 1089191.6975 | 1111319.6493 | 1137129.6928 | 1162421.9909 | 1187785.8523 | 1210793.7158 | 1102267.2673 | 1117983.8953
Scenario 2: High TRC | PG&E | Res | BROs | Income Qualified - Multi Family IQ | Program Administrator Cost Test | Energy Efficiency | 979453.9822 | 996759.3421 | 1015571.8646 | 1038564.6261 | 1062897.6271 | 1089191.6975 | 1111319.6493 | 1137129.6928 | 1162421.9909 | 1187785.8523 | 1210793.7158 | 1102267.2673 | 1117983.8953
Scenario 2: High TRC | PG&E | Res | BROs | Income Qualified - Multi Family IQ | Rate Impact Measure Test | Energy Efficiency | 979453.9822 | 996759.3421 | 1015571.8646 | 1038564.6261 | 1062897.6271 | 1089191.6975 | 1111319.6493 | 1137129.6928 | 1162421.9909 | 1187785.8523 | 1210793.7158 | 1102267.2673 | 1117983.8953
Scenario 2: High TRC | PG&E | Res | BROs | Income Qualified - Multi Family IQ | Total Resource Cost Test | Energy Efficiency | 979453.9822 | 996759.3421 | 1015571.8646 | 1038564.6261 | 1062897.6271 | 1089191.6975 | 1111319.6493 | 1137129.6928 | 1162421.9909 | 1187785.8523 | 1210793.7158 | 1102267.2673 | 1117983.8953
Scenario 2: High TRC | PG&E | Res | BROs | Income Qualified - Single Family IQ | Participant Cost Test | Energy Efficiency | 3562752.8148 | 3615344.816 | 3671755.5461 | 3744049.8554 | 3820259.9764 | 3902169.3407 | 3973367.9471 | 4054649.0055 | 4133072.3943 | 4208216.5536 | 4274207.406 | 3911028.9152 | 3955861.7715
Scenario 2: High TRC | PG&E | Res | BROs | Income Qualified - Single Family IQ | Program Administrator Cost Test | Energy Efficiency | 3562752.8148 | 3615344.816 | 3671755.5461 | 3744049.8554 | 3820259.9764 | 3902169.3407 | 3973367.9471 | 4054649.0055 | 4133072.3943 | 4208216.5536 | 4274207.406 | 3911028.9152 | 3955861.7715
Scenario 2: High TRC | PG&E | Res | BROs | Income Qualified - Single Family IQ | Rate Impact Measure Test | Energy Efficiency | 3562752.8148 | 3615344.816 | 3671755.5461 | 3744049.8554 | 3820259.9764 | 3902169.3407 | 3973367.9471 | 4054649.0055 | 4133072.3943 | 4208216.5536 | 4274207.406 | 3911028.9152 | 3955861.7715
Scenario 2: High TRC | PG&E | Res | BROs | Income Qualified - Single Family IQ | Total Resource Cost Test | Energy Efficiency | 3562752.8148 | 3615344.816 | 3671755.5461 | 3744049.8554 | 3820259.9764 | 3902169.3407 | 3973367.9471 | 4054649.0055 | 4133072.3943 | 4208216.5536 | 4274207.406 | 3911028.9152 | 3955861.7715
Scenario 2: High TRC | PG&E | Res | BROs | Res - Multi Family | Participant Cost Test | Energy Efficiency | 10069068.2318 | 10202560.5104 | 10347562.4056 | 10532069.9002 | 10727487.0627 | 10936552.0545 | 11115475.1261 | 11321158.6469 | 11520593.4185 | 11711375.2028 | 11881329.4674 | 12090436.8308 | 12308811.412
Scenario 2: High TRC | PG&E | Res | BROs | Res - Multi Family | Program Administrator Cost Test | Energy Efficiency | 10069068.2318 | 10202560.5104 | 10347562.4056 | 10532069.9002 | 10727487.0627 | 10936552.0545 | 11115475.1261 | 11321158.6469 | 11520593.4185 | 11711375.2028 | 11881329.4674 | 12090436.8308 | 12308811.412
Scenario 2: High TRC | PG&E | Res | BROs | Res - Multi Family | Rate Impact Measure Test | Energy Efficiency | 10069068.2318 | 10202560.5104 | 10347562.4056 | 10532069.9002 | 10727487.0627 | 10936552.0545 | 11115475.1261 | 11321158.6469 | 11520593.4185 | 11711375.2028 | 11881329.4674 | 12090436.8308 | 12308811.412
Scenario 2: High TRC | PG&E | Res | BROs | Res - Multi Family | Total Resource Cost Test | Energy Efficiency | 10069068.2318 | 10202560.5104 | 10347562.4056 | 10532069.9002 | 10727487.0627 | 10936552.0545 | 11115475.1261 | 11321158.6469 | 11520593.4185 | 11711375.2028 | 11881329.4674 | 12090436.8308 | 12308811.412
Scenario 2: High TRC | PG&E | Res | BROs | Res - Single Family | Participant Cost Test | Energy Efficiency | 2558619.1865 | 2599376.8277 | 2644004.1725 | 2698527.0172 | 2756277.1365 | 2818450.57 | 2869588.5181 | 2929692.4463 | 2988472.7966 | 3047239.6008 | 3100508.3526 | 3164193.9373 | 3230193.4469
Scenario 2: High TRC | PG&E | Res | BROs | Res - Single Family | Program Administrator Cost Test | Energy Efficiency | 2558619.1865 | 2599376.8277 | 2644004.1725 | 2698527.0172 | 2756277.1365 | 2818450.57 | 2869588.5181 | 2929692.4463 | 2988472.7966 | 3047239.6008 | 3100508.3526 | 3164193.9373 | 3230193.4469
Scenario 2: High TRC | PG&E | Res | BROs | Res - Single Family | Rate Impact Measure Test | Energy Efficiency | 2558619.1865 | 2599376.8277 | 2644004.1725 | 2698527.0172 | 2756277.1365 | 2818450.57 | 2869588.5181 | 2929692.4463 | 2988472.7966 | 3047239.6008 | 3100508.3526 | 3164193.9373 | 3230193.4469
Scenario 2: High TRC | PG&E | Res | BROs | Res - Single Family | Total Resource Cost Test | Energy Efficiency | 2558619.1865 | 2599376.8277 | 2644004.1725 | 2698527.0172 | 2756277.1365 | 2818450.57 | 2869588.5181 | 2929692.4463 | 2988472.7966 | 3047239.6008 | 3100508.3526 | 3164193.9373 | 3230193.4469
Scenario 2: High TRC | PG&E | Res | BldgEnv | Res - Single Family | Participant Cost Test | Energy Efficiency | 694954.8624 | 854138.7906 | 928267.9445 | 948487.3096 | 940280.6445 | 919268.7415 | 890645.6171 | 855044.7446 | 820205.2094 | 0 | 0 | 0 | 0
Scenario 2: High TRC | PG&E | Res | BldgEnv | Res - Single Family | Program Administrator Cost Test | Energy Efficiency | 99191.0321 | 116679.6397 | 123058.4648 | 122705.1336 | 119009.7489 | 113954.8245 | 108217.0413 | 101880.1584 | 95861.2401 | 0 | 0 | 0 | 0
Scenario 2: High TRC | PG&E | Res | BldgEnv | Res - Single Family | Rate Impact Measure Test | Energy Efficiency | 132392.3444 | 157625.0977 | 165945.1724 | 164209.74 | 157486.4835 | 148730.2591 | 138949.0067 | 128088.0773 | 117502.0125 | 0 | 0 | 0 | 0
Scenario 2: High TRC | PG&E | Res | BldgEnv | Res - Single Family | Total Resource Cost Test | Energy Efficiency | 293543.8865 | 355726.805 | 382952.6214 | 388281.5803 | 382288.3293 | 371350.0721 | 357597.8141 | 341292.6868 | 325518.6987 | 0 | 0 | 0 | 0
Scenario 2: High TRC | PG&E | Res | HVAC | Res - Multi Family | Participant Cost Test | Energy Efficiency | 13419.7543 | 15462.8786 | 204718.7253 | 268837.6224 | 317277.1214 | 345568.1297 | 367351.9834 | 388785.2114 | 409341.5547 | 430319.9096 | 451740.0421 | 473895.5926 | 496232.6046
Scenario 2: High TRC | PG&E | Res | HVAC | Res - Multi Family | Participant Cost Test | Fuel Substitution | 164.0229 | 178.7711 | 192.4581 | 206.5516 | 271.9376 | 51.7692 | 57.3765 | 62.9016 | 68.1207 | 75.5694 | 82.0157 | 87.64 | 92.6806
Scenario 2: High TRC | PG&E | Res | HVAC | Res - Multi Family | Program Administrator Cost Test | Energy Efficiency | 9939.344 | 11228.0239 | 92078.3274 | 117458.3027 | 134156.981 | 142873.2541 | 148889.2428 | 154477.8943 | 159425.245 | 164306.5053 | 169101.6743 | 173916.6756 | 178543.3039
Scenario 2: High TRC | PG&E | Res | HVAC | Res - Multi Family | Program Administrator Cost Test | Fuel Substitution | 313.7342 | 339.8067 | 362.2422 | 383.4555 | 466.9458 | 42.7673 | 46.8844 | 50.8461 | 54.4786 | 59.8056 | 64.2297 | 67.9248 | 71.0956
Scenario 2: High TRC | PG&E | Res | HVAC | Res - Multi Family | Rate Impact Measure Test | Energy Efficiency | 39617.2873 | 43192.7909 | 341199.9161 | 416802.8314 | 452941.9599 | 454841.3542 | 442848.4627 | 424339.8302 | 399211.7273 | 368253.6078 | 331753.6399 | 289146.5816 | 239789.5084
Scenario 2: High TRC | PG&E | Res | HVAC | Res - Multi Family | Rate Impact Measure Test | Fuel Substitution | 443.1298 | 476.1004 | 502.4161 | 526.1318 | 622.7011 | 129.1125 | 131.7123 | 131.514 | 128.2184 | 125.994 | 118.8035 | 107.3075 | 92.2358
Scenario 2: High TRC | PG&E | Res | HVAC | Res - Multi Family | Total Resource Cost Test | Energy Efficiency | 15864.2478 | 18103.034 | 195205.4568 | 253625.6366 | 295814.6161 | 319640.2739 | 337439.1961 | 354691.8528 | 370914.3117 | 387338.03 | 403959.1466 | 421037.1022 | 438075.8722
Scenario 2: High TRC | PG&E | Res | HVAC | Res - Multi Family | Total Resource Cost Test | Fuel Substitution | 415.1998 | 451.3821 | 483.3827 | 514.5715 | 647.3325 | 86.0744 | 95.0667 | 103.8662 | 112.1079 | 123.9641 | 134.104 | 142.845 | 150.5883
Scenario 2: High TRC | PG&E | Res | HVAC | Res - Single Family | Participant Cost Test | Energy Efficiency | 9194746.8107 | 10752744.574 | 11976456.6923 | 12972153.8594 | 12310158.2987 | 5612034.623 | 5603120.6229 | 5909183.5157 | 863130.8735 | 58161.4837 | 60987.058 | 63873.0067 | 66775.1098
Scenario 2: High TRC | PG&E | Res | HVAC | Res - Single Family | Participant Cost Test | Fuel Substitution | 10286.906 | 9944.8085 | 12083.346 | 16263.8365 | 17457.2236 | 2273.6968 | 2477.5098 | 2678.3033 | 229.1717 | 254.6631 | 276.599 | 295.8596 | 313.2483
Scenario 2: High TRC | PG&E | Res | HVAC | Res - Single Family | Program Administrator Cost Test | Energy Efficiency | 903874.2534 | 1040751.9511 | 1137441.7905 | 1208695.2117 | 1264257.922 | 583798.3197 | 589802.8269 | 609506.8049 | 99226.2967 | 20467.3882 | 21040.9072 | 21604.4874 | 22143.2338
Scenario 2: High TRC | PG&E | Res | HVAC | Res - Single Family | Program Administrator Cost Test | Fuel Substitution | 18622.1714 | 20188.968 | 23499.3488 | 29688.2307 | 32368.604 | 657.5481 | 712.3395 | 766.7476 | 203.1772 | 223.888 | 241.1616 | 255.8455 | 268.6932
Scenario 2: High TRC | PG&E | Res | HVAC | Res - Single Family | Rate Impact Measure Test | Energy Efficiency | 3267143.2593 | 3645506.7807 | 3850379.5464 | 3931795.5354 | 3927289.065 | 1808505.321 | 1708779.1111 | 1631928.2468 | 243440.3681 | 45872.7397 | 41279.293 | 35918.716 | 29739.0887
Scenario 2: High TRC | PG&E | Res | HVAC | Res - Single Family | Rate Impact Measure Test | Fuel Substitution | 18743.8066 | 20369.6363 | 23845.1669 | 30104.0131 | 32916.7081 | 2229.2727 | 2236.3871 | 2201.8246 | 420.46 | 419.2438 | 402.3597 | 372.2869 | 331.2712
Scenario 2: High TRC | PG&E | Res | HVAC | Res - Single Family | Total Resource Cost Test | Energy Efficiency | 7937427.4097 | 9319287.3611 | 10382993.8558 | 11226287.5381 | 10446062.7422 | 3826090.4142 | 3825461.5995 | 4024586.8024 | 595871.1006 | 50984.4032 | 53130.5378 | 55305.0852 | 57469.8054
Scenario 2: High TRC | PG&E | Res | HVAC | Res - Single Family | Total Resource Cost Test | Fuel Substitution | 24430.2409 | 25567.0258 | 30617.451 | 40063.7921 | 43728.7102 | 2777.211 | 3024.6629 | 3269.2588 | 401.4347 | 444.8719 | 481.8975 | 514.0968 | 542.9036
Scenario 2: High TRC | PG&E | Res | WaterHeat | Res - Multi Family | Participant Cost Test | Energy Efficiency | 471274.6402 | 604754.2552 | 639809.8524 | 668541.0332 | 692113.0956 | 181940.1523 | 176224.7867 | 182228.0756 | 438694.221 | 479460.2987 | 494018.2436 | 845429.5198 | 915662.4107
Scenario 2: High TRC | PG&E | Res | WaterHeat | Res - Multi Family | Participant Cost Test | Fuel Substitution | 5209987.5366 | 5525603.3655 | 5827574.729 | 6075173.4966 | 6261960.9085 | 40392.9616 | 48889.0294 | 57516.016 | 65724.1053 | 75709.9297 | 88084.3622 | 100032.3462 | 110322.2217
Scenario 2: High TRC | PG&E | Res | WaterHeat | Res - Multi Family | Program Administrator Cost Test | Energy Efficiency | 615717.2987 | 935798.1339 | 956807.9962 | 959569.7178 | 949865.0078 | 490371.5706 | 465643.1936 | 450286.6544 | 621312.2871 | 629372.9388 | 619960.1514 | 843496.8508 | 872332.0717
Scenario 2: High TRC | PG&E | Res | WaterHeat | Res - Multi Family | Program Administrator Cost Test | Fuel Substitution | 4628173.0292 | 5254924.6103 | 5905640.2758 | 6577128.6213 | 7304501.86 | 36000.8739 | 43107.63 | 50176.3941 | 56650.1193 | 64502.547 | 74168.6087 | 83239.4358 | 90731.5389
Scenario 2: High TRC | PG&E | Res | WaterHeat | Res - Multi Family | Rate Impact Measure Test | Energy Efficiency | 1439345.4644 | 2095985.1102 | 2141192.3572 | 2141330.8563 | 2056039.679 | 1000698.8185 | 910156.0176 | 843577.323 | 1217028.0332 | 1145247.886 | 1021200.4277 | 1257036.2716 | 1097111.2953
Scenario 2: High TRC | PG&E | Res | WaterHeat | Res - Multi Family | Rate Impact Measure Test | Fuel Substitution | 4628499.2436 | 5255407.6079 | 5906311.4056 | 6578113.9206 | 7305891.8204 | 147214.5999 | 162448.6217 | 171982.8094 | 174150.1541 | 174083.9581 | 171054.0525 | 157545.1855 | 132328.6489
Scenario 2: High TRC | PG&E | Res | WaterHeat | Res - Multi Family | Total Resource Cost Test | Energy Efficiency | 1001098.1344 | 1404560.0431 | 1457373.0252 | 1488492.032 | 1503956.0861 | 592534.2503 | 565594.5897 | 553915.1155 | 856738.8019 | 886344.6382 | 885079.8174 | 1290707.972 | 1356767.2454
Scenario 2: High TRC | PG&E | Res | WaterHeat | Res - Multi Family | Total Resource Cost Test | Fuel Substitution | 5896253.2146 | 6684635.0077 | 7506247.429 | 8358014.3692 | 9274027.3703 | 73559.4776 | 88632.9271 | 103812.2431 | 118026.8613 | 135299.6703 | 156647.6217 | 177030.7849 | 194305.636
Scenario 2: High TRC | PG&E | Res | WaterHeat | Res - Single Family | Participant Cost Test | Energy Efficiency | 5720024.8449 | 5815605.561 | 5087993.6384 | 5398522.5941 | 5664432.2017 | 2695450.9378 | 2782576.4291 | 2869423.2518 | 908340.0481 | 1473786.1769 | 1576787.2331 | 1612723.499 | 3227000.2664
Scenario 2: High TRC | PG&E | Res | WaterHeat | Res - Single Family | Participant Cost Test | Fuel Substitution | 60351.648 | 82773.052 | 103102.3369 | 122400.7388 | 141684.6328 | 292023.1907 | 352884.5209 | 414256.2206 | 471729.7125 | 535512.2083 | 618474.4963 | 701824.8534 | 773791.2577
Scenario 2: High TRC | PG&E | Res | WaterHeat | Res - Single Family | Program Administrator Cost Test | Energy Efficiency | 3480122.556 | 4795908.1262 | 6254040.937 | 6426490.7931 | 6514001.998 | 3334115.1889 | 3294706.7053 | 3253645.4643 | 1760239.8782 | 2105940.305 | 2111511.8593 | 2074696.2 | 3090663.6967
Scenario 2: High TRC | PG&E | Res | WaterHeat | Res - Single Family | Program Administrator Cost Test | Fuel Substitution | 115151.8118 | 167852.587 | 219555.17 | 273493.0116 | 333097.0258 | 258919.9688 | 309596.2579 | 359071.559 | 404096.3099 | 453222.6969 | 517246.045 | 580078.3141 | 632129.3869
Scenario 2: High TRC | PG&E | Res | WaterHeat | Res - Single Family | Rate Impact Measure Test | Energy Efficiency | 10006177.2951 | 12692545.0388 | 15618303.6459 | 15788340.0627 | 15488004.567 | 8088929.772 | 7626963.335 | 7112690.1265 | 3121788.4772 | 3682810.2338 | 3377007.8037 | 2947648.3656 | 3859465.92
Scenario 2: High TRC | PG&E | Res | WaterHeat | Res - Single Family | Rate Impact Measure Test | Fuel Substitution | 115151.8118 | 167852.587 | 219555.17 | 273493.0116 | 333097.0258 | 1054925.7459 | 1162257.2106 | 1227331.6892 | 1239048.8243 | 1219963.9332 | 1189964.73 | 1095603.9327 | 920635.5484
Scenario 2: High TRC | PG&E | Res | WaterHeat | Res - Single Family | Total Resource Cost Test | Energy Efficiency | 8251914.2282 | 9404260.5177 | 9853893.6497 | 10267867.4014 | 10566520.4352 | 4774225.4719 | 4782739.8024 | 4789098.0463 | 2289961.4068 | 2926893.0161 | 2987219.6354 | 2970898.0263 | 4824133.3804
Scenario 2: High TRC | PG&E | Res | WaterHeat | Res - Single Family | Total Resource Cost Test | Fuel Substitution | 146210.8137 | 213120.9032 | 278860.7489 | 347628.5869 | 423427.037 | 530656.4079 | 638447.7695 | 745669.1847 | 844933.7599 | 954359.994 | 1096800.1116 | 1238603.7739 | 1359117.501
Scenario 2: High TRC | PG&E | Res | WholeBlg | Res - Multi Family | Participant Cost Test | Energy Efficiency | 0 | 0 | 0 | 0 | 0 | 0 | 0 | 14217.3591 | 13582.1122 | 12989.5709 | 12281.8813 | 11775.4719 | 11240.7199
Scenario 2: High TRC | PG&E | Res | WholeBlg | Res - Multi Family | Program Administrator Cost Test | Energy Efficiency | 0 | 0 | 0 | 0 | 0 | 0 | 0 | 9410.911 | 8865.3004 | 8361.2215 | 7796.9412 | 7373.2348 | 6942.7331
Scenario 2: High TRC | PG&E | Res | WholeBlg | Res - Multi Family | Rate Impact Measure Test | Energy Efficiency | 0 | 0 | 0 | 0 | 0 | 0 | 0 | 24017.1472 | 20653.253 | 17491.1941 | 14361.0835 | 11627.3814 | 9005.7833
Scenario 2: High TRC | PG&E | Res | WholeBlg | Res - Multi Family | Total Resource Cost Test | Energy Efficiency | 0 | 0 | 0 | 0 | 0 | 0 | 0 | 20682.8404 | 19688.7608 | 18764.2226 | 17681.1264 | 16894.9481 | 16074.2275
Scenario 2: High TRC | PG&E | Res | WholeBlg | Res - Single Family | Participant Cost Test | Energy Efficiency | 0 | 0 | 0 | 0 | 0 | 0 | 56781.0077 | 54250.3582 | 50856.869 | 48209.4094 | 44931.6319 | 42237.3151 | 39795.7262
Scenario 2: High TRC | PG&E | Res | WholeBlg | Res - Single Family | Program Administrator Cost Test | Energy Efficiency | 0 | 0 | 0 | 0 | 0 | 0 | 28208.4141 | 26491.9478 | 24412.7256 | 22749.601 | 20844.4159 | 19264.1538 | 17845.4289
Scenario 2: High TRC | PG&E | Res | WholeBlg | Res - Single Family | Rate Impact Measure Test | Energy Efficiency | 0 | 0 | 0 | 0 | 0 | 0 | 90573.6497 | 78214.3626 | 65367.0879 | 54183.4928 | 43117.1338 | 33413.9661 | 24617.0553
Scenario 2: High TRC | PG&E | Res | WholeBlg | Res - Single Family | Total Resource Cost Test | Energy Efficiency | 0 | 0 | 0 | 0 | 0 | 0 | 74179.4692 | 70616.6509 | 65963.4464 | 62310.2874 | 57873.4078 | 54218.3712 | 50913.6181
Scenario 2: High TRC | SCE | Ag | WholeBlg | Ag - Dairies, fishing, hunting | Participant Cost Test | Energy Efficiency | 99182.9168 | 99771.8474 | 100296.39 | 100781.0315 | 101243.4704 | 101669.6514 | 102082.7823 | 102516.7279 | 102961.5144 | 103401.6129 | 103821.4888 | 104220.2301 | 104604.841
Scenario 2: High TRC | SCE | Ag | WholeBlg | Ag - Dairies, fishing, hunting | Program Administrator Cost Test | Energy Efficiency | 99182.9168 | 99771.8474 | 100296.39 | 100781.0315 | 101243.4704 | 101669.6514 | 102082.7823 | 102516.7279 | 102961.5144 | 103401.6129 | 103821.4888 | 104220.2301 | 104604.841
Scenario 2: High TRC | SCE | Ag | WholeBlg | Ag - Dairies, fishing, hunting | Rate Impact Measure Test | Energy Efficiency | 99182.9168 | 99771.8474 | 100296.39 | 100781.0315 | 101243.4704 | 101669.6514 | 102082.7823 | 102516.7279 | 102961.5144 | 103401.6129 | 103821.4888 | 104220.2301 | 104604.841
Scenario 2: High TRC | SCE | Ag | WholeBlg | Ag - Dairies, fishing, hunting | Total Resource Cost Test | Energy Efficiency | 99182.9168 | 99771.8474 | 100296.39 | 100781.0315 | 101243.4704 | 101669.6514 | 102082.7823 | 102516.7279 | 102961.5144 | 103401.6129 | 103821.4888 | 104220.2301 | 104604.841
Scenario 2: High TRC | SCE | Ag | WholeBlg | Ag - Irrigated Agriculture, vineyards, forestry and greenhouses | Participant Cost Test | Energy Efficiency | 238730.6688 | 251153.3588 | 262604.498 | 273495.1051 | 284041.4545 | 293853.9148 | 303228.6801 | 312865.3158 | 322695.3988 | 332649.63 | 342516.1027 | 352268.7009 | 361984.7196
Scenario 2: High TRC | SCE | Ag | WholeBlg | Ag - Irrigated Agriculture, vineyards, forestry and greenhouses | Program Administrator Cost Test | Energy Efficiency | 238730.6688 | 251153.3588 | 262604.498 | 273495.1051 | 284041.4545 | 293853.9148 | 303228.6801 | 312865.3158 | 322695.3988 | 332649.63 | 342516.1027 | 352268.7009 | 361984.7196
Scenario 2: High TRC | SCE | Ag | WholeBlg | Ag - Irrigated Agriculture, vineyards, forestry and greenhouses | Rate Impact Measure Test | Energy Efficiency | 238730.6688 | 251153.3588 | 262604.498 | 273495.1051 | 284041.4545 | 293853.9148 | 303228.6801 | 312865.3158 | 322695.3988 | 332649.63 | 342516.1027 | 352268.7009 | 361984.7196
Scenario 2: High TRC | SCE | Ag | WholeBlg | Ag - Irrigated Agriculture, vineyards, forestry and greenhouses | Total Resource Cost Test | Energy Efficiency | 238730.6688 | 251153.3588 | 262604.498 | 273495.1051 | 284041.4545 | 293853.9148 | 303228.6801 | 312865.3158 | 322695.3988 | 332649.63 | 342516.1027 | 352268.7009 | 361984.7196
Scenario 2: High TRC | SCE | Ag | WholeBlg | Ag - Water pumping | Participant Cost Test | Energy Efficiency | 1381632.4523 | 1380502.119 | 1379288.1277 | 1377977.4162 | 1376641.9775 | 1375439.5334 | 1374453.5272 | 1373540.8244 | 1372606.5568 | 1371464.5514 | 1370070.2142 | 1368433.671 | 1366592.4236
Scenario 2: High TRC | SCE | Ag | WholeBlg | Ag - Water pumping | Program Administrator Cost Test | Energy Efficiency | 1381632.4523 | 1380502.119 | 1379288.1277 | 1377977.4162 | 1376641.9775 | 1375439.5334 | 1374453.5272 | 1373540.8244 | 1372606.5568 | 1371464.5514 | 1370070.2142 | 1368433.671 | 1366592.4236
Scenario 2: High TRC | SCE | Ag | WholeBlg | Ag - Water pumping | Rate Impact Measure Test | Energy Efficiency | 1381632.4523 | 1380502.119 | 1379288.1277 | 1377977.4162 | 1376641.9775 | 1375439.5334 | 1374453.5272 | 1373540.8244 | 1372606.5568 | 1371464.5514 | 1370070.2142 | 1368433.671 | 1366592.4236
Scenario 2: High TRC | SCE | Ag | WholeBlg | Ag - Water pumping | Total Resource Cost Test | Energy Efficiency | 1381632.4523 | 1380502.119 | 1379288.1277 | 1377977.4162 | 1376641.9775 | 1375439.5334 | 1374453.5272 | 1373540.8244 | 1372606.5568 | 1371464.5514 | 1370070.2142 | 1368433.671 | 1366592.4236
Scenario 2: High TRC | SCE | Com | BROs | Com - Lodging | Participant Cost Test | Energy Efficiency | 4925.7645 | 10084.1032 | 15488.077 | 21252.3088 | 27426.0145 | 33953.7384 | 40984.7581 | 48295.2563 | 55989.6609 | 64126.985 | 72516.9056 | 80914.5621 | 89038.5031
Scenario 2: High TRC | SCE | Com | BROs | Com - Lodging | Program Administrator Cost Test | Energy Efficiency | 4925.7645 | 10084.1032 | 15488.077 | 21252.3088 | 27426.0145 | 33953.7384 | 40984.7581 | 48295.2563 | 55989.6609 | 64126.985 | 72516.9056 | 80914.5621 | 89038.5031
Scenario 2: High TRC | SCE | Com | BROs | Com - Lodging | Rate Impact Measure Test | Energy Efficiency | 4925.7645 | 10084.1032 | 15488.077 | 21252.3088 | 27426.0145 | 33953.7384 | 40984.7581 | 48295.2563 | 55989.6609 | 64126.985 | 72516.9056 | 80914.5621 | 89038.5031
Scenario 2: High TRC | SCE | Com | BROs | Com - Lodging | Total Resource Cost Test | Energy Efficiency | 4925.7645 | 10084.1032 | 15488.077 | 21252.3088 | 27426.0145 | 33953.7384 | 40984.7581 | 48295.2563 | 55989.6609 | 64126.985 | 72516.9056 | 80914.5621 | 89038.5031
Scenario 2: High TRC | SCE | Com | BROs | Com - Other | Participant Cost Test | Energy Efficiency | 7915.0287 | 16134.8831 | 24689.051 | 33739.8118 | 43364.0451 | 53470.8756 | 64346.0374 | 75559.9215 | 87295.0666 | 99618.7426 | 112250.8865 | 124839.1999 | 139018.6653
Scenario 2: High TRC | SCE | Com | BROs | Com - Other | Program Administrator Cost Test | Energy Efficiency | 7915.0287 | 16134.8831 | 24689.051 | 33739.8118 | 43364.0451 | 53470.8756 | 64346.0374 | 75559.9215 | 87295.0666 | 99618.7426 | 112250.8865 | 124839.1999 | 139018.6653
Scenario 2: High TRC | SCE | Com | BROs | Com - Other | Rate Impact Measure Test | Energy Efficiency | 7915.0287 | 16134.8831 | 24689.051 | 33739.8118 | 43364.0451 | 53470.8756 | 64346.0374 | 75559.9215 | 87295.0666 | 99618.7426 | 112250.8865 | 124839.1999 | 139018.6653
Scenario 2: High TRC | SCE | Com | BROs | Com - Other | Total Resource Cost Test | Energy Efficiency | 7915.0287 | 16134.8831 | 24689.051 | 33739.8118 | 43364.0451 | 53470.8756 | 64346.0374 | 75559.9215 | 87295.0666 | 99618.7426 | 112250.8865 | 124839.1999 | 139018.6653
Scenario 2: High TRC | SCE | Com | BROs | Com - Retail | Participant Cost Test | Energy Efficiency | 15823.1786 | 32154.8564 | 49100.7349 | 66837.0492 | 85576.7622 | 105136.9576 | 126065.0016 | 147502.9288 | 169755.1603 | 192916.0686 | 216381.0251 | 239593.8877 | 264938.8491
Scenario 2: High TRC | SCE | Com | BROs | Com - Retail | Program Administrator Cost Test | Energy Efficiency | 15823.1786 | 32154.8564 | 49100.7349 | 66837.0492 | 85576.7622 | 105136.9576 | 126065.0016 | 147502.9288 | 169755.1603 | 192916.0686 | 216381.0251 | 239593.8877 | 264938.8491
Scenario 2: High TRC | SCE | Com | BROs | Com - Retail | Rate Impact Measure Test | Energy Efficiency | 15823.1786 | 32154.8564 | 49100.7349 | 66837.0492 | 85576.7622 | 105136.9576 | 126065.0016 | 147502.9288 | 169755.1603 | 192916.0686 | 216381.0251 | 239593.8877 | 264938.8491
Scenario 2: High TRC | SCE | Com | BROs | Com - Retail | Total Resource Cost Test | Energy Efficiency | 15823.1786 | 32154.8564 | 49100.7349 | 66837.0492 | 85576.7622 | 105136.9576 | 126065.0016 | 147502.9288 | 169755.1603 | 192916.0686 | 216381.0251 | 239593.8877 | 264938.8491
Scenario 2: High TRC | SCE | Com | BldgEnv | Com - College | Participant Cost Test | Energy Efficiency | 8019.2988 | 8658.9656 | 9040.8248 | 9105.0748 | 8822.2875 | 8214.6062 | 7333.8809 | 6262.5112 | 153.7648 | 0 | 0 | 0 | 0
Scenario 2: High TRC | SCE | Com | BldgEnv | Com - College | Program Administrator Cost Test | Energy Efficiency | 241.1325 | 255.2729 | 261.6353 | 258.8875 | 246.4798 | 226.0349 | 199.1288 | 168.151 | 11.4902 | 0 | 0 | 0 | 0
Scenario 2: High TRC | SCE | Com | BldgEnv | Com - College | Rate Impact Measure Test | Energy Efficiency | 12867.356 | 13843.9511 | 14423.0541 | 14507.1796 | 14037.4279 | 13094.6832 | 11730.3712 | 9255.3455 | 509.3462 | 0 | 0 | 0 | 0
Scenario 2: High TRC | SCE | Com | BldgEnv | Com - College | Total Resource Cost Test | Energy Efficiency | 5854.6416 | 6316.5489 | 6590.2126 | 6632.4399 | 6422.081 | 5976.2593 | 5332.8454 | 4551.9088 | 119.1256 | 0 | 0 | 0 | 0
Scenario 2: High TRC | SCE | Com | BldgEnv | Com - Grocery | Participant Cost Test | Energy Efficiency | 310.2804 | 321.9053 | 331.5599 | 342.7295 | 356.4404 | 369.1774 | 380.3364 | 393.7977 | 406.1587 | 0 | 0 | 0 | 0
Scenario 2: High TRC | SCE | Com | BldgEnv | Com - Grocery | Program Administrator Cost Test | Energy Efficiency | 21.3568 | 22.4824 | 23.3732 | 24.3859 | 25.593 | 26.6384 | 27.4726 | 28.4714 | 29.3108 | 0 | 0 | 0 | 0
Scenario 2: High TRC | SCE | Com | BldgEnv | Com - Grocery | Rate Impact Measure Test | Energy Efficiency | 1153.9838 | 1191.8341 | 1205.1759 | 1212.9037 | 1216.0677 | 1195.0783 | 1147.3692 | 1075.8284 | 970.9109 | 0 | 0 | 0 | 0
Scenario 2: High TRC | SCE | Com | BldgEnv | Com - Grocery | Total Resource Cost Test | Energy Efficiency | 238.553 | 247.8161 | 255.4652 | 264.2966 | 275.1013 | 285.0626 | 293.7081 | 304.1298 | 313.6219 | 0 | 0 | 0 | 0
Scenario 2: High TRC | SCE | Com | BldgEnv | Com - Health | Participant Cost Test | Energy Efficiency | 323.7844 | 333.2468 | 345.2495 | 350.7982 | 360.2405 | 367.1762 | 377.4193 | 382.7664 | 387.6342 | 0 | 0 | 0 | 0
Scenario 2: High TRC | SCE | Com | BldgEnv | Com - Health | Program Administrator Cost Test | Energy Efficiency | 28.9116 | 30.1723 | 31.7464 | 32.3519 | 33.4721 | 34.2091 | 35.3523 | 35.8005 | 36.1429 | 0 | 0 | 0 | 0
Scenario 2: High TRC | SCE | Com | BldgEnv | Com - Health | Rate Impact Measure Test | Energy Efficiency | 1267.6249 | 1300.7526 | 1336.156 | 1314.9856 | 1303.159 | 1261.483 | 1218.7629 | 1118.6855 | 990.6799 | 0 | 0 | 0 | 0
Scenario 2: High TRC | SCE | Com | BldgEnv | Com - Health | Total Resource Cost Test | Energy Efficiency | 255.5607 | 263.445 | 273.4211 | 277.9107 | 285.6405 | 291.2325 | 299.5457 | 303.7369 | 307.4869 | 0 | 0 | 0 | 0
Scenario 2: High TRC | SCE | Com | BldgEnv | Com - Lodging | Participant Cost Test | Energy Efficiency | 639.3525 | 790.9848 | 976.5607 | 1203.0722 | 1478.7335 | 1812.8209 | 2215.7218 | 2698.6541 | 13.0708 | 0 | 0 | 0 | 0
Scenario 2: High TRC | SCE | Com | BldgEnv | Com - Lodging | Program Administrator Cost Test | Energy Efficiency | 37.1679 | 45.063 | 54.5232 | 65.8239 | 79.2905 | 95.2635 | 114.1117 | 136.2118 | 1.3559 | 0 | 0 | 0 | 0
Scenario 2: High TRC | SCE | Com | BldgEnv | Com - Lodging | Rate Impact Measure Test | Energy Efficiency | 495.7054 | 610.5344 | 749.6883 | 918.1812 | 1122.7152 | 1371.0695 | 1671.3591 | 1872.8035 | 9.14 | 0 | 0 | 0 | 0
Scenario 2: High TRC | SCE | Com | BldgEnv | Com - Lodging | Total Resource Cost Test | Energy Efficiency | 484.7147 | 598.7524 | 738.1157 | 907.9745 | 1114.404 | 1364.2381 | 1665.117 | 2025.2697 | 10.5055 | 0 | 0 | 0 | 0
Scenario 2: High TRC | SCE | Com | BldgEnv | Com - Office (Large) | Participant Cost Test | Energy Efficiency | 7968.9864 | 8150.6998 | 8303.8009 | 8463.6089 | 8667.6388 | 8861.9657 | 9003.8102 | 9150.2965 | 9226.6631 | 0 | 0 | 0 | 0
Scenario 2: High TRC | SCE | Com | BldgEnv | Com - Office (Large) | Program Administrator Cost Test | Energy Efficiency | 577.3635 | 591.9589 | 602.6442 | 613.0796 | 626.8545 | 638.7392 | 644.9193 | 650.8537 | 649.9707 | 0 | 0 | 0 | 0
Scenario 2: High TRC | SCE | Com | BldgEnv | Com - Office (Large) | Rate Impact Measure Test | Energy Efficiency | 14310.9146 | 14309.86 | 14101.265 | 13775.5485 | 13408.3286 | 12869.0851 | 12078.7897 | 11044.6372 | 9704.8732 | 0 | 0 | 0 | 0
Scenario 2: High TRC | SCE | Com | BldgEnv | Com - Office (Large) | Total Resource Cost Test | Energy Efficiency | 6155.654 | 6297.4488 | 6415.3049 | 6537.6058 | 6694.2016 | 6842.1152 | 6947.5864 | 7056.0612 | 7108.6348 | 0 | 0 | 0 | 0
Scenario 2: High TRC | SCE | Com | BldgEnv | Com - Office (Small) | Participant Cost Test | Energy Efficiency | 286.7461 | 298.0231 | 308.7533 | 319.1287 | 6.245 | 162.7075 | 18.9262 | 19.4535 | 19.9508 | 0 | 0 | 0 | 0
Scenario 2: High TRC | SCE | Com | BldgEnv | Com - Office (Small) | Program Administrator Cost Test | Energy Efficiency | 21.6276 | 22.6347 | 23.5583 | 24.4094 | 0.3436 | 29.5238 | 2.6968 | 2.7615 | 2.8166 | 0 | 0 | 0 | 0
Scenario 2: High TRC | SCE | Com | BldgEnv | Com - Office (Small) | Rate Impact Measure Test | Energy Efficiency | 619.4918 | 633.0142 | 638.3835 | 635.4994 | 4.4101 | 441.7096 | 36.9993 | 34.3794 | 30.9293 | 0 | 0 | 0 | 0
Scenario 2: High TRC | SCE | Com | BldgEnv | Com - Office (Small) | Total Resource Cost Test | Energy Efficiency | 222.3498 | 231.2508 | 239.6856 | 247.7995 | 4.7151 | 143.419 | 15.9451 | 16.3789 | 16.7822 | 0 | 0 | 0 | 0
Scenario 2: High TRC | SCE | Com | BldgEnv | Com - Other | Participant Cost Test | Energy Efficiency | 30686.0931 | 27945.3063 | 24074.4178 | 19481.66 | 14617.0461 | 9871.2009 | 5538.4416 | 3506.3441 | 3431.6847 | 0 | 0 | 0 | 0
Scenario 2: High TRC | SCE | Com | BldgEnv | Com - Other | Program Administrator Cost Test | Energy Efficiency | 1003.8851 | 915.419 | 798.2978 | 665.2501 | 529.8082 | 402.6242 | 291.8554 | 243.5273 | 245.1479 | 0 | 0 | 0 | 0
Scenario 2: High TRC | SCE | Com | BldgEnv | Com - Other | Rate Impact Measure Test | Energy Efficiency | 36956.0123 | 33776.1238 | 29251.1348 | 23855.996 | 18115.9306 | 12470.8077 | 7233.6196 | 4470.4347 | 3865.239 | 0 | 0 | 0 | 0
Scenario 2: High TRC | SCE | Com | BldgEnv | Com - Other | Total Resource Cost Test | Energy Efficiency | 22484.1503 | 20477.1334 | 17650.3903 | 14302.4121 | 10761.7405 | 7312.4648 | 4168.7645 | 2697.9682 | 2647.3272 | 0 | 0 | 0 | 0
Scenario 2: High TRC | SCE | Com | BldgEnv | Com - Refrig. Warehouse | Participant Cost Test | Energy Efficiency | 14.3261 | 1.5549 | 1.648 | 1.7075 | 1.7963 | 1.906 | 2.031 | 2.1459 | 2.2781 | 0 | 0 | 0 | 0
Scenario 2: High TRC | SCE | Com | BldgEnv | Com - Refrig. Warehouse | Program Administrator Cost Test | Energy Efficiency | 5.3463 | 0.53619 | 0.55865 | 0.56777 | 0.58609 | 0.61021 | 0.63786 | 0.66048 | 0.6871 | 0 | 0 | 0 | 0
Scenario 2: High TRC | SCE | Com | BldgEnv | Com - Refrig. Warehouse | Rate Impact Measure Test | Energy Efficiency | 193.175 | 18.5261 | 18.5226 | 17.9194 | 17.4507 | 16.9551 | 16.311 | 15.2338 | 13.9195 | 0 | 0 | 0 | 0
Scenario 2: High TRC | SCE | Com | BldgEnv | Com - Refrig. Warehouse | Total Resource Cost Test | Energy Efficiency | 15.3745 | 1.6246 | 1.7123 | 1.7631 | 1.8435 | 1.9444 | 2.0595 | 2.1626 | 2.2817 | 0 | 0 | 0 | 0
Scenario 2: High TRC | SCE | Com | BldgEnv | Com - Restaurant | Participant Cost Test | Energy Efficiency | 0 | 0 | 0 | 0 | 0 | 0 | 0 | 0 | 0 | 0 | 0 | 0 | 0
Scenario 2: High TRC | SCE | Com | BldgEnv | Com - Restaurant | Program Administrator Cost Test | Energy Efficiency | 0 | 0 | 0 | 0 | 0 | 0 | 0 | 0 | 0 | 0 | 0 | 0 | 0
Scenario 2: High TRC | SCE | Com | BldgEnv | Com - Restaurant | Rate Impact Measure Test | Energy Efficiency | 0 | 0 | 0 | 0 | 0 | 0 | 0 | 0 | 0 | 0 | 0 | 0 | 0
Scenario 2: High TRC | SCE | Com | BldgEnv | Com - Restaurant | Total Resource Cost Test | Energy Efficiency | 0 | 0 | 0 | 0 | 0 | 0 | 0 | 0 | 0 | 0 | 0 | 0 | 0
Scenario 2: High TRC | SCE | Com | BldgEnv | Com - Retail | Participant Cost Test | Energy Efficiency | 841.8156 | 872.2565 | 896.0667 | 921.6297 | 949.0266 | 968.3754 | 980.861 | 995.8248 | 1001.9796 | 0 | 0 | 0 | 0
Scenario 2: High TRC | SCE | Com | BldgEnv | Com - Retail | Program Administrator Cost Test | Energy Efficiency | 57.917 | 60.3133 | 62.0014 | 63.8308 | 65.7969 | 66.9709 | 67.4666 | 68.1162 | 67.9288 | 0 | 0 | 0 | 0
Scenario 2: High TRC | SCE | Com | BldgEnv | Com - Retail | Rate Impact Measure Test | Energy Efficiency | 1697.8194 | 1729.7246 | 1725.5707 | 1710.6593 | 1682.9613 | 1617.0425 | 1517.5956 | 1388.9215 | 1217.6863 | 0 | 0 | 0 | 0
Scenario 2: High TRC | SCE | Com | BldgEnv | Com - Retail | Total Resource Cost Test | Energy Efficiency | 647.188 | 670.8929 | 689.2481 | 708.9716 | 730.1156 | 744.8336 | 754.0693 | 765.1936 | 769.3145 | 0 | 0 | 0 | 0
Scenario 2: High TRC | SCE | Com | BldgEnv | Com - School | Participant Cost Test | Energy Efficiency | 443.4068 | 454.6934 | 466.4632 | 477.0647 | 485.7116 | 495.3028 | 502.141 | 509.9861 | 518.0396 | 0 | 0 | 0 | 0
Scenario 2: High TRC | SCE | Com | BldgEnv | Com - School | Program Administrator Cost Test | Energy Efficiency | 32.4718 | 33.5001 | 34.5099 | 35.3339 | 35.9036 | 36.5172 | 36.8173 | 37.1752 | 37.5137 | 0 | 0 | 0 | 0
Scenario 2: High TRC | SCE | Com | BldgEnv | Com - School | Rate Impact Measure Test | Energy Efficiency | 923.4215 | 930.7754 | 929.8373 | 915.4396 | 886.171 | 849.751 | 797.1547 | 729.2129 | 646.8804 | 0 | 0 | 0 | 0
Scenario 2: High TRC | SCE | Com | BldgEnv | Com - School | Total Resource Cost Test | Energy Efficiency | 342.8566 | 351.7854 | 361.0342 | 369.2791 | 375.9017 | 383.2292 | 388.316 | 394.1655 | 400.1414 | 0 | 0 | 0 | 0
Scenario 2: High TRC | SCE | Com | BldgEnv | Com - Warehouse | Participant Cost Test | Energy Efficiency | 3383.4323 | 3913.4404 | 4451.3629 | 4984.827 | 5486.1178 | 5900.3292 | 6195.6578 | 6353.395 | 838.0891 | 0 | 0 | 0 | 0
Scenario 2: High TRC | SCE | Com | BldgEnv | Com - Warehouse | Program Administrator Cost Test | Energy Efficiency | 361.8765 | 412.3407 | 461.384 | 508.0335 | 549.6666 | 580.7159 | 598.7429 | 602.9007 | 68.213 | 0 | 0 | 0 | 0
Scenario 2: High TRC | SCE | Com | BldgEnv | Com - Warehouse | Rate Impact Measure Test | Energy Efficiency | 8357.6383 | 9598.6719 | 10815.8072 | 11993.8018 | 13068.3167 | 13902.4416 | 14425.8719 | 13539.7109 | 1108.6988 | 0 | 0 | 0 | 0
Scenario 2: High TRC | SCE | Com | BldgEnv | Com - Warehouse | Total Resource Cost Test | Energy Efficiency | 2730.2791 | 3151.749 | 3577.338 | 3997.4124 | 4389.9491 | 4710.9463 | 4935.7033 | 5050.2772 | 654.8754 | 0 | 0 | 0 | 0
Scenario 2: High TRC | SCE | Com | ComRefrig | Com - College | Participant Cost Test | Energy Efficiency | 0 | 0 | 183.4033 | 206.1663 | 110.9632 | 73.5795 | 51.9603 | 40.6787 | 38.8484 | 37.1006 | 35.4316 | 33.8378 | 32.3158
Scenario 2: High TRC | SCE | Com | ComRefrig | Com - College | Program Administrator Cost Test | Energy Efficiency | 0 | 0 | 126.049 | 153.0779 | 82.2991 | 52.9208 | 35.6741 | 26.7539 | 25.045 | 23.4453 | 21.9478 | 20.5461 | 19.234
Scenario 2: High TRC | SCE | Com | ComRefrig | Com - College | Rate Impact Measure Test | Energy Efficiency | 0 | 0 | 518.4379 | 600.5915 | 306.214 | 185.3501 | 116.5299 | 80.577 | 68.5426 | 57.2307 | 46.5835 | 36.5242 | 27.0169
Scenario 2: High TRC | SCE | Com | ComRefrig | Com - College | Total Resource Cost Test | Energy Efficiency | 0 | 0 | 234.3351 | 274.6453 | 147.7306 | 96.3313 | 66.3534 | 50.7885 | 48.0052 | 45.379 | 42.901 | 40.5626 | 38.3556
Scenario 2: High TRC | SCE | Com | ComRefrig | Com - Grocery | Participant Cost Test | Energy Efficiency | 0 | 0 | 114762.084 | 180227.1543 | 112147.3041 | 77268.0674 | 73791.4444 | 70471.5387 | 67301.2723 | 64273.8876 | 61382.9328 | 58622.2479 | 55985.9517
Scenario 2: High TRC | SCE | Com | ComRefrig | Com - Grocery | Program Administrator Cost Test | Energy Efficiency | 0 | 0 | 78873.4513 | 137113.2526 | 81100.1796 | 52871.1324 | 49493.8511 | 46332.5056 | 43373.2762 | 40603.2285 | 38010.2566 | 35583.0301 | 33310.9443
Scenario 2: High TRC | SCE | Com | ComRefrig | Com - Grocery | Rate Impact Measure Test | Energy Efficiency | 0 | 0 | 324405.4327 | 537955.3446 | 301753.2252 | 185176.2723 | 161672.305 | 139543.2274 | 118703.2196 | 99113.9141 | 80675.5454 | 63254.8242 | 46789.9821
Scenario 2: High TRC | SCE | Com | ComRefrig | Com - Grocery | Total Resource Cost Test | Energy Efficiency | 0 | 0 | 146632.0023 | 243339.571 | 147258.8446 | 98495.4832 | 93079.2733 | 87970.0216 | 83149.8541 | 78601.962 | 74310.5371 | 70260.7107 | 66438.4971
Scenario 2: High TRC | SCE | Com | ComRefrig | Com - Health | Participant Cost Test | Energy Efficiency | 0 | 0 | 0 | 0 | 0 | 0 | 0 | 0 | 0 | 0 | 0 | 0 | 0
Scenario 2: High TRC | SCE | Com | ComRefrig | Com - Health | Program Administrator Cost Test | Energy Efficiency | 0 | 0 | 0 | 0 | 0 | 0 | 0 | 0 | 0 | 0 | 0 | 0 | 0
Scenario 2: High TRC | SCE | Com | ComRefrig | Com - Health | Rate Impact Measure Test | Energy Efficiency | 0 | 0 | 0 | 0 | 0 | 0 | 0 | 0 | 0 | 0 | 0 | 0 | 0
Scenario 2: High TRC | SCE | Com | ComRefrig | Com - Health | Total Resource Cost Test | Energy Efficiency | 0 | 0 | 0 | 0 | 0 | 0 | 0 | 0 | 0 | 0 | 0 | 0 | 0
Scenario 2: High TRC | SCE | Com | ComRefrig | Com - Refrig. Warehouse | Participant Cost Test | Energy Efficiency | 0 | 0 | 537.4287 | 588.0664 | 348.4637 | 180.8707 | 124.417 | 87.1853 | 73.2017 | 69.9086 | 66.7638 | 63.7608 | 60.8931
Scenario 2: High TRC | SCE | Com | ComRefrig | Com - Refrig. Warehouse | Program Administrator Cost Test | Energy Efficiency | 0 | 0 | 369.3629 | 431.587 | 253.7537 | 131.7849 | 87.2958 | 58.2303 | 47.1863 | 44.1725 | 41.3513 | 38.7105 | 36.2385
Scenario 2: High TRC | SCE | Com | ComRefrig | Com - Refrig. Warehouse | Rate Impact Measure Test | Energy Efficiency | 0 | 0 | 1519.1846 | 1693.3049 | 944.1532 | 461.5645 | 285.1527 | 175.3767 | 129.1386 | 107.8266 | 87.7669 | 68.8145 | 50.9022
Scenario 2: High TRC | SCE | Com | ComRefrig | Com - Refrig. Warehouse | Total Resource Cost Test | Energy Efficiency | 0 | 0 | 686.6749 | 778.4149 | 459.2972 | 238.4716 | 160.7299 | 109.7303 | 90.45 | 85.5023 | 80.8336 | 76.4278 | 72.2696
Scenario 2: High TRC | SCE | Com | ComRefrig | Com - Restaurant | Participant Cost Test | Energy Efficiency | 0 | 0 | 5128.1976 | 7408.047 | 4731.5549 | 3418.7939 | 3265.0334 | 3118.201 | 2977.9838 | 2844.0834 | 2716.2145 | 2594.1051 | 2477.4951
Scenario 2: High TRC | SCE | Com | ComRefrig | Com - Restaurant | Program Administrator Cost Test | Energy Efficiency | 0 | 0 | 3524.4972 | 5609.2613 | 3404.6121 | 2337.3952 | 2188.1351 | 2048.4153 | 1917.6254 | 1795.1942 | 1680.5869 | 1573.303 | 1472.8742
Scenario 2: High TRC | SCE | Com | ComRefrig | Com - Restaurant | Rate Impact Measure Test | Energy Efficiency | 0 | 0 | 14496.2091 | 22007.589 | 12667.6993 | 8186.5113 | 7147.5716 | 6169.3725 | 5248.1236 | 4382.1324 | 3566.9915 | 2796.8109 | 2068.8624
Scenario 2: High TRC | SCE | Com | ComRefrig | Com - Restaurant | Total Resource Cost Test | Energy Efficiency | 0 | 0 | 6552.3199 | 9975.9531 | 6196.1192 | 4356.1118 | 4116.6746 | 3890.8017 | 3677.7034 | 3476.6373 | 3286.9052 | 3107.8501 | 2938.8543
Scenario 2: High TRC | SCE | Com | ComRefrig | Com - Retail | Participant Cost Test | Energy Efficiency | 0 | 0 | 65627.6095 | 87585.865 | 55715.872 | 36080.6705 | 34457.1465 | 32906.8113 | 31426.3595 | 30012.6347 | 28662.6239 | 27373.45 | 26142.3664
Scenario 2: High TRC | SCE | Com | ComRefrig | Com - Retail | Program Administrator Cost Test | Energy Efficiency | 0 | 0 | 45104.4097 | 66784.8295 | 40512.1328 | 24691.3366 | 23114.0419 | 21637.6006 | 20255.5577 | 18961.872 | 17750.8893 | 16617.3173 | 15556.2031
Scenario 2: High TRC | SCE | Com | ComRefrig | Com - Retail | Rate Impact Measure Test | Energy Efficiency | 0 | 0 | 185513.8239 | 262026.1375 | 150735.384 | 86479.1325 | 75502.3169 | 65167.6522 | 55435.0541 | 46286.5991 | 37675.6908 | 29540.0781 | 21850.9105
Scenario 2: High TRC | SCE | Com | ComRefrig | Com - Retail | Total Resource Cost Test | Energy Efficiency | 0 | 0 | 83852.6754 | 118406.0424 | 73377.3259 | 45995.791 | 43466.3534 | 41080.2777 | 38829.2154 | 36705.3159 | 34701.1955 | 32809.9098 | 31024.9265
Scenario 2: High TRC | SCE | Com | ComRefrig | Com - School | Participant Cost Test | Energy Efficiency | 0 | 0 | 52.5864 | 69.5824 | 66.4562 | 63.4706 | 60.6195 | 57.8966 | 55.2963 | 52.8129 | 50.4413 | 48.1764 | 46.0133
Scenario 2: High TRC | SCE | Com | ComRefrig | Com - School | Program Administrator Cost Test | Energy Efficiency | 0 | 0 | 36.1415 | 49.3958 | 46.2439 | 43.2933 | 40.5312 | 37.9454 | 35.5248 | 33.2587 | 31.1373 | 29.1513 | 27.2922
Scenario 2: High TRC | SCE | Com | ComRefrig | Com - School | Rate Impact Measure Test | Energy Efficiency | 0 | 0 | 148.6495 | 193.8012 | 172.0618 | 151.6308 | 132.3956 | 114.2832 | 97.2236 | 81.1857 | 66.0879 | 51.8214 | 38.3358
Scenario 2: High TRC | SCE | Com | ComRefrig | Com - School | Total Resource Cost Test | Energy Efficiency | 0 | 0 | 67.1899 | 90.4571 | 85.4734 | 80.7726 | 76.3383 | 72.1548 | 68.2077 | 64.4832 | 60.9684 | 57.6511 | 54.52
Scenario 2: High TRC | SCE | Com | FoodServ | Com - College | Participant Cost Test | Energy Efficiency | 0 | 0 | 7513.502 | 8181.3842 | 9555.5989 | 18291.6539 | 20482.2025 | 21365.9633 | 22158.9447 | 22794.0096 | 23483.2146 | 24875.6401 | 25545.1993
Scenario 2: High TRC | SCE | Com | FoodServ | Com - College | Participant Cost Test | Fuel Substitution | 2590.5728 | 3032.4297 | 3378.0345 | 3684.7726 | 3965.8174 | 4244.8263 | 4487.9573 | 4704.0362 | 4884.8561 | 5032.3226 | 5146.0709 | 5212.6116 | 5242.2019
Scenario 2: High TRC | SCE | Com | FoodServ | Com - College | Program Administrator Cost Test | Energy Efficiency | 0 | 0 | 11210.7915 | 12048.1795 | 15085.3434 | 26835.0506 | 29490.269 | 30346.5223 | 31057.7549 | 31536.7554 | 32077.4423 | 33541.8865 | 34018.488
Scenario 2: High TRC | SCE | Com | FoodServ | Com - College | Program Administrator Cost Test | Fuel Substitution | 2310.0887 | 2820.9838 | 3367.8042 | 3955.4007 | 4610.5862 | 5341.9522 | 6066.3854 | 6780.6955 | 7523.4364 | 8290.873 | 9145.4361 | 10010.0429 | 10926.1302
Scenario 2: High TRC | SCE | Com | FoodServ | Com - College | Rate Impact Measure Test | Energy Efficiency | 0 | 0 | 38326.1509 | 39272.8514 | 47069.2297 | 78212.7205 | 80253.161 | 76418.6633 | 71505.6499 | 65396.0721 | 58729.364 | 52726.5626 | 44074.4779
Scenario 2: High TRC | SCE | Com | FoodServ | Com - College | Rate Impact Measure Test | Fuel Substitution | 2323.7135 | 2841.9365 | 3394.2364 | 3988.1688 | 4649.2067 | 5385.8426 | 6114.5993 | 6831.8901 | 7575.6608 | 8341.4252 | 9190.6711 | 10045.9242 | 10947.2303
Scenario 2: High TRC | SCE | Com | FoodServ | Com - College | Total Resource Cost Test | Energy Efficiency | 0 | 0 | 13464.8421 | 14502.5948 | 17952.0231 | 32718.3121 | 36107.3173 | 37251.178 | 38220.7568 | 38908.6607 | 39673.9388 | 41577.4083 | 42272.1409
Scenario 2: High TRC | SCE | Com | FoodServ | Com - College | Total Resource Cost Test | Fuel Substitution | 3074.8299 | 3742.5971 | 4455.7249 | 5219.8387 | 6062.4572 | 7003.9211 | 7951.4474 | 8907.9625 | 9911.0514 | 10959.759 | 12118.6967 | 13309.7403 | 14579.6474
Scenario 2: High TRC | SCE | Com | FoodServ | Com - Grocery | Participant Cost Test | Energy Efficiency | 0 | 0 | 33593.3631 | 35856.573 | 47007.6543 | 115074.7652 | 131788.189 | 138159.0299 | 143895.0237 | 148997.5989 | 154102.5343 | 158859.9811 | 163605.5502
Scenario 2: High TRC | SCE | Com | FoodServ | Com - Grocery | Participant Cost Test | Fuel Substitution | 27059.5526 | 31323.3218 | 34578.4663 | 37402.8529 | 39949.1979 | 42380.6454 | 44377.8917 | 46016.5483 | 47435.6867 | 48555.2791 | 49344.3476 | 49754.3004 | 50025.4508
Scenario 2: High TRC | SCE | Com | FoodServ | Com - Grocery | Program Administrator Cost Test | Energy Efficiency | 0 | 0 | 50124.1887 | 52803.5866 | 78216.2148 | 170363.2218 | 190781.5035 | 197210.4184 | 202623.664 | 207053.4435 | 211388.0396 | 215156.9139 | 218818.0736
Scenario 2: High TRC | SCE | Com | FoodServ | Com - Grocery | Program Administrator Cost Test | Fuel Substitution | 23813.5192 | 28776.7967 | 34032.5464 | 39619.7952 | 45803.0386 | 52592.2696 | 59096.45 | 65268.4058 | 71766.3066 | 78404.4913 | 85695.6715 | 93011.7464 | 100982.3879
Scenario 2: High TRC | SCE | Com | FoodServ | Com - Grocery | Rate Impact Measure Test | Energy Efficiency | 0 | 0 | 171358.7494 | 172121.2242 | 245373.7816 | 496742.4233 | 519090.1423 | 496450.6904 | 466295.5743 | 429122.228 | 386799.0863 | 338018.7038 | 283384.4103
Scenario 2: High TRC | SCE | Com | FoodServ | Com - Grocery | Rate Impact Measure Test | Fuel Substitution | 23871.0861 | 28865.5703 | 34144.7037 | 39758.9266 | 45967.0226 | 52778.5534 | 59300.9327 | 65485.3138 | 71987.3167 | 78618.1419 | 85886.5779 | 93163.4511 | 101072.895
Scenario 2: High TRC | SCE | Com | FoodServ | Com - Grocery | Total Resource Cost Test | Energy Efficiency | 0 | 0 | 60202.1976 | 63560.5585 | 92318.5111 | 208105.3736 | 234268.948 | 242807.4967 | 250121.0041 | 256244.5053 | 262266.7882 | 267611.1492 | 272841.9766
Scenario 2: High TRC | SCE | Com | FoodServ | Com - Grocery | Total Resource Cost Test | Fuel Substitution | 32182.8913 | 38747.5888 | 45681.3755 | 53028.3511 | 61060.0219 | 69871.1031 | 78468.9622 | 86847.3374 | 95749.2856 | 104960.6808 | 114985.4698 | 125219.7232 | 136431.8618
Scenario 2: High TRC | SCE | Com | FoodServ | Com - Health | Participant Cost Test | Energy Efficiency | 0 | 0 | 23435.8996 | 24345.5593 | 28262.0592 | 48845.5814 | 54478.6838 | 56428.0667 | 58186.7719 | 59165.1777 | 59901.601 | 62035.5942 | 64587.5568
Scenario 2: High TRC | SCE | Com | FoodServ | Com - Health | Participant Cost Test | Fuel Substitution | 7288.1916 | 8520.7677 | 9494.0002 | 10361.1159 | 11168.7989 | 11963.4591 | 12642.3099 | 13229.2255 | 13738.426 | 14169.1372 | 14501.9353 | 14721.1127 | 14908.0932
Scenario 2: High TRC | SCE | Com | FoodServ | Com - Health | Program Administrator Cost Test | Energy Efficiency | 0 | 0 | 34968.379 | 35852.0834 | 44008.9241 | 71607.7068 | 78379.4013 | 80094.838 | 81509.1271 | 81825.5845 | 81809.2223 | 83655.6113 | 86005.8002
Scenario 2: High TRC | SCE | Com | FoodServ | Com - Health | Program Administrator Cost Test | Fuel Substitution | 6614.9707 | 8067.398 | 9619.5751 | 11284.2805 | 13147.09 | 15215.3293 | 17226.148 | 19167.9552 | 21196.3895 | 23291.5403 | 25593.9702 | 27919.5258 | 30482.859
Scenario 2: High TRC | SCE | Com | FoodServ | Com - Health | Rate Impact Measure Test | Energy Efficiency | 0 | 0 | 119545.8292 | 116865.2527 | 137115.481 | 208729.9917 | 213319.0169 | 201718.2238 | 187685.0199 | 169696.6565 | 149794.3362 | 131509.2077 | 111434.0623
Scenario 2: High TRC | SCE | Com | FoodServ | Com - Health | Rate Impact Measure Test | Fuel Substitution | 6660.597 | 8138.0857 | 9709.2923 | 11396.0836 | 13279.4603 | 15366.3739 | 17392.6826 | 19345.3849 | 21377.9599 | 23467.8173 | 25752.146 | 28045.9056 | 30558.792
Scenario 2: High TRC | SCE | Com | FoodServ | Com - Health | Total Resource Cost Test | Energy Efficiency | 0 | 0 | 41999.1489 | 43155.7512 | 52487.5419 | 87220.8602 | 95891.3295 | 98249.3724 | 100243.7642 | 100898.6124 | 101144.0508 | 103677.2976 | 106841.4673
Scenario 2: High TRC | SCE | Com | FoodServ | Com - Health | Total Resource Cost Test | Fuel Substitution | 8869.9974 | 10780.7801 | 12818.1681 | 14996.9074 | 17407.7442 | 20083.5335 | 22729.4982 | 25348.2021 | 28108.244 | 30994.1006 | 34140.1636 | 37369.5696 | 40946.3143
Scenario 2: High TRC | SCE | Com | FoodServ | Com - Lodging | Participant Cost Test | Energy Efficiency | 0 | 0 | 19282.2647 | 20266.1932 | 42889.0294 | 107414.4342 | 124539.2546 | 130070.8018 | 135081.0839 | 139725.1815 | 144311.5261 | 148780.9704 | 153213.7558
Scenario 2: High TRC | SCE | Com | FoodServ | Com - Lodging | Participant Cost Test | Fuel Substitution | 7294.4887 | 8483.1641 | 9400.084 | 10204.5265 | 10944.0857 | 11621.5519 | 12197.8254 | 12674.0382 | 13075.4073 | 13390.1989 | 13606.1481 | 13725.6155 | 13790.5246
Scenario 2: High TRC | SCE | Com | FoodServ | Com - Lodging | Program Administrator Cost Test | Energy Efficiency | 0 | 0 | 28770.7983 | 29844.6728 | 87045.2908 | 177605.795 | 198927.0628 | 204560.9272 | 209341.1329 | 213510.8219 | 217518.1355 | 221276.0882 | 224896.7885
Scenario 2: High TRC | SCE | Com | FoodServ | Com - Lodging | Program Administrator Cost Test | Fuel Substitution | 6439.9623 | 7816.9898 | 9283.4607 | 10851.4278 | 12603.4914 | 14506.6082 | 16353.1784 | 18116.1783 | 19959.5602 | 21847.0735 | 23917.9849 | 26028.5011 | 28313.0979
Scenario 2: High TRC | SCE | Com | FoodServ | Com - Lodging | Rate Impact Measure Test | Energy Efficiency | 0 | 0 | 98358.2607 | 97283.1951 | 277989.1368 | 524101.2586 | 547114.8236 | 520355.2742 | 486580.7494 | 446643.5902 | 401346.2268 | 350011.1079 | 292535.9098
Scenario 2: High TRC | SCE | Com | FoodServ | Com - Lodging | Rate Impact Measure Test | Fuel Substitution | 6464.7343 | 7855.1864 | 9331.7582 | 10911.4275 | 12674.3402 | 14587.2643 | 16441.9217 | 18210.5485 | 20055.9639 | 21940.5138 | 24001.7023 | 26095.7023 | 28353.6082
Scenario 2: High TRC | SCE | Com | FoodServ | Com - Lodging | Total Resource Cost Test | Energy Efficiency | 0 | 0 | 34555.4777 | 35924.5308 | 99911.9996 | 212788.6858 | 240014.814 | 247497.4777 | 253952.3343 | 259673.4349 | 265208.707 | 270454.4748 | 275549.7986
Scenario 2: High TRC | SCE | Com | FoodServ | Com - Lodging | Total Resource Cost Test | Fuel Substitution | 8639.9018 | 10450.2635 | 12373.5313 | 14423.5271 | 16687.8431 | 19141.6267 | 21567.7142 | 23943.8255 | 26451.2589 | 29051.4207 | 31879.8758 | 34810.5132 | 38001.37
Scenario 2: High TRC | SCE | Com | FoodServ | Com - Office (Large) | Participant Cost Test | Energy Efficiency | 0 | 0 | 0 | 0 | 4435.0561 | 5618.9305 | 5751.387 | 5890.4418 | 6022.8914 | 6154.727 | 6296.4124 | 6437.1671 | 6585.2485
Scenario 2: High TRC | SCE | Com | FoodServ | Com - Office (Large) | Program Administrator Cost Test | Energy Efficiency | 0 | 0 | 0 | 0 | 11540.1633 | 14389.0522 | 14495.8459 | 14612.9659 | 14707.6225 | 14795.202 | 14900.7455 | 14998.2544 | 15106.989
Scenario 2: High TRC | SCE | Com | FoodServ | Com - Office (Large) | Rate Impact Measure Test | Energy Efficiency | 0 | 0 | 0 | 0 | 37507.5647 | 44054.6331 | 41459.0634 | 38643.7921 | 35504.1595 | 32082.3685 | 28406.1403 | 24376.6647 | 20001.2148
Scenario 2: High TRC | SCE | Com | FoodServ | Com - Office (Large) | Total Resource Cost Test | Energy Efficiency | 0 | 0 | 0 | 0 | 12870.6802 | 16074.7314 | 16221.262 | 16380.0985 | 16514.4899 | 16641.6201 | 16789.6692 | 16929.4045 | 17082.5635
Scenario 2: High TRC | SCE | Com | FoodServ | Com - Office (Small) | Participant Cost Test | Energy Efficiency | 0 | 0 | 0 | 0 | 1046.0028 | 3587.2642 | 1511.7125 | 1553.9552 | 1596.9403 | 1640.4876 | 1685.4327 | 1731.3276 | 1778.5446
Scenario 2: High TRC | SCE | Com | FoodServ | Com - Office (Small) | Program Administrator Cost Test | Energy Efficiency | 0 | 0 | 0 | 0 | 2721.7339 | 9186.3268 | 3810.1334 | 3855.041 | 3899.6544 | 3943.5291 | 3988.653 | 4033.9006 | 4080.0971
Scenario 2: High TRC | SCE | Com | FoodServ | Com - Office (Small) | Rate Impact Measure Test | Energy Efficiency | 0 | 0 | 0 | 0 | 8846.1149 | 28125.5675 | 10897.2296 | 10194.6041 | 9413.7547 | 8551.2692 | 7603.7965 | 6556.2992 | 5401.9301
Scenario 2: High TRC | SCE | Com | FoodServ | Com - Office (Small) | Total Resource Cost Test | Energy Efficiency | 0 | 0 | 0 | 0 | 3035.5347 | 10262.5061 | 4263.6471 | 4321.2275 | 4378.7364 | 4435.6754 | 4494.2828 | 4553.2989 | 4613.6604
Scenario 2: High TRC | SCE | Com | FoodServ | Com - Other | Participant Cost Test | Energy Efficiency | 0 | 0 | 33333.0008 | 35636.0083 | 37827.2367 | 347126.5749 | 422820.4186 | 444479.7617 | 463823.233 | 482628.3742 | 500751.2464 | 518217.64 | 535814.0559
Scenario 2: High TRC | SCE | Com | FoodServ | Com - Other | Participant Cost Test | Fuel Substitution | 33649.3027 | 39301.6895 | 43530.4811 | 47185.0299 | 50308.5479 | 53728.1218 | 56138.8459 | 57975.1565 | 59221.5352 | 59870.6012 | 59883.1684 | 59198.9362 | 57898.2798
Scenario 2: High TRC | SCE | Com | FoodServ | Com - Other | Program Administrator Cost Test | Energy Efficiency | 0 | 0 | 49735.7056 | 52478.7757 | 54984.2393 | 468971.8133 | 563577.3818 | 585164.6866 | 603170.6669 | 620044.2439 | 635623.8702 | 649976.6507 | 664131.2913
Scenario 2: High TRC | SCE | Com | FoodServ | Com - Other | Program Administrator Cost Test | Fuel Substitution | 28365.8839 | 34610.1625 | 41272.8028 | 48419.9897 | 56246.8267 | 65398.8863 | 73932.6556 | 82093.4104 | 90458.5774 | 98919.0413 | 108148.0649 | 117367.1006 | 126966.228
Scenario 2: High TRC | SCE | Com | FoodServ | Com - Other | Rate Impact Measure Test | Energy Efficiency | 0 | 0 | 170030.6487 | 171062.454 | 169997.262 | 1349968.3442 | 1515266.4677 | 1455849.5836 | 1372242.5937 | 1271111.6373 | 1151576.2416 | 1012721.1773 | 855492.5114
Scenario 2: High TRC | SCE | Com | FoodServ | Com - Other | Rate Impact Measure Test | Fuel Substitution | 28425.2066 | 34701.9408 | 41389.1246 | 48564.7417 | 56417.9201 | 65593.7013 | 74147.1908 | 82321.7119 | 90691.9406 | 99145.3534 | 108350.9543 | 117531.8129 | 127065.6458
Scenario 2: High TRC | SCE | Com | FoodServ | Com - Other | Total Resource Cost Test | Energy Efficiency | 0 | 0 | 59735.6059 | 63169.5782 | 66332.4103 | 588470.8157 | 709458.3217 | 738531.3906 | 763230.9121 | 786597.649 | 808430.444 | 828811.1708 | 849033.0549
Scenario 2: High TRC | SCE | Com | FoodServ | Com - Other | Total Resource Cost Test | Fuel Substitution | 37133.0899 | 45155.7248 | 53695.3852 | 62829.4153 | 72723.1059 | 84344.9313 | 95318.729 | 106065.6208 | 117180.0623 | 128561.2211 | 140875.8173 | 153382.7541 | 166499.4755
Scenario 2: High TRC | SCE | Com | FoodServ | Com - Restaurant | Participant Cost Test | Energy Efficiency | 0 | 0 | 167156.3997 | 176926.6165 | 262413.2451 | 852627.1409 | 998284.447 | 1043049.7417 | 1084467.2901 | 1122594.7658 | 1159923.7548 | 1195367.7061 | 1231036.968
Scenario 2: High TRC | SCE | Com | FoodServ | Com - Restaurant | Participant Cost Test | Fuel Substitution | 127892.3931 | 148472.1581 | 164026.4112 | 177479.4264 | 189584.1297 | 200918.0622 | 209886.2233 | 216913.6288 | 222341.204 | 226077.98 | 227900.7961 | 227728.6137 | 226240.689
Scenario 2: High TRC | SCE | Com | FoodServ | Com - Restaurant | Program Administrator Cost Test | Energy Efficiency | 0 | 0 | 249411.7329 | 260548.0425 | 467627.9074 | 1269710.6911 | 1449775.9356 | 1493630.006 | 1531961.827 | 1564989.0761 | 1596217.2112 | 1624200.065 | 1651801.7472
Scenario 2: High TRC | SCE | Com | FoodServ | Com - Restaurant | Program Administrator Cost Test | Fuel Substitution | 110226.2234 | 133616.7861 | 158477.477 | 185001.2136 | 214507.8899 | 246855.7064 | 277741.3649 | 307009.7204 | 337323.96 | 368193.592 | 401938.7947 | 435865.3956 | 472128.0122
Scenario 2: High TRC | SCE | Com | FoodServ | Com - Restaurant | Rate Impact Measure Test | Energy Efficiency | 0 | 0 | 852659.8387 | 849295.4913 | 1476725.6111 | 3702733.9972 | 3943648.6846 | 3758705.6886 | 3523965.3692 | 3241873.9442 | 2919264.7257 | 2550431.3447 | 2138466.5029
Scenario 2: High TRC | SCE | Com | FoodServ | Com - Restaurant | Rate Impact Measure Test | Fuel Substitution | 110436.7901 | 133940.7275 | 158886.333 | 185508.3669 | 215105.9994 | 247535.9043 | 278489.1117 | 307804.2835 | 338135.1196 | 368979.3801 | 402642.4816 | 436429.545 | 472467.1354
Scenario 2: High TRC | SCE | Com | FoodServ | Com - Restaurant | Total Resource Cost Test | Energy Efficiency | 0 | 0 | 299558.6528 | 313626.0275 | 546351.881 | 1553941.6563 | 1784544.588 | 1843573.1703 | 1895930.4922 | 1941871.3589 | 1985713.5294 | 2025683.9216 | 2065331.4762
Scenario 2: High TRC | SCE | Com | FoodServ | Com - Restaurant | Total Resource Cost Test | Fuel Substitution | 147134.6225 | 177716.3036 | 210137.5981 | 244616.4856 | 282526.729 | 324066.7878 | 364421.6669 | 403657.9489 | 444679.3785 | 486996.1103 | 532847.3083 | 579750.2204 | 630217.8034
Scenario 2: High TRC | SCE | Com | FoodServ | Com - Retail | Participant Cost Test | Energy Efficiency | 0 | 0 | 10506.6086 | 11157.5974 | 16679.5534 | 18127.4567 | 18773.2453 | 19482.8168 | 20095.3007 | 20649.5722 | 21228.0219 | 21742.9286 | 22271.0816
Scenario 2: High TRC | SCE | Com | FoodServ | Com - Retail | Program Administrator Cost Test | Energy Efficiency | 0 | 0 | 15676.7642 | 16431.0504 | 29782.2672 | 32408.7739 | 33046.1445 | 33761.1195 | 34318.5505 | 34779.2658 | 35262.4351 | 35645.4009 | 36036.8081
Scenario 2: High TRC | SCE | Com | FoodServ | Com - Retail | Rate Impact Measure Test | Energy Efficiency | 0 | 0 | 53593.899 | 53559.4775 | 94066.8642 | 96578.6556 | 92015.5746 | 86965.2098 | 80777.1102 | 73651.7113 | 65807.2821 | 56931.5936 | 47175.9001
Scenario 2: High TRC | SCE | Com | FoodServ | Com - Retail | Total Resource Cost Test | Energy Efficiency | 0 | 0 | 18828.7468 | 19778.3296 | 34786.1332 | 37847.0109 | 38678.1181 | 39605.9645 | 40347.1408 | 40974.1375 | 41630.8417 | 42168.2795 | 42718.1326
Scenario 2: High TRC | SCE | Com | FoodServ | Com - School | Participant Cost Test | Energy Efficiency | 0 | 0 | 28551.1161 | 29698.4191 | 39714.0363 | 112092.5735 | 131688.2716 | 136276.2614 | 140535.5523 | 144531.1887 | 148147.0176 | 151941.9079 | 155365.7811
Scenario 2: High TRC | SCE | Com | FoodServ | Com - School | Participant Cost Test | Fuel Substitution | 4204.881 | 4908.0607 | 5454.918 | 5937.6066 | 6389.0413 | 6906.2277 | 7312.4955 | 7672.4663 | 7986.4378 | 8244.8521 | 8444.0568 | 8575.0353 | 8664.6221
Scenario 2: High TRC | SCE | Com | FoodServ | Com - School | Program Administrator Cost Test | Energy Efficiency | 0 | 0 | 42600.7223 | 43734.8835 | 68256.9581 | 166779.6874 | 190911.1062 | 194837.4484 | 198238.7214 | 201214.4248 | 203613.9637 | 206199.0834 | 208230.7319
Scenario 2: High TRC | SCE | Com | FoodServ | Com - School | Program Administrator Cost Test | Fuel Substitution | 3784.0708 | 4606.0117 | 5481.3698 | 6417.9689 | 7471.1895 | 8711.2472 | 9893.2108 | 11054.1292 | 12276.1349 | 13535.7752 | 14928.714 | 16350.8878 | 17892.2942
Scenario 2: High TRC | SCE | Com | FoodServ | Com - School | Rate Impact Measure Test | Energy Efficiency | 0 | 0 | 145638.397 | 142560.424 | 214812.9109 | 486426.2201 | 519314.6066 | 490328.1229 | 456042.2553 | 416856.9991 | 372422.6097 | 323822.6739 | 269600.9943
Scenario 2: High TRC | SCE | Com | FoodServ | Com - School | Rate Impact Measure Test | Fuel Substitution | 3808.6116 | 4643.518 | 5528.4153 | 6475.9817 | 7539.2195 | 8788.1881 | 9977.3384 | 11143.0545 | 12366.4503 | 13622.8238 | 15006.2814 | 16412.3365 | 17928.9178
Scenario 2: High TRC | SCE | Com | FoodServ | Com - School | Total Resource Cost Test | Energy Efficiency | 0 | 0 | 51166.0571 | 52644.4093 | 80171.169 | 203885.3339 | 234835.2059 | 240323.4304 | 245171.0417 | 249500.9546 | 253128.6333 | 256995.0675 | 260189.0032
Scenario 2: High TRC | SCE | Com | FoodServ | Com - School | Total Resource Cost Test | Fuel Substitution | 5050.1593 | 6127.062 | 7271.3674 | 8492.1868 | 9849.9987 | 11457.4093 | 13008.662 | 14568.888 | 16225.1788 | 17952.4559 | 19847.6948 | 21812.8498 | 23954.0359
Scenario 2: High TRC | SCE | Com | HVAC | Com - College | Participant Cost Test | Energy Efficiency | 21598.9476 | 22680.8835 | 23856.0224 | 25056.941 | 26124.0333 | 27334.9919 | 28535.7262 | 29654.6486 | 30758.6837 | 31819.9292 | 32912.9633 | 34279.1381 | 35402.6209
Scenario 2: High TRC | SCE | Com | HVAC | Com - College | Participant Cost Test | Fuel Substitution | 24418.4228 | 25590.7549 | 26534.6947 | 30547.6875 | 31306.6325 | 0 | 0 | 0 | 0 | 0 | 0 | 0 | 0
Scenario 2: High TRC | SCE | Com | HVAC | Com - College | Program Administrator Cost Test | Energy Efficiency | 42039.8197 | 43835.3432 | 46096.3316 | 48474.1519 | 50153.916 | 52533.0162 | 54797.6928 | 56577.7123 | 58219.0689 | 59575.8451 | 61023.7818 | 63754.6866 | 65113.6904
Scenario 2: High TRC | SCE | Com | HVAC | Com - College | Program Administrator Cost Test | Fuel Substitution | 7574.4689 | 7903.6649 | 8158.7877 | 8984.0094 | 9168.6825 | 0 | 0 | 0 | 0 | 0 | 0 | 0 | 0
Scenario 2: High TRC | SCE | Com | HVAC | Com - College | Rate Impact Measure Test | Energy Efficiency | 195722.7105 | 197000.9703 | 198961.4123 | 199601.8588 | 195418.2724 | 192641.2572 | 187258.4976 | 177831.3557 | 165765.6125 | 150652.3903 | 133526.4869 | 116373.5494 | 92995.5736
Scenario 2: High TRC | SCE | Com | HVAC | Com - College | Rate Impact Measure Test | Fuel Substitution | 36729.4622 | 36704.6243 | 36095.953 | 38420.7156 | 36845.7879 | 0 | 0 | 0 | 0 | 0 | 0 | 0 | 0
Scenario 2: High TRC | SCE | Com | HVAC | Com - College | Total Resource Cost Test | Energy Efficiency | 51219.3725 | 53474.7187 | 56235.1411 | 59123.3518 | 61256.6301 | 64150.3877 | 66925.3765 | 69180.9379 | 71291.5095 | 73099.315 | 75011.7912 | 78323.3203 | 80159.8043
Scenario 2: High TRC | SCE | Com | HVAC | Com - College | Total Resource Cost Test | Fuel Substitution | 29987.4886 | 31457.594 | 32649.7625 | 37352.8554 | 38316.704 | 0 | 0 | 0 | 0 | 0 | 0 | 0 | 0
Scenario 2: High TRC | SCE | Com | HVAC | Com - Grocery | Participant Cost Test | Energy Efficiency | 9321.85 | 9925.7115 | 10605.9506 | 11247.6971 | 11908.3188 | 12572.9442 | 170850.4524 | 222507.9934 | 51433.1179 | 11478.221 | 11879.4686 | 12276.9813 | 12679.8006
Scenario 2: High TRC | SCE | Com | HVAC | Com - Grocery | Participant Cost Test | Fuel Substitution | 803873.656 | 808042.9324 | 799452.237 | 782383.9676 | 762395.0645 | 67513.2201 | 69480.4049 | 71046.5268 | 72334.7806 | 73444.4445 | 74441.7759 | 55668.1576 | 56325.2604
Scenario 2: High TRC | SCE | Com | HVAC | Com - Grocery | Program Administrator Cost Test | Energy Efficiency | 11720.9824 | 12343.5861 | 13027.2529 | 13663.1326 | 14311.0087 | 14949.3786 | 227380.8723 | 293059.4389 | 65357.1068 | 12812.9722 | 13115.967 | 13408.0309 | 13699.2925
Scenario 2: High TRC | SCE | Com | HVAC | Com - Grocery | Program Administrator Cost Test | Fuel Substitution | 1081175.2489 | 1138781.6327 | 1184029.6645 | 1220331.863 | 1257330.1203 | 12606.565 | 12900.7526 | 13121.3407 | 13291.9593 | 13430.7443 | 13549.5265 | 8425.1674 | 8477.6293
Scenario 2: High TRC | SCE | Com | HVAC | Com - Grocery | Rate Impact Measure Test | Energy Efficiency | 45633.2711 | 46242.8996 | 46641.6106 | 46474.9502 | 46012.3249 | 45137.2114 | 517274.7945 | 620315.927 | 132469.3007 | 27605.3387 | 24807.1416 | 21614.7966 | 18023.1291
Scenario 2: High TRC | SCE | Com | HVAC | Com - Grocery | Rate Impact Measure Test | Fuel Substitution | 1536839.694 | 1588281.8412 | 1619835.0461 | 1636218.6659 | 1648343.0873 | 123045.3784 | 113778.4518 | 102837.5515 | 90558.1944 | 77207.1954 | 62881.9086 | 34266.9745 | 21806.4249
Scenario 2: High TRC | SCE | Com | HVAC | Com - Grocery | Total Resource Cost Test | Energy Efficiency | 15413.4204 | 16257.6403 | 17193.5166 | 18062.255 | 18947.5855 | 19822.746 | 271892.1284 | 350557.3731 | 80157.5685 | 17694.4998 | 18169.2146 | 18631.4608 | 19095.2121
Scenario 2: High TRC | SCE | Com | HVAC | Com - Grocery | Total Resource Cost Test | Fuel Substitution | 1429474.3655 | 1504396.869 | 1563905.7523 | 1612229.6622 | 1659076.1671 | 76986.4825 | 79219.3499 | 80997.8893 | 82462.3943 | 83725.2096 | 84861.1113 | 61725.0771 | 62453.6719
Scenario 2: High TRC | SCE | Com | HVAC | Com - Health | Participant Cost Test | Energy Efficiency | 43628.5122 | 46031.3298 | 48537.7644 | 52271.4439 | 55134.2362 | 57609.7857 | 60246.9965 | 62693.4489 | 62627.4353 | 64155.6302 | 66096.5062 | 68459.0343 | 70977.3203
Scenario 2: High TRC | SCE | Com | HVAC | Com - Health | Participant Cost Test | Fuel Substitution | 356842.8736 | 441599.4358 | 453538.6075 | 507430.7705 | 514699.4142 | 64204.9432 | 66706.4892 | 68806.037 | 67479.8726 | 68995.9441 | 70387.0819 | 53386.3626 | 54338.5686
Scenario 2: High TRC | SCE | Com | HVAC | Com - Health | Program Administrator Cost Test | Energy Efficiency | 100046.2362 | 103937.7769 | 107924.1337 | 112849.4689 | 116810.3394 | 120098.5024 | 123592.5873 | 126570.5163 | 126716.6557 | 128337.8921 | 130275.8703 | 132957.8045 | 135841.6064
Scenario 2: High TRC | SCE | Com | HVAC | Com - Health | Program Administrator Cost Test | Fuel Substitution | 233051.9531 | 254902.4589 | 265565.2204 | 312659.3365 | 322595.4457 | 11927.5424 | 12330.0568 | 12657.538 | 12092.6602 | 12309.5856 | 12503.85 | 7781.8621 | 7881.3534
Scenario 2: High TRC | SCE | Com | HVAC | Com - Health | Rate Impact Measure Test | Energy Efficiency | 488720.8404 | 489026.7535 | 485617.8806 | 479658.7735 | 467942.8405 | 450425.5747 | 429867.7978 | 403490.3472 | 366897.706 | 329520.3857 | 288558.3671 | 244311.6847 | 194735.6585
Scenario 2: High TRC | SCE | Com | HVAC | Com - Health | Rate Impact Measure Test | Fuel Substitution | 445011.8632 | 544019.1299 | 546189.5718 | 580486.7149 | 574521.6544 | 106273.7965 | 99317.9662 | 90688.7234 | 76917.3853 | 66190.4817 | 54451.8947 | 29273.2226 | 19032.3431
Scenario 2: High TRC | SCE | Com | HVAC | Com - Health | Total Resource Cost Test | Energy Efficiency | 118588.3539 | 123501.092 | 128552.6836 | 134796.6139 | 139887.054 | 144189.1496 | 148762.7632 | 152738.6828 | 153251.7273 | 155604.0349 | 158366.8854 | 162052.8941 | 166006.9675
Scenario 2: High TRC | SCE | Com | HVAC | Com - Health | Total Resource Cost Test | Fuel Substitution | 524133.087 | 628867.066 | 654319.8019 | 751419.9954 | 773176.5015 | 73455.8847 | 76310.2218 | 78706.6056 | 76917.846 | 78644.433 | 80229.416 | 59198.7118 | 60254.5876
Scenario 2: High TRC | SCE | Com | HVAC | Com - Lodging | Participant Cost Test | Energy Efficiency | 71863.7736 | 79509.9057 | 87671.4791 | 105172.5294 | 132115.5112 | 148293.2898 | 162101.8775 | 176463.6834 | 65409.6909 | 35811.1684 | 37109.4408 | 38410.8687 | 39721.697
Scenario 2: High TRC | SCE | Com | HVAC | Com - Lodging | Participant Cost Test | Fuel Substitution | 277993.685 | 284761.1483 | 271000.5661 | 271539.1582 | 263061.9547 | 28646.9668 | 29544.7298 | 30268.2031 | 18300.5231 | 18613.2911 | 18892.1951 | 19150.4478 | 19396.7655
Scenario 2: High TRC | SCE | Com | HVAC | Com - Lodging | Program Administrator Cost Test | Energy Efficiency | 106455.4351 | 115066.6337 | 124053.6761 | 144380.4076 | 172947.2164 | 189478.2923 | 203329.8789 | 217444.9785 | 97737.8866 | 66244.2422 | 67663.6211 | 69039.8806 | 70385.463
Scenario 2: High TRC | SCE | Com | HVAC | Com - Lodging | Program Administrator Cost Test | Fuel Substitution | 198410.8932 | 208683.1935 | 212600.4267 | 218958.3195 | 223322.75 | 5316.2619 | 5456.2987 | 5564.2417 | 2687.2542 | 2719.324 | 2746.282 | 2770.12 | 2792.1428
Scenario 2: High TRC | SCE | Com | HVAC | Com - Lodging | Rate Impact Measure Test | Energy Efficiency | 402760.385 | 416180.0682 | 426495.3786 | 460639.5161 | 507006.8555 | 518173.9382 | 517263.5745 | 510474.4382 | 246184.6727 | 167271.5014 | 147610.8587 | 125247.2666 | 100036.8024
Scenario 2: High TRC | SCE | Com | HVAC | Com - Lodging | Rate Impact Measure Test | Fuel Substitution | 326247.6783 | 334687.3632 | 334592.3624 | 335156.2288 | 332390.2349 | 45698.6755 | 42415.5873 | 38493.2311 | 19653.9463 | 16747.5627 | 13612.304 | 10246.4637 | 6652.3563
Scenario 2: High TRC | SCE | Com | HVAC | Com - Lodging | Total Resource Cost Test | Energy Efficiency | 128694.0382 | 139466.0676 | 150748.0766 | 175700.2127 | 211265.0859 | 232105.686 | 249677.095 | 267654.5719 | 120200.5224 | 81463.9888 | 83435.1334 | 85364.4998 | 87267.1842
Scenario 2: High TRC | SCE | Com | HVAC | Com - Lodging | Total Resource Cost Test | Fuel Substitution | 395016.304 | 414192.8517 | 408160.7935 | 419984.6755 | 421014.5462 | 32817.5737 | 33842.665 | 34669.0027 | 20292.9614 | 20639.7814 | 20949.0506 | 21235.4202 | 21508.5553
Scenario 2: High TRC | SCE | Com | HVAC | Com - Office (Large) | Participant Cost Test | Energy Efficiency | 28589.8016 | 29813.5848 | 30983.9605 | 32158.7113 | 33397.8395 | 34623.8429 | 35777.8408 | 36944.7951 | 38021.5652 | 39057.9402 | 40139.7116 | 41181.2818 | 42251.5466
Scenario 2: High TRC | SCE | Com | HVAC | Com - Office (Large) | Participant Cost Test | Fuel Substitution | 185.213 | 189.0556 | 191.0645 | 1405.8784 | 1363.0307 | 0 | 0 | 0 | 0 | 0 | 0 | 0 | 0
Scenario 2: High TRC | SCE | Com | HVAC | Com - Office (Large) | Program Administrator Cost Test | Energy Efficiency | 37209.0356 | 38333.2393 | 39360.695 | 40367.2915 | 41428.1269 | 42446.229 | 43351.6881 | 44250.1209 | 45019.6292 | 45722.8742 | 46461.4086 | 47136.1066 | 47827.1034
Scenario 2: High TRC | SCE | Com | HVAC | Com - Office (Large) | Program Administrator Cost Test | Fuel Substitution | 86.0678 | 87.7854 | 88.5626 | 1109.5542 | 1115.099 | 0 | 0 | 0 | 0 | 0 | 0 | 0 | 0
Scenario 2: High TRC | SCE | Com | HVAC | Com - Office (Large) | Rate Impact Measure Test | Energy Efficiency | 151051.7669 | 149814.0969 | 147125.1706 | 143347.5209 | 139009.6664 | 133667.1371 | 127053.1748 | 119463.31 | 110533.8933 | 100467.8434 | 89425.7535 | 77076.2655 | 63497.2913
Scenario 2: High TRC | SCE | Com | HVAC | Com - Office (Large) | Rate Impact Measure Test | Fuel Substitution | 226.4259 | 223.3835 | 217.4741 | 1230.3029 | 1226.5004 | 0 | 0 | 0 | 0 | 0 | 0 | 0 | 0
Scenario 2: High TRC | SCE | Com | HVAC | Com - Office (Large) | Total Resource Cost Test | Energy Efficiency | 49359.7013 | 51004.0128 | 52528.8782 | 54034.7438 | 55622.2087 | 57161.3623 | 58557.2705 | 59951.6588 | 61178.7944 | 62322.4988 | 63520.7861 | 64638.1514 | 65784.0107
Scenario 2: High TRC | SCE | Com | HVAC | Com - Office (Large) | Total Resource Cost Test | Fuel Substitution | 255.39 | 260.9382 | 263.87 | 2125.6344 | 2127.2255 | 0 | 0 | 0 | 0 | 0 | 0 | 0 | 0
Scenario 2: High TRC | SCE | Com | HVAC | Com - Office (Small) | Participant Cost Test | Energy Efficiency | 16342.3831 | 17170.6169 | 17986.4772 | 18791.6996 | 13444.945 | 57712.6792 | 20614.2871 | 21395.5016 | 22171.1779 | 22938.4949 | 23713.1988 | 24487.6743 | 25269.4427
Scenario 2: High TRC | SCE | Com | HVAC | Com - Office (Small) | Participant Cost Test | Fuel Substitution | 821.7685 | 827.4025 | 820.9447 | 928.5856 | 783.3667 | 0 | 0 | 0 | 0 | 0 | 0 | 0 | 0
Scenario 2: High TRC | SCE | Com | HVAC | Com - Office (Small) | Program Administrator Cost Test | Energy Efficiency | 32687.6253 | 34325.1692 | 35908.1193 | 37438.238 | 16188.7513 | 253324.2314 | 39471.855 | 40805.9991 | 42044.4963 | 43167.2301 | 44257.8409 | 45269.4697 | 46240.9366
Scenario 2: High TRC | SCE | Com | HVAC | Com - Office (Small) | Program Administrator Cost Test | Fuel Substitution | 854.4261 | 899.8991 | 935.5686 | 996.1304 | 879.8939 | 0 | 0 | 0 | 0 | 0 | 0 | 0 | 0
Scenario 2: High TRC | SCE | Com | HVAC | Com - Office (Small) | Rate Impact Measure Test | Energy Efficiency | 148435.8472 | 150689.8552 | 151359.9121 | 150451.978 | 53542.721 | 1007084.9205 | 130913.4478 | 124657.1953 | 116548.3789 | 106529.7799 | 94764.0145 | 80983.6053 | 65171.0257
Scenario 2: High TRC | SCE | Com | HVAC | Com - Office (Small) | Rate Impact Measure Test | Fuel Substitution | 925.4966 | 970.8626 | 1005.5731 | 1103.2604 | 967.5797 | 0 | 0 | 0 | 0 | 0 | 0 | 0 | 0
Scenario 2: High TRC | SCE | Com | HVAC | Com - Office (Small) | Total Resource Cost Test | Energy Efficiency | 39633.1381 | 41622.6814 | 43552.3721 | 45424.7103 | 21902.853 | 277852.12 | 48232.927 | 49899.0873 | 51467.2469 | 52916.0904 | 54335.9504 | 55676.7313 | 56980.4498
Scenario 2: High TRC | SCE | Com | HVAC | Com - Office (Small) | Total Resource Cost Test | Fuel Substitution | 1266.2239 | 1329.7107 | 1379.67 | 1568.1524 | 1381.086 | 0 | 0 | 0 | 0 | 0 | 0 | 0 | 0
Scenario 2: High TRC | SCE | Com | HVAC | Com - Other | Participant Cost Test | Energy Efficiency | 70521.6558 | 74076.6581 | 76812.1901 | 78591.0837 | 79361.6624 | 79134.0165 | 78024.0475 | 76117.6348 | 30306.6256 | 30482.7217 | 31625.1201 | 32771.4809 | 33947.3751
Scenario 2: High TRC | SCE | Com | HVAC | Com - Other | Participant Cost Test | Fuel Substitution | 477993.445 | 495189.4479 | 806550.1571 | 823892.0525 | 891645.5262 | 0 | 414.449 | 0 | 0 | 0 | 0 | 0 | 0
Scenario 2: High TRC | SCE | Com | HVAC | Com - Other | Program Administrator Cost Test | Energy Efficiency | 407275.6233 | 437656.8979 | 467174.3372 | 494370.5016 | 519725.0097 | 543007.9963 | 566792.8876 | 586076.8412 | 535532.4551 | 558463.317 | 581506.9075 | 602640.9964 | 624165.5675
Scenario 2: High TRC | SCE | Com | HVAC | Com - Other | Program Administrator Cost Test | Fuel Substitution | 289919.172 | 304179.8383 | 357016.0378 | 366721.9014 | 382815.536 | 0 | 59.1503 | 0 | 0 | 0 | 0 | 0 | 0
Scenario 2: High TRC | SCE | Com | HVAC | Com - Other | Rate Impact Measure Test | Energy Efficiency | 2061617.7622 | 2162556.2738 | 2240000.199 | 2284843.9484 | 2301492.9945 | 2285934.2798 | 2245836.603 | 2156935.5381 | 1811896.1161 | 1667126.9785 | 1483606.9494 | 1252582.2658 | 975386.9912
Scenario 2: High TRC | SCE | Com | HVAC | Com - Other | Rate Impact Measure Test | Fuel Substitution | 648197.2578 | 658032.8235 | 933412.2054 | 916521.8944 | 931964.382 | 0 | 506.7326 | 0 | 0 | 0 | 0 | 0 | 0
Scenario 2: High TRC | SCE | Com | HVAC | Com - Other | Total Resource Cost Test | Energy Efficiency | 431024.6722 | 462626.9372 | 493122.1207 | 521010.2774 | 546756.9895 | 570135.7389 | 593758.7158 | 612642.3192 | 548335.4975 | 571418.4738 | 594947.5836 | 616568.8758 | 638593.2019
Scenario 2: High TRC | SCE | Com | HVAC | Com - Other | Total Resource Cost Test | Fuel Substitution | 682146.4427 | 714942.7435 | 1069027.6101 | 1100043.3536 | 1185802.725 | 0 | 459.5714 | 0 | 0 | 0 | 0 | 0 | 0
Scenario 2: High TRC | SCE | Com | HVAC | Com - Restaurant | Participant Cost Test | Energy Efficiency | 7734.9527 | 8158.6357 | 8583.1453 | 9010.3715 | 9444.8554 | 9853.22 | 10250.7923 | 10656.744 | 11057.961 | 11451.82 | 11849.1911 | 12240.4221 | 12635.6763
Scenario 2: High TRC | SCE | Com | HVAC | Com - Restaurant | Participant Cost Test | Fuel Substitution | 29562.8808 | 30858.2271 | 31887.074 | 32709.4142 | 33382.5714 | 53.4489 | 54.8908 | 56.0402 | 57.0027 | 57.8493 | 58.6243 | 59.3566 | 60.0642
Scenario 2: High TRC | SCE | Com | HVAC | Com - Restaurant | Program Administrator Cost Test | Energy Efficiency | 19198.3699 | 20353.9363 | 21513.0486 | 22687.2846 | 23902.5765 | 24879.2642 | 25740.7175 | 26638.9197 | 27458.9323 | 28175.5134 | 28874.5124 | 29472.479 | 30051.4834
Scenario 2: High TRC | SCE | Com | HVAC | Com - Restaurant | Program Administrator Cost Test | Fuel Substitution | 9411.3682 | 9790.5357 | 10077.5107 | 10295.9565 | 10475.4093 | 7.9336 | 8.1051 | 8.2322 | 8.3311 | 8.4125 | 8.4832 | 8.5475 | 8.608
Scenario 2: High TRC | SCE | Com | HVAC | Com - Restaurant | Rate Impact Measure Test | Energy Efficiency | 101787.2001 | 104605.2984 | 106428.9748 | 107259.2451 | 107298.8198 | 104979.9198 | 100976.4246 | 95943.2622 | 89269.7207 | 80873.3051 | 70989.2059 | 59272.4068 | 45857.151
Scenario 2: High TRC | SCE | Com | HVAC | Com - Restaurant | Rate Impact Measure Test | Fuel Substitution | 49343.2734 | 49072.53 | 48015.2516 | 46330.0275 | 44208.5597 | 82.4662 | 76.0327 | 68.5439 | 60.2216 | 51.2217 | 41.5907 | 31.3005 | 20.345
Scenario 2: High TRC | SCE | Com | HVAC | Com - Restaurant | Total Resource Cost Test | Energy Efficiency | 22485.7248 | 23821.3565 | 25160.8854 | 26516.6925 | 27916.64 | 29066.8827 | 30097.3042 | 31168.0359 | 32158.5657 | 33042.5369 | 33910.4186 | 34674.6584 | 35421.6459
Scenario 2: High TRC | SCE | Com | HVAC | Com - Restaurant | Total Resource Cost Test | Fuel Substitution | 36391.6173 | 38038.8129 | 39360.0847 | 40429.7021 | 41323.258 | 59.2681 | 60.8669 | 62.1415 | 63.2087 | 64.1475 | 65.007 | 65.8189 | 66.6036
Scenario 2: High TRC | SCE | Com | HVAC | Com - Retail | Participant Cost Test | Energy Efficiency | 216549.8456 | 241398.7378 | 267033.8669 | 294062.1318 | 322697.455 | 360418.1901 | 393679.9084 | 426741.0639 | 96559.8313 | 24418.1344 | 25212.5965 | 25988.0457 | 26767.1697
Scenario 2: High TRC | SCE | Com | HVAC | Com - Retail | Participant Cost Test | Fuel Substitution | 89423.2282 | 93421.4144 | 96620.3639 | 99197.4324 | 101023.9089 | 98057.6252 | 101817.2031 | 104839.2706 | 0 | 0 | 0 | 0 | 0
Scenario 2: High TRC | SCE | Com | HVAC | Com - Retail | Program Administrator Cost Test | Energy Efficiency | 260794.8192 | 286175.074 | 311525.9338 | 337971.8402 | 365769.6995 | 400869.3923 | 429476.697 | 455912.3407 | 143536.2076 | 77316.4056 | 78992.5186 | 80267.4598 | 81426.8232
Scenario 2: High TRC | SCE | Com | HVAC | Com - Retail | Program Administrator Cost Test | Fuel Substitution | 25963.956 | 27019.8362 | 27830.7521 | 28453.4041 | 28880.918 | 17866.5839 | 18481.4071 | 18960.5398 | 0 | 0 | 0 | 0 | 0
Scenario 2: High TRC | SCE | Com | HVAC | Com - Retail | Rate Impact Measure Test | Energy Efficiency | 779982.6182 | 826624.3495 | 864203.045 | 896245.0967 | 923779.0704 | 956133.5121 | 965011.7849 | 960052.2073 | 337381.0237 | 198758.4272 | 175541.887 | 148150.2152 | 117197.4107
Scenario 2: High TRC | SCE | Com | HVAC | Com - Retail | Rate Impact Measure Test | Fuel Substitution | 158354.1667 | 157241.9892 | 153547.7507 | 147787.8063 | 140264.7852 | 131021.4587 | 122745.2063 | 112324.089 | 0 | 0 | 0 | 0 | 0
Scenario 2: High TRC | SCE | Com | HVAC | Com - Retail | Total Resource Cost Test | Energy Efficiency | 319425.6653 | 351295.5388 | 383314.1487 | 416764.3055 | 451960.2436 | 496848.0315 | 534790.8579 | 571309.7305 | 172588.096 | 87694.1127 | 89707.8721 | 91312.3792 | 92802.8703
Scenario 2: High TRC | SCE | Com | HVAC | Com - Retail | Total Resource Cost Test | Fuel Substitution | 108322.0927 | 113286.8356 | 117295.0912 | 120556.5798 | 122923.6563 | 112714.0081 | 117030.835 | 120501.1236 | 0 | 0 | 0 | 0 | 0
Scenario 2: High TRC | SCE | Com | HVAC | Com - School | Participant Cost Test | Energy Efficiency | 10548.7409 | 11043.2826 | 11538.0176 | 12018.4093 | 12478.8833 | 12945.7054 | 13388.9869 | 13840.5742 | 14294.8922 | 14750.9294 | 15197.7805 | 15662.3428 | 16112.0505
Scenario 2: High TRC | SCE | Com | HVAC | Com - School | Participant Cost Test | Fuel Substitution | 14977.0408 | 15349.3953 | 15569.0583 | 15675.2471 | 15705.2458 | 0 | 0 | 0 | 0 | 0 | 0 | 0 | 0
Scenario 2: High TRC | SCE | Com | HVAC | Com - School | Program Administrator Cost Test | Energy Efficiency | 34859.6491 | 36546.0358 | 38246.9453 | 39789.1019 | 41092.1518 | 42448.9245 | 43493.0935 | 44583.2651 | 45635.5132 | 46637.8975 | 47449.1066 | 48353.7658 | 48883.9214
Scenario 2: High TRC | SCE | Com | HVAC | Com - School | Program Administrator Cost Test | Fuel Substitution | 7467.8206 | 7665.9215 | 7785.6095 | 7846.9997 | 7880.3339 | 0 | 0 | 0 | 0 | 0 | 0 | 0 | 0
Scenario 2: High TRC | SCE | Com | HVAC | Com - School | Rate Impact Measure Test | Energy Efficiency | 185385.8586 | 188024.9276 | 189094.963 | 187608.9706 | 183466.6431 | 178040.0759 | 169507.2085 | 159480.2436 | 147423.365 | 133157.9843 | 116132.1842 | 96996.838 | 74559.1713
Scenario 2: High TRC | SCE | Com | HVAC | Com - School | Rate Impact Measure Test | Fuel Substitution | 18240.7272 | 18143.1052 | 17806.6332 | 17286.0829 | 16639.2336 | 0 | 0 | 0 | 0 | 0 | 0 | 0 | 0
Scenario 2: High TRC | SCE | Com | HVAC | Com - School | Total Resource Cost Test | Energy Efficiency | 39342.864 | 41239.4309 | 43150.6028 | 44896.9259 | 46395.6772 | 47950.8493 | 49183.4129 | 50475.8058 | 51744.0862 | 52964.2215 | 53990.1817 | 55145.2833 | 56001.9185
Scenario 2: High TRC | SCE | Com | HVAC | Com - School | Total Resource Cost Test | Fuel Substitution | 20545.8997 | 21148.315 | 21546.9351 | 21791.2677 | 21936.6333 | 0 | 0 | 0 | 0 | 0 | 0 | 0 | 0
Scenario 2: High TRC | SCE | Com | HVAC | Com - Warehouse | Participant Cost Test | Energy Efficiency | 4865.3578 | 5131.2627 | 5389.5894 | 5658.5505 | 5943.5134 | 6219.0879 | 6489.257 | 6766.3185 | 6879.1953 | 7131.9645 | 7387.4104 | 7637.3524 | 7894.8089
Scenario 2: High TRC | SCE | Com | HVAC | Com - Warehouse | Participant Cost Test | Fuel Substitution | 238930.7717 | 245955.2305 | 291792.114 | 295171.6457 | 297521.6713 | 46.0842 | 47.6308 | 48.9107 | 0 | 0 | 0 | 0 | 0
Scenario 2: High TRC | SCE | Com | HVAC | Com - Warehouse | Program Administrator Cost Test | Energy Efficiency | 4921.5107 | 5138.4378 | 5343.5322 | 5555.0292 | 5768.8456 | 5966.5028 | 6104.0401 | 6239.8537 | 6229.3239 | 6331.7225 | 6430.0614 | 6517.4385 | 6605.2225
Scenario 2: High TRC | SCE | Com | HVAC | Com - Warehouse | Program Administrator Cost Test | Fuel Substitution | 207116.3256 | 218841.5716 | 233815.4825 | 241769.6728 | 249743.859 | 6.426 | 6.6131 | 6.762 | 0 | 0 | 0 | 0 | 0
Scenario 2: High TRC | SCE | Com | HVAC | Com - Warehouse | Rate Impact Measure Test | Energy Efficiency | 17292.3444 | 17390.2384 | 17313.2446 | 17125.4596 | 16857.5634 | 16428.9759 | 15798.0245 | 15035.773 | 13810.0895 | 12724.9952 | 11487.3268 | 10068.8261 | 8477.9998
Scenario 2: High TRC | SCE | Com | HVAC | Com - Warehouse | Rate Impact Measure Test | Fuel Substitution | 276596.8841 | 287726.1213 | 326911.0075 | 331007.1504 | 334027.3372 | 56.0779 | 52.155 | 47.4328 | 0 | 0 | 0 | 0 | 0
Scenario 2: High TRC | SCE | Com | HVAC | Com - Warehouse | Total Resource Cost Test | Energy Efficiency | 6990.2699 | 7320.7302 | 7636.173 | 7962.5801 | 8305.9097 | 8631.5371 | 8938.1244 | 9249.7711 | 9339.8128 | 9612.0768 | 9884.34 | 10145.7791 | 10413.8335
Scenario 2: High TRC | SCE | Com | HVAC | Com - Warehouse | Total Resource Cost Test | Fuel Substitution | 382171.7771 | 402574.1841 | 464688.5969 | 480054.8403 | 494473.7309 | 51.1016 | 52.8165 | 54.2358 | 0 | 0 | 0 | 0 | 0
Scenario 2: High TRC | SCE | Com | Lighting | Com - College | Participant Cost Test | Energy Efficiency | 0 | 0 | 0 | 0 | 0 | 0 | 0 | 36773.1087 | 9171.345 | 0 | 0 | 0 | 0
Scenario 2: High TRC | SCE | Com | Lighting | Com - College | Program Administrator Cost Test | Energy Efficiency | 0 | 0 | 0 | 0 | 0 | 0 | 0 | 16123.8825 | 3942.504 | 0 | 0 | 0 | 0
Scenario 2: High TRC | SCE | Com | Lighting | Com - College | Rate Impact Measure Test | Energy Efficiency | 0 | 0 | 0 | 0 | 0 | 0 | 0 | 55601.9166 | 12271.9179 | 0 | 0 | 0 | 0
Scenario 2: High TRC | SCE | Com | Lighting | Com - College | Total Resource Cost Test | Energy Efficiency | 0 | 0 | 0 | 0 | 0 | 0 | 0 | 46863.1598 | 11622.3122 | 0 | 0 | 0 | 0
Scenario 2: High TRC | SCE | Com | Lighting | Com - Grocery | Participant Cost Test | Energy Efficiency | 101579.1895 | 108852.5789 | 115886.4945 | 123036.6903 | 130393.7163 | 137607.6989 | 144622.7326 | 151846.9322 | 158949.8526 | 165888.2476 | 172923.6813 | 179558.1985 | 185844.285
Scenario 2: High TRC | SCE | Com | Lighting | Com - Grocery | Program Administrator Cost Test | Energy Efficiency | 85372.4598 | 89942.3567 | 94115.6959 | 98198.146 | 102261.5599 | 106024.7236 | 109454.3612 | 112874.0861 | 116031.8568 | 118904.9205 | 121692.9827 | 124112.3298 | 126246.7751
Scenario 2: High TRC | SCE | Com | Lighting | Com - Grocery | Rate Impact Measure Test | Energy Efficiency | 430619.7112 | 438162.1512 | 439575.9048 | 436400.5726 | 429768.0517 | 418071.3619 | 400975.068 | 379472.1137 | 352401.1559 | 319684.2894 | 281602.1701 | 236985.0217 | 185937.6882
Scenario 2: High TRC | SCE | Com | Lighting | Com - Grocery | Total Resource Cost Test | Energy Efficiency | 163385.2012 | 173801.7639 | 183670.8492 | 193570.2168 | 203641.9798 | 213334.0528 | 222567.9079 | 231983.8662 | 241071.7652 | 249773.3426 | 258492.5854 | 266540.5761 | 274034.7295
Scenario 2: High TRC | SCE | Com | Lighting | Com - Health | Participant Cost Test | Energy Efficiency | 118864.25 | 127742.5659 | 136953.8092 | 145307.217 | 154150.3044 | 162668.7653 | 171613.644 | 179938.7723 | 188173.8142 | 195735.1949 | 203058.1043 | 211294.1495 | 219564.1538
Scenario 2: High TRC | SCE | Com | Lighting | Com - Health | Program Administrator Cost Test | Energy Efficiency | 93580.2737 | 98871.3709 | 104195.4688 | 108630.3083 | 113230.5826 | 117378.3028 | 121637.3316 | 125247.952 | 128610.4966 | 131330.5263 | 133732.4985 | 136686.1991 | 139608.0171
Scenario 2: High TRC | SCE | Com | Lighting | Com - Health | Rate Impact Measure Test | Energy Efficiency | 482239.2154 | 492075.493 | 497170.9188 | 493183.5172 | 486091.7115 | 472700.1586 | 454967.9601 | 429731.1637 | 398375.6065 | 359758.7975 | 314813.947 | 264833.5723 | 207677.9746
Scenario 2: High TRC | SCE | Com | Lighting | Com - Health | Total Resource Cost Test | Energy Efficiency | 185935.6482 | 198412.042 | 211218.8248 | 222505.9658 | 234376.1985 | 245574.9296 | 257254.203 | 267830.6485 | 278118.954 | 287260.2707 | 295920.2591 | 305869.7108 | 315823.5695
Scenario 2: High TRC | SCE | Com | Lighting | Com - Lodging | Participant Cost Test | Energy Efficiency | 0 | 0 | 0 | 0 | 0 | 0 | 0 | 0 | 0 | 0 | 0 | 0 | 0
Scenario 2: High TRC | SCE | Com | Lighting | Com - Lodging | Program Administrator Cost Test | Energy Efficiency | 0 | 0 | 0 | 0 | 0 | 0 | 0 | 0 | 0 | 0 | 0 | 0 | 0
Scenario 2: High TRC | SCE | Com | Lighting | Com - Lodging | Rate Impact Measure Test | Energy Efficiency | 0 | 0 | 0 | 0 | 0 | 0 | 0 | 0 | 0 | 0 | 0 | 0 | 0
Scenario 2: High TRC | SCE | Com | Lighting | Com - Lodging | Total Resource Cost Test | Energy Efficiency | 0 | 0 | 0 | 0 | 0 | 0 | 0 | 0 | 0 | 0 | 0 | 0 | 0
Scenario 2: High TRC | SCE | Com | Lighting | Com - Office (Large) | Participant Cost Test | Energy Efficiency | 0 | 0 | 0 | 0 | 0 | 0 | 0 | 135836.4838 | 59535.0126 | 0 | 0 | 0 | 0
Scenario 2: High TRC | SCE | Com | Lighting | Com - Office (Large) | Program Administrator Cost Test | Energy Efficiency | 0 | 0 | 0 | 0 | 0 | 0 | 0 | 57470.502 | 24694.5342 | 0 | 0 | 0 | 0
Scenario 2: High TRC | SCE | Com | Lighting | Com - Office (Large) | Rate Impact Measure Test | Energy Efficiency | 0 | 0 | 0 | 0 | 0 | 0 | 0 | 201316.8618 | 78044.3132 | 0 | 0 | 0 | 0
Scenario 2: High TRC | SCE | Com | Lighting | Com - Office (Large) | Total Resource Cost Test | Energy Efficiency | 0 | 0 | 0 | 0 | 0 | 0 | 0 | 171371.6275 | 74699.0678 | 0 | 0 | 0 | 0
Scenario 2: High TRC | SCE | Com | Lighting | Com - Office (Small) | Participant Cost Test | Energy Efficiency | 0 | 0 | 0 | 0 | 0 | 0 | 0 | 0 | 0 | 0 | 0 | 0 | 0
Scenario 2: High TRC | SCE | Com | Lighting | Com - Office (Small) | Program Administrator Cost Test | Energy Efficiency | 0 | 0 | 0 | 0 | 0 | 0 | 0 | 0 | 0 | 0 | 0 | 0 | 0
Scenario 2: High TRC | SCE | Com | Lighting | Com - Office (Small) | Rate Impact Measure Test | Energy Efficiency | 0 | 0 | 0 | 0 | 0 | 0 | 0 | 0 | 0 | 0 | 0 | 0 | 0
Scenario 2: High TRC | SCE | Com | Lighting | Com - Office (Small) | Total Resource Cost Test | Energy Efficiency | 0 | 0 | 0 | 0 | 0 | 0 | 0 | 0 | 0 | 0 | 0 | 0 | 0
Scenario 2: High TRC | SCE | Com | Lighting | Com - Other | Participant Cost Test | Energy Efficiency | 0 | 0 | 0 | 0 | 0 | 0 | 0 | 0 | 0 | 0 | 0 | 0 | 0
Scenario 2: High TRC | SCE | Com | Lighting | Com - Other | Program Administrator Cost Test | Energy Efficiency | 0 | 0 | 0 | 0 | 0 | 0 | 0 | 0 | 0 | 0 | 0 | 0 | 0
Scenario 2: High TRC | SCE | Com | Lighting | Com - Other | Rate Impact Measure Test | Energy Efficiency | 0 | 0 | 0 | 0 | 0 | 0 | 0 | 0 | 0 | 0 | 0 | 0 | 0
Scenario 2: High TRC | SCE | Com | Lighting | Com - Other | Total Resource Cost Test | Energy Efficiency | 0 | 0 | 0 | 0 | 0 | 0 | 0 | 0 | 0 | 0 | 0 | 0 | 0
Scenario 2: High TRC | SCE | Com | Lighting | Com - Refrig. Warehouse | Participant Cost Test | Energy Efficiency | 4319.4428 | 1816.9845 | 1934.4167 | 2043.4897 | 2156.9703 | 2273.4396 | 2392.0447 | 2507.937 | 2626.6635 | 2745.0496 | 2861.7788 | 2976.1799 | 3086.1251
Scenario 2: High TRC | SCE | Com | Lighting | Com - Refrig. Warehouse | Program Administrator Cost Test | Energy Efficiency | 4784.1838 | 1951.9766 | 2042.1915 | 2119.4952 | 2197.7455 | 2275.3305 | 2351.3144 | 2420.8725 | 2489.6274 | 2554.4892 | 2614.3323 | 2671.0034 | 2722.0801
Scenario 2: High TRC | SCE | Com | Lighting | Com - Refrig. Warehouse | Rate Impact Measure Test | Energy Efficiency | 25506.2885 | 10050.2542 | 10080.5469 | 9954.15 | 9758.3937 | 9474.7273 | 9089.8021 | 8578.9554 | 7956.9322 | 7208.9806 | 6324.7961 | 5297.4124 | 4114.8084
Scenario 2: High TRC | SCE | Com | Lighting | Com - Refrig. Warehouse | Total Resource Cost Test | Energy Efficiency | 7906.5528 | 3275.6314 | 3457.467 | 3620.9662 | 3789.2627 | 3959.7263 | 4130.8028 | 4294.0705 | 4459.2498 | 4620.8842 | 4776.8399 | 4928.0409 | 5070.538
Scenario 2: High TRC | SCE | Com | Lighting | Com - Restaurant | Participant Cost Test | Energy Efficiency | 18639.9471 | 26661.3976 | 29537.269 | 32497.7377 | 98772.4218 | 116496.9313 | 122659.186 | 128923.9546 | 135136.7969 | 141255.0277 | 147413.447 | 153494.4665 | 159416.3023
Scenario 2: High TRC | SCE | Com | Lighting | Com - Restaurant | Program Administrator Cost Test | Energy Efficiency | 14158.0147 | 19853.6529 | 21563.9183 | 23260.0315 | 59982.2794 | 68867.2147 | 71218.7111 | 73514.9117 | 75666.8369 | 77654.8711 | 79559.2481 | 81317.7615 | 82931.6414
Scenario 2: High TRC | SCE | Com | Lighting | Com - Restaurant | Rate Impact Measure Test | Energy Efficiency | 73591.7139 | 99665.471 | 103782.6823 | 106513.2974 | 259710.3485 | 279698.7288 | 268619.9232 | 254306.0012 | 236245.6417 | 214330.8123 | 188585.4194 | 158486.9918 | 123866.7062
Scenario 2: High TRC | SCE | Com | Lighting | Com - Restaurant | Total Resource Cost Test | Energy Efficiency | 28728.2632 | 40761.1003 | 44799.4464 | 48903.015 | 139730.7247 | 163243.7867 | 170805.6319 | 178414.8115 | 185856.8392 | 193076.5701 | 200263.3497 | 207258.4768 | 213988.5502
Scenario 2: High TRC | SCE | Com | Lighting | Com - Retail | Participant Cost Test | Energy Efficiency | 527144.1532 | 565380.8179 | 602451.2655 | 640036.9477 | 678406.3941 | 715898.7307 | 752488.1111 | 789794.9548 | 826190.3984 | 861985.5202 | 898020.0846 | 931552.2754 | 963582.5855
Scenario 2: High TRC | SCE | Com | Lighting | Com - Retail | Program Administrator Cost Test | Energy Efficiency | 343758.1194 | 362473.1824 | 379630.4109 | 396352.6171 | 412806.3648 | 427964.4859 | 441856.4929 | 455486.2472 | 467901.07 | 479323.6631 | 490259.7666 | 499551.0105 | 507833.5961
Scenario 2: High TRC | SCE | Com | Lighting | Com - Retail | Rate Impact Measure Test | Energy Efficiency | 1808813.0654 | 1841988.9382 | 1849528.9908 | 1837266.3038 | 1809221.2212 | 1759222.7723 | 1686514.3688 | 1594097.7837 | 1477444.8522 | 1337215.5342 | 1173597.8498 | 981838.7709 | 762893.805
Scenario 2: High TRC | SCE | Com | Lighting | Com - Retail | Total Resource Cost Test | Energy Efficiency | 765378.7716 | 815727.1484 | 863719.641 | 911819.4752 | 960409.4344 | 1007124.5028 | 1051965.6866 | 1097241.8188 | 1140678.9175 | 1182745.1381 | 1224624.958 | 1262860.6698 | 1298891.4323
Scenario 2: High TRC | SCE | Com | Lighting | Com - School | Participant Cost Test | Energy Efficiency | 0 | 0 | 0 | 0 | 0 | 0 | 0 | 0 | 0 | 0 | 0 | 0 | 0
Scenario 2: High TRC | SCE | Com | Lighting | Com - School | Program Administrator Cost Test | Energy Efficiency | 0 | 0 | 0 | 0 | 0 | 0 | 0 | 0 | 0 | 0 | 0 | 0 | 0
Scenario 2: High TRC | SCE | Com | Lighting | Com - School | Rate Impact Measure Test | Energy Efficiency | 0 | 0 | 0 | 0 | 0 | 0 | 0 | 0 | 0 | 0 | 0 | 0 | 0
Scenario 2: High TRC | SCE | Com | Lighting | Com - School | Total Resource Cost Test | Energy Efficiency | 0 | 0 | 0 | 0 | 0 | 0 | 0 | 0 | 0 | 0 | 0 | 0 | 0
Scenario 2: High TRC | SCE | Com | Lighting | Com - Warehouse | Participant Cost Test | Energy Efficiency | 0 | 0 | 0 | 0 | 0 | 18339.5376 | 24242.766 | 26123.5042 | 5190.7968 | 0 | 0 | 0 | 0
Scenario 2: High TRC | SCE | Com | Lighting | Com - Warehouse | Program Administrator Cost Test | Energy Efficiency | 0 | 0 | 0 | 0 | 0 | 6813.9607 | 8830.6616 | 9329.1556 | 1817.3759 | 0 | 0 | 0 | 0
Scenario 2: High TRC | SCE | Com | Lighting | Com - Warehouse | Rate Impact Measure Test | Energy Efficiency | 0 | 0 | 0 | 0 | 0 | 27823.775 | 33484.5325 | 32440.1472 | 5702.8353 | 0 | 0 | 0 | 0
Scenario 2: High TRC | SCE | Com | Lighting | Com - Warehouse | Total Resource Cost Test | Energy Efficiency | 0 | 0 | 0 | 0 | 0 | 22351.6699 | 29399.5718 | 31525.3132 | 6233.9415 | 0 | 0 | 0 | 0
Scenario 2: High TRC | SCE | Com | WaterHeat | Com - College | Participant Cost Test | Energy Efficiency | 21.7333 | 26.8231 | 33.1185 | 40.8278 | 50.019 | 61.4605 | 75.3884 | 92.1472 | 112.4746 | 137.007 | 166.8894 | 204.5032 | 248.8818
Scenario 2: High TRC | SCE | Com | WaterHeat | Com - College | Participant Cost Test | Fuel Substitution | 1956026.8075 | 1905598.5337 | 1792022.3768 | 1593984.3156 | 1386161.0688 | 96716.749 | 117723.3913 | 137669.3352 | 136428.0762 | 148765.0269 | 158253.2194 | 165729.904 | 171807.7151
Scenario 2: High TRC | SCE | Com | WaterHeat | Com - College | Program Administrator Cost Test | Energy Efficiency | 339.2127 | 411.2942 | 498.9175 | 604.2887 | 727.3945 | 878.203 | 1058.4849 | 1271.3361 | 1524.9241 | 1825.4518 | 2185.2853 | 2631.7816 | 3147.9791
Scenario 2: High TRC | SCE | Com | WaterHeat | Com - College | Program Administrator Cost Test | Fuel Substitution | 2131374.0488 | 2235906.6249 | 2346326.9339 | 2441975.7651 | 2513496.7093 | 112657.8369 | 137722.1009 | 161459.1233 | 168459.6103 | 183094.5038 | 194147.5574 | 202678.4972 | 209459.2891
Scenario 2: High TRC | SCE | Com | WaterHeat | Com - College | Rate Impact Measure Test | Energy Efficiency | 1405.7034 | 1647.3318 | 1918.4535 | 2215.4849 | 2528.4256 | 2873.706 | 3231.9938 | 3583.1924 | 3913.2754 | 4192.003 | 4386.6963 | 4464.067 | 4285.5115
Scenario 2: High TRC | SCE | Com | WaterHeat | Com - College | Rate Impact Measure Test | Fuel Substitution | 2131374.0488 | 2235906.6249 | 2346326.9339 | 2441975.7651 | 2513496.7093 | 2475393.5381 | 2737133.2662 | 2841691.7154 | 2731982.6163 | 2455210.2423 | 2038569.4173 | 1513707.8214 | 902269.8934
Scenario 2: High TRC | SCE | Com | WaterHeat | Com - College | Total Resource Cost Test | Energy Efficiency | 345.7327 | 419.3411 | 508.8531 | 616.5371 | 742.4001 | 896.6411 | 1081.1015 | 1298.9803 | 1558.6665 | 1866.5539 | 2235.3521 | 2693.1325 | 3222.6436
Scenario 2: High TRC | SCE | Com | WaterHeat | Com - College | Total Resource Cost Test | Fuel Substitution | 2769614.7047 | 2890909.5619 | 2969941.1265 | 2959701.3888 | 2914145.5553 | 173504.3192 | 211398.0805 | 247398.8968 | 246945.1072 | 269277.5795 | 286452.5146 | 299985.6848 | 310986.4126
Scenario 2: High TRC | SCE | Com | WaterHeat | Com - Grocery | Participant Cost Test | Energy Efficiency | 52.2032 | 64.5149 | 79.3989 | 97.6103 | 119.9648 | 147.113 | 180.0113 | 220.323 | 269.2737 | 328.6054 | 400.9427 | 488.6849 | 595.3743
Scenario 2: High TRC | SCE | Com | WaterHeat | Com - Grocery | Participant Cost Test | Fuel Substitution | 54038.7191 | 53167.8666 | 51815.1805 | 50241.6202 | 48865.256 | 0 | 0 | 0 | 0 | 0 | 0 | 0 | 0
Scenario 2: High TRC | SCE | Com | WaterHeat | Com - Grocery | Program Administrator Cost Test | Energy Efficiency | 1297.6302 | 1574.2667 | 1901.9835 | 2295.4791 | 2769.6677 | 3334.5124 | 4005.896 | 4813.8186 | 5776.5097 | 6921.4922 | 8292.2619 | 9924.2453 | 11872.6877
Scenario 2: High TRC | SCE | Com | WaterHeat | Com - Grocery | Program Administrator Cost Test | Fuel Substitution | 88168.9827 | 92612.2375 | 97030.9174 | 101620.9018 | 106889.1226 | 0 | 0 | 0 | 0 | 0 | 0 | 0 | 0
Scenario 2: High TRC | SCE | Com | WaterHeat | Com - Grocery | Rate Impact Measure Test | Energy Efficiency | 5552.6611 | 6512.3456 | 7554.7955 | 8693.7477 | 9944.5498 | 11268.3283 | 12626.3667 | 13995.3022 | 15274.0746 | 16349.5478 | 17077.0048 | 17196.9533 | 16392.651
Scenario 2: High TRC | SCE | Com | WaterHeat | Com - Grocery | Rate Impact Measure Test | Fuel Substitution | 88168.9827 | 92612.2375 | 97030.9174 | 101620.9018 | 106889.1226 | 0 | 0 | 0 | 0 | 0 | 0 | 0 | 0
Scenario 2: High TRC | SCE | Com | WaterHeat | Com - Grocery | Total Resource Cost Test | Energy Efficiency | 1313.2912 | 1593.6212 | 1925.8032 | 2324.7622 | 2805.6571 | 3378.6463 | 4059.8994 | 4879.9155 | 5857.2918 | 7020.0738 | 8412.5447 | 10070.8507 | 12051.3
Scenario 2: High TRC | SCE | Com | WaterHeat | Com - Grocery | Total Resource Cost Test | Fuel Substitution | 111107.7124 | 116317.9804 | 121496.3366 | 126891.5167 | 133016.4384 | 0 | 0 | 0 | 0 | 0 | 0 | 0 | 0
Scenario 2: High TRC | SCE | Com | WaterHeat | Com - Health | Participant Cost Test | Energy Efficiency | 70.2763 | 87.2341 | 108.1685 | 133.1471 | 164.0382 | 201.4505 | 247.5845 | 303.0823 | 370.5528 | 451.4473 | 549.1545 | 670.9219 | 820.3957
Scenario 2: High TRC | SCE | Com | WaterHeat | Com - Health | Participant Cost Test | Fuel Substitution | 3919470.6213 | 3787029.0725 | 3547134.5976 | 3281427.2078 | 2958256.741 | 265402.6752 | 234425.4957 | 266962.0073 | 177664.4176 | 194636.5201 | 207821.9549 | 218337.0808 | 227041.0364
Scenario 2: High TRC | SCE | Com | WaterHeat | Com - Health | Program Administrator Cost Test | Energy Efficiency | 2023.8397 | 2465.6998 | 3000.8953 | 3625.6609 | 4384.4527 | 5285.2224 | 6376.0675 | 7661.8642 | 9195.5693 | 10997.6681 | 13132.99 | 15751.6948 | 18909.3204
Scenario 2: High TRC | SCE | Com | WaterHeat | Com - Health | Program Administrator Cost Test | Fuel Substitution | 4981526.8602 | 5253407.2343 | 5530883.7897 | 5819961.5463 | 6143163.7609 | 267145.6692 | 272843.0926 | 313093.063 | 232534.1835 | 254761.3629 | 272026.7894 | 285792.8366 | 297185.674
Scenario 2: High TRC | SCE | Com | WaterHeat | Com - Health | Rate Impact Measure Test | Energy Efficiency | 8723.29 | 10274.9321 | 12007.8003 | 13833.2486 | 15858.8688 | 17991.6604 | 20242.9581 | 22433.821 | 24481.5342 | 26146.4953 | 27205.3099 | 27429.5631 | 26193.6995
Scenario 2: High TRC | SCE | Com | WaterHeat | Com - Health | Rate Impact Measure Test | Fuel Substitution | 4981526.8602 | 5253407.2343 | 5530883.7897 | 5819961.5463 | 6143163.7609 | 6114995.955 | 6743892.2499 | 7028500.0544 | 6692853.2936 | 6007908.2492 | 4959813.6173 | 3628635.0025 | 2069154.3763
Scenario 2: High TRC | SCE | Com | WaterHeat | Com - Health | Total Resource Cost Test | Energy Efficiency | 2044.9226 | 2491.87 | 3033.3458 | 3665.605 | 4433.6642 | 5345.6575 | 6450.3429 | 7752.7889 | 9306.7352 | 11133.1023 | 13297.7363 | 15952.9714 | 19155.4392
Scenario 2: High TRC | SCE | Com | WaterHeat | Com - Health | Total Resource Cost Test | Fuel Substitution | 5785398.7569 | 6078820.522 | 6307828.285 | 6547944.1762 | 6762344.2471 | 480072.3115 | 441825.5474 | 501955.0791 | 321366.3923 | 352079.623 | 375937.7668 | 394961.377 | 410706.1922
Scenario 2: High TRC | SCE | Com | WaterHeat | Com - Lodging | Participant Cost Test | Energy Efficiency | 11.846 | 14.7233 | 18.2513 | 22.5414 | 27.8253 | 34.285 | 42.1754 | 51.817 | 63.5423 | 77.8092 | 95.2306 | 116.4482 | 142.2862
Scenario 2: High TRC | SCE | Com | WaterHeat | Com - Lodging | Participant Cost Test | Fuel Substitution | 4170718.6916 | 4031115.2102 | 3813400.1355 | 3573780.8113 | 3305596.9337 | 562731.558 | 253922.3676 | 285906.3805 | 147711.1207 | 162132.6743 | 173368.7216 | 182255.1412 | 189486.2627
Scenario 2: High TRC | SCE | Com | WaterHeat | Com - Lodging | Program Administrator Cost Test | Energy Efficiency | 407.0091 | 496.4159 | 603.8792 | 731.9138 | 886.648 | 1072.1508 | 1294.3703 | 1560.7333 | 1878.3881 | 2257.4985 | 2711.7905 | 3254.6539 | 3903.3413
Scenario 2: High TRC | SCE | Com | WaterHeat | Com - Lodging | Program Administrator Cost Test | Fuel Substitution | 4989791.8548 | 5259233.1167 | 5534957.5108 | 5849932.3026 | 6245029.2862 | 289205.423 | 259719.4874 | 296354.2878 | 193486.4069 | 212389.0587 | 227114.136 | 238757.6106 | 248230.429
Scenario 2: High TRC | SCE | Com | WaterHeat | Com - Lodging | Rate Impact Measure Test | Energy Efficiency | 1767.2749 | 2084.0453 | 2434.4657 | 2813.4928 | 3231.128 | 3676.991 | 4139.7183 | 4602.8121 | 5035.768 | 5402.5214 | 5651.2564 | 5696.0887 | 5425.1242
Scenario 2: High TRC | SCE | Com | WaterHeat | Com - Lodging | Rate Impact Measure Test | Fuel Substitution | 4989791.8548 | 5259233.1167 | 5534957.5108 | 5849932.3026 | 6245029.2862 | 6080926.9931 | 6704872.9454 | 7011321.5093 | 6670620.0409 | 5991645.0485 | 4943069.5917 | 3603810.6967 | 2031651.2352
Scenario 2: High TRC | SCE | Com | WaterHeat | Com - Lodging | Total Resource Cost Test | Energy Efficiency | 410.5629 | 500.8329 | 609.3546 | 738.6762 | 894.9956 | 1082.4363 | 1307.0229 | 1576.2784 | 1897.4508 | 2280.8413 | 2740.3597 | 3289.5883 | 3946.0272
Scenario 2: High TRC | SCE | Com | WaterHeat | Com - Lodging | Total Resource Cost Test | Fuel Substitution | 5934931.4849 | 6231020.5126 | 6493113.1438 | 6780746.8956 | 7100293.2173 | 808836.1899 | 459588.4707 | 517499.7133 | 267341.9672 | 293455.3958 | 313798.4968 | 329885.1812 | 342973.5604
Scenario 2: High TRC | SCE | Com | WaterHeat | Com - Office (Large) | Participant Cost Test | Energy Efficiency | 86.9524 | 107.7412 | 132.8424 | 163.3881 | 200.881 | 246.4886 | 301.5314 | 368.5802 | 449.2004 | 546.5246 | 665.0728 | 808.0432 | 981.5927
Scenario 2: High TRC | SCE | Com | WaterHeat | Com - Office (Large) | Participant Cost Test | Fuel Substitution | 1295196.0513 | 1254355.9292 | 1195290.0017 | 1110753.2364 | 917347.1369 | 91445.5625 | 110345.2079 | 128455.6653 | 113033.3845 | 123325.8281 | 131059.6687 | 136874.0007 | 141304.1525
Scenario 2: High TRC | SCE | Com | WaterHeat | Com - Office (Large) | Program Administrator Cost Test | Energy Efficiency | 1236.4338 | 1505.4166 | 1823.9574 | 2204.5458 | 2663.6441 | 3212.1154 | 3861.911 | 4639.7647 | 5557.984 | 6646.9059 | 7951.1729 | 9496.6119 | 11341.1664
Scenario 2: High TRC | SCE | Com | WaterHeat | Com - Office (Large) | Program Administrator Cost Test | Fuel Substitution | 1368979.5956 | 1427342.4965 | 1514084.0675 | 1609610.1521 | 1669205.6711 | 113715.2035 | 136718.3317 | 158625.5288 | 137319.8069 | 149374.7589 | 158274.0505 | 164816.3264 | 169665.7606
Scenario 2: High TRC | SCE | Com | WaterHeat | Com - Office (Large) | Rate Impact Measure Test | Energy Efficiency | 5079.9884 | 5977.6586 | 6952.9606 | 8012.6364 | 9179.1184 | 10421.1004 | 11692.7803 | 12969.5046 | 14150.195 | 15150.5265 | 15853.64 | 16018.1296 | 15382.4847
Scenario 2: High TRC | SCE | Com | WaterHeat | Com - Office (Large) | Rate Impact Measure Test | Fuel Substitution | 1368979.5956 | 1427342.4965 | 1514084.0675 | 1609610.1521 | 1669205.6711 | 1849462.9534 | 2062628.0802 | 2154959.5348 | 2051625.1173 | 1847049.0757 | 1534997.6287 | 1140707.8056 | 683229.9902
Scenario 2: High TRC | SCE | Com | WaterHeat | Com - Office (Large) | Total Resource Cost Test | Energy Efficiency | 1262.5196 | 1537.7389 | 1863.8101 | 2253.5622 | 2723.9084 | 3286.062 | 3952.3704 | 4750.3388 | 5692.7441 | 6810.8633 | 8150.6947 | 9739.0249 | 11635.6442
Scenario 2: High TRC | SCE | Com | WaterHeat | Com - Office (Large) | Total Resource Cost Test | Fuel Substitution | 1798273.9613 | 1864854.5803 | 1939031.5144 | 2001744.2637 | 1920507.0614 | 177334.4315 | 212586.1748 | 246356.507 | 204598.07 | 223229.2262 | 237227.9745 | 247751.5564 | 255769.3555
Scenario 2: High TRC | SCE | Com | WaterHeat | Com - Office (Small) | Participant Cost Test | Energy Efficiency | 21.1792 | 26.176 | 32.2504 | 39.6327 | 34.6611 | 150.0865 | 73.0596 | 90.4482 | 111.3496 | 136.504 | 166.8984 | 203.6001 | 247.987
Scenario 2: High TRC | SCE | Com | WaterHeat | Com - Office (Small) | Participant Cost Test | Fuel Substitution | 282707.7422 | 271968.6635 | 258756.7982 | 243964.5754 | 199723.4289 | 16789.9602 | 20997.4456 | 25026.9761 | 28384.562 | 30998.096 | 32995.4332 | 34542.396 | 35775.9486
Scenario 2: High TRC | SCE | Com | WaterHeat | Com - Office (Small) | Program Administrator Cost Test | Energy Efficiency | 276.8716 | 336.3136 | 407.2562 | 491.9212 | 422.8761 | 1799.9528 | 861.3221 | 1048.2789 | 1268.7453 | 1529.1875 | 1838.3091 | 2205.0393 | 2640.954
Scenario 2: High TRC | SCE | Com | WaterHeat | Com - Office (Small) | Program Administrator Cost Test | Fuel Substitution | 343952.0891 | 359693.3705 | 375016.8782 | 390147.9538 | 354467.8557 | 20298.3071 | 25311.9748 | 30083.2555 | 34023.0256 | 37052.8304 | 39333.0643 | 41067.2055 | 42422.209
Scenario 2: High TRC | SCE | Com | WaterHeat | Com - Office (Small) | Rate Impact Measure Test | Energy Efficiency | 1127.8727 | 1323.9932 | 1539.1388 | 1772.5884 | 1444.8014 | 5790.0967 | 2586.0667 | 2906.3802 | 3204.8259 | 3459.863 | 3640.9767 | 3698.7345 | 3569.0448
Scenario 2: High TRC | SCE | Com | WaterHeat | Com - Office (Small) | Rate Impact Measure Test | Fuel Substitution | 343952.0891 | 359693.3705 | 375016.8782 | 390147.9538 | 354467.8557 | 417055.0032 | 465460.598 | 486182.8215 | 471480.3894 | 425364.9089 | 354743.252 | 265185.4473 | 160747.0305
Scenario 2: High TRC | SCE | Com | WaterHeat | Com - Office (Small) | Total Resource Cost Test | Energy Efficiency | 283.2254 | 344.1663 | 416.9313 | 503.811 | 433.2744 | 1844.9788 | 883.24 | 1075.4133 | 1302.1502 | 1570.1387 | 1888.3786 | 2266.1193 | 2715.3501
Scenario 2: High TRC | SCE | Com | WaterHeat | Com - Office (Small) | Total Resource Cost Test | Fuel Substitution | 400142.2976 | 417392.7941 | 434179.9989 | 450782.6901 | 408593.8455 | 30395.2466 | 38014.2342 | 45310.5061 | 51389.7597 | 56121.6317 | 59737.7398 | 62538.3589 | 64771.5165
Scenario 2: High TRC | SCE | Com | WaterHeat | Com - Other | Participant Cost Test | Energy Efficiency | 861.3112 | 1067.5464 | 1319.4646 | 1626.4461 | 2001.0033 | 2457.9012 | 3017.7147 | 3697.9282 | 4522.5632 | 5531.522 | 6761.9336 | 8259.0166 | 10085.7617
Scenario 2: High TRC | SCE | Com | WaterHeat | Com - Other | Participant Cost Test | Fuel Substitution | 23825031.198 | 23092891.9746 | 21667507.158 | 20074102.2227 | 17955078.6701 | 1961733.3275 | 2260041.7052 | 2533980.9331 | 1308109.3953 | 1430604.7863 | 1525624.2324 | 1600350.0549 | 1660806.7772
Scenario 2: High TRC | SCE | Com | WaterHeat | Com - Other | Program Administrator Cost Test | Energy Efficiency | 16744.818 | 20381.127 | 24738.5042 | 29947.6741 | 36185.3322 | 43654.0379 | 52641.4068 | 63359.4513 | 76112.461 | 91442.633 | 109805.2133 | 131747.8802 | 158052.998
Scenario 2: High TRC | SCE | Com | WaterHeat | Com - Other | Program Administrator Cost Test | Fuel Substitution | 26790396.6703 | 28135575.8878 | 29519694.813 | 30971952.296 | 32418217.5308 | 1975703.5479 | 2307202.736 | 2613278.8438 | 1688027.845 | 1838835.6969 | 1953360.9395 | 2041191.9952 | 2110303.8971
Scenario 2: High TRC | SCE | Com | WaterHeat | Com - Other | Rate Impact Measure Test | Energy Efficiency | 70589.1773 | 83051.0114 | 96786.6044 | 111715.2532 | 127972.8199 | 145318.7268 | 163478.2177 | 181550.949 | 198455.0857 | 213164.0647 | 223435.1162 | 226017.2571 | 216778.7544
Scenario 2: High TRC | SCE | Com | WaterHeat | Com - Other | Rate Impact Measure Test | Fuel Substitution | 26790396.6703 | 28135575.8878 | 29519694.813 | 30971952.296 | 32418217.5308 | 30519419.2457 | 33776154.511 | 35163462.2104 | 32921559.9641 | 29604115.5507 | 24548392.7224 | 18128616.6215 | 10620740.9397
Scenario 2: High TRC | SCE | Com | WaterHeat | Com - Other | Total Resource Cost Test | Energy Efficiency | 17003.2113 | 20701.3909 | 25134.3436 | 30435.6079 | 36785.6331 | 44391.4083 | 53546.7212 | 64468.8297 | 77469.23 | 93102.0896 | 111833.7933 | 134225.5852 | 161078.7265
Scenario 2: High TRC | SCE | Com | WaterHeat | Com - Other | Total Resource Cost Test | Fuel Substitution | 32874637.3076 | 34381507.02 | 35437421.8898 | 36526923.0335 | 37133140.8817 | 3551787.087 | 4091934.3247 | 4587914.5596 | 2368293.3405 | 2590080.8372 | 2762109.9541 | 2897389.44 | 3006831.4577
Scenario 2: High TRC | SCE | Com | WaterHeat | Com - Refrig. Warehouse | Participant Cost Test | Energy Efficiency | 6.2844 | 3.5358 | 4.3998 | 5.4268 | 6.6795 | 8.2063 | 10.0669 | 12.3166 | 15.0615 | 18.3944 | 22.4319 | 27.3631 | 33.3441
Scenario 2: High TRC | SCE | Com | WaterHeat | Com - Refrig. Warehouse | Participant Cost Test | Fuel Substitution | 19517.2015 | 18733.8851 | 16017.6223 | 16273.7247 | 15423.9767 | 555.9061 | 700.4514 | 841.5066 | 961.0018 | 1055.3419 | 1128.3922 | 1185.9391 | 1232.7591
Scenario 2: High TRC | SCE | Com | WaterHeat | Com - Refrig. Warehouse | Program Administrator Cost Test | Energy Efficiency | 191.7404 | 105.8751 | 129.3014 | 156.529 | 189.0947 | 228.0252 | 274.5573 | 329.7186 | 395.7695 | 474.4532 | 567.9597 | 680.0976 | 813.5587
Scenario 2: High TRC | SCE | Com | WaterHeat | Com - Refrig. Warehouse | Program Administrator Cost Test | Fuel Substitution | 28112.9455 | 29659.3687 | 28153.1373 | 32059.5733 | 34217.292 | 727.4891 | 916.9267 | 1101.7996 | 1258.4064 | 1382.0304 | 1477.7403 | 1553.1217 | 1614.4399
Scenario 2: High TRC | SCE | Com | WaterHeat | Com - Refrig. Warehouse | Rate Impact Measure Test | Energy Efficiency | 828.5688 | 442.3365 | 518.7308 | 598.7711 | 685.7471 | 778.2378 | 873.9013 | 967.8268 | 1056.2118 | 1130.5704 | 1178.9878 | 1186.3669 | 1128.2702
Scenario 2: High TRC | SCE | Com | WaterHeat | Com - Refrig. Warehouse | Rate Impact Measure Test | Fuel Substitution | 28112.9455 | 29659.3687 | 28153.1373 | 32059.5733 | 34217.292 | 33642.3189 | 37720.0024 | 39552.5264 | 38399.4201 | 34538.0959 | 28531.8162 | 20852.862 | 11841.0884
Scenario 2: High TRC | SCE | Com | WaterHeat | Com - Refrig. Warehouse | Total Resource Cost Test | Energy Efficiency | 193.6257 | 106.9359 | 130.6213 | 158.1571 | 191.0985 | 230.4871 | 277.5773 | 333.4136 | 400.288 | 479.9715 | 574.6893 | 688.3065 | 823.5619
Scenario 2: High TRC | SCE | Com | WaterHeat | Com - Refrig. Warehouse | Total Resource Cost Test | Fuel Substitution | 30639.7535 | 32266.0594 | 30583.9815 | 34799.0153 | 37061.2868 | 1005.4422 | 1267.1524 | 1522.5529 | 1738.9073 | 1909.7014 | 2041.9364 | 2146.0913 | 2230.8195
Scenario 2: High TRC | SCE | Com | WaterHeat | Com - Restaurant | Participant Cost Test | Energy Efficiency | 349.458 | 433.6222 | 536.4368 | 662.1598 | 816.2239 | 1002.1955 | 1227.8096 | 1503.4951 | 1838.4653 | 2244.6781 | 2738.8938 | 3337.593 | 4064.8431
Scenario 2: High TRC | SCE | Com | WaterHeat | Com - Restaurant | Participant Cost Test | Fuel Substitution | 13300950.0624 | 12805363.3974 | 12267207.6625 | 11757550.9863 | 11262712.5706 | 925714.7815 | 1154737.1012 | 1375403.2428 | 1561203.5623 | 1708053.7968 | 1822533.1615 | 1913191.553 | 1987011.6175
Scenario 2: High TRC | SCE | Com | WaterHeat | Com - Restaurant | Program Administrator Cost Test | Energy Efficiency | 5223.8361 | 6368.3241 | 7740.466 | 9387.7628 | 11370.3873 | 13718.3568 | 16515.1368 | 19873.3804 | 23881.4549 | 28655.8108 | 34364.1026 | 41157.8064 | 49268.5665
Scenario 2: High TRC | SCE | Com | WaterHeat | Com - Restaurant | Program Administrator Cost Test | Fuel Substitution | 17745862.8576 | 18603399.1459 | 19576059.3869 | 20764910.7392 | 22140286.2707 | 1145364.0356 | 1424086.6653 | 1690732.2877 | 1912987.3002 | 2086333.84 | 2219274.0579 | 2322577.9136 | 2404979.9113
Scenario 2: High TRC | SCE | Com | WaterHeat | Com - Restaurant | Rate Impact Measure Test | Energy Efficiency | 21564.012 | 25407.3388 | 29647.4387 | 34283.2191 | 39368.9702 | 44715.6555 | 50234.3284 | 55802.2452 | 61063.5766 | 65581.8562 | 68769.1982 | 69633.1798 | 66958.4067
Scenario 2: High TRC | SCE | Com | WaterHeat | Com - Restaurant | Rate Impact Measure Test | Fuel Substitution | 17745862.8576 | 18603399.1459 | 19576059.3869 | 20764910.7392 | 22140286.2707 | 26561728.3139 | 29548534.5091 | 30814954.3862 | 29869895.3951 | 26947696.3971 | 22462288.2285 | 16745746.9533 | 10040909.3762
Scenario 2: High TRC | SCE | Com | WaterHeat | Com - Restaurant | Total Resource Cost Test | Energy Efficiency | 5328.6735 | 6498.4107 | 7901.397 | 9586.4108 | 11615.2545 | 14019.0154 | 16883.4796 | 20324.429 | 24432.9945 | 29329.2143 | 35185.7708 | 42159.0843 | 50488.0194
Scenario 2: High TRC | SCE | Com | WaterHeat | Com - Restaurant | Total Resource Cost Test | Fuel Substitution | 20231423.4869 | 21165735.0689 | 22229126.6341 | 23534663.9926 | 25036162.8924 | 1675375.0691 | 2089987.664 | 2489435.2218 | 2825742.5645 | 3091532.3934 | 3298723.533 | 3462794.6624 | 3596387.7666
Scenario 2: High TRC | SCE | Com | WaterHeat | Com - Retail | Participant Cost Test | Energy Efficiency | 70.8781 | 87.608 | 107.8292 | 132.5277 | 162.7388 | 199.3197 | 243.5851 | 297.5951 | 362.8776 | 441.8549 | 537.7131 | 653.4409 | 793.5628
Scenario 2: High TRC | SCE | Com | WaterHeat | Com - Retail | Participant Cost Test | Fuel Substitution | 611900.1407 | 586848.339 | 666880.9251 | 610366.4638 | 531160.6534 | 88312.5741 | 101544.3212 | 113790.5864 | 58697.0391 | 64103.6677 | 68283.8355 | 71559.7055 | 74198.7651
Scenario 2: High TRC | SCE | Com | WaterHeat | Com - Retail | Program Administrator Cost Test | Energy Efficiency | 1056.3104 | 1282.761 | 1551.2346 | 1873.2823 | 2260.2595 | 2720.2242 | 3266.7008 | 3921.9817 | 4699.7813 | 5624.0951 | 6726.6152 | 8034.2014 | 9590.1651
Scenario 2: High TRC | SCE | Com | WaterHeat | Com - Retail | Program Administrator Cost Test | Fuel Substitution | 751131.3742 | 786941.4606 | 847518.6581 | 888447.8602 | 928094.5333 | 86662.3901 | 100811.155 | 113981.7816 | 71950.6297 | 78331.4192 | 83182.1651 | 86908.7501 | 89845.6863
Scenario 2: High TRC | SCE | Com | WaterHeat | Com - Retail | Rate Impact Measure Test | Energy Efficiency | 4359.2385 | 5116.3247 | 5939.8515 | 6839.1298 | 7823.7643 | 8864.2476 | 9933.6574 | 11009.5525 | 12013.9983 | 12868.2242 | 13458.3082 | 13590.2529 | 13031.9418
Scenario 2: High TRC | SCE | Com | WaterHeat | Com - Retail | Rate Impact Measure Test | Fuel Substitution | 751131.3742 | 786941.4606 | 847518.6581 | 888447.8602 | 928094.5333 | 1052111.6681 | 1162296.4211 | 1209409.3862 | 1121190.1871 | 1009735.6501 | 840278.8229 | 625433.3286 | 374484.1758
Scenario 2: High TRC | SCE | Com | WaterHeat | Com - Retail | Total Resource Cost Test | Energy Efficiency | 1077.5738 | 1309.0435 | 1583.5834 | 1913.0406 | 2309.0811 | 2780.0201 | 3339.7763 | 4011.2603 | 4808.6446 | 5756.6515 | 6887.9292 | 8230.2336 | 9828.2339
Scenario 2: High TRC | SCE | Com | WaterHeat | Com - Retail | Total Resource Cost Test | Fuel Substitution | 837869.2505 | 876224.7758 | 1050056.7495 | 1071437.3333 | 1070722.4812 | 159931.1075 | 183889.6899 | 206062.3136 | 106289.0642 | 116078.8979 | 123647.73 | 129578.9801 | 134357.0977
Scenario 2: High TRC | SCE | Com | WaterHeat | Com - School | Participant Cost Test | Energy Efficiency | 118.5725 | 146.9747 | 181.5185 | 223.331 | 273.8213 | 335.3157 | 409.4601 | 499.7116 | 609.3653 | 742.5069 | 903.5542 | 1099.7764 | 1336.5612
Scenario 2: High TRC | SCE | Com | WaterHeat | Com - School | Participant Cost Test | Fuel Substitution | 2967955.1214 | 2875433.0693 | 2792798.4053 | 2699131.5413 | 2798840.046 | 465643.9671 | 544903.4613 | 619455.2393 | 410194.5946 | 446717.3993 | 474344.8153 | 495483.4884 | 512000.3599
Scenario 2: High TRC | SCE | Com | WaterHeat | Com - School | Program Administrator Cost Test | Energy Efficiency | 1242.9584 | 1515.1364 | 1840.3017 | 2226.89 | 2685.4805 | 3234.7217 | 3885.4987 | 4664.7751 | 5596.1528 | 6708.6873 | 8032.329 | 9619.8263 | 11504.1058
Scenario 2: High TRC | SCE | Com | WaterHeat | Com - School | Program Administrator Cost Test | Fuel Substitution | 3587064.4575 | 3749209.1513 | 3956717.2435 | 4177982.2792 | 4615542.624 | 500774.25 | 587728.7389 | 668910.3869 | 469128.4629 | 508679.3096 | 537837.575 | 559455.3301 | 575727.7772
Scenario 2: High TRC | SCE | Com | WaterHeat | Com - School | Rate Impact Measure Test | Energy Efficiency | 4930.2605 | 5807.1338 | 6770.7968 | 7812.0445 | 8933.578 | 10134.0121 | 11366.5452 | 12609.7422 | 13796.1903 | 14836.3917 | 15585.3548 | 15864.2411 | 15375.3792
Scenario 2: High TRC | SCE | Com | WaterHeat | Com - School | Rate Impact Measure Test | Fuel Substitution | 3587064.4575 | 3749209.1513 | 3956717.2435 | 4177982.2792 | 4615542.624 | 4985458.5497 | 5546701.7426 | 5788873.9693 | 5363346.4909 | 4840813.2865 | 4048014.1311 | 3048087.1378 | 1886592.3992
Scenario 2: High TRC | SCE | Com | WaterHeat | Com - School | Total Resource Cost Test | Energy Efficiency | 1278.5301 | 1559.2288 | 1894.7572 | 2293.8892 | 2767.6269 | 3335.3164 | 4008.3367 | 4814.6886 | 5778.9624 | 6931.4394 | 8303.3953 | 9949.7592 | 11905.0742
Scenario 2: High TRC | SCE | Com | WaterHeat | Com - School | Total Resource Cost Test | Fuel Substitution | 4421954.1487 | 4605694.5732 | 4843424.3793 | 5097799.7183 | 5764614.6617 | 880895.9278 | 1027646.0227 | 1165565.9952 | 742587.9162 | 808697.0969 | 858703.3497 | 896963.9494 | 926858.7872
Scenario 2: High TRC | SCE | Com | WaterHeat | Com - Warehouse | Participant Cost Test | Energy Efficiency | 13.4754 | 16.6436 | 20.4758 | 25.1743 | 30.9619 | 37.9666 | 46.4585 | 56.8315 | 68.6436 | 83.5745 | 101.6902 | 123.5475 | 150.0999
Scenario 2: High TRC | SCE | Com | WaterHeat | Com - Warehouse | Participant Cost Test | Fuel Substitution | 66986.4576 | 64922.2296 | 68063.2057 | 65791.0488 | 59715.4023 | 6558.0558 | 7540.6985 | 8429.614 | 4342.3053 | 4742.4657 | 5052.2798 | 5295.9619 | 5494.1723
Scenario 2: High TRC | SCE | Com | WaterHeat | Com - Warehouse | Program Administrator Cost Test | Energy Efficiency | 214.4998 | 260.2635 | 314.5599 | 379.9562 | 459.1265 | 553.1603 | 665.0846 | 799.4291 | 948.6531 | 1134.9612 | 1357.0681 | 1620.2749 | 1934.5698
Scenario 2: High TRC | SCE | Com | WaterHeat | Com - Warehouse | Program Administrator Cost Test | Fuel Substitution | 81969.3262 | 86118.178 | 91571.4038 | 96694.0707 | 101799.8725 | 6469.5046 | 7526.5191 | 8494.3417 | 5382.4917 | 5859.0454 | 6221.458 | 6500.6185 | 6722.6473
Scenario 2: High TRC | SCE | Com | WaterHeat | Com - Warehouse | Rate Impact Measure Test | Energy Efficiency | 890.4073 | 1044.2076 | 1211.6405 | 1395.4236 | 1598.6687 | 1813.17 | 2034.1933 | 2256.8463 | 2438.2539 | 2610.1805 | 2727.7676 | 2751.3649 | 2635.5392
Scenario 2: High TRC | SCE | Com | WaterHeat | Com - Warehouse | Rate Impact Measure Test | Fuel Substitution | 81969.3262 | 86118.178 | 91571.4038 | 96694.0707 | 101799.8725 | 83196.4892 | 91796.068 | 95429.4403 | 88648.1388 | 79777.3208 | 66313.4592 | 49254.9509 | 29332.5787
Scenario 2: High TRC | SCE | Com | WaterHeat | Com - Warehouse | Total Resource Cost Test | Energy Efficiency | 218.5425 | 265.2566 | 320.7026 | 387.5085 | 468.4151 | 564.5503 | 679.0222 | 816.4786 | 969.2462 | 1160.0336 | 1387.5751 | 1657.3392 | 1979.5998
Scenario 2: High TRC | SCE | Com | WaterHeat | Com - Warehouse | Total Resource Cost Test | Fuel Substitution | 97584.0962 | 102231.9268 | 113981.2507 | 120381.3641 | 122927.1944 | 11874.2356 | 13653.5562 | 15263.0664 | 7862.0256 | 8586.5806 | 9147.5216 | 9588.7046 | 9947.5495
Scenario 2: High TRC | SCE | Com | WholeBlg | Com - College | Participant Cost Test | Energy Efficiency | 325351.0975 | 332617.8426 | 340581.3632 | 350229.8928 | 361216.9325 | 372569.0627 | 385653.9415 | 397686.1076 | 409874.5882 | 422795.8011 | 434432.0779 | 444620.3166 | 454070.4501
Scenario 2: High TRC | SCE | Com | WholeBlg | Com - College | Program Administrator Cost Test | Energy Efficiency | 325351.0975 | 332617.8426 | 340581.3632 | 350229.8928 | 361216.9325 | 372569.0627 | 385653.9415 | 397686.1076 | 409874.5882 | 422795.8011 | 434432.0779 | 444620.3166 | 454070.4501
Scenario 2: High TRC | SCE | Com | WholeBlg | Com - College | Rate Impact Measure Test | Energy Efficiency | 325351.0975 | 332617.8426 | 340581.3632 | 350229.8928 | 361216.9325 | 372569.0627 | 385653.9415 | 397686.1076 | 409874.5882 | 422795.8011 | 434432.0779 | 444620.3166 | 454070.4501
Scenario 2: High TRC | SCE | Com | WholeBlg | Com - College | Total Resource Cost Test | Energy Efficiency | 325351.0975 | 332617.8426 | 340581.3632 | 350229.8928 | 361216.9325 | 372569.0627 | 385653.9415 | 397686.1076 | 409874.5882 | 422795.8011 | 434432.0779 | 444620.3166 | 454070.4501
Scenario 2: High TRC | SCE | Com | WholeBlg | Com - Grocery | Participant Cost Test | Energy Efficiency | 1115569.3041 | 1141465.8225 | 1171108.3166 | 1205028.4189 | 1244496.1131 | 1284513.8096 | 1325290.0129 | 1364826.5925 | 1405846.8453 | 1446184.6915 | 1486001.0748 | 1520032.1042 | 1511166.0171
Scenario 2: High TRC | SCE | Com | WholeBlg | Com - Grocery | Program Administrator Cost Test | Energy Efficiency | 1115569.3041 | 1141465.8225 | 1171108.3166 | 1205028.4189 | 1244496.1131 | 1284513.8096 | 1325290.0129 | 1364826.5925 | 1405846.8453 | 1446184.6915 | 1486001.0748 | 1520032.1042 | 1511166.0171
Scenario 2: High TRC | SCE | Com | WholeBlg | Com - Grocery | Rate Impact Measure Test | Energy Efficiency | 1115569.3041 | 1141465.8225 | 1171108.3166 | 1205028.4189 | 1244496.1131 | 1284513.8096 | 1325290.0129 | 1364826.5925 | 1405846.8453 | 1446184.6915 | 1486001.0748 | 1520032.1042 | 1511166.0171
Scenario 2: High TRC | SCE | Com | WholeBlg | Com - Grocery | Total Resource Cost Test | Energy Efficiency | 1115569.3041 | 1141465.8225 | 1171108.3166 | 1205028.4189 | 1244496.1131 | 1284513.8096 | 1325290.0129 | 1364826.5925 | 1405846.8453 | 1446184.6915 | 1486001.0748 | 1520032.1042 | 1511166.0171
Scenario 2: High TRC | SCE | Com | WholeBlg | Com - Health | Participant Cost Test | Energy Efficiency | 1063666.3216 | 1092461.8246 | 1123550.816 | 1159479.6306 | 1200417.7431 | 1241638.9504 | 1287718.3814 | 1330372.8005 | 1373865.4775 | 1418449.2715 | 1460842.4909 | 1497239.1945 | 1530343.0089
Scenario 2: High TRC | SCE | Com | WholeBlg | Com - Health | Program Administrator Cost Test | Energy Efficiency | 1063666.3216 | 1092461.8246 | 1123550.816 | 1159479.6306 | 1200417.7431 | 1241638.9504 | 1287718.3814 | 1330372.8005 | 1373865.4775 | 1418449.2715 | 1460842.4909 | 1497239.1945 | 1530343.0089
Scenario 2: High TRC | SCE | Com | WholeBlg | Com - Health | Rate Impact Measure Test | Energy Efficiency | 1063666.3216 | 1092461.8246 | 1123550.816 | 1159479.6306 | 1200417.7431 | 1241638.9504 | 1287718.3814 | 1330372.8005 | 1373865.4775 | 1418449.2715 | 1460842.4909 | 1497239.1945 | 1530343.0089
Scenario 2: High TRC | SCE | Com | WholeBlg | Com - Health | Total Resource Cost Test | Energy Efficiency | 1063666.3216 | 1092461.8246 | 1123550.816 | 1159479.6306 | 1200417.7431 | 1241638.9504 | 1287718.3814 | 1330372.8005 | 1373865.4775 | 1418449.2715 | 1460842.4909 | 1497239.1945 | 1530343.0089
Scenario 2: High TRC | SCE | Com | WholeBlg | Com - Lodging | Participant Cost Test | Energy Efficiency | 503149.0874 | 515190.233 | 527683.8855 | 543226.4664 | 561002.3162 | 578955.8214 | 599198.188 | 618013.0946 | 637067.583 | 656898.0126 | 675523.7297 | 691156.4002 | 702266.9135
Scenario 2: High TRC | SCE | Com | WholeBlg | Com - Lodging | Program Administrator Cost Test | Energy Efficiency | 503149.0874 | 515190.233 | 527683.8855 | 543226.4664 | 561002.3162 | 578955.8214 | 599198.188 | 618013.0946 | 637067.583 | 656898.0126 | 675523.7297 | 691156.4002 | 702266.9135
Scenario 2: High TRC | SCE | Com | WholeBlg | Com - Lodging | Rate Impact Measure Test | Energy Efficiency | 503149.0874 | 515190.233 | 527683.8855 | 543226.4664 | 561002.3162 | 578955.8214 | 599198.188 | 618013.0946 | 637067.583 | 656898.0126 | 675523.7297 | 691156.4002 | 702266.9135
Scenario 2: High TRC | SCE | Com | WholeBlg | Com - Lodging | Total Resource Cost Test | Energy Efficiency | 503149.0874 | 515190.233 | 527683.8855 | 543226.4664 | 561002.3162 | 578955.8214 | 599198.188 | 618013.0946 | 637067.583 | 656898.0126 | 675523.7297 | 691156.4002 | 702266.9135
Scenario 2: High TRC | SCE | Com | WholeBlg | Com - Office (Large) | Participant Cost Test | Energy Efficiency | 2116939.0111 | 2149832.2914 | 2186037.7562 | 2229593.0267 | 2281595.1986 | 2333373.2906 | 2394312.5885 | 2447317.9797 | 2500115.1025 | 2554177.7349 | 2602281.5976 | 2639354.9447 | 2704530.784
Scenario 2: High TRC | SCE | Com | WholeBlg | Com - Office (Large) | Program Administrator Cost Test | Energy Efficiency | 2116939.0111 | 2149832.2914 | 2186037.7562 | 2229593.0267 | 2281595.1986 | 2333373.2906 | 2394312.5885 | 2447317.9797 | 2500115.1025 | 2554177.7349 | 2602281.5976 | 2639354.9447 | 2704530.784
Scenario 2: High TRC | SCE | Com | WholeBlg | Com - Office (Large) | Rate Impact Measure Test | Energy Efficiency | 2116939.0111 | 2149832.2914 | 2186037.7562 | 2229593.0267 | 2281595.1986 | 2333373.2906 | 2394312.5885 | 2447317.9797 | 2500115.1025 | 2554177.7349 | 2602281.5976 | 2639354.9447 | 2704530.784
Scenario 2: High TRC | SCE | Com | WholeBlg | Com - Office (Large) | Total Resource Cost Test | Energy Efficiency | 2116939.0111 | 2149832.2914 | 2186037.7562 | 2229593.0267 | 2281595.1986 | 2333373.2906 | 2394312.5885 | 2447317.9797 | 2500115.1025 | 2554177.7349 | 2602281.5976 | 2639354.9447 | 2704530.784
Scenario 2: High TRC | SCE | Com | WholeBlg | Com - Office (Small) | Participant Cost Test | Energy Efficiency | 371635.626 | 378423.4566 | 386075.8289 | 395162.0477 | 405813.4692 | 416457.2256 | 428262.856 | 438983.2239 | 449846.1625 | 461183.0168 | 471330.6308 | 479546.2253 | 486626.6271
Scenario 2: High TRC | SCE | Com | WholeBlg | Com - Office (Small) | Program Administrator Cost Test | Energy Efficiency | 371635.626 | 378423.4566 | 386075.8289 | 395162.0477 | 405813.4692 | 416457.2256 | 428262.856 | 438983.2239 | 449846.1625 | 461183.0168 | 471330.6308 | 479546.2253 | 486626.6271
Scenario 2: High TRC | SCE | Com | WholeBlg | Com - Office (Small) | Rate Impact Measure Test | Energy Efficiency | 371635.626 | 378423.4566 | 386075.8289 | 395162.0477 | 405813.4692 | 416457.2256 | 428262.856 | 438983.2239 | 449846.1625 | 461183.0168 | 471330.6308 | 479546.2253 | 486626.6271
Scenario 2: High TRC | SCE | Com | WholeBlg | Com - Office (Small) | Total Resource Cost Test | Energy Efficiency | 371635.626 | 378423.4566 | 386075.8289 | 395162.0477 | 405813.4692 | 416457.2256 | 428262.856 | 438983.2239 | 449846.1625 | 461183.0168 | 471330.6308 | 479546.2253 | 486626.6271
Scenario 2: High TRC | SCE | Com | WholeBlg | Com - Other | Participant Cost Test | Energy Efficiency | 1616983.2907 | 1648641.2375 | 1682328.1977 | 1724834.5927 | 1774033.1711 | 1823497.2777 | 1881481.3488 | 1933813.9789 | 1986540.2378 | 2040930.3214 | 2091323.0342 | 2132704.1686 | 2192943.6276
Scenario 2: High TRC | SCE | Com | WholeBlg | Com - Other | Program Administrator Cost Test | Energy Efficiency | 1616983.2907 | 1648641.2375 | 1682328.1977 | 1724834.5927 | 1774033.1711 | 1823497.2777 | 1881481.3488 | 1933813.9789 | 1986540.2378 | 2040930.3214 | 2091323.0342 | 2132704.1686 | 2192943.6276
Scenario 2: High TRC | SCE | Com | WholeBlg | Com - Other | Rate Impact Measure Test | Energy Efficiency | 1616983.2907 | 1648641.2375 | 1682328.1977 | 1724834.5927 | 1774033.1711 | 1823497.2777 | 1881481.3488 | 1933813.9789 | 1986540.2378 | 2040930.3214 | 2091323.0342 | 2132704.1686 | 2192943.6276
Scenario 2: High TRC | SCE | Com | WholeBlg | Com - Other | Total Resource Cost Test | Energy Efficiency | 1616983.2907 | 1648641.2375 | 1682328.1977 | 1724834.5927 | 1774033.1711 | 1823497.2777 | 1881481.3488 | 1933813.9789 | 1986540.2378 | 2040930.3214 | 2091323.0342 | 2132704.1686 | 2192943.6276
Scenario 2: High TRC | SCE | Com | WholeBlg | Com - Refrig. Warehouse | Participant Cost Test | Energy Efficiency | 124418.2599 | 129017.1678 | 133956.5269 | 139814.6805 | 146282.8015 | 152574.6135 | 158819.3959 | 165116.1503 | 171696.5551 | 178104.8829 | 184723.4472 | 190611.0069 | 188743.4929
Scenario 2: High TRC | SCE | Com | WholeBlg | Com - Refrig. Warehouse | Program Administrator Cost Test | Energy Efficiency | 124418.2599 | 129017.1678 | 133956.5269 | 139814.6805 | 146282.8015 | 152574.6135 | 158819.3959 | 165116.1503 | 171696.5551 | 178104.8829 | 184723.4472 | 190611.0069 | 188743.4929
Scenario 2: High TRC | SCE | Com | WholeBlg | Com - Refrig. Warehouse | Rate Impact Measure Test | Energy Efficiency | 124418.2599 | 129017.1678 | 133956.5269 | 139814.6805 | 146282.8015 | 152574.6135 | 158819.3959 | 165116.1503 | 171696.5551 | 178104.8829 | 184723.4472 | 190611.0069 | 188743.4929
Scenario 2: High TRC | SCE | Com | WholeBlg | Com - Refrig. Warehouse | Total Resource Cost Test | Energy Efficiency | 124418.2599 | 129017.1678 | 133956.5269 | 139814.6805 | 146282.8015 | 152574.6135 | 158819.3959 | 165116.1503 | 171696.5551 | 178104.8829 | 184723.4472 | 190611.0069 | 188743.4929
Scenario 2: High TRC | SCE | Com | WholeBlg | Com - Restaurant | Participant Cost Test | Energy Efficiency | 974005.8009 | 1009890.3111 | 1049618.0624 | 1096854.2475 | 1151002.5854 | 1206080.9464 | 1264151.6956 | 1324174.5404 | 1387512.6434 | 1452400.4752 | 1519877.5499 | 1584541.7719 | 1619984.5083
Scenario 2: High TRC | SCE | Com | WholeBlg | Com - Restaurant | Program Administrator Cost Test | Energy Efficiency | 1007740.5695 | 1048484.3033 | 1093562.2244 | 1146635.0634 | 1207193.4132 | 1268245.6907 | 1332217.406 | 1398726.3776 | 1468685.3207 | 1540123.201 | 1614466.2499 | 1685926.8092 | 1728410.0555
Scenario 2: High TRC | SCE | Com | WholeBlg | Com - Restaurant | Rate Impact Measure Test | Energy Efficiency | 1348695.0962 | 1428825 | 1512068.4044 | 1600425.678 | 1693472.8214 | 1773408.0426 | 1844129.3839 | 1907742.4814 | 1958538.5451 | 1990301.942 | 2002453.2304 | 1981932.9329 | 1897887.0244
Scenario 2: High TRC | SCE | Com | WholeBlg | Com - Restaurant | Total Resource Cost Test | Energy Efficiency | 1036520.3121 | 1082682.2506 | 1134034.7042 | 1194324.7249 | 1263230.601 | 1332836.4435 | 1405967.0694 | 1483042.6634 | 1564609.6579 | 1648558.9598 | 1736914.1621 | 1823548.3393 | 1882948.3078
Scenario 2: High TRC | SCE | Com | WholeBlg | Com - Retail | Participant Cost Test | Energy Efficiency | 1466741.3719 | 1522178.8335 | 1583475.401 | 1656016.3007 | 1742142.4007 | 1833455.236 | 1936285.4043 | 2045402.0747 | 2160358.8712 | 2283135.8265 | 2413440.5574 | 2545386.988 | 2699648.7418
Scenario 2: High TRC | SCE | Com | WholeBlg | Com - Retail | Program Administrator Cost Test | Energy Efficiency | 1574004.5397 | 1644868.123 | 1721850.833 | 1812252.6198 | 1918768.8441 | 2030950.7847 | 2154908.6687 | 2287792.1971 | 2426594.151 | 2573479.659 | 2729523.7846 | 2887155.4713 | 3068187.9458
Scenario 2: High TRC | SCE | Com | WholeBlg | Com - Retail | Rate Impact Measure Test | Energy Efficiency | 2730800.6403 | 2934748.9829 | 3127708.6089 | 3331804.117 | 3549666.2543 | 3743269.04 | 3909102.782 | 4053293.0565 | 4140371.6013 | 4162552.8912 | 4111832.001 | 3950701.753 | 3681765.9129
Scenario 2: High TRC | SCE | Com | WholeBlg | Com - Retail | Total Resource Cost Test | Energy Efficiency | 1661394.5435 | 1748604.6376 | 1843353.1161 | 1954816.9609 | 2086382.3211 | 2226013.8409 | 2379834.7916 | 2547789.3625 | 2724609.8107 | 2912982.3487 | 3116030.5516 | 3324692.059 | 3562762.6537
Scenario 2: High TRC | SCE | Com | WholeBlg | Com - School | Participant Cost Test | Energy Efficiency | 390889.3058 | 397890.8585 | 405365.8936 | 414928.4976 | 425997.2239 | 437071.427 | 450069.6894 | 461689.9025 | 473205.7437 | 485107.2711 | 495632.0341 | 503940.2492 | 515174.7759
Scenario 2: High TRC | SCE | Com | WholeBlg | Com - School | Program Administrator Cost Test | Energy Efficiency | 390889.3058 | 397890.8585 | 405365.8936 | 414928.4976 | 425997.2239 | 437071.427 | 450069.6894 | 461689.9025 | 473205.7437 | 485107.2711 | 495632.0341 | 503940.2492 | 515174.7759
Scenario 2: High TRC | SCE | Com | WholeBlg | Com - School | Rate Impact Measure Test | Energy Efficiency | 390889.3058 | 397890.8585 | 405365.8936 | 414928.4976 | 425997.2239 | 437071.427 | 450069.6894 | 461689.9025 | 473205.7437 | 485107.2711 | 495632.0341 | 503940.2492 | 515174.7759
Scenario 2: High TRC | SCE | Com | WholeBlg | Com - School | Total Resource Cost Test | Energy Efficiency | 390889.3058 | 397890.8585 | 405365.8936 | 414928.4976 | 425997.2239 | 437071.427 | 450069.6894 | 461689.9025 | 473205.7437 | 485107.2711 | 495632.0341 | 503940.2492 | 515174.7759
Scenario 2: High TRC | SCE | Com | WholeBlg | Com - Warehouse | Participant Cost Test | Energy Efficiency | 651316.6729 | 665222.6604 | 680087.7993 | 698780.7039 | 720342.6297 | 742096.9283 | 766325.8457 | 1042946.1121 | 1104589.7086 | 1171586.8234 | 1242256.4271 | 1312731.9965 | 1394009.245
Scenario 2: High TRC | SCE | Com | WholeBlg | Com - Warehouse | Program Administrator Cost Test | Energy Efficiency | 651316.6729 | 665222.6604 | 680087.7993 | 698780.7039 | 720342.6297 | 742096.9283 | 766325.8457 | 1012813.8895 | 1064775.7007 | 1120196.3172 | 1177042.3843 | 1231577.6263 | 1293754.1936
Scenario 2: High TRC | SCE | Com | WholeBlg | Com - Warehouse | Rate Impact Measure Test | Energy Efficiency | 651316.6729 | 665222.6604 | 680087.7993 | 698780.7039 | 720342.6297 | 742096.9283 | 766325.8457 | 1413926.6255 | 1455898.5538 | 1484964.034 | 1495568.4756 | 1476952.1405 | 1436027.5966
Scenario 2: High TRC | SCE | Com | WholeBlg | Com - Warehouse | Total Resource Cost Test | Energy Efficiency | 651316.6729 | 665222.6604 | 680087.7993 | 698780.7039 | 720342.6297 | 742096.9283 | 766325.8457 | 1166646.3815 | 1244143.6265 | 1328260.1845 | 1417673.2333 | 1507537.6069 | 1610768.9305
Scenario 2: High TRC | SCE | Ind | WholeBlg | Ind - All Other Industrial | Participant Cost Test | Energy Efficiency | 56663.4851 | 56564.6965 | 56609.9097 | 56745.6593 | 56833.0043 | 56888.6516 | 56930.6442 | 56961.0197 | 56983.5697 | 56989.0275 | 56956.3194 | 56933.5194 | 56897.4216
Scenario 2: High TRC | SCE | Ind | WholeBlg | Ind - All Other Industrial | Program Administrator Cost Test | Energy Efficiency | 56663.4851 | 56564.6965 | 56609.9097 | 56745.6593 | 56833.0043 | 56888.6516 | 56930.6442 | 56961.0197 | 56983.5697 | 56989.0275 | 56956.3194 | 56933.5194 | 56897.4216
Scenario 2: High TRC | SCE | Ind | WholeBlg | Ind - All Other Industrial | Rate Impact Measure Test | Energy Efficiency | 56663.4851 | 56564.6965 | 56609.9097 | 56745.6593 | 56833.0043 | 56888.6516 | 56930.6442 | 56961.0197 | 56983.5697 | 56989.0275 | 56956.3194 | 56933.5194 | 56897.4216
Scenario 2: High TRC | SCE | Ind | WholeBlg | Ind - All Other Industrial | Total Resource Cost Test | Energy Efficiency | 56663.4851 | 56564.6965 | 56609.9097 | 56745.6593 | 56833.0043 | 56888.6516 | 56930.6442 | 56961.0197 | 56983.5697 | 56989.0275 | 56956.3194 | 56933.5194 | 56897.4216
Scenario 2: High TRC | SCE | Ind | WholeBlg | Ind - Chemicals | Participant Cost Test | Energy Efficiency | 171573.4365 | 172724.9257 | 174285.2673 | 176043.3498 | 177604.8012 | 178914.659 | 180023.2403 | 180932.7045 | 181855.3523 | 182703.9954 | 183381.1473 | 184005.4913 | 184522.6092
Scenario 2: High TRC | SCE | Ind | WholeBlg | Ind - Chemicals | Program Administrator Cost Test | Energy Efficiency | 171573.4365 | 172724.9257 | 174285.2673 | 176043.3498 | 177604.8012 | 178914.659 | 180023.2403 | 180932.7045 | 181855.3523 | 182703.9954 | 183381.1473 | 184005.4913 | 184522.6092
Scenario 2: High TRC | SCE | Ind | WholeBlg | Ind - Chemicals | Rate Impact Measure Test | Energy Efficiency | 171573.4365 | 172724.9257 | 174285.2673 | 176043.3498 | 177604.8012 | 178914.659 | 180023.2403 | 180932.7045 | 181855.3523 | 182703.9954 | 183381.1473 | 184005.4913 | 184522.6092
Scenario 2: High TRC | SCE | Ind | WholeBlg | Ind - Chemicals | Total Resource Cost Test | Energy Efficiency | 171573.4365 | 172724.9257 | 174285.2673 | 176043.3498 | 177604.8012 | 178914.659 | 180023.2403 | 180932.7045 | 181855.3523 | 182703.9954 | 183381.1473 | 184005.4913 | 184522.6092
Scenario 2: High TRC | SCE | Ind | WholeBlg | Ind - Electronics | Participant Cost Test | Energy Efficiency | 84350.6238 | 84379.9444 | 84669.5101 | 85110.7291 | 85484.3297 | 85831.1783 | 86167.1352 | 86489.6326 | 86794.7965 | 87059.0155 | 87246.5617 | 87429.7042 | 87578.5544
Scenario 2: High TRC | SCE | Ind | WholeBlg | Ind - Electronics | Program Administrator Cost Test | Energy Efficiency | 84350.6238 | 84379.9444 | 84669.5101 | 85110.7291 | 85484.3297 | 85831.1783 | 86167.1352 | 86489.6326 | 86794.7965 | 87059.0155 | 87246.5617 | 87429.7042 | 87578.5544
Scenario 2: High TRC | SCE | Ind | WholeBlg | Ind - Electronics | Rate Impact Measure Test | Energy Efficiency | 84350.6238 | 84379.9444 | 84669.5101 | 85110.7291 | 85484.3297 | 85831.1783 | 86167.1352 | 86489.6326 | 86794.7965 | 87059.0155 | 87246.5617 | 87429.7042 | 87578.5544
Scenario 2: High TRC | SCE | Ind | WholeBlg | Ind - Electronics | Total Resource Cost Test | Energy Efficiency | 84350.6238 | 84379.9444 | 84669.5101 | 85110.7291 | 85484.3297 | 85831.1783 | 86167.1352 | 86489.6326 | 86794.7965 | 87059.0155 | 87246.5617 | 87429.7042 | 87578.5544
Scenario 2: High TRC | SCE | Ind | WholeBlg | Ind - Fabricated Metals | Participant Cost Test | Energy Efficiency | 116553.6951 | 117277.3632 | 118415.4586 | 119399.8749 | 120133.2949 | 120648.088 | 121053.1455 | 121375.8723 | 121663.7995 | 121901.2327 | 122005.2552 | 122057.4864 | 122017.8619
Scenario 2: High TRC | SCE | Ind | WholeBlg | Ind - Fabricated Metals | Program Administrator Cost Test | Energy Efficiency | 116553.6951 | 117277.3632 | 118415.4586 | 119399.8749 | 120133.2949 | 120648.088 | 121053.1455 | 121375.8723 | 121663.7995 | 121901.2327 | 122005.2552 | 122057.4864 | 122017.8619
Scenario 2: High TRC | SCE | Ind | WholeBlg | Ind - Fabricated Metals | Rate Impact Measure Test | Energy Efficiency | 116553.6951 | 117277.3632 | 118415.4586 | 119399.8749 | 120133.2949 | 120648.088 | 121053.1455 | 121375.8723 | 121663.7995 | 121901.2327 | 122005.2552 | 122057.4864 | 122017.8619
Scenario 2: High TRC | SCE | Ind | WholeBlg | Ind - Fabricated Metals | Total Resource Cost Test | Energy Efficiency | 116553.6951 | 117277.3632 | 118415.4586 | 119399.8749 | 120133.2949 | 120648.088 | 121053.1455 | 121375.8723 | 121663.7995 | 121901.2327 | 122005.2552 | 122057.4864 | 122017.8619
Scenario 2: High TRC | SCE | Ind | WholeBlg | Ind - Food | Participant Cost Test | Energy Efficiency | 242617.6759 | 241527.589 | 241150.7272 | 241198.044 | 241053.4228 | 240842.5422 | 240642.995 | 240358.6112 | 240042.1541 | 239635.5165 | 239033.978 | 238421.5483 | 237730.2686
Scenario 2: High TRC | SCE | Ind | WholeBlg | Ind - Food | Program Administrator Cost Test | Energy Efficiency | 242617.6759 | 241527.589 | 241150.7272 | 241198.044 | 241053.4228 | 240842.5422 | 240642.995 | 240358.6112 | 240042.1541 | 239635.5165 | 239033.978 | 238421.5483 | 237730.2686
Scenario 2: High TRC | SCE | Ind | WholeBlg | Ind - Food | Rate Impact Measure Test | Energy Efficiency | 242617.6759 | 241527.589 | 241150.7272 | 241198.044 | 241053.4228 | 240842.5422 | 240642.995 | 240358.6112 | 240042.1541 | 239635.5165 | 239033.978 | 238421.5483 | 237730.2686
Scenario 2: High TRC | SCE | Ind | WholeBlg | Ind - Food | Total Resource Cost Test | Energy Efficiency | 242617.6759 | 241527.589 | 241150.7272 | 241198.044 | 241053.4228 | 240842.5422 | 240642.995 | 240358.6112 | 240042.1541 | 239635.5165 | 239033.978 | 238421.5483 | 237730.2686
Scenario 2: High TRC | SCE | Ind | WholeBlg | Ind - Industrial Machinery | Participant Cost Test | Energy Efficiency | 36457.5747 | 36708.7684 | 37105.2674 | 37420.3932 | 37619.9153 | 37752.7939 | 37886.6875 | 38001.1704 | 38111.8069 | 38209.9512 | 38260.6649 | 38292.1456 | 38293.0873
Scenario 2: High TRC | SCE | Ind | WholeBlg | Ind - Industrial Machinery | Program Administrator Cost Test | Energy Efficiency | 36457.5747 | 36708.7684 | 37105.2674 | 37420.3932 | 37619.9153 | 37752.7939 | 37886.6875 | 38001.1704 | 38111.8069 | 38209.9512 | 38260.6649 | 38292.1456 | 38293.0873
Scenario 2: High TRC | SCE | Ind | WholeBlg | Ind - Industrial Machinery | Rate Impact Measure Test | Energy Efficiency | 36457.5747 | 36708.7684 | 37105.2674 | 37420.3932 | 37619.9153 | 37752.7939 | 37886.6875 | 38001.1704 | 38111.8069 | 38209.9512 | 38260.6649 | 38292.1456 | 38293.0873
Scenario 2: High TRC | SCE | Ind | WholeBlg | Ind - Industrial Machinery | Total Resource Cost Test | Energy Efficiency | 36457.5747 | 36708.7684 | 37105.2674 | 37420.3932 | 37619.9153 | 37752.7939 | 37886.6875 | 38001.1704 | 38111.8069 | 38209.9512 | 38260.6649 | 38292.1456 | 38293.0873
Scenario 2: High TRC | SCE | Ind | WholeBlg | Ind - Lumber & Furniture | Participant Cost Test | Energy Efficiency | 20083.9394 | 20038.5942 | 20055.3207 | 20105.6838 | 20142.9249 | 20158.4438 | 20155.3053 | 20148.1427 | 20138.1987 | 20121.0585 | 20089.4828 | 20057.3036 | 20017.111
Scenario 2: High TRC | SCE | Ind | WholeBlg | Ind - Lumber & Furniture | Program Administrator Cost Test | Energy Efficiency | 20083.9394 | 20038.5942 | 20055.3207 | 20105.6838 | 20142.9249 | 20158.4438 | 20155.3053 | 20148.1427 | 20138.1987 | 20121.0585 | 20089.4828 | 20057.3036 | 20017.111
Scenario 2: High TRC | SCE | Ind | WholeBlg | Ind - Lumber & Furniture | Rate Impact Measure Test | Energy Efficiency | 20083.9394 | 20038.5942 | 20055.3207 | 20105.6838 | 20142.9249 | 20158.4438 | 20155.3053 | 20148.1427 | 20138.1987 | 20121.0585 | 20089.4828 | 20057.3036 | 20017.111
Scenario 2: High TRC | SCE | Ind | WholeBlg | Ind - Lumber & Furniture | Total Resource Cost Test | Energy Efficiency | 20083.9394 | 20038.5942 | 20055.3207 | 20105.6838 | 20142.9249 | 20158.4438 | 20155.3053 | 20148.1427 | 20138.1987 | 20121.0585 | 20089.4828 | 20057.3036 | 20017.111
Scenario 2: High TRC | SCE | Ind | WholeBlg | Ind - Paper | Participant Cost Test | Energy Efficiency | 78641.2646 | 77092.6094 | 75967.5351 | 75197.3188 | 74458.5544 | 73685.6931 | 73030.8369 | 72466.1099 | 72018.8344 | 71664.3303 | 71337.2791 | 71064.5593 | 70812.1605
Scenario 2: High TRC | SCE | Ind | WholeBlg | Ind - Paper | Program Administrator Cost Test | Energy Efficiency | 78641.2646 | 77092.6094 | 75967.5351 | 75197.3188 | 74458.5544 | 73685.6931 | 73030.8369 | 72466.1099 | 72018.8344 | 71664.3303 | 71337.2791 | 71064.5593 | 70812.1605
Scenario 2: High TRC | SCE | Ind | WholeBlg | Ind - Paper | Rate Impact Measure Test | Energy Efficiency | 78641.2646 | 77092.6094 | 75967.5351 | 75197.3188 | 74458.5544 | 73685.6931 | 73030.8369 | 72466.1099 | 72018.8344 | 71664.3303 | 71337.2791 | 71064.5593 | 70812.1605
Scenario 2: High TRC | SCE | Ind | WholeBlg | Ind - Paper | Total Resource Cost Test | Energy Efficiency | 78641.2646 | 77092.6094 | 75967.5351 | 75197.3188 | 74458.5544 | 73685.6931 | 73030.8369 | 72466.1099 | 72018.8344 | 71664.3303 | 71337.2791 | 71064.5593 | 70812.1605
Scenario 2: High TRC | SCE | Ind | WholeBlg | Ind - Petroleum | Participant Cost Test | Energy Efficiency | 301120.7674 | 299685.2079 | 299208.2969 | 299335.4106 | 299240.1693 | 299070.6108 | 298842.5425 | 298560.0842 | 298232.1113 | 297765.4671 | 297043.1811 | 296322.5281 | 295518.9518
Scenario 2: High TRC | SCE | Ind | WholeBlg | Ind - Petroleum | Program Administrator Cost Test | Energy Efficiency | 301120.7674 | 299685.2079 | 299208.2969 | 299335.4106 | 299240.1693 | 299070.6108 | 298842.5425 | 298560.0842 | 298232.1113 | 297765.4671 | 297043.1811 | 296322.5281 | 295518.9518
Scenario 2: High TRC | SCE | Ind | WholeBlg | Ind - Petroleum | Rate Impact Measure Test | Energy Efficiency | 301120.7674 | 299685.2079 | 299208.2969 | 299335.4106 | 299240.1693 | 299070.6108 | 298842.5425 | 298560.0842 | 298232.1113 | 297765.4671 | 297043.1811 | 296322.5281 | 295518.9518
Scenario 2: High TRC | SCE | Ind | WholeBlg | Ind - Petroleum | Total Resource Cost Test | Energy Efficiency | 301120.7674 | 299685.2079 | 299208.2969 | 299335.4106 | 299240.1693 | 299070.6108 | 298842.5425 | 298560.0842 | 298232.1113 | 297765.4671 | 297043.1811 | 296322.5281 | 295518.9518
Scenario 2: High TRC | SCE | Ind | WholeBlg | Ind - Plastics | Participant Cost Test | Energy Efficiency | 138262.3346 | 138045.199 | 138234.8435 | 138659.2843 | 138965.5138 | 139197.1887 | 139342.5052 | 139406.6269 | 139453.9148 | 139436.1888 | 139296.8914 | 139148.4822 | 138949.4618
Scenario 2: High TRC | SCE | Ind | WholeBlg | Ind - Plastics | Program Administrator Cost Test | Energy Efficiency | 138262.3346 | 138045.199 | 138234.8435 | 138659.2843 | 138965.5138 | 139197.1887 | 139342.5052 | 139406.6269 | 139453.9148 | 139436.1888 | 139296.8914 | 139148.4822 | 138949.4618
Scenario 2: High TRC | SCE | Ind | WholeBlg | Ind - Plastics | Rate Impact Measure Test | Energy Efficiency | 138262.3346 | 138045.199 | 138234.8435 | 138659.2843 | 138965.5138 | 139197.1887 | 139342.5052 | 139406.6269 | 139453.9148 | 139436.1888 | 139296.8914 | 139148.4822 | 138949.4618
Scenario 2: High TRC | SCE | Ind | WholeBlg | Ind - Plastics | Total Resource Cost Test | Energy Efficiency | 138262.3346 | 138045.199 | 138234.8435 | 138659.2843 | 138965.5138 | 139197.1887 | 139342.5052 | 139406.6269 | 139453.9148 | 139436.1888 | 139296.8914 | 139148.4822 | 138949.4618
Scenario 2: High TRC | SCE | Ind | WholeBlg | Ind - Primary Metals | Participant Cost Test | Energy Efficiency | 65605.4549 | 66307.3748 | 67316.5391 | 68344.2852 | 69210.4272 | 69984.4458 | 70782.863 | 71555.4117 | 72316.7084 | 73043.1703 | 73670.2845 | 74259.0579 | 74795.036
Scenario 2: High TRC | SCE | Ind | WholeBlg | Ind - Primary Metals | Program Administrator Cost Test | Energy Efficiency | 65605.4549 | 66307.3748 | 67316.5391 | 68344.2852 | 69210.4272 | 69984.4458 | 70782.863 | 71555.4117 | 72316.7084 | 73043.1703 | 73670.2845 | 74259.0579 | 74795.036
Scenario 2: High TRC | SCE | Ind | WholeBlg | Ind - Primary Metals | Rate Impact Measure Test | Energy Efficiency | 65605.4549 | 66307.3748 | 67316.5391 | 68344.2852 | 69210.4272 | 69984.4458 | 70782.863 | 71555.4117 | 72316.7084 | 73043.1703 | 73670.2845 | 74259.0579 | 74795.036
Scenario 2: High TRC | SCE | Ind | WholeBlg | Ind - Primary Metals | Total Resource Cost Test | Energy Efficiency | 65605.4549 | 66307.3748 | 67316.5391 | 68344.2852 | 69210.4272 | 69984.4458 | 70782.863 | 71555.4117 | 72316.7084 | 73043.1703 | 73670.2845 | 74259.0579 | 74795.036
Scenario 2: High TRC | SCE | Ind | WholeBlg | Ind - Printing & Publishing | Participant Cost Test | Energy Efficiency | 23227.5195 | 23124.0688 | 23096.2042 | 23112.2558 | 23104.8458 | 23077.6897 | 23051.1976 | 23021.6923 | 22997.4411 | 22968.6789 | 22920.1431 | 22868.4819 | 22807.5207
Scenario 2: High TRC | SCE | Ind | WholeBlg | Ind - Printing & Publishing | Program Administrator Cost Test | Energy Efficiency | 23227.5195 | 23124.0688 | 23096.2042 | 23112.2558 | 23104.8458 | 23077.6897 | 23051.1976 | 23021.6923 | 22997.4411 | 22968.6789 | 22920.1431 | 22868.4819 | 22807.5207
Scenario 2: High TRC | SCE | Ind | WholeBlg | Ind - Printing & Publishing | Rate Impact Measure Test | Energy Efficiency | 23227.5195 | 23124.0688 | 23096.2042 | 23112.2558 | 23104.8458 | 23077.6897 | 23051.1976 | 23021.6923 | 22997.4411 | 22968.6789 | 22920.1431 | 22868.4819 | 22807.5207
Scenario 2: High TRC | SCE | Ind | WholeBlg | Ind - Printing & Publishing | Total Resource Cost Test | Energy Efficiency | 23227.5195 | 23124.0688 | 23096.2042 | 23112.2558 | 23104.8458 | 23077.6897 | 23051.1976 | 23021.6923 | 22997.4411 | 22968.6789 | 22920.1431 | 22868.4819 | 22807.5207
Scenario 2: High TRC | SCE | Ind | WholeBlg | Ind - Stone-Glass-Clay | Participant Cost Test | Energy Efficiency | 117617.8915 | 118968.9321 | 120425.6471 | 121911.4248 | 123212.3416 | 124330.4471 | 125300.2433 | 126221.5651 | 127087.2549 | 127900.3104 | 128621.6402 | 129354.8881 | 130015.2281
Scenario 2: High TRC | SCE | Ind | WholeBlg | Ind - Stone-Glass-Clay | Program Administrator Cost Test | Energy Efficiency | 117617.8915 | 118968.9321 | 120425.6471 | 121911.4248 | 123212.3416 | 124330.4471 | 125300.2433 | 126221.5651 | 127087.2549 | 127900.3104 | 128621.6402 | 129354.8881 | 130015.2281
Scenario 2: High TRC | SCE | Ind | WholeBlg | Ind - Stone-Glass-Clay | Rate Impact Measure Test | Energy Efficiency | 117617.8915 | 118968.9321 | 120425.6471 | 121911.4248 | 123212.3416 | 124330.4471 | 125300.2433 | 126221.5651 | 127087.2549 | 127900.3104 | 128621.6402 | 129354.8881 | 130015.2281
Scenario 2: High TRC | SCE | Ind | WholeBlg | Ind - Stone-Glass-Clay | Total Resource Cost Test | Energy Efficiency | 117617.8915 | 118968.9321 | 120425.6471 | 121911.4248 | 123212.3416 | 124330.4471 | 125300.2433 | 126221.5651 | 127087.2549 | 127900.3104 | 128621.6402 | 129354.8881 | 130015.2281
Scenario 2: High TRC | SCE | Ind | WholeBlg | Ind - Textiles | Participant Cost Test | Energy Efficiency | 16462.7742 | 16416.7664 | 16416.0205 | 16418.0886 | 16398.896 | 16363.2372 | 16328.5011 | 16282.4946 | 16237.9614 | 16192.299 | 16135.0995 | 16080.1216 | 16022.1663
Scenario 2: High TRC | SCE | Ind | WholeBlg | Ind - Textiles | Program Administrator Cost Test | Energy Efficiency | 16462.7742 | 16416.7664 | 16416.0205 | 16418.0886 | 16398.896 | 16363.2372 | 16328.5011 | 16282.4946 | 16237.9614 | 16192.299 | 16135.0995 | 16080.1216 | 16022.1663
Scenario 2: High TRC | SCE | Ind | WholeBlg | Ind - Textiles | Rate Impact Measure Test | Energy Efficiency | 16462.7742 | 16416.7664 | 16416.0205 | 16418.0886 | 16398.896 | 16363.2372 | 16328.5011 | 16282.4946 | 16237.9614 | 16192.299 | 16135.0995 | 16080.1216 | 16022.1663
Scenario 2: High TRC | SCE | Ind | WholeBlg | Ind - Textiles | Total Resource Cost Test | Energy Efficiency | 16462.7742 | 16416.7664 | 16416.0205 | 16418.0886 | 16398.896 | 16363.2372 | 16328.5011 | 16282.4946 | 16237.9614 | 16192.299 | 16135.0995 | 16080.1216 | 16022.1663
Scenario 2: High TRC | SCE | Ind | WholeBlg | Ind - Transportation Equipment | Participant Cost Test | Energy Efficiency | 138660.1074 | 138978.1632 | 140554.847 | 141623.2351 | 142173.6048 | 142434.9673 | 142960.6799 | 143468.601 | 144102.1256 | 144753.1149 | 145181.5494 | 145445.6242 | 145508.6223
Scenario 2: High TRC | SCE | Ind | WholeBlg | Ind - Transportation Equipment | Program Administrator Cost Test | Energy Efficiency | 138660.1074 | 138978.1632 | 140554.847 | 141623.2351 | 142173.6048 | 142434.9673 | 142960.6799 | 143468.601 | 144102.1256 | 144753.1149 | 145181.5494 | 145445.6242 | 145508.6223
Scenario 2: High TRC | SCE | Ind | WholeBlg | Ind - Transportation Equipment | Rate Impact Measure Test | Energy Efficiency | 138660.1074 | 138978.1632 | 140554.847 | 141623.2351 | 142173.6048 | 142434.9673 | 142960.6799 | 143468.601 | 144102.1256 | 144753.1149 | 145181.5494 | 145445.6242 | 145508.6223
Scenario 2: High TRC | SCE | Ind | WholeBlg | Ind - Transportation Equipment | Total Resource Cost Test | Energy Efficiency | 138660.1074 | 138978.1632 | 140554.847 | 141623.2351 | 142173.6048 | 142434.9673 | 142960.6799 | 143468.601 | 144102.1256 | 144753.1149 | 145181.5494 | 145445.6242 | 145508.6223
Scenario 2: High TRC | SCE | Res | AppPlug | Res - Multi Family | Participant Cost Test | Energy Efficiency | 0 | 0 | 0 | 0 | 0 | 0 | 0 | 0 | 0 | 0 | 0 | 0 | 0
Scenario 2: High TRC | SCE | Res | AppPlug | Res - Multi Family | Participant Cost Test | Fuel Substitution | 19796.7905 | 22083.9688 | 24492.5451 | 27029.3957 | 29698.4004 | 0 | 0 | 0 | 0 | 0 | 0 | 0 | 0
Scenario 2: High TRC | SCE | Res | AppPlug | Res - Multi Family | Program Administrator Cost Test | Energy Efficiency | 0 | 0 | 0 | 0 | 0 | 0 | 0 | 0 | 0 | 0 | 0 | 0 | 0
Scenario 2: High TRC | SCE | Res | AppPlug | Res - Multi Family | Program Administrator Cost Test | Fuel Substitution | 45244.3139 | 51005.5607 | 57098.8258 | 63527.7879 | 70481.1514 | 0 | 0 | 0 | 0 | 0 | 0 | 0 | 0
Scenario 2: High TRC | SCE | Res | AppPlug | Res - Multi Family | Rate Impact Measure Test | Energy Efficiency | 0 | 0 | 0 | 0 | 0 | 0 | 0 | 0 | 0 | 0 | 0 | 0 | 0
Scenario 2: High TRC | SCE | Res | AppPlug | Res - Multi Family | Rate Impact Measure Test | Fuel Substitution | 58029.5889 | 64951.0635 | 72201.8249 | 79731.9984 | 87560.2767 | 0 | 0 | 0 | 0 | 0 | 0 | 0 | 0
Scenario 2: High TRC | SCE | Res | AppPlug | Res - Multi Family | Total Resource Cost Test | Energy Efficiency | 0 | 0 | 0 | 0 | 0 | 0 | 0 | 0 | 0 | 0 | 0 | 0 | 0
Scenario 2: High TRC | SCE | Res | AppPlug | Res - Multi Family | Total Resource Cost Test | Fuel Substitution | 55142.7091 | 62047.5451 | 69345.0983 | 77042.4858 | 85330.3517 | 0 | 0 | 0 | 0 | 0 | 0 | 0 | 0
Scenario 2: High TRC | SCE | Res | AppPlug | Res - Single Family | Participant Cost Test | Energy Efficiency | 0 | 0 | 0 | 0 | 0 | 0 | 0 | 0 | 0 | 0 | 0 | 0 | 0
Scenario 2: High TRC | SCE | Res | AppPlug | Res - Single Family | Participant Cost Test | Fuel Substitution | 218576.5425 | 243319.7912 | 269100.8479 | 296052.453 | 324267.0431 | 0 | 0 | 0 | 0 | 0 | 0 | 0 | 0
Scenario 2: High TRC | SCE | Res | AppPlug | Res - Single Family | Program Administrator Cost Test | Energy Efficiency | 0 | 0 | 0 | 0 | 0 | 0 | 0 | 0 | 0 | 0 | 0 | 0 | 0
Scenario 2: High TRC | SCE | Res | AppPlug | Res - Single Family | Program Administrator Cost Test | Fuel Substitution | 395995.3367 | 444441.2449 | 495115.9438 | 548172.3345 | 604982.8882 | 0 | 0 | 0 | 0 | 0 | 0 | 0 | 0
Scenario 2: High TRC | SCE | Res | AppPlug | Res - Single Family | Rate Impact Measure Test | Energy Efficiency | 0 | 0 | 0 | 0 | 0 | 0 | 0 | 0 | 0 | 0 | 0 | 0 | 0
Scenario 2: High TRC | SCE | Res | AppPlug | Res - Single Family | Rate Impact Measure Test | Fuel Substitution | 481692.5432 | 537753.7741 | 595932.1538 | 656051.6879 | 718374.5819 | 0 | 0 | 0 | 0 | 0 | 0 | 0 | 0
Scenario 2: High TRC | SCE | Res | AppPlug | Res - Single Family | Total Resource Cost Test | Energy Efficiency | 0 | 0 | 0 | 0 | 0 | 0 | 0 | 0 | 0 | 0 | 0 | 0 | 0
Scenario 2: High TRC | SCE | Res | AppPlug | Res - Single Family | Total Resource Cost Test | Fuel Substitution | 505283.6079 | 566101.1405 | 629666.3677 | 696198.561 | 767116.4097 | 0 | 0 | 0 | 0 | 0 | 0 | 0 | 0
Scenario 2: High TRC | SCE | Res | BROs | Income Qualified - Multi Family IQ | Participant Cost Test | Energy Efficiency | 1495113.667 | 1558745.752 | 1626191.5317 | 1685817.6178 | 1725308.6454 | 1767625.0625 | 1804981.7739 | 1848045.7173 | 1888685.6951 | 1931171.1253 | 1967133.8437 | 2012027.8644 | 2057955.0896
Scenario 2: High TRC | SCE | Res | BROs | Income Qualified - Multi Family IQ | Program Administrator Cost Test | Energy Efficiency | 1495113.667 | 1558745.752 | 1626191.5317 | 1685817.6178 | 1725308.6454 | 1767625.0625 | 1804981.7739 | 1848045.7173 | 1888685.6951 | 1931171.1253 | 1967133.8437 | 2012027.8644 | 2057955.0896
Scenario 2: High TRC | SCE | Res | BROs | Income Qualified - Multi Family IQ | Rate Impact Measure Test | Energy Efficiency | 1495113.667 | 1558745.752 | 1626191.5317 | 1685817.6178 | 1725308.6454 | 1767625.0625 | 1804981.7739 | 1848045.7173 | 1888685.6951 | 1931171.1253 | 1967133.8437 | 2012027.8644 | 2057955.0896
Scenario 2: High TRC | SCE | Res | BROs | Income Qualified - Multi Family IQ | Total Resource Cost Test | Energy Efficiency | 1495113.667 | 1558745.752 | 1626191.5317 | 1685817.6178 | 1725308.6454 | 1767625.0625 | 1804981.7739 | 1848045.7173 | 1888685.6951 | 1931171.1253 | 1967133.8437 | 2012027.8644 | 2057955.0896
Scenario 2: High TRC | SCE | Res | BROs | Income Qualified - Single Family IQ | Participant Cost Test | Energy Efficiency | 5096999.1268 | 5277964.5166 | 5468499.3626 | 5649443.9056 | 5762028.0152 | 5884224.0348 | 5992257.0432 | 6117124.8684 | 6233685.4479 | 6351360.6813 | 6447500.0391 | 6572867.1552 | 6701458.7803
Scenario 2: High TRC | SCE | Res | BROs | Income Qualified - Single Family IQ | Program Administrator Cost Test | Energy Efficiency | 5096999.1268 | 5277964.5166 | 5468499.3626 | 5649443.9056 | 5762028.0152 | 5884224.0348 | 5992257.0432 | 6117124.8684 | 6233685.4479 | 6351360.6813 | 6447500.0391 | 6572867.1552 | 6701458.7803
Scenario 2: High TRC | SCE | Res | BROs | Income Qualified - Single Family IQ | Rate Impact Measure Test | Energy Efficiency | 5096999.1268 | 5277964.5166 | 5468499.3626 | 5649443.9056 | 5762028.0152 | 5884224.0348 | 5992257.0432 | 6117124.8684 | 6233685.4479 | 6351360.6813 | 6447500.0391 | 6572867.1552 | 6701458.7803
Scenario 2: High TRC | SCE | Res | BROs | Income Qualified - Single Family IQ | Total Resource Cost Test | Energy Efficiency | 5096999.1268 | 5277964.5166 | 5468499.3626 | 5649443.9056 | 5762028.0152 | 5884224.0348 | 5992257.0432 | 6117124.8684 | 6233685.4479 | 6351360.6813 | 6447500.0391 | 6572867.1552 | 6701458.7803
Scenario 2: High TRC | SCE | Res | BROs | Res - Multi Family | Participant Cost Test | Energy Efficiency | 11099129.6277 | 11496110.1277 | 11914203.1387 | 12310122.5777 | 12557210.2882 | 12825252.2573 | 13062261.5502 | 13336160.1365 | 13591996.8148 | 13850686.9514 | 14062447.4038 | 14337989.4691 | 14620611.4872
Scenario 2: High TRC | SCE | Res | BROs | Res - Multi Family | Program Administrator Cost Test | Energy Efficiency | 11099129.6277 | 11496110.1277 | 11914203.1387 | 12310122.5777 | 12557210.2882 | 12825252.2573 | 13062261.5502 | 13336160.1365 | 13591996.8148 | 13850686.9514 | 14062447.4038 | 14337989.4691 | 14620611.4872
Scenario 2: High TRC | SCE | Res | BROs | Res - Multi Family | Rate Impact Measure Test | Energy Efficiency | 11099129.6277 | 11496110.1277 | 11914203.1387 | 12310122.5777 | 12557210.2882 | 12825252.2573 | 13062261.5502 | 13336160.1365 | 13591996.8148 | 13850686.9514 | 14062447.4038 | 14337989.4691 | 14620611.4872
Scenario 2: High TRC | SCE | Res | BROs | Res - Multi Family | Total Resource Cost Test | Energy Efficiency | 11099129.6277 | 11496110.1277 | 11914203.1387 | 12310122.5777 | 12557210.2882 | 12825252.2573 | 13062261.5502 | 13336160.1365 | 13591996.8148 | 13850686.9514 | 14062447.4038 | 14337989.4691 | 14620611.4872
Scenario 2: High TRC | SCE | Res | BROs | Res - Single Family | Participant Cost Test | Energy Efficiency | 2654186.7139 | 2767793.0372 | 2888237.4204 | 2994469.7221 | 3064940.2214 | 3140422.1147 | 3207041.8501 | 3283837.3547 | 3356324.9372 | 3432183.3475 | 3496444.6172 | 3576574.5389 | 3658535.908
Scenario 2: High TRC | SCE | Res | BROs | Res - Single Family | Program Administrator Cost Test | Energy Efficiency | 2654186.7139 | 2767793.0372 | 2888237.4204 | 2994469.7221 | 3064940.2214 | 3140422.1147 | 3207041.8501 | 3283837.3547 | 3356324.9372 | 3432183.3475 | 3496444.6172 | 3576574.5389 | 3658535.908
Scenario 2: High TRC | SCE | Res | BROs | Res - Single Family | Rate Impact Measure Test | Energy Efficiency | 2654186.7139 | 2767793.0372 | 2888237.4204 | 2994469.7221 | 3064940.2214 | 3140422.1147 | 3207041.8501 | 3283837.3547 | 3356324.9372 | 3432183.3475 | 3496444.6172 | 3576574.5389 | 3658535.908
Scenario 2: High TRC | SCE | Res | BROs | Res - Single Family | Total Resource Cost Test | Energy Efficiency | 2654186.7139 | 2767793.0372 | 2888237.4204 | 2994469.7221 | 3064940.2214 | 3140422.1147 | 3207041.8501 | 3283837.3547 | 3356324.9372 | 3432183.3475 | 3496444.6172 | 3576574.5389 | 3658535.908
Scenario 2: High TRC | SCE | Res | BldgEnv | Res - Single Family | Participant Cost Test | Energy Efficiency | 3704582.7121 | 3953245.0649 | 4066674.0163 | 4089953.8011 | 4123001.0782 | 4086729.638 | 4017519.4825 | 3871508.1392 | 1551723.9006 | 0 | 0 | 0 | 0
Scenario 2: High TRC | SCE | Res | BldgEnv | Res - Single Family | Program Administrator Cost Test | Energy Efficiency | 148792.0705 | 146671.3461 | 143723.782 | 140249.2304 | 136949.3393 | 133295.2703 | 129545.4829 | 125470.5934 | 8091.3332 | 0 | 0 | 0 | 0
Scenario 2: High TRC | SCE | Res | BldgEnv | Res - Single Family | Rate Impact Measure Test | Energy Efficiency | 1033401.1107 | 1035522.6319 | 1026317.2127 | 1010307.9077 | 934914.5107 | 853711.4677 | 768907.8871 | 679047.0395 | 44979.6667 | 0 | 0 | 0 | 0
Scenario 2: High TRC | SCE | Res | BldgEnv | Res - Single Family | Total Resource Cost Test | Energy Efficiency | 1159449.2601 | 1226115.5982 | 1255522.7433 | 1260118.0791 | 1267569.3718 | 1255710.5426 | 1234659.273 | 1192601.6772 | 428874.5729 | 0 | 0 | 0 | 0
Scenario 2: High TRC | SCE | Res | HVAC | Res - Multi Family | Participant Cost Test | Energy Efficiency | 47708.0126 | 52117.7594 | 56995.6382 | 61541.1702 | 66038.2738 | 70149.7413 | 183779.1 | 212764.1094 | 223108.339 | 232895.1327 | 242279.5996 | 251461.4597 | 260293.9614
Scenario 2: High TRC | SCE | Res | HVAC | Res - Multi Family | Participant Cost Test | Fuel Substitution | 136.5342 | 155.9874 | 162.5641 | 257.8557 | 266.743 | 2.1 | 2.2984 | 2.4723 | 2.614 | 2.7295 | 2.8265 | 2.9113 | 2.9887
Scenario 2: High TRC | SCE | Res | HVAC | Res - Multi Family | Program Administrator Cost Test | Energy Efficiency | 36083.6367 | 463688.6354 | 391091.8096 | 326693.4127 | 48658.4269 | 226137.4954 | 246524.2604 | 228745.2518 | 207461.8309 | 191028.5311 | 178536.3379 | 169248.1614 | 162380.6397
Scenario 2: High TRC | SCE | Res | HVAC | Res - Multi Family | Program Administrator Cost Test | Fuel Substitution | 78.2049 | 87.699 | 90.4264 | 119.3606 | 121.3096 | 0.65863 | 0.71449 | 0.76195 | 0.79838 | 0.82586 | 0.84695 | 0.86378 | 0.87785
Scenario 2: High TRC | SCE | Res | HVAC | Res - Multi Family | Rate Impact Measure Test | Energy Efficiency | 127369.9724 | 1418900.7683 | 1202317.6317 | 997984.9269 | 141512.3823 | 674989.6355 | 675204.0236 | 589219.6268 | 498507.6341 | 420691.3534 | 352629.3916 | 291494.9303 | 219677.3124
Scenario 2: High TRC | SCE | Res | HVAC | Res - Multi Family | Rate Impact Measure Test | Fuel Substitution | 227.0554 | 241.165 | 240.6843 | 305.6553 | 299.1371 | 3.2205 | 3.2061 | 3.0958 | 2.8881 | 2.6014 | 2.2513 | 1.8463 | 1.3924
Scenario 2: High TRC | SCE | Res | HVAC | Res - Multi Family | Total Resource Cost Test | Energy Efficiency | 50396.0405 | 479323.9632 | 408190.501 | 345155.7638 | 68469.909 | 247182.4178 | 308118.7257 | 301159.0405 | 284065.7411 | 271674.9549 | 263125.4478 | 257746.1462 | 254699.2271
Scenario 2: High TRC | SCE | Res | HVAC | Res - Multi Family | Total Resource Cost Test | Fuel Substitution | 156.9422 | 179.6337 | 187.0233 | 287.3367 | 296.884 | 2.3043 | 2.5243 | 2.7177 | 2.8756 | 3.0045 | 3.1129 | 3.2077 | 3.2942
Scenario 2: High TRC | SCE | Res | HVAC | Res - Single Family | Participant Cost Test | Energy Efficiency | 7505156.9635 | 8528936.6415 | 9439459.2758 | 10250687.2165 | 11067547.416 | 11783702.7263 | 11472151.1513 | 11845393.2331 | 1704594.5487 | 13537.2166 | 14070.5604 | 14590.7385 | 15092.0062
Scenario 2: High TRC | SCE | Res | HVAC | Res - Single Family | Participant Cost Test | Fuel Substitution | 5362.6328 | 5299.6513 | 5525.0353 | 5890.6548 | 6749.0314 | 92.7723 | 100.1313 | 106.9542 | 10.2312 | 10.8086 | 11.2911 | 11.7089 | 12.0862
Scenario 2: High TRC | SCE | Res | HVAC | Res - Single Family | Program Administrator Cost Test | Energy Efficiency | 1204116.6771 | 3901678.6989 | 3574896.6257 | 3276148.0099 | 1641399.7198 | 2817542.7861 | 2574454.3268 | 2421111.2483 | 782159.5603 | 419577.3777 | 324825.209 | 250128.4527 | 191362.2301
Scenario 2: High TRC | SCE | Res | HVAC | Res - Single Family | Program Administrator Cost Test | Fuel Substitution | 3540.8578 | 3749.046 | 3877.5076 | 4038.2709 | 4424.2309 | 34.0423 | 36.875 | 38.9495 | 6.2438 | 6.5453 | 6.7855 | 6.9838 | 7.1554
Scenario 2: High TRC | SCE | Res | HVAC | Res - Single Family | Rate Impact Measure Test | Energy Efficiency | 3260032.0931 | 11290971.4152 | 10186369.2692 | 9075544.5354 | 3868083.205 | 7229068.0782 | 6299202.172 | 5577938.8093 | 2099123.6812 | 1279153.4237 | 989720.1766 | 760929.9721 | 431594.1846
Scenario 2: High TRC | SCE | Res | HVAC | Res - Single Family | Rate Impact Measure Test | Fuel Substitution | 5293.1727 | 5538.1662 | 5659.829 | 5824.6413 | 6354.6069 | 95.5571 | 96.0109 | 94.211 | 15.6751 | 14.6466 | 13.2451 | 11.5314 | 9.5489
Scenario 2: High TRC | SCE | Res | HVAC | Res - Single Family | Total Resource Cost Test | Energy Efficiency | 5153093.9764 | 8401300.8294 | 8568297.4036 | 8712961.0641 | 7526580.0317 | 9099317.6157 | 8674112.7313 | 8728624.2663 | 1689999.6971 | 424443.6161 | 329949.5293 | 255509.6796 | 196996.744
Scenario 2: High TRC | SCE | Res | HVAC | Res - Single Family | Total Resource Cost Test | Fuel Substitution | 7376.2247 | 7442.9924 | 7759.6697 | 8228.2114 | 9272.2957 | 115.7539 | 125.2635 | 133.5369 | 14.0292 | 14.8209 | 15.4824 | 16.0553 | 16.5726
Scenario 2: High TRC | SCE | Res | WaterHeat | Res - Multi Family | Participant Cost Test | Energy Efficiency | 2072.1281 | 5814.6038 | 6556.3144 | 6882.1995 | 57581.2538 | 269065.87 | 317184.0724 | 335372.4146 | 353886.1443 | 372822.4783 | 392372.9175 | 418231.8627 | 447501.1296
Scenario 2: High TRC | SCE | Res | WaterHeat | Res - Multi Family | Participant Cost Test | Fuel Substitution | 26349223.5164 | 25968083.7972 | 107770342.1802 | 104938236.2349 | 101632844.37 | 664945.8398 | 809308.179 | 959193.2047 | 1082362.6314 | 1178214.8194 | 1252437.7116 | 1311517.9498 | 1360649.5399
Scenario 2: High TRC | SCE | Res | WaterHeat | Res - Multi Family | Program Administrator Cost Test | Energy Efficiency | 2426.4187 | 5383.5284 | 5875.5783 | 6023.8172 | 42722.1708 | 188746.2263 | 219026.1676 | 228294.6475 | 237497.7387 | 246699.5848 | 256022.5448 | 269085.7223 | 283911.828
Scenario 2: High TRC | SCE | Res | WaterHeat | Res - Multi Family | Program Administrator Cost Test | Fuel Substitution | 23753466.212 | 24893148.171 | 102811384.9474 | 107475252.7405 | 112562606.213 | 258593.0024 | 313886.9139 | 371053.2789 | 417635.1546 | 453486.7039 | 480875.2374 | 502349.6438 | 519938.9519
Scenario 2: High TRC | SCE | Res | WaterHeat | Res - Multi Family | Rate Impact Measure Test | Energy Efficiency | 14822.8696 | 24570.2365 | 25411.4115 | 24910.2564 | 131572.9749 | 527632.9122 | 572337.3667 | 553097.2952 | 527358.4311 | 494936.2676 | 455414.0733 | 413334.6546 | 362589.6307
Scenario 2: High TRC | SCE | Res | WaterHeat | Res - Multi Family | Rate Impact Measure Test | Fuel Substitution | 23854882.1297 | 25008354.7986 | 102945225.5179 | 107632058.7193 | 112737014.3916 | 1739171.3782 | 1913014.3682 | 2019790.4075 | 1991678.8887 | 1846681.0626 | 1611284.7676 | 1305982.8065 | 945047.9521
Scenario 2: High TRC | SCE | Res | WaterHeat | Res - Multi Family | Total Resource Cost Test | Energy Efficiency | 3307.0732 | 7674.7507 | 8459.5497 | 8745.3922 | 65797.3334 | 298752.306 | 349625.4185 | 367280.0213 | 385085.2968 | 403146.1933 | 421666.6686 | 446694.6965 | 475054.3564
Scenario 2: High TRC | SCE | Res | WaterHeat | Res - Multi Family | Total Resource Cost Test | Fuel Substitution | 31665046.2371 | 33082061.6623 | 136413631.4229 | 142388232.711 | 148766085.4597 | 889041.6826 | 1082046.7259 | 1282434.6843 | 1447104.9708 | 1575253.8778 | 1674485.9997 | 1753473.5644 | 1819160.5453
Scenario 2: High TRC | SCE | Res | WaterHeat | Res - Single Family | Participant Cost Test | Energy Efficiency | 160600.6219 | 182491.4601 | 201857.1962 | 220309.9735 | 239572.5869 | 258046.9192 | 276309.4456 | 294737.8991 | 279009.343 | 292326.9547 | 310800.1306 | 331336.7715 | 352878.3504
Scenario 2: High TRC | SCE | Res | WaterHeat | Res - Single Family | Participant Cost Test | Fuel Substitution | 8130644.5545 | 7906714.6106 | 7633315.5939 | 7403355.5366 | 7280918.6246 | 4718380.6679 | 5690605.0894 | 6727628.1204 | 7576743.7804 | 8237568.5487 | 8750951.0889 | 9161808.4957 | 9505789.6346
Scenario 2: High TRC | SCE | Res | WaterHeat | Res - Single Family | Program Administrator Cost Test | Energy Efficiency | 119018.566 | 133122.6443 | 145114.7385 | 156090.5408 | 167300.9568 | 177625.1277 | 187491.0477 | 197169.0816 | 188376.4028 | 195074.5999 | 204513.8422 | 215030.1594 | 225882.6439
Scenario 2: High TRC | SCE | Res | WaterHeat | Res - Single Family | Program Administrator Cost Test | Fuel Substitution | 15882873.327 | 16080212.616 | 16130164.995 | 16241612.3259 | 16546846.3293 | 1837352.4743 | 2210003.658 | 2605896.673 | 2927259.6649 | 3174554.0354 | 3364064.6231 | 3513460.7806 | 3636684.8125
Scenario 2: High TRC | SCE | Res | WaterHeat | Res - Single Family | Rate Impact Measure Test | Energy Efficiency | 414492.5748 | 447924.5517 | 469069.1413 | 481664.8451 | 490260.1076 | 491230.1992 | 485613.511 | 473851.576 | 417495.8621 | 391007.4973 | 363587.3159 | 330229.8031 | 288481.4819
Scenario 2: High TRC | SCE | Res | WaterHeat | Res - Single Family | Rate Impact Measure Test | Fuel Substitution | 15913425.4866 | 16160113.8939 | 16286511.6875 | 16475485.6913 | 16855802.7103 | 12461315.5429 | 13583505.6768 | 14302850.373 | 14072538.7475 | 13027128.5047 | 11353157.8603 | 9191866.5393 | 6640704.9828
Scenario 2: High TRC | SCE | Res | WaterHeat | Res - Single Family | Total Resource Cost Test | Energy Efficiency | 182826.7978 | 206211.4494 | 226548.8983 | 245602.6176 | 265315.2261 | 283913.1839 | 302053.311 | 320158.7 | 304317.8215 | 317188.7619 | 335150.0252 | 355134.3377 | 375969.6358
Scenario 2: High TRC | SCE | Res | WaterHeat | Res - Single Family | Total Resource Cost Test | Fuel Substitution | 21561133.4248 | 21792910.4786 | 21839443.6865 | 21983798.5219 | 22370340.8746 | 6308197.0743 | 7607948.5008 | 8994324.3271 | 10129487.049 | 11012928.7264 | 11699260.2095 | 12248530.0384 | 12708395.6808
Scenario 2: High TRC | SCE | Res | WholeBlg | Res - Multi Family | Participant Cost Test | Energy Efficiency | 0 | 0 | 0 | 0 | 0 | 0 | 0 | 0 | 0 | 0 | 0 | 0 | 0
Scenario 2: High TRC | SCE | Res | WholeBlg | Res - Multi Family | Program Administrator Cost Test | Energy Efficiency | 0 | 0 | 0 | 0 | 0 | 0 | 0 | 0 | 0 | 0 | 0 | 0 | 0
Scenario 2: High TRC | SCE | Res | WholeBlg | Res - Multi Family | Rate Impact Measure Test | Energy Efficiency | 0 | 0 | 0 | 0 | 0 | 0 | 0 | 0 | 0 | 0 | 0 | 0 | 0
Scenario 2: High TRC | SCE | Res | WholeBlg | Res - Multi Family | Total Resource Cost Test | Energy Efficiency | 0 | 0 | 0 | 0 | 0 | 0 | 0 | 0 | 0 | 0 | 0 | 0 | 0
Scenario 2: High TRC | SCE | Res | WholeBlg | Res - Single Family | Participant Cost Test | Energy Efficiency | 0 | 0 | 0 | 0 | 0 | 0 | 0 | 0 | 512919.4169 | 473446.6637 | 438646.3225 | 410079.0344 | 383194.9519
Scenario 2: High TRC | SCE | Res | WholeBlg | Res - Single Family | Program Administrator Cost Test | Energy Efficiency | 0 | 0 | 0 | 0 | 0 | 0 | 0 | 0 | 152778.3405 | 138859.7519 | 126689.8694 | 116639.7962 | 107344.7471
Scenario 2: High TRC | SCE | Res | WholeBlg | Res - Single Family | Rate Impact Measure Test | Energy Efficiency | 0 | 0 | 0 | 0 | 0 | 0 | 0 | 0 | 514222.584 | 410476.3026 | 319013.0974 | 238853.489 | 165644.963
Scenario 2: High TRC | SCE | Res | WholeBlg | Res - Single Family | Total Resource Cost Test | Energy Efficiency | 0 | 0 | 0 | 0 | 0 | 0 | 0 | 0 | 601041.8032 | 553796.3918 | 512189.8306 | 478007.8988 | 445914.6734
Scenario 2: High TRC | SCG | Ag | WholeBlg | Ag - Dairies, fishing, hunting | Participant Cost Test | Energy Efficiency | 10379.2505 | 10379.2505 | 10379.2505 | 10379.2505 | 10379.2505 | 10379.2505 | 10379.2505 | 10379.2505 | 10379.2505 | 10379.2505 | 10379.2505 | 10379.2505 | 10379.2505
Scenario 2: High TRC | SCG | Ag | WholeBlg | Ag - Dairies, fishing, hunting | Program Administrator Cost Test | Energy Efficiency | 10379.2505 | 10379.2505 | 10379.2505 | 10379.2505 | 10379.2505 | 10379.2505 | 10379.2505 | 10379.2505 | 10379.2505 | 10379.2505 | 10379.2505 | 10379.2505 | 10379.2505
Scenario 2: High TRC | SCG | Ag | WholeBlg | Ag - Dairies, fishing, hunting | Rate Impact Measure Test | Energy Efficiency | 10379.2505 | 10379.2505 | 10379.2505 | 10379.2505 | 10379.2505 | 10379.2505 | 10379.2505 | 10379.2505 | 10379.2505 | 10379.2505 | 10379.2505 | 10379.2505 | 10379.2505
Scenario 2: High TRC | SCG | Ag | WholeBlg | Ag - Dairies, fishing, hunting | Total Resource Cost Test | Energy Efficiency | 10379.2505 | 10379.2505 | 10379.2505 | 10379.2505 | 10379.2505 | 10379.2505 | 10379.2505 | 10379.2505 | 10379.2505 | 10379.2505 | 10379.2505 | 10379.2505 | 10379.2505
Scenario 2: High TRC | SCG | Ag | WholeBlg | Ag - Irrigated Agriculture, vineyards, forestry and greenhouses | Participant Cost Test | Energy Efficiency | 44526.5557 | 44526.5557 | 44526.5557 | 44526.5557 | 44526.5557 | 44526.5557 | 44526.5557 | 44526.5557 | 44526.5557 | 44526.5557 | 44526.5557 | 44526.5557 | 44526.5557
Scenario 2: High TRC | SCG | Ag | WholeBlg | Ag - Irrigated Agriculture, vineyards, forestry and greenhouses | Program Administrator Cost Test | Energy Efficiency | 44526.5557 | 44526.5557 | 44526.5557 | 44526.5557 | 44526.5557 | 44526.5557 | 44526.5557 | 44526.5557 | 44526.5557 | 44526.5557 | 44526.5557 | 44526.5557 | 44526.5557
Scenario 2: High TRC | SCG | Ag | WholeBlg | Ag - Irrigated Agriculture, vineyards, forestry and greenhouses | Rate Impact Measure Test | Energy Efficiency | 44526.5557 | 44526.5557 | 44526.5557 | 44526.5557 | 44526.5557 | 44526.5557 | 44526.5557 | 44526.5557 | 44526.5557 | 44526.5557 | 44526.5557 | 44526.5557 | 44526.5557
Scenario 2: High TRC | SCG | Ag | WholeBlg | Ag - Irrigated Agriculture, vineyards, forestry and greenhouses | Total Resource Cost Test | Energy Efficiency | 44526.5557 | 44526.5557 | 44526.5557 | 44526.5557 | 44526.5557 | 44526.5557 | 44526.5557 | 44526.5557 | 44526.5557 | 44526.5557 | 44526.5557 | 44526.5557 | 44526.5557
Scenario 2: High TRC | SCG | Ag | WholeBlg | Ag - Water pumping | Participant Cost Test | Energy Efficiency | 14623.9307 | 14623.9307 | 14623.9307 | 14623.9307 | 14623.9307 | 14623.9307 | 14623.9307 | 14623.9307 | 14623.9307 | 14623.9307 | 14623.9307 | 14623.9307 | 14623.9307
Scenario 2: High TRC | SCG | Ag | WholeBlg | Ag - Water pumping | Program Administrator Cost Test | Energy Efficiency | 14623.9307 | 14623.9307 | 14623.9307 | 14623.9307 | 14623.9307 | 14623.9307 | 14623.9307 | 14623.9307 | 14623.9307 | 14623.9307 | 14623.9307 | 14623.9307 | 14623.9307
Scenario 2: High TRC | SCG | Ag | WholeBlg | Ag - Water pumping | Rate Impact Measure Test | Energy Efficiency | 14623.9307 | 14623.9307 | 14623.9307 | 14623.9307 | 14623.9307 | 14623.9307 | 14623.9307 | 14623.9307 | 14623.9307 | 14623.9307 | 14623.9307 | 14623.9307 | 14623.9307
Scenario 2: High TRC | SCG | Ag | WholeBlg | Ag - Water pumping | Total Resource Cost Test | Energy Efficiency | 14623.9307 | 14623.9307 | 14623.9307 | 14623.9307 | 14623.9307 | 14623.9307 | 14623.9307 | 14623.9307 | 14623.9307 | 14623.9307 | 14623.9307 | 14623.9307 | 14623.9307
Scenario 2: High TRC | SCG | Com | AppPlug | Com - Health | Participant Cost Test | Energy Efficiency | 1735243.8758 | 1964015.5606 | 2190460.5379 | 2362763.9415 | 2534724.6461 | 2683721.0247 | 2818338.8547 | 2908800.4802 | 2960796.6153 | 2961507.2699 | 2917778.2723 | 2860767.3656 | 2773531.3071
Scenario 2: High TRC | SCG | Com | AppPlug | Com - Health | Program Administrator Cost Test | Energy Efficiency | 2374539.0724 | 2652297.6226 | 2920529.2128 | 3114009.781 | 3302002.7085 | 3456496.6339 | 3588699.5924 | 3663206.0638 | 3688397.9635 | 3629480.5404 | 3516093.222 | 3388666.6382 | 3229270.122
Scenario 2: High TRC | SCG | Com | AppPlug | Com - Health | Rate Impact Measure Test | Energy Efficiency | 7001003.4608 | 7937442.5498 | 8849612.9017 | 9433824.6144 | 9867804.6128 | 10193487.504 | 10470487.6847 | 10562902.225 | 10513507.8917 | 10263106.2122 | 9350992.0115 | 7331400.8741 | 5201880.3189
Scenario 2: High TRC | SCG | Com | AppPlug | Com - Health | Total Resource Cost Test | Energy Efficiency | 3039164.4179 | 3404303.0523 | 3759099.0573 | 4018863.3728 | 4272990.6194 | 4484935.1746 | 4669067.8616 | 4778757.1914 | 4824461.4544 | 4782371.0339 | 4669830.9002 | 4536711.9006 | 4358158.3005
Scenario 2: High TRC | SCG | Com | AppPlug | Com - Lodging | Participant Cost Test | Energy Efficiency | 1371950.2795 | 1539910.5669 | 1709096.2669 | 1825818.3989 | 1941332.4377 | 2048531.7689 | 2153639.9253 | 2225785.1084 | 2272938.2882 | 2293980.1847 | 2290398.9431 | 2259876.1485 | 2204952.6759
Scenario 2: High TRC | SCG | Com | AppPlug | Com - Lodging | Program Administrator Cost Test | Energy Efficiency | 1730027.1446 | 1918137.2027 | 2102860.0749 | 2216811.3394 | 2326481.1235 | 2423492.369 | 2519847.1737 | 2570560.1167 | 2591386.5417 | 2565595.6973 | 2511064.1445 | 2428983.8677 | 2323930.7492
Scenario 2: High TRC | SCG | Com | AppPlug | Com - Lodging | Rate Impact Measure Test | Energy Efficiency | 5426662.753 | 6113972.7531 | 6801873.7472 | 7168340.2823 | 7335622.7786 | 7457362.7028 | 7543151.4971 | 7509148.4885 | 7372882.3505 | 7119395.3265 | 6473293.4627 | 5118673.5537 | 3675809.8446
Scenario 2: High TRC | SCG | Com | AppPlug | Com - Lodging | Total Resource Cost Test | Energy Efficiency | 2268321.1255 | 2523421.872 | 2775866.3818 | 2938063.215 | 3095618.4657 | 3237364.0363 | 3376604.2511 | 3458557.0913 | 3500732.749 | 3498344.189 | 3458495.9268 | 3379298.7553 | 3265778.4387
Scenario 2: High TRC | SCG | Com | AppPlug | Com - Other | Participant Cost Test | Energy Efficiency | 4155.9835 | 4912.1408 | 5739.0088 | 6612.8152 | 318.682 | 16457.1907 | 9491.1229 | 53093.4344 | 47002.8742 | 41054.1704 | 35535.1413 | 30595.3194 | 26392.2942
Scenario 2: High TRC | SCG | Com | AppPlug | Com - Other | Program Administrator Cost Test | Energy Efficiency | 6280.5734 | 7325.8911 | 8447.5092 | 9607.6794 | 457.0549 | 23301.508 | 13267.9024 | 73285.9906 | 64067.7355 | 55264.5463 | 47245.615 | 40180.2416 | 34239.6204
Scenario 2: High TRC | SCG | Com | AppPlug | Com - Other | Rate Impact Measure Test | Energy Efficiency | 17871.2419 | 21014.5294 | 24423.7216 | 27997.9096 | 1342.401 | 69030.1141 | 39671.3765 | 145360.5185 | 131898.7461 | 112817.49 | 93614.0316 | 74439.8442 | 50908.6914
Scenario 2: High TRC | SCG | Com | AppPlug | Com - Other | Total Resource Cost Test | Energy Efficiency | 7527.3684 | 8799.5333 | 10169.2118 | 11591.5239 | 552.6595 | 28238.6652 | 16115.2392 | 89214.0209 | 78168.5977 | 67580.7974 | 57906.1574 | 49358.8374 | 42157.3086
Scenario 2: High TRC | SCG | Com | BldgEnv | Com - College | Participant Cost Test | Energy Efficiency | 23236.1228 | 23532.592 | 22975.5985 | 21584.4823 | 19466.8828 | 16858.3835 | 14050.3671 | 11098.5296 | 8284.4002 | 5724.1035 | 3492.8178 | 1634.9228 | 1352.845
Scenario 2: High TRC | SCG | Com | BldgEnv | Com - College | Program Administrator Cost Test | Energy Efficiency | 15944.0475 | 15831.904 | 15145.5779 | 13931.849 | 12293.6301 | 10403.0188 | 8432.1761 | 6480.8972 | 4685.0294 | 3105.9225 | 1774.8857 | 702.271 | 537.5173
Scenario 2: High TRC | SCG | Com | BldgEnv | Com - College | Rate Impact Measure Test | Energy Efficiency | 47172.6672 | 47399.0466 | 45900.0872 | 42753.5498 | 38204.5552 | 32778.6181 | 26950.3022 | 19830.3856 | 13178.0403 | 7898.7739 | 4000.5563 | 1392.0776 | 829.1446
Scenario 2: High TRC | SCG | Com | BldgEnv | Com - College | Total Resource Cost Test | Energy Efficiency | 25989.1595 | 26129.2242 | 25322.5803 | 23610.9774 | 21131.7561 | 18155.7011 | 14990.8833 | 11736.9792 | 8673.9838 | 5920.371 | 3548.1639 | 1595.4736 | 1297.6892
Scenario 2: High TRC | SCG | Com | BldgEnv | Com - Grocery | Participant Cost Test | Energy Efficiency | 22254.192 | 14903.9502 | 7449.8684 | 2400.2462 | 2465.8757 | 2534.5987 | 2596.5471 | 2668.7608 | 2732.4945 | 2788.9042 | 2851.0564 | 2906.8377 | 2964.6685
Scenario 2: High TRC | SCG | Com | BldgEnv | Com - Grocery | Program Administrator Cost Test | Energy Efficiency | 12233.6562 | 7829.0145 | 3537.0089 | 719.4343 | 741.0653 | 763.1355 | 781.6411 | 803.1819 | 820.5882 | 834.4808 | 849.7428 | 861.9732 | 874.267
Scenario 2: High TRC | SCG | Com | BldgEnv | Com - Grocery | Rate Impact Measure Test | Energy Efficiency | 37147.018 | 24473.9425 | 11785.0966 | 3257.8463 | 3254.1693 | 3220.4638 | 3135.9984 | 2989.1039 | 2766.3264 | 2490.4096 | 2173.5325 | 1800.013 | 1372.1419
Scenario 2: High TRC | SCG | Com | BldgEnv | Com - Grocery | Total Resource Cost Test | Energy Efficiency | 23050.0664 | 15226.6309 | 7398.5771 | 2150.8548 | 2211.3891 | 2274.2324 | 2329.7841 | 2394.4191 | 2450.216 | 2498.4122 | 2551.4225 | 2597.8429 | 2645.633
Scenario 2: High TRC | SCG | Com | BldgEnv | Com - Health | Participant Cost Test | Energy Efficiency | 33121.3063 | 30088.6463 | 25865.2048 | 20854.6344 | 15612.953 | 10505.9944 | 5873.278 | 3163.2885 | 3209.1606 | 3216.5975 | 3209.1804 | 3290.4124 | 3385.9082
Scenario 2: High TRC | SCG | Com | BldgEnv | Com - Health | Program Administrator Cost Test | Energy Efficiency | 15775.0724 | 14019.1704 | 11763.9313 | 9225.8911 | 6677.6717 | 4285.3671 | 2191.8325 | 1001.047 | 1011.9825 | 1005.6296 | 993.2638 | 1019.6489 | 1051.6643
Scenario 2: High TRC | SCG | Com | BldgEnv | Com - Health | Rate Impact Measure Test | Energy Efficiency | 48831.0631 | 44045.6548 | 37563.8751 | 29961.1736 | 22143.0843 | 14592.7415 | 7788.9481 | 3648.6254 | 3341.814 | 2941.1753 | 2492.5477 | 2095.1108 | 1632.4268
Scenario 2: High TRC | SCG | Com | BldgEnv | Com - Health | Total Resource Cost Test | Energy Efficiency | 32773.9336 | 29586.4829 | 25262.526 | 20215.0897 | 15000.0316 | 9973.543 | 5460.7045 | 2840.9937 | 2879.5525 | 2880.192 | 2866.6046 | 2939.485 | 3025.7855
Scenario 2: High TRC | SCG | Com | BldgEnv | Com - Lodging | Participant Cost Test | Energy Efficiency | 914.3316 | 1129.0833 | 1391.4156 | 1710.8514 | 2098.4986 | 2566.686 | 3128.8861 | 3799.1729 | 8394.5205 | 10088.8389 | 12043.2671 | 14260.4419 | 16723.6293
Scenario 2: High TRC | SCG | Com | BldgEnv | Com - Lodging | Program Administrator Cost Test | Energy Efficiency | 261.5314 | 317.0562 | 383.5397 | 462.8834 | 557.2419 | 668.9 | 800.2346 | 953.5533 | 1965.6726 | 2317.3422 | 2713.1109 | 3150.4945 | 3623.2189
Scenario 2: High TRC | SCG | Com | BldgEnv | Com - Lodging | Rate Impact Measure Test | Energy Efficiency | 864.0475 | 1058.2752 | 1292.5272 | 1574.5559 | 1914.4788 | 2323.649 | 2813.6094 | 3190.2195 | 5985.3464 | 6283.4973 | 6360.5811 | 6112.5987 | 5408.5587
Scenario 2: High TRC | SCG | Com | BldgEnv | Com - Lodging | Total Resource Cost Test | Energy Efficiency | 798.0134 | 981.8085 | 1205.4975 | 1476.8854 | 1805.0395 | 2199.9545 | 2672.478 | 3233.8352 | 7058.7902 | 8456.04 | 10061.8783 | 11876.6665 | 13884.8294
Scenario 2: High TRC | SCG | Com | BldgEnv | Com - Office (Large) | Participant Cost Test | Energy Efficiency | 13444.8493 | 13686.8897 | 13875.2795 | 14070.3202 | 14304.2589 | 14539.9145 | 14713.4176 | 14878.5517 | 14949.4957 | 14982.6732 | 15046.5108 | 15062.6133 | 15090.8759
Scenario 2: High TRC | SCG | Com | BldgEnv | Com - Office (Large) | Program Administrator Cost Test | Energy Efficiency | 3122.0592 | 3196.2849 | 3249.433 | 3287.9268 | 3334.7101 | 3377.9424 | 3398.4147 | 3413.2484 | 3397.7049 | 3369.7269 | 3349.1409 | 3314.0446 | 3281.3992
Scenario 2: High TRC | SCG | Com | BldgEnv | Com - Office (Large) | Rate Impact Measure Test | Energy Efficiency | 14948.8835 | 14971.4539 | 14789.7417 | 14493.554 | 14144.2712 | 13679.2308 | 13015.4741 | 12110.0123 | 10934.7771 | 9624.8239 | 8231.1769 | 6690.9109 | 5033.252
Scenario 2: High TRC | SCG | Com | BldgEnv | Com - Office (Large) | Total Resource Cost Test | Energy Efficiency | 11281.5296 | 11491.5616 | 11651.0928 | 11810.3855 | 12001.9195 | 12192.5387 | 12326.0843 | 12450.4262 | 12490.7745 | 12497.277 | 12529.6493 | 12519.9599 | 12520.2446
Scenario 2: High TRC | SCG | Com | BldgEnv | Com - Office (Small) | Participant Cost Test | Energy Efficiency | 12095.7751 | 8229.3567 | 4389.6807 | 2203.5555 | 898.402 | 14386.4878 | 2248.2776 | 2294.4993 | 2337.7847 | 2377.3609 | 2417.7741 | 2455.2146 | 2493.3603
Scenario 2: High TRC | SCG | Com | BldgEnv | Com - Office (Small) | Program Administrator Cost Test | Energy Efficiency | 3154.2148 | 2089.7771 | 1073.0701 | 511.0476 | 97.4394 | 4250.4909 | 511.7497 | 520.5525 | 527.783 | 533.3197 | 538.5166 | 542.3411 | 545.854
Scenario 2: High TRC | SCG | Com | BldgEnv | Com - Office (Small) | Rate Impact Measure Test | Energy Efficiency | 10476.135 | 7246.238 | 4065.2227 | 2244.5677 | 345.7956 | 17539.3541 | 1957.3284 | 1845.5521 | 1697.5924 | 1522.6521 | 1323.1055 | 1094.7495 | 837.1913
Scenario 2: High TRC | SCG | Com | BldgEnv | Com - Office (Small) | Total Resource Cost Test | Energy Efficiency | 10373.742 | 7022.1282 | 3718.0676 | 1847.3537 | 687.1917 | 12604.2251 | 1879.0196 | 1916.605 | 1951.2046 | 1982.1987 | 2013.5766 | 2042.0559 | 2070.8434
Scenario 2: High TRC | SCG | Com | BldgEnv | Com - Other | Participant Cost Test | Energy Efficiency | 63636.9831 | 57617.3507 | 49183.0431 | 39220.3827 | 26160.6228 | 21111.4066 | 9095.3677 | 4811.2426 | 4945.3699 | 5095.4445 | 5250.9488 | 5397.715 | 5555.3798
Scenario 2: High TRC | SCG | Com | BldgEnv | Com - Other | Program Administrator Cost Test | Energy Efficiency | 36390.3978 | 32299.6637 | 27016.0461 | 21096.3287 | 13498.9758 | 11131.7774 | 4524.4887 | 2325.4337 | 2380.565 | 2442.0631 | 2503.5967 | 2557.2754 | 2614.1904
Scenario 2: High TRC | SCG | Com | BldgEnv | Com - Other | Rate Impact Measure Test | Energy Efficiency | 109669.3215 | 98770.1246 | 83912.7119 | 66665.8059 | 41808.8488 | 38044.7965 | 15554.4512 | 7986.6659 | 7430.087 | 6779.4558 | 5996.7548 | 5052.1077 | 3950.1065
Scenario 2: High TRC | SCG | Com | BldgEnv | Com - Other | Total Resource Cost Test | Energy Efficiency | 66737.4604 | 60038.0021 | 50922.2179 | 40349.1374 | 26527.7099 | 21674.3993 | 9184.7812 | 4849.4167 | 4977.6675 | 5120.9782 | 5267.9163 | 5403.5201 | 5548.6381
Scenario 2: High TRC | SCG | Com | BldgEnv | Com - Refrig. Warehouse | Participant Cost Test | Energy Efficiency | 1414.35 | 174.1235 | 42.046 | 1595.9917 | 1752.555 | 2032.174 | 2330.6449 | 2635.4791 | 5202.5228 | 5701.3583 | 6120.3398 | 6426.3608 | 6584.5498
Scenario 2: High TRC | SCG | Com | BldgEnv | Com - Refrig. Warehouse | Program Administrator Cost Test | Energy Efficiency | 704.9794 | 78.6425 | 25.7242 | 756.8851 | 492.621 | 557.431 | 624.6563 | 690.4774 | 1243.0369 | 1334.5842 | 1404.0523 | 1445.9926 | 1454.0135
Scenario 2: High TRC | SCG | Com | BldgEnv | Com - Refrig. Warehouse | Rate Impact Measure Test | Energy Efficiency | 3383.6562 | 365.9049 | 85.7338 | 3252.0102 | 1667.8503 | 1880.5007 | 2104.5518 | 2206.4369 | 3606.4752 | 3459.8954 | 3161.734 | 2713.2525 | 2122.4853
Scenario 2: High TRC | SCG | Com | BldgEnv | Com - Refrig. Warehouse | Total Resource Cost Test | Energy Efficiency | 1417.1109 | 169.3532 | 45.7246 | 1574.1607 | 1525.608 | 1760.5685 | 2010.1545 | 2263.3096 | 4394.6812 | 4799.1322 | 5134.3372 | 5373.8244 | 5489.2829
Scenario 2: High TRC | SCG | Com | BldgEnv | Com - Restaurant | Participant Cost Test | Energy Efficiency | 2867.9498 | 2918.3012 | 2974.5385 | 3039.9242 | 3112.4833 | 3173.4707 | 3228.9114 | 3291.5446 | 3352.8323 | 3409.1211 | 3468.5214 | 3523.0918 | 3580.8481
Scenario 2: High TRC | SCG | Com | BldgEnv | Com - Restaurant | Program Administrator Cost Test | Energy Efficiency | 1065.3572 | 1099.8392 | 1134.9439 | 1172.0736 | 1211.4766 | 1241.9562 | 1267.4012 | 1295.1169 | 1320.3873 | 1341.5245 | 1362.9732 | 1380.7771 | 1399.0241
Scenario 2: High TRC | SCG | Com | BldgEnv | Com - Restaurant | Rate Impact Measure Test | Energy Efficiency | 4554.6977 | 4670.8026 | 4752.7059 | 4803.2417 | 4821.9448 | 4758.5267 | 4629.3967 | 4400.2435 | 4078.3212 | 3687.2358 | 3234.6995 | 2706.2716 | 2102.3498
Scenario 2: High TRC | SCG | Com | BldgEnv | Com - Restaurant | Total Resource Cost Test | Energy Efficiency | 2673.7484 | 2731.1455 | 2792.9138 | 2862.2118 | 2937.8559 | 2999.5989 | 3054.1479 | 3115.0601 | 3173.3819 | 3225.4928 | 3279.8818 | 3328.5041 | 3379.5472
Scenario 2: High TRC | SCG | Com | BldgEnv | Com - Retail | Participant Cost Test | Energy Efficiency | 113926.2366 | 98329.6589 | 78829.3382 | 8024.8484 | 40707.0481 | 31594.8588 | 8971.1932 | 9291.1827 | 9575.5566 | 9843.6591 | 10120.4854 | 10361.0399 | 10603.5827
Scenario 2: High TRC | SCG | Com | BldgEnv | Com - Retail | Program Administrator Cost Test | Energy Efficiency | 108083.7689 | 91823.103 | 72143.357 | 4090.3187 | 36279.9517 | 23861.4139 | 4520.6922 | 4655.8561 | 4763.2037 | 4857.1006 | 4953.5207 | 5030.8118 | 5102.7328
Scenario 2: High TRC | SCG | Com | BldgEnv | Com - Retail | Rate Impact Measure Test | Energy Efficiency | 340987.4365 | 292355.7982 | 232188.2532 | 19003.2869 | 114966.1587 | 86219.6035 | 18400.4075 | 17560.4098 | 16275.7507 | 14693.9821 | 12840.5546 | 10635.8034 | 8085.9156
Scenario 2: High TRC | SCG | Com | BldgEnv | Com - Retail | Total Resource Cost Test | Energy Efficiency | 149495.2565 | 127817.1711 | 101340.6101 | 8454.4024 | 51340.4774 | 37694.1279 | 9416.1416 | 9733.7228 | 10006.2704 | 10257.6025 | 10516.591 | 10736.4756 | 10955.8708
Scenario 2: High TRC | SCG | Com | BldgEnv | Com - School | Participant Cost Test | Energy Efficiency | 3121.7573 | 3182.8488 | 3248.2588 | 3307.9114 | 3338.5743 | 3391.1193 | 3422.9352 | 3453.3408 | 3489.3476 | 3531.4764 | 3564.1509 | 3610.4753 | 3642.0849
Scenario 2: High TRC | SCG | Com | BldgEnv | Com - School | Program Administrator Cost Test | Energy Efficiency | 701.0041 | 720.8545 | 741.211 | 755.6739 | 759.8878 | 770.1449 | 773.1947 | 775.1489 | 778.0807 | 782.1017 | 782.7876 | 786.6466 | 785.8795
Scenario 2: High TRC | SCG | Com | BldgEnv | Com - School | Rate Impact Measure Test | Energy Efficiency | 3323.7174 | 3350.2236 | 3354.6537 | 3317.4825 | 3212.3204 | 3112.1427 | 2958.6127 | 2749.0748 | 2503.2425 | 2233.311 | 1923.4623 | 1587.9953 | 1205.3501
Scenario 2: High TRC | SCG | Com | BldgEnv | Com - School | Total Resource Cost Test | Energy Efficiency | 2605.1187 | 2658.9308 | 2715.9697 | 2766.3054 | 2790.2548 | 2833.1241 | 2857.1871 | 2879.6134 | 2906.5534 | 2938.4286 | 2961.6985 | 2996.4149 | 3018.0741
Scenario 2: High TRC | SCG | Com | BldgEnv | Com - Warehouse | Participant Cost Test | Energy Efficiency | 58649.9791 | 68220.2964 | 77950.0322 | 87439.7933 | 96103.0045 | 103201.3813 | 108073.0378 | 110234.2045 | 196178.1693 | 188581.7464 | 175959.2883 | 159334.7135 | 140123.3546
Scenario 2: High TRC | SCG | Com | BldgEnv | Com - Warehouse | Program Administrator Cost Test | Energy Efficiency | 16507.6992 | 18881.7517 | 21202.367 | 23363.3103 | 25219.1674 | 26591.4081 | 27337.0972 | 27372.3573 | 45474.9658 | 42894.6498 | 39273.6641 | 34897.9648 | 30126.3231
Scenario 2: High TRC | SCG | Com | BldgEnv | Com - Warehouse | Rate Impact Measure Test | Energy Efficiency | 53425.1389 | 61517.7569 | 69506.4203 | 77114.4947 | 83880.5536 | 89195.0392 | 92524.382 | 88187.9335 | 133103.8693 | 112180.9104 | 89193.2573 | 65987.3863 | 44228.4496
Scenario 2: High TRC | SCG | Com | BldgEnv | Com - Warehouse | Total Resource Cost Test | Energy Efficiency | 51079.401 | 59215.1659 | 67428.7093 | 75376.9897 | 82560.6257 | 88354.6327 | 92209.4335 | 93735.9253 | 164835.5231 | 157949.2278 | 146917.4484 | 132629.7161 | 116292.4504
Scenario 2: High TRC | SCG | Com | FoodServ | Com - College | Participant Cost Test | Energy Efficiency | 167354.9293 | 178316.8048 | 189827.5525 | 201577.0661 | 212531.9623 | 224284.7825 | 235594.789 | 245991.7848 | 256233.2671 | 265918.0031 | 337879.5128 | 369795.3725 | 386561.0927
Scenario 2: High TRC | SCG | Com | FoodServ | Com - College | Program Administrator Cost Test | Energy Efficiency | 116212.3121 | 121844.9121 | 127634.1617 | 133378.5001 | 138454.3685 | 143840.2071 | 148821.6553 | 153134.623 | 157221.0078 | 160847.0945 | 174485.4274 | 181835.0324 | 185704.6341
Scenario 2: High TRC | SCG | Com | FoodServ | Com - College | Rate Impact Measure Test | Energy Efficiency | 408730.8073 | 431722.4492 | 439299.1852 | 441837.9595 | 438454.5729 | 432664.4878 | 421570.811 | 404077.4131 | 381307.3323 | 352444.9073 | 332872.5443 | 296421.5705 | 246831.6099
Scenario 2: High TRC | SCG | Com | FoodServ | Com - College | Total Resource Cost Test | Energy Efficiency | 175061.7036 | 185123.7681 | 195595.6566 | 206163.7542 | 215815.6886 | 226124.0851 | 235895.7364 | 244684.0827 | 253222.0852 | 261132.515 | 298706.4029 | 317637.8562 | 328235.0123
Scenario 2: High TRC | SCG | Com | FoodServ | Com - Grocery | Participant Cost Test | Energy Efficiency | 1261062.148 | 1352632.1845 | 1442801.058 | 1535405.5148 | 1630028.8734 | 1724605.453 | 1817317.4177 | 1912716.4923 | 2003914.3362 | 2092942.1366 | 3635369.7859 | 4315477.916 | 4594997.0382
Scenario 2: High TRC | SCG | Com | FoodServ | Com - Grocery | Program Administrator Cost Test | Energy Efficiency | 961522.3158 | 1017411.1014 | 1071005.0366 | 1124998.7251 | 1179092.6131 | 1232101.2433 | 1282799.8374 | 1334099.2645 | 1380927.1999 | 1425052.6005 | 1705563.4957 | 1836401.0715 | 1894941.2803
Scenario 2: High TRC | SCG | Com | FoodServ | Com - Grocery | Rate Impact Measure Test | Energy Efficiency | 3045194.5856 | 3238283.504 | 3335377.4709 | 3367163.8299 | 3372513.46 | 3345946.7256 | 3281291.5168 | 3184313.489 | 3040308.0322 | 2851090.4977 | 2966840.6881 | 2766783.8724 | 2394589.9858
Scenario 2: High TRC | SCG | Com | FoodServ | Com - Grocery | Total Resource Cost Test | Energy Efficiency | 1339149.5711 | 1425485.3687 | 1509255.4532 | 1594401.9973 | 1680494.3244 | 1765564.7564 | 1847809.969 | 1931717.0786 | 2010398.7525 | 2086012.5761 | 2855563.6491 | 3205971.9399 | 3359480.537
Scenario 2: High TRC | SCG | Com | FoodServ | Com - Health | Participant Cost Test | Energy Efficiency | 403040.8031 | 433352.726 | 464886.1797 | 493735.452 | 524537.2863 | 554028.6018 | 585895.0163 | 615316.4596 | 644142.625 | 669971.1378 | 1005833.9063 | 1146444.6847 | 1219393.8071
Scenario 2: High TRC | SCG | Com | FoodServ | Com - Health | Program Administrator Cost Test | Energy Efficiency | 306862.2838 | 325129.2232 | 343750.1059 | 360095.5374 | 377324.43 | 393326.6759 | 410461.6836 | 425647.5734 | 439993.7373 | 452067.383 | 513870.395 | 544644.1273 | 562578.1794
Scenario 2: High TRC | SCG | Com | FoodServ | Com - Health | Rate Impact Measure Test | Energy Efficiency | 1053482.7001 | 1123121.4559 | 1156669.0769 | 1163689.526 | 1164738.2156 | 1151458.4717 | 1130717.7548 | 1091488.8164 | 1037048.2468 | 963187.0915 | 947274.1682 | 861192.3787 | 733064.4889
Scenario 2: High TRC | SCG | Com | FoodServ | Com - Health | Total Resource Cost Test | Energy Efficiency | 435963.5639 | 465033.9004 | 494964.4212 | 521775.2236 | 550218.3018 | 577026.3775 | 605871.1099 | 631965.2952 | 657150.5497 | 679120.4788 | 848378.3946 | 925912.006 | 969759.2868
Scenario 2: High TRC | SCG | Com | FoodServ | Com - Lodging | Participant Cost Test | Energy Efficiency | 342411.5627 | 368684.9601 | 395607.2427 | 422350.6498 | 449929.5426 | 477862.9725 | 506064.8943 | 534430.8718 | 561790.4324 | 588702.6855 | 986315.1076 | 1168314.2963 | 1243498.8231
Scenario 2: High TRC | SCG | Com | FoodServ | Com - Lodging | Program Administrator Cost Test | Energy Efficiency | 264112.5387 | 280322.3046 | 296556.3927 | 312243.6118 | 328139.4756 | 343922.9834 | 359523.5607 | 374871.0395 | 389064.6083 | 402507.3835 | 476191.6264 | 512067.0236 | 528687.7671
Scenario 2: High TRC | SCG | Com | FoodServ | Com - Lodging | Rate Impact Measure Test | Energy Efficiency | 919507.0678 | 977650.1696 | 1007542.9114 | 1017336.7677 | 1019463.5929 | 1011986.4303 | 993619.2928 | 963275.2174 | 917917.5123 | 857899.3993 | 872383.8603 | 803201.8109 | 685031.4009
Scenario 2: High TRC | SCG | Com | FoodServ | Com - Lodging | Total Resource Cost Test | Energy Efficiency | 370323.4492 | 395602.0452 | 421199.9641 | 446269.6264 | 471886.7547 | 497564.0801 | 523208.5098 | 548716.7448 | 572902.8549 | 596335.1415 | 796755.1405 | 892095.6598 | 934935.2328
Scenario 2: High TRC | SCG | Com | FoodServ | Com - Other | Participant Cost Test | Energy Efficiency | 1712418.0862 | 1850270.7455 | 1990279.6529 | 2131461.3795 | 1860237.6975 | 2826773.4339 | 2565779.3329 | 2714883.4477 | 2862594.4927 | 3015103.3611 | 3621746.1802 | 3966532.3014 | 4190374.0888
Scenario 2: High TRC | SCG | Com | FoodServ | Com - Other | Program Administrator Cost Test | Energy Efficiency | 1227246.2072 | 1302076.8738 | 1375809.5493 | 1447820.2742 | 1265751.2879 | 1831047.8846 | 1656014.3944 | 1723109.6934 | 1786808.2433 | 1850634.9405 | 1987565.9239 | 2076639.1 | 2143329.3541
Scenario 2: High TRC | SCG | Com | FoodServ | Com - Other | Rate Impact Measure Test | Energy Efficiency | 4860067.5376 | 5157676.2785 | 5266912.2506 | 5311689.2887 | 4381964.4648 | 6085333.7503 | 5122439.499 | 4937393.6476 | 4676581.117 | 4345016.7592 | 4040087.7335 | 3559671.7351 | 2941225.7165
Scenario 2: High TRC | SCG | Com | FoodServ | Com - Other | Total Resource Cost Test | Energy Efficiency | 1843890.1596 | 1976002.7317 | 2108589.1915 | 2240651.9308 | 1954829.3299 | 2912746.4151 | 2637806.1557 | 2771158.4151 | 2901459.5447 | 3034803.5509 | 3385370.9991 | 3607320.872 | 3770615.4124
Scenario 2: High TRC | SCG | Com | FoodServ | Com - Restaurant | Participant Cost Test | Energy Efficiency | 5248439.1636 | 5670190.1133 | 6100848.6535 | 6545403.4582 | 7004451.5243 | 7457681.8031 | 7911556.6473 | 8379313.0763 | 8844479.4374 | 9306736.111 | 15519368.6095 | 18451061.7751 | 19705969.0159
Scenario 2: High TRC | SCG | Com | FoodServ | Com - Restaurant | Program Administrator Cost Test | Energy Efficiency | 4091316.4204 | 4355904.1824 | 4619231.4993 | 4885534.0288 | 5155414.7273 | 5415353.2349 | 5669746.1458 | 5927151.9571 | 6175069.3729 | 6412452.9329 | 7584527.2815 | 8182873.8038 | 8484382.6092
Scenario 2: High TRC | SCG | Com | FoodServ | Com - Restaurant | Rate Impact Measure Test | Energy Efficiency | 14540704.5392 | 15491950.2146 | 15978387.3507 | 16192453.6821 | 16276721.0733 | 16173441.1751 | 15884070.6005 | 15420217.0717 | 14733257.0853 | 13804280.8106 | 14011536.6541 | 12917175.0144 | 11037028.5429
Scenario 2: High TRC | SCG | Com | FoodServ | Com - Restaurant | Total Resource Cost Test | Energy Efficiency | 5715596.0244 | 6125933.0207 | 6539584.2961 | 6962188.5126 | 7394459.3541 | 7815798.8699 | 8232864.9285 | 8658922.9772 | 9077273.1097 | 9487086.7264 | 12643228.8403 | 14202494.9875 | 14943836.0226
Scenario 2: High TRC | SCG | Com | FoodServ | Com - Retail | Participant Cost Test | Energy Efficiency | 4388.2167 | 4965.9514 | 5537.0242 | 6176.1797 | 0 | 16110.4033 | 8360.9146 | 9191.606 | 10005.17 | 10831.1858 | 11710.037 | 12581.2255 | 13493.0562
Scenario 2: High TRC | SCG | Com | FoodServ | Com - Retail | Program Administrator Cost Test | Energy Efficiency | 1941.8845 | 2154.456 | 2355.1112 | 2575.4596 | 0 | 6457.1503 | 3285.3988 | 3540.9968 | 3778.8394 | 4010.6042 | 4251.0077 | 4477.7145 | 4708.0776
Scenario 2: High TRC | SCG | Com | FoodServ | Com - Retail | Rate Impact Measure Test | Energy Efficiency | 20182.8288 | 21544.624 | 22478.0949 | 23260.6816 | 0 | 50924.5032 | 23795.325 | 23180.171 | 21889.9093 | 19975.0462 | 17443.6671 | 14115.5296 | 9984.5414
Scenario 2: High TRC | SCG | Com | FoodServ | Com - Retail | Total Resource Cost Test | Energy Efficiency | 3635.8709 | 4092.3002 | 4538.5779 | 5035.8764 | 0 | 13001.2188 | 6713.3854 | 7343.811 | 7954.7899 | 8570.1008 | 9221.5747 | 9861.3769 | 10527.4528
Scenario 2: High TRC | SCG | Com | FoodServ | Com - School | Participant Cost Test | Energy Efficiency | 456003.1733 | 487096.839 | 518846.0553 | 550535.137 | 580038.2094 | 610644.6552 | 639691.4256 | 668609.8836 | 697848.6531 | 727654.708 | 886784.9999 | 973570.6471 | 1018548.4333
Scenario 2: High TRC | SCG | Com | FoodServ | Com - School | Program Administrator Cost Test | Energy Efficiency | 293765.0064 | 307353.7733 | 320730.6946 | 333496.4782 | 344515.9226 | 355652.5513 | 365480.9736 | 374774.4192 | 383739.2395 | 392556.1297 | 421837.1826 | 438538.8691 | 446903.371
Scenario 2: High TRC | SCG | Com | FoodServ | Com - School | Rate Impact Measure Test | Energy Efficiency | 1138912.5241 | 1189831.8377 | 1202715.6519 | 1200906.384 | 1183543.018 | 1157683.4435 | 1116875.107 | 1063424.3267 | 997053.2558 | 917115.3084 | 851876.9292 | 747745.137 | 611577.4401
Scenario 2: High TRC | SCG | Com | FoodServ | Com - School | Total Resource Cost Test | Energy Efficiency | 465147.1643 | 492719.5878 | 520549.5296 | 547947.2485 | 572901.6242 | 598607.4105 | 622531.7434 | 646046.7772 | 669572.8316 | 693357.8817 | 778382.2604 | 828526.3575 | 857308.8181
Scenario 2: High TRC | SCG | Com | HVAC | Com - College | Participant Cost Test | Energy Efficiency | 833933.7034 | 856948.0424 | 882908.4873 | 910143.8841 | 933682.95 | 481153.5919 | 295.5986 | 299.9894 | 304.2641 | 306.4799 | 310.316 | 324.4924 | 328.6563
Scenario 2: High TRC | SCG | Com | HVAC | Com - College | Program Administrator Cost Test | Energy Efficiency | 74983.739 | 75512.8125 | 76366.8456 | 77306.4474 | 77744.0799 | 6001.0076 | 6179.3537 | 6236.9012 | 6283.3219 | 6271.792 | 6293.7316 | 6551.7675 | 6564.0695
Scenario 2: High TRC | SCG | Com | HVAC | Com - College | Rate Impact Measure Test | Energy Efficiency | 286874.6964 | 279961.1585 | 275078.7728 | 269438.1806 | 258374.7211 | 106509.6708 | 100191.7558 | 90709.8423 | 79979.0277 | 67485.6416 | 54276.0735 | 41268.1119 | 24704.0131
Scenario 2: High TRC | SCG | Com | HVAC | Com - College | Total Resource Cost Test | Energy Efficiency | 235077.9088 | 240160.4568 | 246140.5217 | 252457.3429 | 257564.185 | 102328.583 | 6339.1097 | 6399.7611 | 6449.195 | 6439.4943 | 6464.1523 | 6730.7274 | 6745.8992
Scenario 2: High TRC | SCG | Com | HVAC | Com - Grocery | Participant Cost Test | Energy Efficiency | 107312.5436 | 112115.4844 | 115705.384 | 122120.9057 | 126890.0566 | 131848.3281 | 136117.8472 | 141246.4147 | 144206.828 | 148259.6552 | 152854.3348 | 157013.8133 | 162040.6554
Scenario 2: High TRC | SCG | Com | HVAC | Com - Grocery | Program Administrator Cost Test | Energy Efficiency | 16102.1126 | 16492.9129 | 16687.255 | 17468.5112 | 17782.011 | 18097.8676 | 18298.9905 | 18594.5803 | 18467.829 | 18614.5629 | 18815.1385 | 18948.171 | 19220.6778
Scenario 2: High TRC | SCG | Com | HVAC | Com - Grocery | Rate Impact Measure Test | Energy Efficiency | 64898.3113 | 64670.3811 | 63360.1557 | 63295.2208 | 61750.0648 | 59793.6507 | 56997.1621 | 53989.7914 | 49258.8944 | 44669.0201 | 39558.8675 | 33599.7092 | 27027.7327
Scenario 2: High TRC | SCG | Com | HVAC | Com - Grocery | Total Resource Cost Test | Energy Efficiency | 75782.4017 | 78940.7212 | 81232.1898 | 85634.3692 | 88717.712 | 91916.1951 | 94620.2339 | 97906.5524 | 99593.1032 | 102128.6377 | 105027.3855 | 107617.2148 | 110826.1631
Scenario 2: High TRC | SCG | Com | HVAC | Com - Health | Participant Cost Test | Energy Efficiency | 2055386.5536 | 2142552.9907 | 2202547.0445 | 2158176.2636 | 2129981.8811 | 1568363.4773 | 1480842.8304 | 1368084.5206 | 1086807.3094 | 1105299.3411 | 968491.06 | 849560.1306 | 742327.514
Scenario 2: High TRC | SCG | Com | HVAC | Com - Health | Program Administrator Cost Test | Energy Efficiency | 563501.4945 | 576530.3263 | 580405.7026 | 571221.0038 | 553782.9674 | 449392.2747 | 416240.4399 | 377004.0666 | 295634.2441 | 292757.9233 | 251490.7776 | 216281.1218 | 185275.6861
Scenario 2: High TRC | SCG | Com | HVAC | Com - Health | Rate Impact Measure Test | Energy Efficiency | 1438104.4095 | 1474002.1355 | 1486918.2439 | 1463170.8753 | 1417957.1663 | 1193325.2376 | 1109878.1128 | 1007212.4877 | 788539.6808 | 702525.7389 | 528759.8778 | 383518.9583 | 260530.9647
Scenario 2: High TRC | SCG | Com | HVAC | Com - Health | Total Resource Cost Test | Energy Efficiency | 1443701.7235 | 1498379.4987 | 1529906.255 | 1514910.283 | 1485386.0364 | 1258663.2433 | 1183063.8169 | 1087642.6862 | 861293.9155 | 870353.6676 | 759065.4509 | 662790.3091 | 576509.3276
Scenario 2: High TRC | SCG | Com | HVAC | Com - Lodging | Participant Cost Test | Energy Efficiency | 1626709.593 | 1682823.5406 | 1711679.2162 | 1708611.5564 | 1677682.8261 | 1407885.7882 | 1103837.2648 | 997443.4537 | 180795.0156 | 184429.1036 | 189359.0891 | 193084.7767 | 196871.0145
Scenario 2: High TRC | SCG | Com | HVAC | Com - Lodging | Program Administrator Cost Test | Energy Efficiency | 276715.0423 | 280764.5469 | 279405.1794 | 272174.6562 | 259994.635 | 211373.2768 | 191374.2021 | 169531.4716 | 30131.4136 | 30134.3859 | 30393.88 | 30369.0412 | 30344.278
Scenario 2: High TRC | SCG | Com | HVAC | Com - Lodging | Rate Impact Measure Test | Energy Efficiency | 708851.7144 | 720592.2943 | 718506.871 | 700707.7801 | 669457.4631 | 562762.346 | 511409.2952 | 453737.1318 | 80368.9549 | 72312.925 | 63903.1953 | 53851.686 | 42669.517
Scenario 2: High TRC | SCG | Com | HVAC | Com - Lodging | Total Resource Cost Test | Energy Efficiency | 1031395.1675 | 1063386.5286 | 1075096.4051 | 1063706.8093 | 1031725.0322 | 909255.6266 | 797730.8745 | 718437.2872 | 129799.9075 | 131982.4637 | 135124.0895 | 137341.9245 | 139596.1432
Scenario 2: High TRC | SCG | Com | HVAC | Com - Office (Large) | Participant Cost Test | Energy Efficiency | 6354828.6678 | 6477528.408 | 6586500.2347 | 6703624.0781 | 6838911.8772 | 3492396.3558 | 2699.1849 | 2715.5708 | 2711.4961 | 2702.8357 | 2707.1938 | 2703.4226 | 2706.7287
Scenario 2: High TRC | SCG | Com | HVAC | Com - Office (Large) | Program Administrator Cost Test | Energy Efficiency | 530126.5428 | 529764.5222 | 528112.2678 | 526962.1629 | 527054.1892 | 231.8589 | 228.4365 | 225.3169 | 220.5675 | 215.5519 | 211.6662 | 207.2268 | 203.412
Scenario 2: High TRC | SCG | Com | HVAC | Com - Office (Large) | Rate Impact Measure Test | Energy Efficiency | 1207461.8683 | 1181277.9387 | 1148728.0565 | 1113723.8837 | 1077797.5998 | 770.4178 | 714.2453 | 655.4393 | 588.3155 | 517.256 | 445.0286 | 367.4634 | 286.0338
Scenario 2: High TRC | SCG | Com | HVAC | Com - Office (Large) | Total Resource Cost Test | Energy Efficiency | 1750442.5744 | 1774657.9405 | 1794958.6126 | 1817346.6458 | 1844495.8115 | 699717.7118 | 1781.1671 | 1788.791 | 1782.9852 | 1774.2396 | 1774.1047 | 1768.7004 | 1767.9844
Scenario 2: High TRC | SCG | Com | HVAC | Com - Office (Small) | Participant Cost Test | Energy Efficiency | 1327196.1081 | 1365806.6177 | 1402705.532 | 1439898.5484 | 996772.6472 | 81.9856 | 78.0503 | 74.3039 | 0 | 0 | 0 | 0 | 0
Scenario 2: High TRC | SCG | Com | HVAC | Com - Office (Small) | Program Administrator Cost Test | Energy Efficiency | 226346.5283 | 228330.9728 | 229868.8536 | 231314.592 | 153620.4404 | 46839.7262 | 4640.5033 | 4647.1944 | 4630.7591 | 4624.9619 | 4624.3894 | 4618.0181 | 4615.5484
Scenario 2: High TRC | SCG | Com | HVAC | Com - Office (Small) | Rate Impact Measure Test | Energy Efficiency | 653722.9147 | 641870.8491 | 626118.4066 | 607723.8085 | 314091.7375 | 1053613.6453 | 94854.9313 | 85018.0326 | 74135.5512 | 62339.6098 | 49661.392 | 35845.546 | 20881.0669
Scenario 2: High TRC | SCG | Com | HVAC | Com - Office (Small) | Total Resource Cost Test | Energy Efficiency | 470212.009 | 479726.2568 | 488494.1994 | 497238.5551 | 338034.5403 | 46881.9475 | 4680.8281 | 4685.7051 | 4630.7591 | 4624.9619 | 4624.3894 | 4618.0181 | 4615.5484
Scenario 2: High TRC | SCG | Com | HVAC | Com - Other | Participant Cost Test | Energy Efficiency | 5081.1457 | 5114.7909 | 201626.1732 | 296531.3139 | 62352.2007 | 556688.0046 | 319510.1282 | 327141.089 | 294016.7641 | 2395.5242 | 266354.8532 | 323518.644 | 334402.43
Scenario 2: High TRC | SCG | Com | HVAC | Com - Other | Program Administrator Cost Test | Energy Efficiency | 143453.5872 | 146438.2739 | 166777.9674 | 182225.4977 | 17809.8412 | 353665.4836 | 190271.9595 | 192551.8029 | 187046.4304 | 166538.986 | 188532.3071 | 194035.7931 | 196593.9232
Scenario 2: High TRC | SCG | Com | HVAC | Com - Other | Rate Impact Measure Test | Energy Efficiency | 3614588.4058 | 3546531.9822 | 3518461.7106 | 3439661.8981 | 180907.4043 | 5957358.7262 | 2886459.0896 | 2632002.2663 | 2296416.4634 | 1912751.9041 | 1593057.8293 | 1183666.7891 | 719636.0002
Scenario 2: High TRC | SCG | Com | HVAC | Com - Other | Total Resource Cost Test | Energy Efficiency | 145805.6895 | 148822.8028 | 282057.34 | 350365.1041 | 51519.2445 | 672222.7662 | 372555.0238 | 379528.8406 | 356505.6945 | 167661.1891 | 342291.4188 | 381047.6721 | 390067.2954
Scenario 2: High TRC | SCG | Com | HVAC | Com - Restaurant | Participant Cost Test | Energy Efficiency | 5321427.0708 | 5620477.2981 | 5878220.6627 | 6113429.886 | 6359389.1317 | 6680851.964 | 6890156.0403 | 7107734.2815 | 7328568.1479 | 7551446.6702 | 7783630.7079 | 8020203.9022 | 8267017.948
Scenario 2: High TRC | SCG | Com | HVAC | Com - Restaurant | Program Administrator Cost Test | Energy Efficiency | 1416196.1715 | 1466495.069 | 1503609.5967 | 1533120.7819 | 1560855.2181 | 1591429.6581 | 1608991.5692 | 1627146.5311 | 1644725.7099 | 1661470.469 | 1678933.0504 | 1696023.5166 | 1713917.8095
Scenario 2: High TRC | SCG | Com | HVAC | Com - Restaurant | Rate Impact Measure Test | Energy Efficiency | 5825775.6054 | 5864413.1402 | 5819736.7756 | 5712496.909 | 5562924.5514 | 5383275.601 | 5118250.1315 | 4812288.4007 | 4456220.7192 | 4045087.8735 | 3575737.5581 | 3039483.131 | 2426908.132
Scenario 2: High TRC | SCG | Com | HVAC | Com - Restaurant | Total Resource Cost Test | Energy Efficiency | 4197897.1571 | 4412976.3365 | 4593943.6642 | 4756015.9504 | 4923291.5945 | 5137848.9028 | 5275888.7198 | 5419323.8033 | 5564300.2755 | 5709903.6093 | 5861602.5006 | 6015663.9753 | 6176443.0369
Scenario 2: High TRC | SCG | Com | HVAC | Com - Retail | Participant Cost Test | Energy Efficiency | 1128578.2966 | 1165580.7624 | 1199642.1113 | 1235376.4197 | 970160.6766 | 821904.3116 | 1136.6898 | 1163.0857 | 1018.4695 | 1205.5553 | 1229.7205 | 1251.7157 | 1276.277
Scenario 2: High TRC | SCG | Com | HVAC | Com - Retail | Program Administrator Cost Test | Energy Efficiency | 102637.5937 | 103945.3329 | 104861.7173 | 105891.1095 | 74812.9561 | 19259.5811 | 9239.8382 | 9379.5003 | 9414.7995 | 9529.705 | 9615.8779 | 9672.89 | 9742.1268
Scenario 2: High TRC | SCG | Com | HVAC | Com - Retail | Rate Impact Measure Test | Energy Efficiency | 554821.2387 | 544207.9221 | 526755.8479 | 508161.1112 | 153076.9563 | 570007.9418 | 248229.3708 | 225098.5132 | 197492.2158 | 167069.2381 | 133631.2375 | 96250.5919 | 55169.7054
Scenario 2: High TRC | SCG | Com | HVAC | Com - Retail | Total Resource Cost Test | Energy Efficiency | 319535.4889 | 328139.2025 | 335791.3172 | 343886.694 | 261620.8694 | 184412.8383 | 9872.033 | 10028.2474 | 9993.7325 | 10205.5761 | 10306.9234 | 10377.8417 | 10462.4188
Scenario 2: High TRC | SCG | Com | HVAC | Com - School | Participant Cost Test | Energy Efficiency | 1745597.5605 | 1778518.7269 | 1813157.536 | 1847324.1526 | 1870523.0747 | 542831.4999 | 544875.491 | 547664.8247 | 552710.6994 | 560106.01 | 566022.9391 | 575628.0092 | 582394.2705
Scenario 2: High TRC | SCG | Com | HVAC | Com - School | Program Administrator Cost Test | Energy Efficiency | 289309.6849 | 288885.6631 | 288979.6305 | 288750.7808 | 286653.5313 | 80405.3359 | 79115.7407 | 77952.4075 | 77105.6296 | 76596.8152 | 75891.087 | 75655.7391 | 75033.6376
Scenario 2: High TRC | SCG | Com | HVAC | Com - School | Rate Impact Measure Test | Energy Efficiency | 1088730.1894 | 1052133.2962 | 1014526.9006 | 971610.186 | 917017.389 | 461879.0239 | 421122.6012 | 378939.1719 | 335819.7877 | 291238.5198 | 242573.6369 | 191574.2764 | 135167.4414
Scenario 2: High TRC | SCG | Com | HVAC | Com - School | Total Resource Cost Test | Energy Efficiency | 806369.7857 | 814574.1458 | 824502.5742 | 833708.9085 | 836377.9913 | 387362.0076 | 387597.9967 | 388378.175 | 390757.6562 | 394803.1926 | 397808.3065 | 403389.3681 | 406970.3263
Scenario 2: High TRC | SCG | Com | HVAC | Com - Warehouse | Participant Cost Test | Energy Efficiency | 0 | 0 | 0 | 0 | 0 | 116.8724 | 123.3306 | 130.3296 | 136.2601 | 0 | 0 | 154.0638 | 160.5425
Scenario 2: High TRC | SCG | Com | HVAC | Com - Warehouse | Program Administrator Cost Test | Energy Efficiency | 0 | 0 | 0 | 0 | 0 | 9.1629 | 9.4797 | 9.8212 | 10.0668 | 0 | 0 | 10.7256 | 10.9575
Scenario 2: High TRC | SCG | Com | HVAC | Com - Warehouse | Rate Impact Measure Test | Energy Efficiency | 0 | 0 | 0 | 0 | 0 | 30.4465 | 29.6398 | 28.5696 | 26.8509 | 0 | 0 | 19.0191 | 15.4082
Scenario 2: High TRC | SCG | Com | HVAC | Com - Warehouse | Total Resource Cost Test | Energy Efficiency | 0 | 0 | 0 | 0 | 0 | 76.6077 | 80.7068 | 85.1479 | 88.88 | 0 | 0 | 100.0284 | 104.0797
Scenario 2: High TRC | SCG | Com | WaterHeat | Com - College | Participant Cost Test | Energy Efficiency | 310110.4415 | 309370.5136 | 272476.3883 | 277615.9329 | 281891.3279 | 132647.0192 | 21425.5537 | 20303.2552 | 18446.8595 | 17135.079 | 15923.3245 | 14805.1022 | 13771.0894
Scenario 2: High TRC | SCG | Com | WaterHeat | Com - College | Program Administrator Cost Test | Energy Efficiency | 149204.4597 | 140104.302 | 137548.464 | 135399.2515 | 132855.0486 | 27462.3896 | 25040.953 | 22929.7254 | 20845.7322 | 19037.2176 | 17393.3956 | 15903.5557 | 14550.3995
Scenario 2: High TRC | SCG | Com | WaterHeat | Com - College | Rate Impact Measure Test | Energy Efficiency | 623086.2971 | 591226.1631 | 571200.9637 | 549903.5722 | 523588.7646 | 56212.7076 | 51835.2689 | 48067.8459 | 44292.5829 | 40725.2289 | 34308.0132 | 26826.4801 | 19803.0244
Scenario 2: High TRC | SCG | Com | WaterHeat | Com - College | Total Resource Cost Test | Energy Efficiency | 322469.5534 | 316136.7184 | 275959.823 | 277893.3513 | 278983.5775 | 98669.8456 | 30193.5251 | 28007.8199 | 25400.1146 | 23323.7634 | 21429.7087 | 19704.8635 | 18130.3224
Scenario 2: High TRC | SCG | Com | WaterHeat | Com - Grocery | Participant Cost Test | Energy Efficiency | 216559.3988 | 125789.5304 | 72699.7319 | 69718.2116 | 68597.245 | 52866.9251 | 36452.7156 | 35016.3656 | 33716.9091 | 32545.2768 | 31499.6624 | 30565.97 | 29740.8316
Scenario 2: High TRC | SCG | Com | WaterHeat | Com - Grocery | Program Administrator Cost Test | Energy Efficiency | 260753.5988 | 143372.0352 | 75561.8384 | 70437.0097 | 67439.5336 | 49949.8225 | 47420.5155 | 45160.3704 | 43130.3512 | 41310.3899 | 39691.2374 | 38247.4939 | 36969.6895
Scenario 2: High TRC | SCG | Com | WaterHeat | Com - Grocery | Rate Impact Measure Test | Energy Efficiency | 562106.5118 | 333683.845 | 200156.693 | 189161.3727 | 182147.3078 | 121259.9533 | 117570.8081 | 114522.3515 | 112003.9686 | 101743.3471 | 87265.4896 | 70619.7073 | 53498.2667
Scenario 2: High TRC | SCG | Com | WaterHeat | Com - Grocery | Total Resource Cost Test | Energy Efficiency | 316416.4818 | 178875.2408 | 99377.2692 | 93885.9469 | 91029.3786 | 68525.0665 | 56837.203 | 54334.8132 | 52082.7893 | 50060.5038 | 48260.6447 | 46654.7309 | 45233.8133
Scenario 2: High TRC | SCG | Com | WaterHeat | Com - Health | Participant Cost Test | Energy Efficiency | 488922.5877 | 455829.8596 | 403336.9937 | 421251.26 | 426461.5467 | 203989.7077 | 32733.3301 | 29472.5673 | 25690.6367 | 23988.9254 | 22418.8576 | 20977.9795 | 19652.5419
Scenario 2: High TRC | SCG | Com | WaterHeat | Com - Health | Program Administrator Cost Test | Energy Efficiency | 374434.1787 | 320973.7907 | 314281.6876 | 315870.0297 | 315227.8348 | 39104.8439 | 35593.2944 | 32482.8757 | 29532.4366 | 27165.9719 | 25015.953 | 23076.9783 | 21323.7478
Scenario 2: High TRC | SCG | Com | WaterHeat | Com - Health | Rate Impact Measure Test | Energy Efficiency | 1591744.9258 | 1455031.6776 | 1404936.5057 | 1359328.1039 | 1305001.791 | 82583.7936 | 76032.4774 | 70315.1948 | 64791.6707 | 59457.6452 | 50242.2176 | 39537.7178 | 29342.066
Scenario 2: High TRC | SCG | Com | WaterHeat | Com - Health | Total Resource Cost Test | Energy Efficiency | 605654.4461 | 548391.8003 | 489976.5818 | 501492.8045 | 504177.0717 | 149820.9633 | 44527.7708 | 40330.2748 | 35937.2716 | 33227.4132 | 30756.7892 | 28518.9314 | 26486.0144
Scenario 2: High TRC | SCG | Com | WaterHeat | Com - Lodging | Participant Cost Test | Energy Efficiency | 5176592.8147 | 4391504.5609 | 3597104.5654 | 3045409.6421 | 2676130.5484 | 1372108.1514 | 171250.479 | 158045.2707 | 26992.6971 | 23682.01 | 21047.7665 | 18916.8562 | 17164.9217
Scenario 2: High TRC | SCG | Com | WaterHeat | Com - Lodging | Program Administrator Cost Test | Energy Efficiency | 1932499.7618 | 1794074.133 | 1670065.799 | 1578400.5244 | 1522258.7239 | 86764.1642 | 53468.4577 | 47857.1089 | 25982.4438 | 23295.1416 | 21030.0596 | 19099.809 | 17437.3599
Scenario 2: High TRC | SCG | Com | WaterHeat | Com - Lodging | Rate Impact Measure Test | Energy Efficiency | 7988205.678 | 7485104.8845 | 6982308.3673 | 6515877.4375 | 6106144.9465 | 210061.3774 | 124908.7186 | 113812.9048 | 57355.9367 | 51292.4585 | 42635.5187 | 32975.035 | 24096.4517
Scenario 2: High TRC | SCG | Com | WaterHeat | Com - Lodging | Total Resource Cost Test | Energy Efficiency | 4629999.5761 | 4052951.5468 | 3459815.3351 | 3056964.9013 | 2790231.3674 | 886934.124 | 141495.9134 | 129430.3346 | 34445.6961 | 30507.9864 | 27292.4834 | 24627.6518 | 22388.3076
Scenario 2: High TRC | SCG | Com | WaterHeat | Com - Office (Large) | Participant Cost Test | Energy Efficiency | 897684.0193 | 901878.6265 | 856074.693 | 861647.3658 | 870183.4416 | 450585.07 | 65464.2311 | 60446.8422 | 52994.081 | 49117.4686 | 45525.6198 | 42197.4692 | 39113.5277
Scenario 2: High TRC | SCG | Com | WaterHeat | Com - Office (Large) | Program Administrator Cost Test | Energy Efficiency | 374344.5947 | 362419.7547 | 350933.7989 | 340586.2502 | 331331.4372 | 79546.0278 | 72309.5417 | 65738.3838 | 59130.886 | 53805.9911 | 48960.393 | 44553.1735 | 40544.7041
Scenario 2: High TRC | SCG | Com | WaterHeat | Com - Office (Large) | Rate Impact Measure Test | Energy Efficiency | 1442198.6459 | 1382259.4963 | 1317026.2889 | 1250757.219 | 1183681.1872 | 160306.2964 | 147122.5027 | 135152.2127 | 123113.9696 | 113491.4191 | 95351.0087 | 74179.3996 | 54684.4862
Scenario 2: High TRC | SCG | Com | WaterHeat | Com - Office (Large) | Total Resource Cost Test | Energy Efficiency | 846612.307 | 840585.4646 | 784966.9672 | 780845.9288 | 779480.2496 | 325269.342 | 88999.6433 | 81284.9347 | 72074.6605 | 65965.4715 | 60380.1395 | 55274.1017 | 50605.7499
Scenario 2: High TRC | SCG | Com | WaterHeat | Com - Office (Small) | Participant Cost Test | Energy Efficiency | 45026.8322 | 42648.9649 | 40465.9043 | 38475.8676 | 32681.7881 | 24254.5056 | 22479.3388 | 20834.6834 | 19310.8706 | 17898.957 | 16590.6693 | 15378.3526 | 14254.9238
Scenario 2: High TRC | SCG | Com | WaterHeat | Com - Office (Small) | Program Administrator Cost Test | Energy Efficiency | 52379.7002 | 48601.3049 | 45147.2565 | 41938.4216 | 36038.9607 | 28596.312 | 26018.1227 | 23673.5366 | 21541.2649 | 19601.9731 | 17837.2317 | 16232.0673 | 14772.0579
Scenario 2: High TRC | SCG | Com | WaterHeat | Com - Office (Small) | Rate Impact Measure Test | Energy Efficiency | 136601.7625 | 128312.5978 | 120347.6463 | 112639.364 | 89017.7651 | 57694.0924 | 52993.5124 | 48720.0007 | 44851.0649 | 41346.9328 | 34737.1206 | 27023.2568 | 19922.6452
Scenario 2: High TRC | SCG | Com | WaterHeat | Com - Office (Small) | Total Resource Cost Test | Energy Efficiency | 66905.9882 | 62752.3153 | 58970.19 | 55512.8569 | 46667.4184 | 34269.4688 | 31354.9459 | 28691.6712 | 26257.6773 | 24032.9477 | 21998.8926 | 20139.2753 | 18438.9644
Scenario 2: High TRC | SCG | Com | WaterHeat | Com - Other | Participant Cost Test | Energy Efficiency | 1605307.4093 | 1556509.6642 | 1113970.4998 | 1105275.8302 | 875359.6072 | 455452.1015 | 162553.8422 | 153641.8522 | 135113.4372 | 129322.8906 | 124106.4322 | 119412.9881 | 115221.9834
Scenario 2: High TRC | SCG | Com | WaterHeat | Com - Other | Program Administrator Cost Test | Energy Efficiency | 977423.1152 | 911353.423 | 891831.9759 | 876173.4871 | 691074.6558 | 208144.4168 | 191988.5738 | 180806.9012 | 168403.7786 | 159814.3331 | 152129.6834 | 145269.4181 | 139183.9367
Scenario 2: High TRC | SCG | Com | WaterHeat | Com - Other | Rate Impact Measure Test | Energy Efficiency | 4490421.7031 | 4278506.5458 | 4140286.0619 | 3989691.4092 | 2929312.952 | 487173.235 | 456200.618 | 439387.2559 | 420537.0291 | 383109.7249 | 328045.9282 | 264341.4918 | 199503.1822
Scenario 2: High TRC | SCG | Com | WaterHeat | Com - Other | Total Resource Cost Test | Energy Efficiency | 1944675.6476 | 1876767.237 | 1431541.5402 | 1419173.6591 | 1116957.3218 | 425203.0742 | 237404.6278 | 223949.8576 | 203792.2856 | 194125.8527 | 185472.6577 | 177733.1811 | 170857.7891
Scenario 2: High TRC | SCG | Com | WaterHeat | Com - Refrig. Warehouse | Participant Cost Test | Energy Efficiency | 21588.3513 | 6190.9078 | 6281.5586 | 7069.7786 | 5166.7098 | 3858.2178 | 3573.4442 | 3309.9063 | 3065.9938 | 2840.2217 | 2631.2202 | 2437.7255 | 2258.5714
Scenario 2: High TRC | SCG | Com | WaterHeat | Com - Refrig. Warehouse | Program Administrator Cost Test | Energy Efficiency | 27557.7984 | 7836.6961 | 7818.6718 | 8828.4911 | 6279.5187 | 4552.6837 | 4139.569 | 3764.2467 | 3423.2236 | 3113.3336 | 2831.3833 | 2575.1358 | 2342.2578
Scenario 2: High TRC | SCG | Com | WaterHeat | Com - Refrig. Warehouse | Rate Impact Measure Test | Energy Efficiency | 66744.6841 | 19668.4324 | 18277.7954 | 27534.7942 | 15936.2871 | 9179.1736 | 8425.7931 | 7741.5053 | 7122.5165 | 6562.3713 | 5515.1445 | 4292.2229 | 3161.252
Scenario 2: High TRC | SCG | Com | WaterHeat | Com - Refrig. Warehouse | Total Resource Cost Test | Energy Efficiency | 32816.193 | 9376.0822 | 9339.1019 | 10813.3134 | 7609.5678 | 5458.1442 | 4990.4433 | 4563.5242 | 4173.7599 | 3817.8534 | 3492.6776 | 3195.6523 | 2924.3077
Scenario 2: High TRC | SCG | Com | WaterHeat | Com - Restaurant | Participant Cost Test | Energy Efficiency | 669653.3453 | 687742.7229 | 700910.2475 | 713693.4384 | 727716.8146 | 78666.9139 | 79497.7603 | 80494.13 | 81627.6295 | 82884.2531 | 84283.5986 | 85802.1405 | 87457.4152
Scenario 2: High TRC | SCG | Com | WaterHeat | Com - Restaurant | Program Administrator Cost Test | Energy Efficiency | 602548.5111 | 606569.013 | 606338.7756 | 605648.8751 | 605730.6067 | 120081.7014 | 120164.3066 | 120468.9161 | 120944.3476 | 121563.8562 | 122351.8022 | 123268.532 | 124335.7951
Scenario 2: High TRC | SCG | Com | WaterHeat | Com - Restaurant | Rate Impact Measure Test | Energy Efficiency | 3438620.2009 | 3377290.1227 | 3273451.4409 | 3151961.3296 | 3019265.4545 | 352142.4399 | 357661.418 | 364387.2007 | 371998.5605 | 335727.4818 | 292573.6083 | 243170.07 | 187628.7334
Scenario 2: High TRC | SCG | Com | WaterHeat | Com - Restaurant | Total Resource Cost Test | Energy Efficiency | 996041.8357 | 1015369.378 | 1027227.63 | 1038361.4426 | 1051102.2164 | 142692.4792 | 143145.4299 | 143856.7677 | 144768.1638 | 145849.9065 | 147133.7518 | 148573.532 | 150197.1241
Scenario 2: High TRC | SCG | Com | WaterHeat | Com - Retail | Participant Cost Test | Energy Efficiency | 352892.9318 | 242260.8124 | 193527.1892 | 145773.7622 | 146924.8528 | 113328.2714 | 98651.9064 | 90961.7328 | 77518.7888 | 71877.5294 | 66646.9872 | 61797.2359 | 57300.5329
Scenario 2: High TRC | SCG | Com | WaterHeat | Com - Retail | Program Administrator Cost Test | Energy Efficiency | 322819.4115 | 199961.7012 | 180679.3988 | 157838.0887 | 144177.1186 | 118431.0687 | 106286.2538 | 96626.861 | 86414.8786 | 78663.236 | 71608.5331 | 65188.3376 | 59345.4745
Scenario 2: High TRC | SCG | Com | WaterHeat | Com - Retail | Rate Impact Measure Test | Energy Efficiency | 700525.6059 | 461848.4084 | 423438.6993 | 378089.9313 | 329830.1039 | 238369.0642 | 216223.1418 | 198638.7557 | 180005.0824 | 166002.186 | 139433.953 | 108440.8898 | 79999.0622
Scenario 2: High TRC | SCG | Com | WaterHeat | Com - Retail | Total Resource Cost Test | Energy Efficiency | 453122.2884 | 299985.8768 | 248898.1392 | 203522.0749 | 192849.5712 | 149818.0333 | 132246.7323 | 120722.2894 | 105320.1157 | 96434.2604 | 88306.2323 | 80870.8933 | 74068.6166
Scenario 2: High TRC | SCG | Com | WaterHeat | Com - School | Participant Cost Test | Energy Efficiency | 414985.6769 | 417931.809 | 420847.8589 | 424167.8663 | 426406.1336 | 36238.9716 | 34323.4978 | 32569.6551 | 30968.0548 | 29508.9921 | 28177.2467 | 26971.167 | 25873.5418
Scenario 2: High TRC | SCG | Com | WaterHeat | Com - School | Program Administrator Cost Test | Energy Efficiency | 252182.4434 | 246823.6669 | 241598.8884 | 236748.3946 | 231409.5789 | 46047.7571 | 43125.9979 | 40486.5092 | 38107.4711 | 35966.3891 | 34032.5179 | 32300.1213 | 30738.8282
Scenario 2: High TRC | SCG | Com | WaterHeat | Com - School | Rate Impact Measure Test | Energy Efficiency | 1197536.2477 | 1152093.2464 | 1101677.4131 | 1048479.494 | 988396.7182 | 106146.646 | 101368.9901 | 97191.9027 | 93576.0777 | 85201.8981 | 72654.3156 | 58230.1421 | 43784.3208
Scenario 2: High TRC | SCG | Com | WaterHeat | Com - School | Total Resource Cost Test | Energy Efficiency | 484142.1795 | 482656.0778 | 481081.2429 | 480103.1273 | 477983.197 | 55046.8276 | 51779.5292 | 48817.8884 | 46139.8036 | 43722.3307 | 41533.3281 | 39567.1643 | 37789.914
Scenario 2: High TRC | SCG | Com | WaterHeat | Com - Warehouse | Participant Cost Test | Energy Efficiency | 383995.726 | 212210.3747 | 175278.3966 | 162916.7631 | 152328.2787 | 125147.4409 | 113891.8672 | 101396.9812 | 83096.1201 | 76974.9555 | 71308.7484 | 66063.1812 | 61206.5868
Scenario 2: High TRC | SCG | Com | WaterHeat | Com - Warehouse | Program Administrator Cost Test | Energy Efficiency | 437437.5428 | 220618.3614 | 177755.0885 | 162740.1601 | 148595.7636 | 124412.8114 | 116200.0653 | 104715.2716 | 92779.2038 | 84377.8428 | 76734.0231 | 69787.3069 | 63474.3994
Scenario 2: High TRC | SCG | Com | WaterHeat | Com - Warehouse | Rate Impact Measure Test | Energy Efficiency | 880773.4529 | 459602.9263 | 376439.286 | 347260.18 | 319851.8374 | 250659.2222 | 235809.4078 | 214868.5279 | 193033.0518 | 177846.9714 | 149468.4843 | 116327.9012 | 85671.9717
Scenario 2: High TRC | SCG | Com | WaterHeat | Com - Warehouse | Total Resource Cost Test | Energy Efficiency | 540378.1033 | 283820.1541 | 230549.8825 | 212089.3565 | 195506.5113 | 161049.9092 | 148490.9897 | 132723.2794 | 113123.2728 | 103473.8335 | 94657.8855 | 86605.4934 | 79249.6325
Scenario 2: High TRC | SCG | Com | WholeBlg | Com - College | Participant Cost Test | Energy Efficiency | 93862.8656 | 93833.7827 | 93553.8514 | 93506.5038 | 93496.6768 | 93625.8707 | 93846.3565 | 93865.1214 | 93870.0496 | 93992.0272 | 93792.2374 | 93364.3103 | 93295.0751
Scenario 2: High TRC | SCG | Com | WholeBlg | Com - College | Program Administrator Cost Test | Energy Efficiency | 93862.8656 | 93833.7827 | 93553.8514 | 93506.5038 | 93496.6768 | 93625.8707 | 93846.3565 | 93865.1214 | 93870.0496 | 93992.0272 | 93792.2374 | 93364.3103 | 93295.0751
Scenario 2: High TRC | SCG | Com | WholeBlg | Com - College | Rate Impact Measure Test | Energy Efficiency | 93862.8656 | 93833.7827 | 93553.8514 | 93506.5038 | 93496.6768 | 93625.8707 | 93846.3565 | 93865.1214 | 93870.0496 | 93992.0272 | 93792.2374 | 93364.3103 | 93295.0751
Scenario 2: High TRC | SCG | Com | WholeBlg | Com - College | Total Resource Cost Test | Energy Efficiency | 93862.8656 | 93833.7827 | 93553.8514 | 93506.5038 | 93496.6768 | 93625.8707 | 93846.3565 | 93865.1214 | 93870.0496 | 93992.0272 | 93792.2374 | 93364.3103 | 93295.0751
Scenario 2: High TRC | SCG | Com | WholeBlg | Com - Grocery | Participant Cost Test | Energy Efficiency | 35302.398 | 35754.7783 | 36124.1948 | 36587.1695 | 37079.6926 | 37428.7335 | 37787.2507 | 38128.3494 | 38478.3908 | 38722.0701 | 38951.165 | 39072.7324 | 39168.9083
Scenario 2: High TRC | SCG | Com | WholeBlg | Com - Grocery | Program Administrator Cost Test | Energy Efficiency | 35302.398 | 35754.7783 | 36124.1948 | 36587.1695 | 37079.6926 | 37428.7335 | 37787.2507 | 38128.3494 | 38478.3908 | 38722.0701 | 38951.165 | 39072.7324 | 39168.9083
Scenario 2: High TRC | SCG | Com | WholeBlg | Com - Grocery | Rate Impact Measure Test | Energy Efficiency | 35302.398 | 35754.7783 | 36124.1948 | 36587.1695 | 37079.6926 | 37428.7335 | 37787.2507 | 38128.3494 | 38478.3908 | 38722.0701 | 38951.165 | 39072.7324 | 39168.9083
Scenario 2: High TRC | SCG | Com | WholeBlg | Com - Grocery | Total Resource Cost Test | Energy Efficiency | 35302.398 | 35754.7783 | 36124.1948 | 36587.1695 | 37079.6926 | 37428.7335 | 37787.2507 | 38128.3494 | 38478.3908 | 38722.0701 | 38951.165 | 39072.7324 | 39168.9083
Scenario 2: High TRC | SCG | Com | WholeBlg | Com - Health | Participant Cost Test | Energy Efficiency | 129607.5112 | 131701.9534 | 133493.9354 | 135617.1457 | 137856.4201 | 139699.9323 | 141620.7849 | 143386.4063 | 145172.0179 | 146578.0358 | 147914.4655 | 148808.9923 | 149036.6603
Scenario 2: High TRC | SCG | Com | WholeBlg | Com - Health | Program Administrator Cost Test | Energy Efficiency | 129607.5112 | 131701.9534 | 133493.9354 | 135617.1457 | 137856.4201 | 139699.9323 | 141620.7849 | 143386.4063 | 145172.0179 | 146578.0358 | 147914.4655 | 148808.9923 | 149036.6603
Scenario 2: High TRC | SCG | Com | WholeBlg | Com - Health | Rate Impact Measure Test | Energy Efficiency | 129607.5112 | 131701.9534 | 133493.9354 | 135617.1457 | 137856.4201 | 139699.9323 | 141620.7849 | 143386.4063 | 145172.0179 | 146578.0358 | 147914.4655 | 148808.9923 | 149036.6603
Scenario 2: High TRC | SCG | Com | WholeBlg | Com - Health | Total Resource Cost Test | Energy Efficiency | 129607.5112 | 131701.9534 | 133493.9354 | 135617.1457 | 137856.4201 | 139699.9323 | 141620.7849 | 143386.4063 | 145172.0179 | 146578.0358 | 147914.4655 | 148808.9923 | 149036.6603
Scenario 2: High TRC | SCG | Com | WholeBlg | Com - Lodging | Participant Cost Test | Energy Efficiency | 63438.1692 | 64343.962 | 65098.534 | 66015.1523 | 66989.9557 | 67765.515 | 68566.3763 | 69319.7467 | 70094.1132 | 70743.6497 | 71318.6 | 71699.9791 | 71834.8996
Scenario 2: High TRC | SCG | Com | WholeBlg | Com - Lodging | Program Administrator Cost Test | Energy Efficiency | 63438.1692 | 64343.962 | 65098.534 | 66015.1523 | 66989.9557 | 67765.515 | 68566.3763 | 69319.7467 | 70094.1132 | 70743.6497 | 71318.6 | 71699.9791 | 71834.8996
Scenario 2: High TRC | SCG | Com | WholeBlg | Com - Lodging | Rate Impact Measure Test | Energy Efficiency | 63438.1692 | 64343.962 | 65098.534 | 66015.1523 | 66989.9557 | 67765.515 | 68566.3763 | 69319.7467 | 70094.1132 | 70743.6497 | 71318.6 | 71699.9791 | 71834.8996
Scenario 2: High TRC | SCG | Com | WholeBlg | Com - Lodging | Total Resource Cost Test | Energy Efficiency | 63438.1692 | 64343.962 | 65098.534 | 66015.1523 | 66989.9557 | 67765.515 | 68566.3763 | 69319.7467 | 70094.1132 | 70743.6497 | 71318.6 | 71699.9791 | 71834.8996
Scenario 2: High TRC | SCG | Com | WholeBlg | Com - Office (Large) | Participant Cost Test | Energy Efficiency | 203111.3185 | 204126.9051 | 204531.4287 | 205375.9674 | 206359.383 | 207268.6432 | 208502.9035 | 209330.8881 | 210097.7378 | 211704.6808 | 211920.4635 | 211549.0281 | 211285.3666
Scenario 2: High TRC | SCG | Com | WholeBlg | Com - Office (Large) | Program Administrator Cost Test | Energy Efficiency | 203111.3185 | 204126.9051 | 204531.4287 | 205375.9674 | 206359.383 | 207268.6432 | 208502.9035 | 209330.8881 | 210097.7378 | 211704.6808 | 211920.4635 | 211549.0281 | 211285.3666
Scenario 2: High TRC | SCG | Com | WholeBlg | Com - Office (Large) | Rate Impact Measure Test | Energy Efficiency | 203111.3185 | 204126.9051 | 204531.4287 | 205375.9674 | 206359.383 | 207268.6432 | 208502.9035 | 209330.8881 | 210097.7378 | 211704.6808 | 211920.4635 | 211549.0281 | 211285.3666
Scenario 2: High TRC | SCG | Com | WholeBlg | Com - Office (Large) | Total Resource Cost Test | Energy Efficiency | 203111.3185 | 204126.9051 | 204531.4287 | 205375.9674 | 206359.383 | 207268.6432 | 208502.9035 | 209330.8881 | 210097.7378 | 211704.6808 | 211920.4635 | 211549.0281 | 211285.3666
Scenario 2: High TRC | SCG | Com | WholeBlg | Com - Office (Small) | Participant Cost Test | Energy Efficiency | 24185.4852 | 24444.1335 | 24648.3909 | 24916.9634 | 25204.1135 | 25382.77 | 25562.1846 | 25731.3173 | 25907.8696 | 26069.2998 | 26165.3811 | 26192.8426 | 26252.1731
Scenario 2: High TRC | SCG | Com | WholeBlg | Com - Office (Small) | Program Administrator Cost Test | Energy Efficiency | 24185.4852 | 24444.1335 | 24648.3909 | 24916.9634 | 25204.1135 | 25382.77 | 25562.1846 | 25731.3173 | 25907.8696 | 26069.2998 | 26165.3811 | 26192.8426 | 26252.1731
Scenario 2: High TRC | SCG | Com | WholeBlg | Com - Office (Small) | Rate Impact Measure Test | Energy Efficiency | 24185.4852 | 24444.1335 | 24648.3909 | 24916.9634 | 25204.1135 | 25382.77 | 25562.1846 | 25731.3173 | 25907.8696 | 26069.2998 | 26165.3811 | 26192.8426 | 26252.1731
Scenario 2: High TRC | SCG | Com | WholeBlg | Com - Office (Small) | Total Resource Cost Test | Energy Efficiency | 24185.4852 | 24444.1335 | 24648.3909 | 24916.9634 | 25204.1135 | 25382.77 | 25562.1846 | 25731.3173 | 25907.8696 | 26069.2998 | 26165.3811 | 26192.8426 | 26252.1731
Scenario 2: High TRC | SCG | Com | WholeBlg | Com - Other | Participant Cost Test | Energy Efficiency | 422496.5961 | 428503.7024 | 433625.3649 | 439933.333 | 446621.1227 | 451763.7151 | 457184.2916 | 462295.1791 | 467540.6243 | 471735.366 | 475626.2063 | 478214.2881 | 479145.0248
Scenario 2: High TRC | SCG | Com | WholeBlg | Com - Other | Program Administrator Cost Test | Energy Efficiency | 422496.5961 | 428503.7024 | 433625.3649 | 439933.333 | 446621.1227 | 451763.7151 | 457184.2916 | 462295.1791 | 467540.6243 | 471735.366 | 475626.2063 | 478214.2881 | 479145.0248
Scenario 2: High TRC | SCG | Com | WholeBlg | Com - Other | Rate Impact Measure Test | Energy Efficiency | 422496.5961 | 428503.7024 | 433625.3649 | 439933.333 | 446621.1227 | 451763.7151 | 457184.2916 | 462295.1791 | 467540.6243 | 471735.366 | 475626.2063 | 478214.2881 | 479145.0248
Scenario 2: High TRC | SCG | Com | WholeBlg | Com - Other | Total Resource Cost Test | Energy Efficiency | 422496.5961 | 428503.7024 | 433625.3649 | 439933.333 | 446621.1227 | 451763.7151 | 457184.2916 | 462295.1791 | 467540.6243 | 471735.366 | 475626.2063 | 478214.2881 | 479145.0248
Scenario 2: High TRC | SCG | Com | WholeBlg | Com - Refrig. Warehouse | Participant Cost Test | Energy Efficiency | 8192.3271 | 8342.9645 | 8477.7529 | 8635.6241 | 8800.9056 | 8921.0106 | 9041.005 | 9159.4151 | 9281.5657 | 9368.5938 | 9460.1524 | 9525.4623 | 9554.3427
Scenario 2: High TRC | SCG | Com | WholeBlg | Com - Refrig. Warehouse | Program Administrator Cost Test | Energy Efficiency | 8192.3271 | 8342.9645 | 8477.7529 | 8635.6241 | 8800.9056 | 8921.0106 | 9041.005 | 9159.4151 | 9281.5657 | 9368.5938 | 9460.1524 | 9525.4623 | 9554.3427
Scenario 2: High TRC | SCG | Com | WholeBlg | Com - Refrig. Warehouse | Rate Impact Measure Test | Energy Efficiency | 8192.3271 | 8342.9645 | 8477.7529 | 8635.6241 | 8800.9056 | 8921.0106 | 9041.005 | 9159.4151 | 9281.5657 | 9368.5938 | 9460.1524 | 9525.4623 | 9554.3427
Scenario 2: High TRC | SCG | Com | WholeBlg | Com - Refrig. Warehouse | Total Resource Cost Test | Energy Efficiency | 8192.3271 | 8342.9645 | 8477.7529 | 8635.6241 | 8800.9056 | 8921.0106 | 9041.005 | 9159.4151 | 9281.5657 | 9368.5938 | 9460.1524 | 9525.4623 | 9554.3427
Scenario 2: High TRC | SCG | Com | WholeBlg | Com - Restaurant | Participant Cost Test | Energy Efficiency | 179686.9989 | 183044.2158 | 186034.5768 | 189532.5818 | 193215.2847 | 195985.0684 | 198760.4168 | 201497.9233 | 204315.5216 | 206449.1176 | 208609.7113 | 210194.746 | 210799.2365
Scenario 2: High TRC | SCG | Com | WholeBlg | Com - Restaurant | Program Administrator Cost Test | Energy Efficiency | 179686.9989 | 183044.2158 | 186034.5768 | 189532.5818 | 193215.2847 | 195985.0684 | 198760.4168 | 201497.9233 | 204315.5216 | 206449.1176 | 208609.7113 | 210194.746 | 210799.2365
Scenario 2: High TRC | SCG | Com | WholeBlg | Com - Restaurant | Rate Impact Measure Test | Energy Efficiency | 179686.9989 | 183044.2158 | 186034.5768 | 189532.5818 | 193215.2847 | 195985.0684 | 198760.4168 | 201497.9233 | 204315.5216 | 206449.1176 | 208609.7113 | 210194.746 | 210799.2365
Scenario 2: High TRC | SCG | Com | WholeBlg | Com - Restaurant | Total Resource Cost Test | Energy Efficiency | 179686.9989 | 183044.2158 | 186034.5768 | 189532.5818 | 193215.2847 | 195985.0684 | 198760.4168 | 201497.9233 | 204315.5216 | 206449.1176 | 208609.7113 | 210194.746 | 210799.2365
Scenario 2: High TRC | SCG | Com | WholeBlg | Com - Retail | Participant Cost Test | Energy Efficiency | 48687.4356 | 49396.5958 | 49998.0749 | 50733.5027 | 51514.3482 | 52078.1713 | 52648.6896 | 53204.2101 | 53777.0991 | 54219.4549 | 54622.2114 | 54876.0832 | 55014.3735
Scenario 2: High TRC | SCG | Com | WholeBlg | Com - Retail | Program Administrator Cost Test | Energy Efficiency | 48687.4356 | 49396.5958 | 49998.0749 | 50733.5027 | 51514.3482 | 52078.1713 | 52648.6896 | 53204.2101 | 53777.0991 | 54219.4549 | 54622.2114 | 54876.0832 | 55014.3735
Scenario 2: High TRC | SCG | Com | WholeBlg | Com - Retail | Rate Impact Measure Test | Energy Efficiency | 48687.4356 | 49396.5958 | 49998.0749 | 50733.5027 | 51514.3482 | 52078.1713 | 52648.6896 | 53204.2101 | 53777.0991 | 54219.4549 | 54622.2114 | 54876.0832 | 55014.3735
Scenario 2: High TRC | SCG | Com | WholeBlg | Com - Retail | Total Resource Cost Test | Energy Efficiency | 48687.4356 | 49396.5958 | 49998.0749 | 50733.5027 | 51514.3482 | 52078.1713 | 52648.6896 | 53204.2101 | 53777.0991 | 54219.4549 | 54622.2114 | 54876.0832 | 55014.3735
Scenario 2: High TRC | SCG | Com | WholeBlg | Com - School | Participant Cost Test | Energy Efficiency | 78078.9787 | 78385.3512 | 78501.5019 | 78812.3893 | 79156.6005 | 79387.8563 | 79610.869 | 79739.4543 | 79867.9741 | 79988.669 | 79902.9753 | 79601.9311 | 79723.7495
Scenario 2: High TRC | SCG | Com | WholeBlg | Com - School | Program Administrator Cost Test | Energy Efficiency | 78078.9787 | 78385.3512 | 78501.5019 | 78812.3893 | 79156.6005 | 79387.8563 | 79610.869 | 79739.4543 | 79867.9741 | 79988.669 | 79902.9753 | 79601.9311 | 79723.7495
Scenario 2: High TRC | SCG | Com | WholeBlg | Com - School | Rate Impact Measure Test | Energy Efficiency | 78078.9787 | 78385.3512 | 78501.5019 | 78812.3893 | 79156.6005 | 79387.8563 | 79610.869 | 79739.4543 | 79867.9741 | 79988.669 | 79902.9753 | 79601.9311 | 79723.7495
Scenario 2: High TRC | SCG | Com | WholeBlg | Com - School | Total Resource Cost Test | Energy Efficiency | 78078.9787 | 78385.3512 | 78501.5019 | 78812.3893 | 79156.6005 | 79387.8563 | 79610.869 | 79739.4543 | 79867.9741 | 79988.669 | 79902.9753 | 79601.9311 | 79723.7495
Scenario 2: High TRC | SCG | Com | WholeBlg | Com - Warehouse | Participant Cost Test | Energy Efficiency | 159878.3947 | 162238.5853 | 164267.0239 | 166758.6706 | 169414.9194 | 171243.9397 | 173088.7392 | 174909.5396 | 176805.3401 | 178128.1681 | 179457.9406 | 180297.6896 | 180837.9328
Scenario 2: High TRC | SCG | Com | WholeBlg | Com - Warehouse | Program Administrator Cost Test | Energy Efficiency | 159878.3947 | 162238.5853 | 164267.0239 | 166758.6706 | 169414.9194 | 171243.9397 | 173088.7392 | 174909.5396 | 176805.3401 | 178128.1681 | 179457.9406 | 180297.6896 | 180837.9328
Scenario 2: High TRC | SCG | Com | WholeBlg | Com - Warehouse | Rate Impact Measure Test | Energy Efficiency | 159878.3947 | 162238.5853 | 164267.0239 | 166758.6706 | 169414.9194 | 171243.9397 | 173088.7392 | 174909.5396 | 176805.3401 | 178128.1681 | 179457.9406 | 180297.6896 | 180837.9328
Scenario 2: High TRC | SCG | Com | WholeBlg | Com - Warehouse | Total Resource Cost Test | Energy Efficiency | 159878.3947 | 162238.5853 | 164267.0239 | 166758.6706 | 169414.9194 | 171243.9397 | 173088.7392 | 174909.5396 | 176805.3401 | 178128.1681 | 179457.9406 | 180297.6896 | 180837.9328
Scenario 2: High TRC | SCG | Ind | WholeBlg | Ind - All Other Industrial | Participant Cost Test | Energy Efficiency | 36086.3117 | 36318.3997 | 36494.852 | 36650.3814 | 36794.0739 | 36900.1135 | 36991.9925 | 37089.2046 | 37192.5721 | 37313.546 | 37447.3658 | 37592.9681 | 37747.0845
Scenario 2: High TRC | SCG | Ind | WholeBlg | Ind - All Other Industrial | Program Administrator Cost Test | Energy Efficiency | 36086.3117 | 36318.3997 | 36494.852 | 36650.3814 | 36794.0739 | 36900.1135 | 36991.9925 | 37089.2046 | 37192.5721 | 37313.546 | 37447.3658 | 37592.9681 | 37747.0845
Scenario 2: High TRC | SCG | Ind | WholeBlg | Ind - All Other Industrial | Rate Impact Measure Test | Energy Efficiency | 36086.3117 | 36318.3997 | 36494.852 | 36650.3814 | 36794.0739 | 36900.1135 | 36991.9925 | 37089.2046 | 37192.5721 | 37313.546 | 37447.3658 | 37592.9681 | 37747.0845
Scenario 2: High TRC | SCG | Ind | WholeBlg | Ind - All Other Industrial | Total Resource Cost Test | Energy Efficiency | 36086.3117 | 36318.3997 | 36494.852 | 36650.3814 | 36794.0739 | 36900.1135 | 36991.9925 | 37089.2046 | 37192.5721 | 37313.546 | 37447.3658 | 37592.9681 | 37747.0845
Scenario 2: High TRC | SCG | Ind | WholeBlg | Ind - Chemicals | Participant Cost Test | Energy Efficiency | 436298.9208 | 439455.4459 | 442378.8272 | 445047.1581 | 447530.2176 | 449592.4526 | 451284.3276 | 452699.2917 | 454163.5231 | 455631.8681 | 457000.9648 | 458223.6349 | 459382.9344
Scenario 2: High TRC | SCG | Ind | WholeBlg | Ind - Chemicals | Program Administrator Cost Test | Energy Efficiency | 436298.9208 | 439455.4459 | 442378.8272 | 445047.1581 | 447530.2176 | 449592.4526 | 451284.3276 | 452699.2917 | 454163.5231 | 455631.8681 | 457000.9648 | 458223.6349 | 459382.9344
Scenario 2: High TRC | SCG | Ind | WholeBlg | Ind - Chemicals | Rate Impact Measure Test | Energy Efficiency | 436298.9208 | 439455.4459 | 442378.8272 | 445047.1581 | 447530.2176 | 449592.4526 | 451284.3276 | 452699.2917 | 454163.5231 | 455631.8681 | 457000.9648 | 458223.6349 | 459382.9344
Scenario 2: High TRC | SCG | Ind | WholeBlg | Ind - Chemicals | Total Resource Cost Test | Energy Efficiency | 436298.9208 | 439455.4459 | 442378.8272 | 445047.1581 | 447530.2176 | 449592.4526 | 451284.3276 | 452699.2917 | 454163.5231 | 455631.8681 | 457000.9648 | 458223.6349 | 459382.9344
Scenario 2: High TRC | SCG | Ind | WholeBlg | Ind - Electronics | Participant Cost Test | Energy Efficiency | 20842.7553 | 20998.0664 | 21151.5248 | 21297.8037 | 21439.3273 | 21574.4746 | 21709.3666 | 21845.6318 | 21980.7802 | 22116.4374 | 22248.6641 | 22377.2356 | 22504.546
Scenario 2: High TRC | SCG | Ind | WholeBlg | Ind - Electronics | Program Administrator Cost Test | Energy Efficiency | 20842.7553 | 20998.0664 | 21151.5248 | 21297.8037 | 21439.3273 | 21574.4746 | 21709.3666 | 21845.6318 | 21980.7802 | 22116.4374 | 22248.6641 | 22377.2356 | 22504.546
Scenario 2: High TRC | SCG | Ind | WholeBlg | Ind - Electronics | Rate Impact Measure Test | Energy Efficiency | 20842.7553 | 20998.0664 | 21151.5248 | 21297.8037 | 21439.3273 | 21574.4746 | 21709.3666 | 21845.6318 | 21980.7802 | 22116.4374 | 22248.6641 | 22377.2356 | 22504.546
Scenario 2: High TRC | SCG | Ind | WholeBlg | Ind - Electronics | Total Resource Cost Test | Energy Efficiency | 20842.7553 | 20998.0664 | 21151.5248 | 21297.8037 | 21439.3273 | 21574.4746 | 21709.3666 | 21845.6318 | 21980.7802 | 22116.4374 | 22248.6641 | 22377.2356 | 22504.546
Scenario 2: High TRC | SCG | Ind | WholeBlg | Ind - Fabricated Metals | Participant Cost Test | Energy Efficiency | 125103.9231 | 126654.9687 | 128257.6535 | 129386.5889 | 130284.5594 | 130921.1714 | 131387.088 | 131807.2562 | 132206.0495 | 132614.0996 | 132969.074 | 133242.9887 | 133452.1316
Scenario 2: High TRC | SCG | Ind | WholeBlg | Ind - Fabricated Metals | Program Administrator Cost Test | Energy Efficiency | 125103.9231 | 126654.9687 | 128257.6535 | 129386.5889 | 130284.5594 | 130921.1714 | 131387.088 | 131807.2562 | 132206.0495 | 132614.0996 | 132969.074 | 133242.9887 | 133452.1316
Scenario 2: High TRC | SCG | Ind | WholeBlg | Ind - Fabricated Metals | Rate Impact Measure Test | Energy Efficiency | 125103.9231 | 126654.9687 | 128257.6535 | 129386.5889 | 130284.5594 | 130921.1714 | 131387.088 | 131807.2562 | 132206.0495 | 132614.0996 | 132969.074 | 133242.9887 | 133452.1316
Scenario 2: High TRC | SCG | Ind | WholeBlg | Ind - Fabricated Metals | Total Resource Cost Test | Energy Efficiency | 125103.9231 | 126654.9687 | 128257.6535 | 129386.5889 | 130284.5594 | 130921.1714 | 131387.088 | 131807.2562 | 132206.0495 | 132614.0996 | 132969.074 | 133242.9887 | 133452.1316
Scenario 2: High TRC | SCG | Ind | WholeBlg | Ind - Food | Participant Cost Test | Energy Efficiency | 599771.4088 | 599421.5827 | 598960.955 | 598438.5058 | 597794.6282 | 597033.0524 | 596264.7557 | 595418.6152 | 594583.3552 | 593799.0802 | 592934.8817 | 591959.3242 | 590987.5682
Scenario 2: High TRC | SCG | Ind | WholeBlg | Ind - Food | Program Administrator Cost Test | Energy Efficiency | 599771.4088 | 599421.5827 | 598960.955 | 598438.5058 | 597794.6282 | 597033.0524 | 596264.7557 | 595418.6152 | 594583.3552 | 593799.0802 | 592934.8817 | 591959.3242 | 590987.5682
Scenario 2: High TRC | SCG | Ind | WholeBlg | Ind - Food | Rate Impact Measure Test | Energy Efficiency | 599771.4088 | 599421.5827 | 598960.955 | 598438.5058 | 597794.6282 | 597033.0524 | 596264.7557 | 595418.6152 | 594583.3552 | 593799.0802 | 592934.8817 | 591959.3242 | 590987.5682
Scenario 2: High TRC | SCG | Ind | WholeBlg | Ind - Food | Total Resource Cost Test | Energy Efficiency | 599771.4088 | 599421.5827 | 598960.955 | 598438.5058 | 597794.6282 | 597033.0524 | 596264.7557 | 595418.6152 | 594583.3552 | 593799.0802 | 592934.8817 | 591959.3242 | 590987.5682
Scenario 2: High TRC | SCG | Ind | WholeBlg | Ind - Industrial Machinery | Participant Cost Test | Energy Efficiency | 13008.8315 | 13237.6295 | 13483.3823 | 13648.7756 | 13763.5393 | 13846.2523 | 13925.9004 | 14003.8562 | 14082.6208 | 14164.4129 | 14236.8748 | 14297.6891 | 14348.7012
Scenario 2: High TRC | SCG | Ind | WholeBlg | Ind - Industrial Machinery | Program Administrator Cost Test | Energy Efficiency | 13008.8315 | 13237.6295 | 13483.3823 | 13648.7756 | 13763.5393 | 13846.2523 | 13925.9004 | 14003.8562 | 14082.6208 | 14164.4129 | 14236.8748 | 14297.6891 | 14348.7012
Scenario 2: High TRC | SCG | Ind | WholeBlg | Ind - Industrial Machinery | Rate Impact Measure Test | Energy Efficiency | 13008.8315 | 13237.6295 | 13483.3823 | 13648.7756 | 13763.5393 | 13846.2523 | 13925.9004 | 14003.8562 | 14082.6208 | 14164.4129 | 14236.8748 | 14297.6891 | 14348.7012
Scenario 2: High TRC | SCG | Ind | WholeBlg | Ind - Industrial Machinery | Total Resource Cost Test | Energy Efficiency | 13008.8315 | 13237.6295 | 13483.3823 | 13648.7756 | 13763.5393 | 13846.2523 | 13925.9004 | 14003.8562 | 14082.6208 | 14164.4129 | 14236.8748 | 14297.6891 | 14348.7012
Scenario 2: High TRC | SCG | Ind | WholeBlg | Ind - Lumber & Furniture | Participant Cost Test | Energy Efficiency | 5851.8227 | 5894.795 | 5935.5731 | 5973.7053 | 6011.7057 | 6032.7956 | 6038.6583 | 6046.5107 | 6055.7194 | 6067.4245 | 6080.7541 | 6092.9246 | 6103.5587
Scenario 2: High TRC | SCG | Ind | WholeBlg | Ind - Lumber & Furniture | Program Administrator Cost Test | Energy Efficiency | 5851.8227 | 5894.795 | 5935.5731 | 5973.7053 | 6011.7057 | 6032.7956 | 6038.6583 | 6046.5107 | 6055.7194 | 6067.4245 | 6080.7541 | 6092.9246 | 6103.5587
Scenario 2: High TRC | SCG | Ind | WholeBlg | Ind - Lumber & Furniture | Rate Impact Measure Test | Energy Efficiency | 5851.8227 | 5894.795 | 5935.5731 | 5973.7053 | 6011.7057 | 6032.7956 | 6038.6583 | 6046.5107 | 6055.7194 | 6067.4245 | 6080.7541 | 6092.9246 | 6103.5587
Scenario 2: High TRC | SCG | Ind | WholeBlg | Ind - Lumber & Furniture | Total Resource Cost Test | Energy Efficiency | 5851.8227 | 5894.795 | 5935.5731 | 5973.7053 | 6011.7057 | 6032.7956 | 6038.6583 | 6046.5107 | 6055.7194 | 6067.4245 | 6080.7541 | 6092.9246 | 6103.5587
Scenario 2: High TRC | SCG | Ind | WholeBlg | Ind - Paper | Participant Cost Test | Energy Efficiency | 91428.2002 | 91558.4395 | 91710.7194 | 92015.4972 | 92351.5538 | 92612.2013 | 92912.7032 | 93302.6604 | 93788.453 | 94367.2388 | 94986.648 | 95608.9627 | 96238.646
Scenario 2: High TRC | SCG | Ind | WholeBlg | Ind - Paper | Program Administrator Cost Test | Energy Efficiency | 91428.2002 | 91558.4395 | 91710.7194 | 92015.4972 | 92351.5538 | 92612.2013 | 92912.7032 | 93302.6604 | 93788.453 | 94367.2388 | 94986.648 | 95608.9627 | 96238.646
Scenario 2: High TRC | SCG | Ind | WholeBlg | Ind - Paper | Rate Impact Measure Test | Energy Efficiency | 91428.2002 | 91558.4395 | 91710.7194 | 92015.4972 | 92351.5538 | 92612.2013 | 92912.7032 | 93302.6604 | 93788.453 | 94367.2388 | 94986.648 | 95608.9627 | 96238.646
Scenario 2: High TRC | SCG | Ind | WholeBlg | Ind - Paper | Total Resource Cost Test | Energy Efficiency | 91428.2002 | 91558.4395 | 91710.7194 | 92015.4972 | 92351.5538 | 92612.2013 | 92912.7032 | 93302.6604 | 93788.453 | 94367.2388 | 94986.648 | 95608.9627 | 96238.646
Scenario 2: High TRC | SCG | Ind | WholeBlg | Ind - Petroleum | Participant Cost Test | Energy Efficiency | 1779556.0554 | 1784398.3434 | 1789196.7078 | 1793764.1956 | 1797220.1906 | 1798616.9487 | 1799111.771 | 1798903.2873 | 1799223.8402 | 1799626.8503 | 1799246.5253 | 1798067.5172 | 1796814.5575
Scenario 2: High TRC | SCG | Ind | WholeBlg | Ind - Petroleum | Program Administrator Cost Test | Energy Efficiency | 1779556.0554 | 1784398.3434 | 1789196.7078 | 1793764.1956 | 1797220.1906 | 1798616.9487 | 1799111.771 | 1798903.2873 | 1799223.8402 | 1799626.8503 | 1799246.5253 | 1798067.5172 | 1796814.5575
Scenario 2: High TRC | SCG | Ind | WholeBlg | Ind - Petroleum | Rate Impact Measure Test | Energy Efficiency | 1779556.0554 | 1784398.3434 | 1789196.7078 | 1793764.1956 | 1797220.1906 | 1798616.9487 | 1799111.771 | 1798903.2873 | 1799223.8402 | 1799626.8503 | 1799246.5253 | 1798067.5172 | 1796814.5575
Scenario 2: High TRC | SCG | Ind | WholeBlg | Ind - Petroleum | Total Resource Cost Test | Energy Efficiency | 1779556.0554 | 1784398.3434 | 1789196.7078 | 1793764.1956 | 1797220.1906 | 1798616.9487 | 1799111.771 | 1798903.2873 | 1799223.8402 | 1799626.8503 | 1799246.5253 | 1798067.5172 | 1796814.5575
Scenario 2: High TRC | SCG | Ind | WholeBlg | Ind - Plastics | Participant Cost Test | Energy Efficiency | 20456.0433 | 21450.4136 | 22410.0952 | 23311.172 | 24193.6708 | 24972.4938 | 25598.2038 | 26085.8178 | 26609.1847 | 27148.2581 | 27683.0056 | 28188.0861 | 28669.438
Scenario 2: High TRC | SCG | Ind | WholeBlg | Ind - Plastics | Program Administrator Cost Test | Energy Efficiency | 20456.0433 | 21450.4136 | 22410.0952 | 23311.172 | 24193.6708 | 24972.4938 | 25598.2038 | 26085.8178 | 26609.1847 | 27148.2581 | 27683.0056 | 28188.0861 | 28669.438
Scenario 2: High TRC | SCG | Ind | WholeBlg | Ind - Plastics | Rate Impact Measure Test | Energy Efficiency | 20456.0433 | 21450.4136 | 22410.0952 | 23311.172 | 24193.6708 | 24972.4938 | 25598.2038 | 26085.8178 | 26609.1847 | 27148.2581 | 27683.0056 | 28188.0861 | 28669.438
Scenario 2: High TRC | SCG | Ind | WholeBlg | Ind - Plastics | Total Resource Cost Test | Energy Efficiency | 20456.0433 | 21450.4136 | 22410.0952 | 23311.172 | 24193.6708 | 24972.4938 | 25598.2038 | 26085.8178 | 26609.1847 | 27148.2581 | 27683.0056 | 28188.0861 | 28669.438
Scenario 2: High TRC | SCG | Ind | WholeBlg | Ind - Primary Metals | Participant Cost Test | Energy Efficiency | 133865.8685 | 134510.9791 | 135216.6863 | 135832.9086 | 136355.027 | 136806.5004 | 137262.6816 | 137709.8419 | 138145.4705 | 138574.6696 | 138958.5823 | 139301.5309 | 139630.2804
Scenario 2: High TRC | SCG | Ind | WholeBlg | Ind - Primary Metals | Program Administrator Cost Test | Energy Efficiency | 133865.8685 | 134510.9791 | 135216.6863 | 135832.9086 | 136355.027 | 136806.5004 | 137262.6816 | 137709.8419 | 138145.4705 | 138574.6696 | 138958.5823 | 139301.5309 | 139630.2804
Scenario 2: High TRC | SCG | Ind | WholeBlg | Ind - Primary Metals | Rate Impact Measure Test | Energy Efficiency | 133865.8685 | 134510.9791 | 135216.6863 | 135832.9086 | 136355.027 | 136806.5004 | 137262.6816 | 137709.8419 | 138145.4705 | 138574.6696 | 138958.5823 | 139301.5309 | 139630.2804
Scenario 2: High TRC | SCG | Ind | WholeBlg | Ind - Primary Metals | Total Resource Cost Test | Energy Efficiency | 133865.8685 | 134510.9791 | 135216.6863 | 135832.9086 | 136355.027 | 136806.5004 | 137262.6816 | 137709.8419 | 138145.4705 | 138574.6696 | 138958.5823 | 139301.5309 | 139630.2804
Scenario 2: High TRC | SCG | Ind | WholeBlg | Ind - Printing & Publishing | Participant Cost Test | Energy Efficiency | 7409.3833 | 7439.569 | 7468.8319 | 7496.692 | 7513.3973 | 7511.1552 | 7507.9189 | 7509.3469 | 7520.7738 | 7538.8064 | 7555.2034 | 7566.5871 | 7574.8938
Scenario 2: High TRC | SCG | Ind | WholeBlg | Ind - Printing & Publishing | Program Administrator Cost Test | Energy Efficiency | 7409.3833 | 7439.569 | 7468.8319 | 7496.692 | 7513.3973 | 7511.1552 | 7507.9189 | 7509.3469 | 7520.7738 | 7538.8064 | 7555.2034 | 7566.5871 | 7574.8938
Scenario 2: High TRC | SCG | Ind | WholeBlg | Ind - Printing & Publishing | Rate Impact Measure Test | Energy Efficiency | 7409.3833 | 7439.569 | 7468.8319 | 7496.692 | 7513.3973 | 7511.1552 | 7507.9189 | 7509.3469 | 7520.7738 | 7538.8064 | 7555.2034 | 7566.5871 | 7574.8938
Scenario 2: High TRC | SCG | Ind | WholeBlg | Ind - Printing & Publishing | Total Resource Cost Test | Energy Efficiency | 7409.3833 | 7439.569 | 7468.8319 | 7496.692 | 7513.3973 | 7511.1552 | 7507.9189 | 7509.3469 | 7520.7738 | 7538.8064 | 7555.2034 | 7566.5871 | 7574.8938
Scenario 2: High TRC | SCG | Ind | WholeBlg | Ind - Stone-Glass-Clay | Participant Cost Test | Energy Efficiency | 141551.6174 | 142630.9867 | 143512.6032 | 144253.598 | 144914.3263 | 145436.3223 | 145837.539 | 146213.2475 | 146568.7028 | 146932.2583 | 147288.6303 | 147635.4628 | 147969.9179
Scenario 2: High TRC | SCG | Ind | WholeBlg | Ind - Stone-Glass-Clay | Program Administrator Cost Test | Energy Efficiency | 141551.6174 | 142630.9867 | 143512.6032 | 144253.598 | 144914.3263 | 145436.3223 | 145837.539 | 146213.2475 | 146568.7028 | 146932.2583 | 147288.6303 | 147635.4628 | 147969.9179
Scenario 2: High TRC | SCG | Ind | WholeBlg | Ind - Stone-Glass-Clay | Rate Impact Measure Test | Energy Efficiency | 141551.6174 | 142630.9867 | 143512.6032 | 144253.598 | 144914.3263 | 145436.3223 | 145837.539 | 146213.2475 | 146568.7028 | 146932.2583 | 147288.6303 | 147635.4628 | 147969.9179
Scenario 2: High TRC | SCG | Ind | WholeBlg | Ind - Stone-Glass-Clay | Total Resource Cost Test | Energy Efficiency | 141551.6174 | 142630.9867 | 143512.6032 | 144253.598 | 144914.3263 | 145436.3223 | 145837.539 | 146213.2475 | 146568.7028 | 146932.2583 | 147288.6303 | 147635.4628 | 147969.9179
Scenario 2: High TRC | SCG | Ind | WholeBlg | Ind - Textiles | Participant Cost Test | Energy Efficiency | 67634.8538 | 67726.8213 | 67816.0831 | 67860.7753 | 67874.6869 | 67860.1019 | 67837.7932 | 67807.4204 | 67772.5495 | 67739.3771 | 67695.123 | 67642.1779 | 67590.1895
Scenario 2: High TRC | SCG | Ind | WholeBlg | Ind - Textiles | Program Administrator Cost Test | Energy Efficiency | 67634.8538 | 67726.8213 | 67816.0831 | 67860.7753 | 67874.6869 | 67860.1019 | 67837.7932 | 67807.4204 | 67772.5495 | 67739.3771 | 67695.123 | 67642.1779 | 67590.1895
Scenario 2: High TRC | SCG | Ind | WholeBlg | Ind - Textiles | Rate Impact Measure Test | Energy Efficiency | 67634.8538 | 67726.8213 | 67816.0831 | 67860.7753 | 67874.6869 | 67860.1019 | 67837.7932 | 67807.4204 | 67772.5495 | 67739.3771 | 67695.123 | 67642.1779 | 67590.1895
Scenario 2: High TRC | SCG | Ind | WholeBlg | Ind - Textiles | Total Resource Cost Test | Energy Efficiency | 67634.8538 | 67726.8213 | 67816.0831 | 67860.7753 | 67874.6869 | 67860.1019 | 67837.7932 | 67807.4204 | 67772.5495 | 67739.3771 | 67695.123 | 67642.1779 | 67590.1895
Scenario 2: High TRC | SCG | Ind | WholeBlg | Ind - Transportation Equipment | Participant Cost Test | Energy Efficiency | 50329.2277 | 50302.6938 | 50283.8813 | 50255.573 | 50221.9704 | 50182.7172 | 50146.0906 | 50107.1613 | 50065.6097 | 50023.272 | 49973.4177 | 49917.9689 | 49864.766
Scenario 2: High TRC | SCG | Ind | WholeBlg | Ind - Transportation Equipment | Program Administrator Cost Test | Energy Efficiency | 50329.2277 | 50302.6938 | 50283.8813 | 50255.573 | 50221.9704 | 50182.7172 | 50146.0906 | 50107.1613 | 50065.6097 | 50023.272 | 49973.4177 | 49917.9689 | 49864.766
Scenario 2: High TRC | SCG | Ind | WholeBlg | Ind - Transportation Equipment | Rate Impact Measure Test | Energy Efficiency | 50329.2277 | 50302.6938 | 50283.8813 | 50255.573 | 50221.9704 | 50182.7172 | 50146.0906 | 50107.1613 | 50065.6097 | 50023.272 | 49973.4177 | 49917.9689 | 49864.766
Scenario 2: High TRC | SCG | Ind | WholeBlg | Ind - Transportation Equipment | Total Resource Cost Test | Energy Efficiency | 50329.2277 | 50302.6938 | 50283.8813 | 50255.573 | 50221.9704 | 50182.7172 | 50146.0906 | 50107.1613 | 50065.6097 | 50023.272 | 49973.4177 | 49917.9689 | 49864.766
Scenario 2: High TRC | SCG | Res | AppPlug | Res - Multi Family | Participant Cost Test | Energy Efficiency | 0 | 0 | 0 | 0 | 0 | 0 | 0 | 0 | 0 | 0 | 0 | 0 | 0
Scenario 2: High TRC | SCG | Res | AppPlug | Res - Multi Family | Program Administrator Cost Test | Energy Efficiency | 0 | 0 | 0 | 0 | 0 | 0 | 0 | 0 | 0 | 0 | 0 | 0 | 0
Scenario 2: High TRC | SCG | Res | AppPlug | Res - Multi Family | Rate Impact Measure Test | Energy Efficiency | 0 | 0 | 0 | 0 | 0 | 0 | 0 | 0 | 0 | 0 | 0 | 0 | 0
Scenario 2: High TRC | SCG | Res | AppPlug | Res - Multi Family | Total Resource Cost Test | Energy Efficiency | 0 | 0 | 0 | 0 | 0 | 0 | 0 | 0 | 0 | 0 | 0 | 0 | 0
Scenario 2: High TRC | SCG | Res | AppPlug | Res - Single Family | Participant Cost Test | Energy Efficiency | 0 | 0 | 0 | 0 | 0 | 0 | 0 | 0 | 0 | 0 | 0 | 0 | 0
Scenario 2: High TRC | SCG | Res | AppPlug | Res - Single Family | Program Administrator Cost Test | Energy Efficiency | 0 | 0 | 0 | 0 | 0 | 0 | 0 | 0 | 0 | 0 | 0 | 0 | 0
Scenario 2: High TRC | SCG | Res | AppPlug | Res - Single Family | Rate Impact Measure Test | Energy Efficiency | 0 | 0 | 0 | 0 | 0 | 0 | 0 | 0 | 0 | 0 | 0 | 0 | 0
Scenario 2: High TRC | SCG | Res | AppPlug | Res - Single Family | Total Resource Cost Test | Energy Efficiency | 0 | 0 | 0 | 0 | 0 | 0 | 0 | 0 | 0 | 0 | 0 | 0 | 0
Scenario 2: High TRC | SCG | Res | BROs | Income Qualified - Multi Family IQ | Participant Cost Test | Energy Efficiency | 106399.6848 | 106844.656 | 107477.1184 | 108284.1016 | 109241.8211 | 110330.6449 | 111463.7057 | 112973.7546 | 114643.1392 | 116622.3059 | 118697.4967 | 120899.8134 | 123285.9062
Scenario 2: High TRC | SCG | Res | BROs | Income Qualified - Multi Family IQ | Program Administrator Cost Test | Energy Efficiency | 106399.6848 | 106844.656 | 107477.1184 | 108284.1016 | 109241.8211 | 110330.6449 | 111463.7057 | 112973.7546 | 114643.1392 | 116622.3059 | 118697.4967 | 120899.8134 | 123285.9062
Scenario 2: High TRC | SCG | Res | BROs | Income Qualified - Multi Family IQ | Rate Impact Measure Test | Energy Efficiency | 106399.6848 | 106844.656 | 107477.1184 | 108284.1016 | 109241.8211 | 110330.6449 | 111463.7057 | 112973.7546 | 114643.1392 | 116622.3059 | 118697.4967 | 120899.8134 | 123285.9062
Scenario 2: High TRC | SCG | Res | BROs | Income Qualified - Multi Family IQ | Total Resource Cost Test | Energy Efficiency | 106399.6848 | 106844.656 | 107477.1184 | 108284.1016 | 109241.8211 | 110330.6449 | 111463.7057 | 112973.7546 | 114643.1392 | 116622.3059 | 118697.4967 | 120899.8134 | 123285.9062
Scenario 2: High TRC | SCG | Res | BROs | Income Qualified - Single Family IQ | Participant Cost Test | Energy Efficiency | 328406.1325 | 329423.2779 | 330953.4274 | 332958.2036 | 335408.4806 | 338297.5152 | 341509.8403 | 345715.8732 | 350395.0881 | 355579.5426 | 361028.216 | 366832.1287 | 373164.3709
Scenario 2: High TRC | SCG | Res | BROs | Income Qualified - Single Family IQ | Program Administrator Cost Test | Energy Efficiency | 328406.1325 | 329423.2779 | 330953.4274 | 332958.2036 | 335408.4806 | 338297.5152 | 341509.8403 | 345715.8732 | 350395.0881 | 355579.5426 | 361028.216 | 366832.1287 | 373164.3709
Scenario 2: High TRC | SCG | Res | BROs | Income Qualified - Single Family IQ | Rate Impact Measure Test | Energy Efficiency | 328406.1325 | 329423.2779 | 330953.4274 | 332958.2036 | 335408.4806 | 338297.5152 | 341509.8403 | 345715.8732 | 350395.0881 | 355579.5426 | 361028.216 | 366832.1287 | 373164.3709
Scenario 2: High TRC | SCG | Res | BROs | Income Qualified - Single Family IQ | Total Resource Cost Test | Energy Efficiency | 328406.1325 | 329423.2779 | 330953.4274 | 332958.2036 | 335408.4806 | 338297.5152 | 341509.8403 | 345715.8732 | 350395.0881 | 355579.5426 | 361028.216 | 366832.1287 | 373164.3709
Scenario 2: High TRC | SCG | Res | BROs | Res - Multi Family | Participant Cost Test | Energy Efficiency | 1125365.2534 | 1128924.1903 | 1134254.5624 | 1141224.4992 | 1149725.0613 | 1159722.0643 | 1170788.4709 | 1185294.954 | 1201426.6943 | 1219382.243 | 1238249.6223 | 1258341.7475 | 1280252.1074
Scenario 2: High TRC | SCG | Res | BROs | Res - Multi Family | Program Administrator Cost Test | Energy Efficiency | 1125365.2534 | 1128924.1903 | 1134254.5624 | 1141224.4992 | 1149725.0613 | 1159722.0643 | 1170788.4709 | 1185294.954 | 1201426.6943 | 1219382.243 | 1238249.6223 | 1258341.7475 | 1280252.1074
Scenario 2: High TRC | SCG | Res | BROs | Res - Multi Family | Rate Impact Measure Test | Energy Efficiency | 1125365.2534 | 1128924.1903 | 1134254.5624 | 1141224.4992 | 1149725.0613 | 1159722.0643 | 1170788.4709 | 1185294.954 | 1201426.6943 | 1219382.243 | 1238249.6223 | 1258341.7475 | 1280252.1074
Scenario 2: High TRC | SCG | Res | BROs | Res - Multi Family | Total Resource Cost Test | Energy Efficiency | 1125365.2534 | 1128924.1903 | 1134254.5624 | 1141224.4992 | 1149725.0613 | 1159722.0643 | 1170788.4709 | 1185294.954 | 1201426.6943 | 1219382.243 | 1238249.6223 | 1258341.7475 | 1280252.1074
Scenario 2: High TRC | SCG | Res | BROs | Res - Single Family | Participant Cost Test | Energy Efficiency | 321906.3941 | 323273.6587 | 325212.0913 | 327682.3752 | 330609.9416 | 333932.1914 | 337377.1859 | 341972.904 | 347051.8437 | 353095.1419 | 359431.0881 | 366154.089 | 373435.6527
Scenario 2: High TRC | SCG | Res | BROs | Res - Single Family | Program Administrator Cost Test | Energy Efficiency | 321906.3941 | 323273.6587 | 325212.0913 | 327682.3752 | 330609.9416 | 333932.1914 | 337377.1859 | 341972.904 | 347051.8437 | 353095.1419 | 359431.0881 | 366154.089 | 373435.6527
Scenario 2: High TRC | SCG | Res | BROs | Res - Single Family | Rate Impact Measure Test | Energy Efficiency | 321906.3941 | 323273.6587 | 325212.0913 | 327682.3752 | 330609.9416 | 333932.1914 | 337377.1859 | 341972.904 | 347051.8437 | 353095.1419 | 359431.0881 | 366154.089 | 373435.6527
Scenario 2: High TRC | SCG | Res | BROs | Res - Single Family | Total Resource Cost Test | Energy Efficiency | 321906.3941 | 323273.6587 | 325212.0913 | 327682.3752 | 330609.9416 | 333932.1914 | 337377.1859 | 341972.904 | 347051.8437 | 353095.1419 | 359431.0881 | 366154.089 | 373435.6527
Scenario 2: High TRC | SCG | Res | BldgEnv | Res - Multi Family | Participant Cost Test | Energy Efficiency | 0 | 0 | 0 | 0 | 0 | 0 | 0 | 0 | 0 | 0 | 0 | 0 | 5068.6156
Scenario 2: High TRC | SCG | Res | BldgEnv | Res - Multi Family | Program Administrator Cost Test | Energy Efficiency | 0 | 0 | 0 | 0 | 0 | 0 | 0 | 0 | 0 | 0 | 0 | 0 | 3082.818
Scenario 2: High TRC | SCG | Res | BldgEnv | Res - Multi Family | Rate Impact Measure Test | Energy Efficiency | 0 | 0 | 0 | 0 | 0 | 0 | 0 | 0 | 0 | 0 | 0 | 0 | 3490.065
Scenario 2: High TRC | SCG | Res | BldgEnv | Res - Multi Family | Total Resource Cost Test | Energy Efficiency | 0 | 0 | 0 | 0 | 0 | 0 | 0 | 0 | 0 | 0 | 0 | 0 | 3792.4242
Scenario 2: High TRC | SCG | Res | BldgEnv | Res - Single Family | Participant Cost Test | Energy Efficiency | 1636832.5442 | 1914641.7716 | 2059347.9793 | 2105346.5024 | 2140339.8559 | 2115967.976 | 2055234.1394 | 1977229.4883 | 1900377.4387 | 0 | 0 | 0 | 0
Scenario 2: High TRC | SCG | Res | BldgEnv | Res - Single Family | Program Administrator Cost Test | Energy Efficiency | 129709.9475 | 154077.231 | 164654.0602 | 166309.2414 | 166864.1963 | 162371.4818 | 154988.0047 | 146663.9717 | 138776.5249 | 0 | 0 | 0 | 0
Scenario 2: High TRC | SCG | Res | BldgEnv | Res - Single Family | Rate Impact Measure Test | Energy Efficiency | 186412.9178 | 221545.1911 | 234969.1836 | 234253.4022 | 231383.3276 | 220841.0449 | 206061.7947 | 189926.4428 | 174396.9555 | 0 | 0 | 0 | 0
Scenario 2: High TRC | SCG | Res | BldgEnv | Res - Single Family | Total Resource Cost Test | Energy Efficiency | 528146.9586 | 623698.8872 | 672958.537 | 688823.4911 | 700829.8684 | 692717.3319 | 672339.8069 | 647248.6704 | 623086.2477 | 0 | 0 | 0 | 0
Scenario 2: High TRC | SCG | Res | HVAC | Res - Multi Family | Participant Cost Test | Energy Efficiency | 409.7089 | 427.2369 | 440.097 | 450.6885 | 460.7692 | 0 | 0 | 0 | 0 | 0 | 0 | 0 | 0
Scenario 2: High TRC | SCG | Res | HVAC | Res - Multi Family | Program Administrator Cost Test | Energy Efficiency | 236.5238 | 245.9951 | 252.7458 | 258.1719 | 263.2884 | 0 | 0 | 0 | 0 | 0 | 0 | 0 | 0
Scenario 2: High TRC | SCG | Res | HVAC | Res - Multi Family | Rate Impact Measure Test | Energy Efficiency | 473.3109 | 480.4213 | 480.4802 | 476.351 | 469.933 | 0 | 0 | 0 | 0 | 0 | 0 | 0 | 0
Scenario 2: High TRC | SCG | Res | HVAC | Res - Multi Family | Total Resource Cost Test | Energy Efficiency | 349.1937 | 363.4853 | 373.7725 | 382.1112 | 389.9999 | 0 | 0 | 0 | 0 | 0 | 0 | 0 | 0
Scenario 2: High TRC | SCG | Res | HVAC | Res - Single Family | Participant Cost Test | Energy Efficiency | 4314169.4733 | 4870804.3376 | 5220976.7172 | 5440731.4146 | 3172490.704 | 0 | 0 | 0 | 0 | 0 | 0 | 0 | 0
Scenario 2: High TRC | SCG | Res | HVAC | Res - Single Family | Program Administrator Cost Test | Energy Efficiency | 116426.3912 | 128988.4809 | 135474.996 | 138389.7376 | 140598.3293 | 0 | 0 | 0 | 0 | 0 | 0 | 0 | 0
Scenario 2: High TRC | SCG | Res | HVAC | Res - Single Family | Rate Impact Measure Test | Energy Efficiency | 440166.9767 | 473498.148 | 480773.7029 | 471950.0326 | 458092.4694 | 0 | 0 | 0 | 0 | 0 | 0 | 0 | 0
Scenario 2: High TRC | SCG | Res | HVAC | Res - Single Family | Total Resource Cost Test | Energy Efficiency | 4215065.917 | 4763086.2801 | 5106743.909 | 5321745.506 | 3120132.5397 | 0 | 0 | 0 | 0 | 0 | 0 | 0 | 0
Scenario 2: High TRC | SCG | Res | WaterHeat | Res - Multi Family | Participant Cost Test | Energy Efficiency | 3477407.9386 | 3601375.1416 | 3605576.2819 | 3609854.3405 | 3623721.6437 | 539992.7246 | 514265.6552 | 492430.6112 | 470134.7599 | 448106.0379 | 428005.207 | 411326.3664 | 395424.7436
Scenario 2: High TRC | SCG | Res | WaterHeat | Res - Multi Family | Program Administrator Cost Test | Energy Efficiency | 920633.4746 | 891852.3147 | 828116.542 | 778503.1791 | 741180.7325 | 212156.183 | 196759.9572 | 183874.4099 | 171408.9306 | 159577.8635 | 148882.5563 | 139732.2257 | 131213.2586
Scenario 2: High TRC | SCG | Res | WaterHeat | Res - Multi Family | Rate Impact Measure Test | Energy Efficiency | 6153681.5344 | 5765478.1078 | 5348390.3329 | 4970056.472 | 4551889.2658 | 1047579.1584 | 927806.9815 | 807297.4402 | 682184.1616 | 561169.7924 | 445987.0692 | 336157.8996 | 228203.275
Scenario 2: High TRC | SCG | Res | WaterHeat | Res - Multi Family | Total Resource Cost Test | Energy Efficiency | 3835209.9578 | 3902160.7601 | 3887749.0711 | 3878448.266 | 3882258.95 | 542168.8776 | 512326.1509 | 487416.2193 | 462488.9119 | 438210.0952 | 416116.6015 | 397565.3906 | 380024.5806
Scenario 2: High TRC | SCG | Res | WaterHeat | Res - Single Family | Participant Cost Test | Energy Efficiency | 40412662.868 | 36186109.6436 | 23113468.1551 | 23545936.3281 | 24017443.8197 | 2416310.1494 | 2189518.7736 | 1994488.3525 | 1864900.4919 | 1761054.5616 | 1667878.4237 | 1584607.4766 | 1506863.9037
Scenario 2: High TRC | SCG | Res | WaterHeat | Res - Single Family | Program Administrator Cost Test | Energy Efficiency | 5715709.3311 | 5511640.837 | 5379578.3131 | 5251416.3732 | 5168721.7413 | 913707.3121 | 807157.1469 | 717715.4382 | 656853.8361 | 607583.0911 | 563624.1707 | 524459.4909 | 488463.893
Scenario 2: High TRC | SCG | Res | WaterHeat | Res - Single Family | Rate Impact Measure Test | Energy Efficiency | 39064657.111 | 37702319.4515 | 36365911.1655 | 34715172.4776 | 32740108.9812 | 4500075.6051 | 3773676.7009 | 3107379.6166 | 2569122.5845 | 2094260.1414 | 1650466.6345 | 1232591.4558 | 835062.6536
Scenario 2: High TRC | SCG | Res | WaterHeat | Res - Single Family | Total Resource Cost Test | Energy Efficiency | 42543862.3541 | 38282681.6667 | 25193534.4771 | 25607884.0226 | 26068540.5398 | 2375430.4695 | 2129333.8319 | 1921553.419 | 1785329.4975 | 1676732.6404 | 1579355.7424 | 1492305.1622 | 1411430.8623
Scenario 2: High TRC | SCG | Res | WholeBlg | Res - Multi Family | Participant Cost Test | Energy Efficiency | 0 | 0 | 0 | 0 | 0 | 0 | 0 | 0 | 0 | 0 | 0 | 0 | 0
Scenario 2: High TRC | SCG | Res | WholeBlg | Res - Multi Family | Program Administrator Cost Test | Energy Efficiency | 0 | 0 | 0 | 0 | 0 | 0 | 0 | 0 | 0 | 0 | 0 | 0 | 0
Scenario 2: High TRC | SCG | Res | WholeBlg | Res - Multi Family | Rate Impact Measure Test | Energy Efficiency | 0 | 0 | 0 | 0 | 0 | 0 | 0 | 0 | 0 | 0 | 0 | 0 | 0
Scenario 2: High TRC | SCG | Res | WholeBlg | Res - Multi Family | Total Resource Cost Test | Energy Efficiency | 0 | 0 | 0 | 0 | 0 | 0 | 0 | 0 | 0 | 0 | 0 | 0 | 0
Scenario 2: High TRC | SCG | Res | WholeBlg | Res - Single Family | Participant Cost Test | Energy Efficiency | 0 | 0 | 0 | 0 | 0 | 0 | 0 | 0 | 0 | 0 | 0 | 0 | 0
Scenario 2: High TRC | SCG | Res | WholeBlg | Res - Single Family | Program Administrator Cost Test | Energy Efficiency | 0 | 0 | 0 | 0 | 0 | 0 | 0 | 0 | 0 | 0 | 0 | 0 | 0
Scenario 2: High TRC | SCG | Res | WholeBlg | Res - Single Family | Rate Impact Measure Test | Energy Efficiency | 0 | 0 | 0 | 0 | 0 | 0 | 0 | 0 | 0 | 0 | 0 | 0 | 0
Scenario 2: High TRC | SCG | Res | WholeBlg | Res - Single Family | Total Resource Cost Test | Energy Efficiency | 0 | 0 | 0 | 0 | 0 | 0 | 0 | 0 | 0 | 0 | 0 | 0 | 0
Scenario 2: High TRC | SDG&E | Ag | WholeBlg | Ag - Dairies, fishing, hunting | Participant Cost Test | Energy Efficiency | 4432.2292 | 4463.2728 | 4492.4124 | 4520.3169 | 4546.1067 | 4569.3146 | 4591.1798 | 4612.8835 | 4634.4577 | 4655.8578 | 4676.695 | 4697.1975 | 4717.1663
Scenario 2: High TRC | SDG&E | Ag | WholeBlg | Ag - Dairies, fishing, hunting | Program Administrator Cost Test | Energy Efficiency | 4432.2292 | 4463.2728 | 4492.4124 | 4520.3169 | 4546.1067 | 4569.3146 | 4591.1798 | 4612.8835 | 4634.4577 | 4655.8578 | 4676.695 | 4697.1975 | 4717.1663
Scenario 2: High TRC | SDG&E | Ag | WholeBlg | Ag - Dairies, fishing, hunting | Rate Impact Measure Test | Energy Efficiency | 4432.2292 | 4463.2728 | 4492.4124 | 4520.3169 | 4546.1067 | 4569.3146 | 4591.1798 | 4612.8835 | 4634.4577 | 4655.8578 | 4676.695 | 4697.1975 | 4717.1663
Scenario 2: High TRC | SDG&E | Ag | WholeBlg | Ag - Dairies, fishing, hunting | Total Resource Cost Test | Energy Efficiency | 4432.2292 | 4463.2728 | 4492.4124 | 4520.3169 | 4546.1067 | 4569.3146 | 4591.1798 | 4612.8835 | 4634.4577 | 4655.8578 | 4676.695 | 4697.1975 | 4717.1663
Scenario 2: High TRC | SDG&E | Ag | WholeBlg | Ag - Irrigated Agriculture, vineyards, forestry and greenhouses | Participant Cost Test | Energy Efficiency | 33489.0753 | 34578.8985 | 35608.1189 | 36609.6924 | 37551.2434 | 38408.9755 | 39228.6857 | 40050.7219 | 40883.9775 | 41717.6341 | 42537.4561 | 43349.4891 | 44145.5372
Scenario 2: High TRC | SDG&E | Ag | WholeBlg | Ag - Irrigated Agriculture, vineyards, forestry and greenhouses | Program Administrator Cost Test | Energy Efficiency | 33489.0753 | 34578.8985 | 35608.1189 | 36609.6924 | 37551.2434 | 38408.9755 | 39228.6857 | 40050.7219 | 40883.9775 | 41717.6341 | 42537.4561 | 43349.4891 | 44145.5372
Scenario 2: High TRC | SDG&E | Ag | WholeBlg | Ag - Irrigated Agriculture, vineyards, forestry and greenhouses | Rate Impact Measure Test | Energy Efficiency | 33489.0753 | 34578.8985 | 35608.1189 | 36609.6924 | 37551.2434 | 38408.9755 | 39228.6857 | 40050.7219 | 40883.9775 | 41717.6341 | 42537.4561 | 43349.4891 | 44145.5372
Scenario 2: High TRC | SDG&E | Ag | WholeBlg | Ag - Irrigated Agriculture, vineyards, forestry and greenhouses | Total Resource Cost Test | Energy Efficiency | 33489.0753 | 34578.8985 | 35608.1189 | 36609.6924 | 37551.2434 | 38408.9755 | 39228.6857 | 40050.7219 | 40883.9775 | 41717.6341 | 42537.4561 | 43349.4891 | 44145.5372
Scenario 2: High TRC | SDG&E | Ag | WholeBlg | Ag - Water pumping | Participant Cost Test | Energy Efficiency | 97451.9403 | 97263.2981 | 97079.9902 | 96888.472 | 96695.5881 | 96511.5724 | 96326.5996 | 96134.6118 | 95927.6453 | 95715.2243 | 95500.2986 | 95283.4443 | 95067.0821
Scenario 2: High TRC | SDG&E | Ag | WholeBlg | Ag - Water pumping | Program Administrator Cost Test | Energy Efficiency | 97451.9403 | 97263.2981 | 97079.9902 | 96888.472 | 96695.5881 | 96511.5724 | 96326.5996 | 96134.6118 | 95927.6453 | 95715.2243 | 95500.2986 | 95283.4443 | 95067.0821
Scenario 2: High TRC | SDG&E | Ag | WholeBlg | Ag - Water pumping | Rate Impact Measure Test | Energy Efficiency | 97451.9403 | 97263.2981 | 97079.9902 | 96888.472 | 96695.5881 | 96511.5724 | 96326.5996 | 96134.6118 | 95927.6453 | 95715.2243 | 95500.2986 | 95283.4443 | 95067.0821
Scenario 2: High TRC | SDG&E | Ag | WholeBlg | Ag - Water pumping | Total Resource Cost Test | Energy Efficiency | 97451.9403 | 97263.2981 | 97079.9902 | 96888.472 | 96695.5881 | 96511.5724 | 96326.5996 | 96134.6118 | 95927.6453 | 95715.2243 | 95500.2986 | 95283.4443 | 95067.0821
Scenario 2: High TRC | SDG&E | Com | AppPlug | Com - Health | Participant Cost Test | Energy Efficiency | 54659.5574 | 63236.9607 | 107903.8979 | 124711.8214 | 139382.5511 | 153402.9603 | 364112.759 | 400648.971 | 443280.138 | 490091.6579 | 535932.5447 | 545798.0943 | 562104.1195
Scenario 2: High TRC | SDG&E | Com | AppPlug | Com - Health | Program Administrator Cost Test | Energy Efficiency | 170363.5441 | 193233.0336 | 366951.3639 | 414049.3188 | 453439.4545 | 489715.0137 | 1069165.021 | 1153480.9799 | 1250625.3145 | 1354694.8442 | 1451926.0399 | 1454764.1733 | 1472785.7763
Scenario 2: High TRC | SDG&E | Com | AppPlug | Com - Health | Rate Impact Measure Test | Energy Efficiency | 420573.4063 | 482957.4764 | 805177.6224 | 924161.1646 | 990231.5233 | 1041016.4276 | 1959978.6348 | 2088278.3284 | 2233626.018 | 2378015.2192 | 2421844.6346 | 2135347.8462 | 1834654.0183
Scenario 2: High TRC | SDG&E | Com | AppPlug | Com - Health | Total Resource Cost Test | Energy Efficiency | 193063.5543 | 219910.2335 | 413050.5146 | 467876.9433 | 514201.7468 | 557234.0293 | 1232597.3944 | 1335329.2969 | 1454038.9421 | 1582014.8524 | 1703102.6147 | 1712891.4424 | 1740999.405
Scenario 2: High TRC | SDG&E | Com | AppPlug | Com - Lodging | Participant Cost Test | Energy Efficiency | 49637.716 | 55181.3735 | 61475.732 | 70167.4413 | 75834.0134 | 135556.9756 | 329252.6695 | 357664.6768 | 388028.2388 | 418137.5524 | 443979.6474 | 462535.4478 | 481481.8237
Scenario 2: High TRC | SDG&E | Com | AppPlug | Com - Lodging | Program Administrator Cost Test | Energy Efficiency | 154711.4102 | 168617.5946 | 184429.7006 | 206378.5304 | 218672.9983 | 342912.5723 | 869145.4107 | 926077.8086 | 985624.6782 | 1041842.0167 | 1084640.0329 | 1107228.9821 | 1129669.4697
Scenario 2: High TRC | SDG&E | Com | AppPlug | Com - Lodging | Rate Impact Measure Test | Energy Efficiency | 381933.2659 | 421434.8161 | 465924.0925 | 528350.6225 | 539897.1396 | 744580.7574 | 1598260.2591 | 1678300.3441 | 1757156.3036 | 1821402.5261 | 1801899.7005 | 1619706.6826 | 1404209.2686
Scenario 2: High TRC | SDG&E | Com | AppPlug | Com - Lodging | Total Resource Cost Test | Energy Efficiency | 175325.8592 | 191896.4574 | 210720.5667 | 236827.3362 | 252047.8695 | 411348.6913 | 1026660.1024 | 1099113.631 | 1175369.5319 | 1248465.6373 | 1306378.8943 | 1340777.6398 | 1375318.6972
Scenario 2: High TRC | SDG&E | Com | AppPlug | Com - Other | Participant Cost Test | Energy Efficiency | 0 | 0 | 548.7744 | 641.6967 | 735.9438 | 848.4022 | 970.6247 | 1099.9384 | 1236.2371 | 1383.3309 | 1534.6803 | 1695.2234 | 1866.5964
Scenario 2: High TRC | SDG&E | Com | AppPlug | Com - Other | Program Administrator Cost Test | Energy Efficiency | 0 | 0 | 1962.8041 | 2256.4478 | 2540.0438 | 2870.7685 | 3219.9382 | 3577.3743 | 3941.8277 | 4324.3591 | 4703.4164 | 5093.5701 | 5498.5173
Scenario 2: High TRC | SDG&E | Com | AppPlug | Com - Other | Rate Impact Measure Test | Energy Efficiency | 0 | 0 | 3323.4169 | 3847.927 | 4366.5416 | 4980.4557 | 5640.1898 | 6330.285 | 7049.5572 | 7185.7949 | 7152.7328 | 6949.7501 | 6550.5252
Scenario 2: High TRC | SDG&E | Com | AppPlug | Com - Other | Total Resource Cost Test | Energy Efficiency | 0 | 0 | 2127.4364 | 2448.9568 | 2763.3979 | 3133.1856 | 3525.692 | 3930.0094 | 4344.9324 | 4782.8572 | 5220.1598 | 5673.1217 | 6146.1041
Scenario 2: High TRC | SDG&E | Com | BROs | Com - Lodging | Participant Cost Test | Energy Efficiency | 1753.4976 | 3588.3087 | 5511.1291 | 7565.3331 | 9751.8084 | 12057.4834 | 14538.0152 | 17123.9366 | 19847.0799 | 22717.1941 | 25656.662 | 28575.8482 | 31540.259
Scenario 2: High TRC | SDG&E | Com | BROs | Com - Lodging | Program Administrator Cost Test | Energy Efficiency | 1753.4976 | 3588.3087 | 5511.1291 | 7565.3331 | 9751.8084 | 12057.4834 | 14538.0152 | 17123.9366 | 19847.0799 | 22717.1941 | 25656.662 | 28575.8482 | 31540.259
Scenario 2: High TRC | SDG&E | Com | BROs | Com - Lodging | Rate Impact Measure Test | Energy Efficiency | 1753.4976 | 3588.3087 | 5511.1291 | 7565.3331 | 9751.8084 | 12057.4834 | 14538.0152 | 17123.9366 | 19847.0799 | 22717.1941 | 25656.662 | 28575.8482 | 31540.259
Scenario 2: High TRC | SDG&E | Com | BROs | Com - Lodging | Total Resource Cost Test | Energy Efficiency | 1753.4976 | 3588.3087 | 5511.1291 | 7565.3331 | 9751.8084 | 12057.4834 | 14538.0152 | 17123.9366 | 19847.0799 | 22717.1941 | 25656.662 | 28575.8482 | 31540.259
Scenario 2: High TRC | SDG&E | Com | BROs | Com - Other | Participant Cost Test | Energy Efficiency | 1589.053 | 3258.9718 | 5015.6213 | 6896.7932 | 8908.8078 | 11039.2071 | 13362.5969 | 15793.6192 | 18366.1125 | 21092.965 | 23903.3988 | 26724.3784 | 29797.3512
Scenario 2: High TRC | SDG&E | Com | BROs | Com - Other | Program Administrator Cost Test | Energy Efficiency | 1589.053 | 3258.9718 | 5015.6213 | 6896.7932 | 8908.8078 | 11039.2071 | 13362.5969 | 15793.6192 | 18366.1125 | 21092.965 | 23903.3988 | 26724.3784 | 29797.3512
Scenario 2: High TRC | SDG&E | Com | BROs | Com - Other | Rate Impact Measure Test | Energy Efficiency | 1589.053 | 3258.9718 | 5015.6213 | 6896.7932 | 8908.8078 | 11039.2071 | 13362.5969 | 15793.6192 | 18366.1125 | 21092.965 | 23903.3988 | 26724.3784 | 29797.3512
Scenario 2: High TRC | SDG&E | Com | BROs | Com - Other | Total Resource Cost Test | Energy Efficiency | 1589.053 | 3258.9718 | 5015.6213 | 6896.7932 | 8908.8078 | 11039.2071 | 13362.5969 | 15793.6192 | 18366.1125 | 21092.965 | 23903.3988 | 26724.3784 | 29797.3512
Scenario 2: High TRC | SDG&E | Com | BROs | Com - Retail | Participant Cost Test | Energy Efficiency | 3532.7754 | 7191.3058 | 10985.1405 | 14979.3569 | 19190.2284 | 23579.5125 | 28313.9213 | 33196.7086 | 38281.4332 | 43596.8824 | 48964.6318 | 54275.29 | 60542.671
Scenario 2: High TRC | SDG&E | Com | BROs | Com - Retail | Program Administrator Cost Test | Energy Efficiency | 3532.7754 | 7191.3058 | 10985.1405 | 14979.3569 | 19190.2284 | 23579.5125 | 28313.9213 | 33196.7086 | 38281.4332 | 43596.8824 | 48964.6318 | 54275.29 | 60542.671
Scenario 2: High TRC | SDG&E | Com | BROs | Com - Retail | Rate Impact Measure Test | Energy Efficiency | 3532.7754 | 7191.3058 | 10985.1405 | 14979.3569 | 19190.2284 | 23579.5125 | 28313.9213 | 33196.7086 | 38281.4332 | 43596.8824 | 48964.6318 | 54275.29 | 60542.671
Scenario 2: High TRC | SDG&E | Com | BROs | Com - Retail | Total Resource Cost Test | Energy Efficiency | 3532.7754 | 7191.3058 | 10985.1405 | 14979.3569 | 19190.2284 | 23579.5125 | 28313.9213 | 33196.7086 | 38281.4332 | 43596.8824 | 48964.6318 | 54275.29 | 60542.671
Scenario 2: High TRC | SDG&E | Com | BldgEnv | Com - College | Participant Cost Test | Energy Efficiency | 4.8336 | 4.8911 | 4.9493 | 8.6681 | 8.7709 | 8.8841 | 8.999 | 9.1116 | 9.2267 | 9.3461 | 9.4639 | 9.6171 | 9.7448
Scenario 2: High TRC | SDG&E | Com | BldgEnv | Com - College | Program Administrator Cost Test | Energy Efficiency | 6.3195 | 6.3292 | 6.3391 | 10.9684 | 10.9767 | 11.0003 | 11.0253 | 11.0457 | 11.0686 | 11.0964 | 11.1203 | 11.1934 | 11.2279
Scenario 2: High TRC | SDG&E | Com | BldgEnv | Com - College | Rate Impact Measure Test | Energy Efficiency | 11.6021 | 11.6708 | 11.7327 | 20.1052 | 20.1889 | 20.3042 | 20.4151 | 19.7549 | 18.6276 | 17.4028 | 16.0522 | 14.6412 | 13.0287
Scenario 2: High TRC | SDG&E | Com | BldgEnv | Com - College | Total Resource Cost Test | Energy Efficiency | 8.0747 | 8.1039 | 8.1336 | 14.0638 | 14.1075 | 14.1702 | 14.2348 | 14.2941 | 14.3567 | 14.4258 | 14.4903 | 14.6165 | 14.6952
Scenario 2: High TRC | SDG&E | Com | BldgEnv | Com - Grocery | Participant Cost Test | Energy Efficiency | 364.9387 | 353.4677 | 342.0554 | 331.463 | 321.6224 | 312.4826 | 304.1294 | 296.3217 | 288.9939 | 281.988 | 275.0216 | 268.0549 | 260.9981
Scenario 2: High TRC | SDG&E | Com | BldgEnv | Com - Grocery | Program Administrator Cost Test | Energy Efficiency | 215.0525 | 205.3045 | 195.6576 | 186.6425 | 178.2258 | 170.4107 | 163.1603 | 156.3545 | 149.9295 | 143.8537 | 138.0047 | 132.375 | 126.9384
Scenario 2: High TRC | SDG&E | Com | BldgEnv | Com - Grocery | Rate Impact Measure Test | Energy Efficiency | 394.4857 | 378.8712 | 363.1024 | 348.1506 | 334.1778 | 321.2453 | 309.259 | 286.3594 | 258.0837 | 230.3636 | 202.907 | 175.6691 | 148.6055
Scenario 2: High TRC | SDG&E | Com | BldgEnv | Com - Grocery | Total Resource Cost Test | Energy Efficiency | 409.3467 | 394.0114 | 378.8069 | 364.6505 | 351.4693 | 339.2388 | 327.9807 | 317.4407 | 307.525 | 298.1032 | 288.89 | 279.8523 | 270.9085
Scenario 2: High TRC | SDG&E | Com | BldgEnv | Com - Health | Participant Cost Test | Energy Efficiency | 327.8536 | 317.1765 | 306.6959 | 296.528 | 286.4641 | 276.5261 | 267.135 | 259.1836 | 251.5999 | 244.4229 | 237.5805 | 230.2501 | 223.2478
Scenario 2: High TRC | SDG&E | Com | BldgEnv | Com - Health | Program Administrator Cost Test | Energy Efficiency | 284.0444 | 269.6728 | 255.7512 | 242.3799 | 229.1699 | 216.1935 | 204.2494 | 195.0064 | 186.3965 | 178.5024 | 171.2119 | 163.0882 | 155.5747
Scenario 2: High TRC | SDG&E | Com | BldgEnv | Com - Health | Rate Impact Measure Test | Energy Efficiency | 549.9691 | 525.6865 | 501.7624 | 478.4474 | 455.0893 | 431.9237 | 410.4959 | 378.0705 | 338.3979 | 300.0215 | 262.496 | 223.5947 | 185.7192
Scenario 2: High TRC | SDG&E | Com | BldgEnv | Com - Health | Total Resource Cost Test | Energy Efficiency | 450.845 | 431.7244 | 413.1209 | 395.194 | 377.4805 | 360.0586 | 343.8787 | 330.9164 | 318.7272 | 307.4035 | 296.803 | 285.201 | 274.3258
Scenario 2: High TRC | SDG&E | Com | BldgEnv | Com - Lodging | Participant Cost Test | Energy Efficiency | 7.7691 | 7.8051 | 7.8411 | 7.8938 | 7.9233 | 7.9716 | 8.0128 | 8.0549 | 1.144 | 1.1642 | 1.1762 | 1.1897 | 1.2116
Scenario 2: High TRC | SDG&E | Com | BldgEnv | Com - Lodging | Program Administrator Cost Test | Energy Efficiency | 5.8391 | 5.7708 | 5.7037 | 5.6575 | 5.5833 | 5.5322 | 5.4686 | 5.4056 | 0.88287 | 0.89671 | 0.90075 | 0.90564 | 0.91879
Scenario 2: High TRC | SDG&E | Com | BldgEnv | Com - Lodging | Rate Impact Measure Test | Energy Efficiency | 11.2057 | 11.1257 | 11.0331 | 10.9743 | 10.8344 | 10.7404 | 10.6116 | 10.1135 | 1.685 | 1.5759 | 1.4344 | 1.279 | 1.1166
Scenario 2: High TRC | SDG&E | Com | BldgEnv | Com - Lodging | Total Resource Cost Test | Energy Efficiency | 9.4021 | 9.3805 | 9.3595 | 9.3648 | 9.3337 | 9.3319 | 9.3178 | 9.3049 | 1.4162 | 1.4398 | 1.4509 | 1.4634 | 1.4877
Scenario 2: High TRC | SDG&E | Com | BldgEnv | Com - Office (Large) | Participant Cost Test | Energy Efficiency | 747.1346 | 724.4804 | 792.4946 | 768.755 | 745.4971 | 722.9609 | 701.0431 | 679.6708 | 584.3985 | 566.2952 | 548.8542 | 532.1049 | 516.0054
Scenario 2: High TRC | SDG&E | Com | BldgEnv | Com - Office (Large) | Program Administrator Cost Test | Energy Efficiency | 204.3133 | 194.5469 | 248.5692 | 236.8194 | 225.5218 | 214.8378 | 204.6808 | 194.9458 | 139.0475 | 132.3501 | 126.0194 | 120.0707 | 114.4698
Scenario 2: High TRC | SDG&E | Com | BldgEnv | Com - Office (Large) | Rate Impact Measure Test | Energy Efficiency | 398.9509 | 382.4713 | 477.5696 | 457.2249 | 437.5127 | 418.7905 | 400.8749 | 368.5689 | 252 | 222.1138 | 192.9883 | 164.5356 | 136.645
Scenario 2: High TRC | SDG&E | Com | BldgEnv | Com - Office (Large) | Total Resource Cost Test | Energy Efficiency | 661.1842 | 638.7393 | 722.7984 | 698.2541 | 674.3486 | 651.368 | 629.1773 | 607.6493 | 503.2387 | 486.0441 | 469.559 | 453.8164 | 438.7635
Scenario 2: High TRC | SDG&E | Com | BldgEnv | Com - Office (Small) | Participant Cost Test | Energy Efficiency | 368.3135 | 357.0342 | 346.1577 | 335.5645 | 325.254 | 315.2388 | 305.4984 | 296.0484 | 286.8967 | 278.0429 | 269.4966 | 261.2486 | 253.2909
Scenario 2: High TRC | SDG&E | Com | BldgEnv | Com - Office (Small) | Program Administrator Cost Test | Energy Efficiency | 99.5433 | 94.6917 | 90.0942 | 85.7215 | 81.5611 | 77.6111 | 73.8569 | 70.2888 | 66.9023 | 63.6877 | 60.6409 | 57.7537 | 55.0183
Scenario 2: High TRC | SDG&E | Com | BldgEnv | Com - Office (Small) | Rate Impact Measure Test | Energy Efficiency | 193.0461 | 184.9689 | 177.1028 | 169.3478 | 161.9341 | 154.8456 | 148.0746 | 135.8884 | 121.1342 | 106.7801 | 92.7845 | 79.0841 | 65.6471
Scenario 2: High TRC | SDG&E | Com | BldgEnv | Com - Office (Small) | Total Resource Cost Test | Energy Efficiency | 325.0556 | 313.8888 | 303.1753 | 292.8116 | 282.7887 | 273.1146 | 263.765 | 254.7437 | 246.0538 | 237.688 | 229.6506 | 221.9297 | 214.5142
Scenario 2: High TRC | SDG&E | Com | BldgEnv | Com - Other | Participant Cost Test | Energy Efficiency | 155.2962 | 150.6767 | 173.217 | 168.3137 | 163.4571 | 158.7028 | 154.021 | 149.4171 | 122.3514 | 118.7377 | 115.2646 | 111.9408 | 108.7635
Scenario 2: High TRC | SDG&E | Com | BldgEnv | Com - Other | Program Administrator Cost Test | Energy Efficiency | 42.5449 | 40.5817 | 57.7327 | 55.1992 | 52.7234 | 50.346 | 48.0445 | 45.8153 | 29.5603 | 28.257 | 27.0297 | 25.8833 | 24.8146
Scenario 2: High TRC | SDG&E | Com | BldgEnv | Com - Other | Rate Impact Measure Test | Energy Efficiency | 83.2064 | 79.9426 | 110.1565 | 105.8646 | 101.6188 | 97.5079 | 93.4799 | 86.0857 | 53.6404 | 47.4824 | 41.4445 | 35.5059 | 29.6425
Scenario 2: High TRC | SDG&E | Com | BldgEnv | Com - Other | Total Resource Cost Test | Energy Efficiency | 137.4907 | 132.9361 | 160.2894 | 155.1514 | 150.0838 | 145.1552 | 140.3283 | 135.6043 | 105.6936 | 102.2871 | 99.0299 | 95.9317 | 92.9886
Scenario 2: High TRC | SDG&E | Com | BldgEnv | Com - Refrig. Warehouse | Participant Cost Test | Energy Efficiency | 1.9064 | 1.8498 | 1.7954 | 1.7415 | 1.6897 | 1.6398 | 1.5919 | 1.5456 | 1.5014 | 1.4586 | 1.418 | 1.3793 | 1.3421
Scenario 2: High TRC | SDG&E | Com | BldgEnv | Com - Refrig. Warehouse | Program Administrator Cost Test | Energy Efficiency | 0.51679 | 0.49301 | 0.47058 | 0.44844 | 0.42796 | 0.40873 | 0.39089 | 0.37405 | 0.35852 | 0.34368 | 0.33009 | 0.31751 | 0.30566
Scenario 2: High TRC | SDG&E | Com | BldgEnv | Com - Refrig. Warehouse | Rate Impact Measure Test | Energy Efficiency | 1.0045 | 0.96593 | 0.92835 | 0.8889 | 0.85245 | 0.81778 | 0.78525 | 0.72434 | 0.65031 | 0.5773 | 0.506 | 0.43549 | 0.36511
Scenario 2: High TRC | SDG&E | Com | BldgEnv | Com - Refrig. Warehouse | Total Resource Cost Test | Energy Efficiency | 1.6837 | 1.6281 | 1.575 | 1.5223 | 1.4723 | 1.4244 | 1.3789 | 1.3352 | 1.2939 | 1.254 | 1.2165 | 1.181 | 1.147
Scenario 2: High TRC | SDG&E | Com | BldgEnv | Com - Restaurant | Participant Cost Test | Energy Efficiency | 124.0311 | 120.5416 | 116.8912 | 113.3388 | 109.8862 | 106.5285 | 103.2699 | 100.1114 | 97.0489 | 94.0902 | 91.2379 | 88.4878 | 85.8357
Scenario 2: High TRC | SDG&E | Com | BldgEnv | Com - Restaurant | Program Administrator Cost Test | Energy Efficiency | 33.3009 | 31.991 | 30.4554 | 28.9965 | 27.612 | 26.2939 | 25.0459 | 23.8616 | 22.7345 | 21.6672 | 20.6579 | 19.7028 | 18.7984
Scenario 2: High TRC | SDG&E | Com | BldgEnv | Com - Restaurant | Rate Impact Measure Test | Energy Efficiency | 64.3623 | 62.5188 | 59.9018 | 57.3216 | 54.8592 | 52.4914 | 50.235 | 46.1473 | 41.1783 | 36.341 | 31.6191 | 26.988 | 22.4346
Scenario 2: High TRC | SDG&E | Com | BldgEnv | Com - Restaurant | Total Resource Cost Test | Energy Efficiency | 109.2896 | 105.991 | 102.401 | 98.9314 | 95.5818 | 92.3434 | 89.2216 | 86.2128 | 83.3096 | 80.5192 | 77.8425 | 75.2739 | 72.8079
Scenario 2: High TRC | SDG&E | Com | BldgEnv | Com - Retail | Participant Cost Test | Energy Efficiency | 620.398 | 598.0573 | 579.095 | 560.0677 | 532.8373 | 507.0272 | 484.3625 | 462.8725 | 442.8939 | 424.6155 | 408.0333 | 392.9213 | 379.0558
Scenario 2: High TRC | SDG&E | Com | BldgEnv | Com - Retail | Program Administrator Cost Test | Energy Efficiency | 337.4781 | 319.5207 | 302.8096 | 289.73 | 268.6651 | 250.52 | 237.0654 | 224.4591 | 212.7391 | 201.9061 | 191.8887 | 182.6121 | 173.9747
Scenario 2: High TRC | SDG&E | Com | BldgEnv | Com - Retail | Rate Impact Measure Test | Energy Efficiency | 621.4048 | 591.7558 | 563.9672 | 542.0422 | 505.4862 | 474.0702 | 451.1032 | 412.4817 | 367.0954 | 323.835 | 282.3685 | 242.403 | 203.66
Scenario 2: High TRC | SDG&E | Com | BldgEnv | Com - Retail | Total Resource Cost Test | Energy Efficiency | 675.691 | 646.6031 | 620.7869 | 597.6572 | 563.077 | 531.6856 | 505.9386 | 481.6435 | 459.0565 | 438.3061 | 419.3379 | 401.9403 | 385.8855
Scenario 2: High TRC | SDG&E | Com | BldgEnv | Com - School | Participant Cost Test | Energy Efficiency | 91.1095 | 88.4705 | 85.9326 | 83.4648 | 81.0786 | 78.7534 | 76.4956 | 74.3168 | 72.2213 | 70.2006 | 68.2626 | 66.4015 | 64.6123
Scenario 2: High TRC | SDG&E | Com | BldgEnv | Com - School | Program Administrator Cost Test | Energy Efficiency | 25.6057 | 24.4845 | 23.4247 | 22.4189 | 21.473 | 20.5677 | 19.7087 | 18.899 | 18.1391 | 17.4199 | 16.7443 | 16.1077 | 15.5059
Scenario 2: High TRC | SDG&E | Com | BldgEnv | Com - School | Rate Impact Measure Test | Energy Efficiency | 50.7814 | 48.8709 | 46.9892 | 45.1072 | 43.304 | 41.527 | 39.7946 | 36.7257 | 33.0081 | 29.3454 | 25.7294 | 22.1334 | 18.5415
Scenario 2: High TRC | SDG&E | Com | BldgEnv | Com - School | Total Resource Cost Test | Energy Efficiency | 81.1491 | 78.5475 | 76.058 | 73.6538 | 71.3473 | 69.1105 | 66.9517 | 64.8815 | 62.9032 | 61.0045 | 59.1932 | 57.4617 | 55.8038
Scenario 2: High TRC | SDG&E | Com | BldgEnv | Com - Warehouse | Participant Cost Test | Energy Efficiency | 286.0023 | 277.3544 | 269.0501 | 311.1464 | 302.635 | 294.3567 | 286.2304 | 278.3191 | 224.0827 | 217.2788 | 210.7308 | 204.4573 | 198.47
Scenario 2: High TRC | SDG&E | Com | BldgEnv | Com - Warehouse | Program Administrator Cost Test | Energy Efficiency | 78.4691 | 74.7436 | 71.2256 | 102.6951 | 98.409 | 94.3279 | 90.3898 | 86.62 | 53.7758 | 51.3047 | 48.9681 | 46.7779 | 44.7401
Scenario 2: High TRC | SDG&E | Com | BldgEnv | Com - Warehouse | Rate Impact Measure Test | Energy Efficiency | 155.8936 | 149.5778 | 143.4194 | 199.4758 | 192.0629 | 184.9695 | 178.0657 | 164.6389 | 99.087 | 87.3862 | 75.9458 | 64.7332 | 53.7228
Scenario 2: High TRC | SDG&E | Com | BldgEnv | Com - Warehouse | Total Resource Cost Test | Energy Efficiency | 253.2374 | 244.6748 | 236.4927 | 287.1984 | 278.3523 | 269.8093 | 261.468 | 253.3908 | 193.2696 | 186.8436 | 180.6866 | 174.8204 | 169.258
Scenario 2: High TRC | SDG&E | Com | ComRefrig | Com - College | Participant Cost Test | Energy Efficiency | 418.6587 | 296.0895 | 187.7594 | 107.1154 | 53.3767 | 31.8694 | 20.5072 | 15.0117 | 14.3359 | 13.6906 | 13.0744 | 12.486 | 8.4225
Scenario 2: High TRC | SDG&E | Com | ComRefrig | Com - College | Program Administrator Cost Test | Energy Efficiency | 259.2366 | 181.8268 | 114.5463 | 65.0645 | 32.5054 | 18.8453 | 11.5232 | 8.0242 | 7.5115 | 7.0315 | 6.5822 | 6.1616 | 3.8514
Scenario 2: High TRC | SDG&E | Com | ComRefrig | Com - College | Rate Impact Measure Test | Energy Efficiency | 1656.6912 | 1119.5293 | 674.6365 | 362.966 | 170.5097 | 92.0492 | 51.8125 | 32.7967 | 27.4334 | 22.4332 | 17.7747 | 13.3982 | 6.1992
Scenario 2: High TRC | SDG&E | Com | ComRefrig | Com - College | Total Resource Cost Test | Energy Efficiency | 433.0912 | 305.2343 | 193.0282 | 109.9224 | 54.8338 | 32.3447 | 20.3897 | 14.6373 | 13.8721 | 13.1481 | 12.4631 | 11.815 | 7.7559
Scenario 2: High TRC | SDG&E | Com | ComRefrig | Com - Grocery | Participant Cost Test | Energy Efficiency | 397327.4418 | 224449.4567 | 101670.5964 | 56047.6173 | 30933.3909 | 22314.8933 | 21310.6643 | 20351.712 | 19435.9912 | 18561.5492 | 17726.5217 | 16929.1286 | 11506.5614
Scenario 2: High TRC | SDG&E | Com | ComRefrig | Com - Grocery | Program Administrator Cost Test | Energy Efficiency | 250113.7568 | 141343.0239 | 64938.6448 | 34809.7495 | 18100.8229 | 12401.7024 | 11609.3661 | 10867.6995 | 10173.4591 | 9523.6093 | 8915.3091 | 8345.8993 | 5261.6489
Scenario 2: High TRC | SDG&E | Com | ComRefrig | Com - Grocery | Rate Impact Measure Test | Energy Efficiency | 1598390.0656 | 870265.7243 | 382465.1765 | 194188.1223 | 94949.192 | 60575.5353 | 52199.725 | 44418.4965 | 37155.6346 | 30384.0903 | 24075.1869 | 18147.8301 | 8469.0559
Scenario 2: High TRC | SDG&E | Com | ComRefrig | Com - Grocery | Total Resource Cost Test | Energy Efficiency | 413891.2756 | 233844.4156 | 106567.2053 | 58053.178 | 31260.6573 | 22090.7141 | 20932.226 | 19836.4569 | 18799.9037 | 17819.2649 | 16891.4285 | 16013.4606 | 10595.8252
Scenario 2: High TRC | SDG&E | Com | ComRefrig | Com - Refrig. Warehouse | Participant Cost Test | Energy Efficiency | 128.8924 | 87.4998 | 52.9929 | 28.4945 | 13.6749 | 8.6947 | 5.5127 | 4.8843 | 4.6645 | 4.4545 | 4.2541 | 4.0626 | 2.7455
Scenario 2: High TRC | SDG&E | Com | ComRefrig | Com - Refrig. Warehouse | Program Administrator Cost Test | Energy Efficiency | 80.0044 | 53.8814 | 32.4326 | 17.3902 | 8.3553 | 5.0781 | 3.0338 | 2.6102 | 2.4434 | 2.2873 | 2.1412 | 2.0044 | 1.2554
Scenario 2: High TRC | SDG&E | Com | ComRefrig | Com - Refrig. Warehouse | Rate Impact Measure Test | Energy Efficiency | 511.2804 | 331.7543 | 191.0162 | 97.012 | 43.8285 | 24.8038 | 13.6409 | 10.6684 | 8.9239 | 7.2974 | 5.782 | 4.3584 | 2.0207
Scenario 2: High TRC | SDG&E | Com | ComRefrig | Com - Refrig. Warehouse | Total Resource Cost Test | Energy Efficiency | 133.4713 | 90.3063 | 54.5524 | 29.2987 | 14.0675 | 8.78 | 5.4363 | 4.7621 | 4.5131 | 4.2776 | 4.0548 | 3.844 | 2.5282
Scenario 2: High TRC | SDG&E | Com | ComRefrig | Com - Restaurant | Participant Cost Test | Energy Efficiency | 15269.0239 | 8778.3045 | 4124.9738 | 2251.7115 | 1275.6396 | 849.5584 | 811.3246 | 774.8147 | 739.9508 | 706.6586 | 674.867 | 644.5083 | 437.828
Scenario 2: High TRC | SDG&E | Com | ComRefrig | Com - Restaurant | Program Administrator Cost Test | Energy Efficiency | 9608.6642 | 5524.5301 | 2627.5382 | 1402.4171 | 751.9838 | 472.184 | 442.0157 | 413.7767 | 387.3435 | 362.6005 | 339.4395 | 317.7593 | 200.2072
Scenario 2: High TRC | SDG&E | Com | ComRefrig | Com - Restaurant | Rate Impact Measure Test | Energy Efficiency | 61405.6323 | 34015.1856 | 15475.2517 | 7823.4616 | 3944.5862 | 2306.3609 | 1987.4555 | 1691.1894 | 1414.6606 | 1156.8393 | 916.6333 | 690.9552 | 322.25
Scenario 2: High TRC | SDG&E | Com | ComRefrig | Com - Restaurant | Total Resource Cost Test | Energy Efficiency | 15903.4294 | 9143.3243 | 4318.6227 | 2335.0468 | 1293.0207 | 841.0477 | 796.9395 | 755.2194 | 715.7539 | 678.4174 | 643.0913 | 609.664 | 403.1742
Scenario 2: High TRC | SDG&E | Com | ComRefrig | Com - Retail | Participant Cost Test | Energy Efficiency | 171336.609 | 98797.5095 | 46899.7203 | 24312.5268 | 13768.5244 | 9230.1704 | 8814.7614 | 8418.0828 | 8039.2884 | 7677.5705 | 7332.1576 | 7002.3135 | 4754.8374
Scenario 2: High TRC | SDG&E | Com | ComRefrig | Com - Retail | Program Administrator Cost Test | Energy Efficiency | 107686.5882 | 62026.5633 | 29710.9778 | 15137.9737 | 8112.0797 | 5130.4086 | 4802.6145 | 4495.7838 | 4208.5746 | 3939.7307 | 3688.0768 | 3452.5126 | 2174.2625
Scenario 2: High TRC | SDG&E | Com | ComRefrig | Com - Retail | Rate Impact Measure Test | Energy Efficiency | 688187.5469 | 381904.8904 | 174986.9342 | 84448.0277 | 42552.5079 | 25059.2408 | 21594.2159 | 18375.1823 | 15370.6087 | 12569.3032 | 9959.4009 | 7507.353 | 3499.654
Scenario 2: High TRC | SDG&E | Com | ComRefrig | Com - Retail | Total Resource Cost Test | Energy Efficiency | 178361.3334 | 102800.0621 | 48986.8359 | 25209.2262 | 13953.0362 | 9137.9046 | 8658.6592 | 8205.3612 | 7776.5613 | 7370.8936 | 6987.0704 | 6623.878 | 4378.4954
Scenario 2: High TRC | SDG&E | Com | ComRefrig | Com - School | Participant Cost Test | Energy Efficiency | 39.946 | 22.0395 | 21.0487 | 20.1025 | 19.1989 | 18.336 | 17.512 | 16.725 | 15.9735 | 15.2558 | 14.5705 | 13.9159 | 9.6492
Scenario 2: High TRC | SDG&E | Com | ComRefrig | Com - School | Program Administrator Cost Test | Energy Efficiency | 25.8437 | 13.2315 | 12.3868 | 11.596 | 10.8558 | 10.1629 | 9.5143 | 8.9071 | 8.3386 | 7.8065 | 7.3084 | 6.8421 | 4.4123
Scenario 2: High TRC | SDG&E | Com | ComRefrig | Com - School | Rate Impact Measure Test | Energy Efficiency | 165.1581 | 81.4676 | 72.9535 | 64.6891 | 56.945 | 49.6402 | 42.7794 | 36.405 | 30.4545 | 24.9059 | 19.7359 | 14.8779 | 7.102
Scenario 2: High TRC | SDG&E | Com | ComRefrig | Com - School | Total Resource Cost Test | Energy Efficiency | 42.1011 | 22.5077 | 21.3205 | 20.198 | 19.1364 | 18.1325 | 17.183 | 16.2848 | 15.435 | 14.631 | 13.8703 | 13.1504 | 8.8855
Scenario 2: High TRC | SDG&E | Com | FoodServ | Com - College | Participant Cost Test | Energy Efficiency | 49156.8466 | 56823.6683 | 60832.0488 | 64465.0643 | 67759.0176 | 71488.8335 | 75315.911 | 79090.4404 | 82969.5167 | 87005.035 | 95652.503 | 101741.6064 | 106262.9047
Scenario 2: High TRC | SDG&E | Com | FoodServ | Com - College | Participant Cost Test | Fuel Substitution | 3596.1635 | 4219.4956 | 4722.5958 | 5117.495 | 5457.6031 | 5726.0752 | 5920.2121 | 6046.9699 | 6094.293 | 6057.1502 | 5932.3365 | 5725.3047 | 5401.172
Scenario 2: High TRC | SDG&E | Com | FoodServ | Com - College | Program Administrator Cost Test | Energy Efficiency | 43775.0481 | 53092.8464 | 56678.7652 | 59396.266 | 61717.5912 | 64380.2134 | 67058.2246 | 69612.8196 | 72180.2879 | 74803.1878 | 79421.6124 | 83157.9621 | 85670.2909
Scenario 2: High TRC | SDG&E | Com | FoodServ | Com - College | Program Administrator Cost Test | Fuel Substitution | 2394.3512 | 2891.5916 | 3434.3275 | 3991.2411 | 4602.2052 | 5279.8259 | 5967.3062 | 6658.3081 | 7368.0583 | 8084.9391 | 8868.1596 | 9697.0224 | 10574.0008
Scenario 2: High TRC | SDG&E | Com | FoodServ | Com - College | Rate Impact Measure Test | Energy Efficiency | 117910.9028 | 136063.6844 | 140298.9941 | 142191.1719 | 142002.1582 | 141654.7629 | 140180.389 | 137195.3344 | 132874.9267 | 127160.074 | 125450.1389 | 116952.5227 | 103833.1281
Scenario 2: High TRC | SDG&E | Com | FoodServ | Com - College | Rate Impact Measure Test | Fuel Substitution | 2394.3512 | 2891.5916 | 3434.3275 | 3991.2411 | 4602.2052 | 5279.8259 | 5967.3062 | 6658.3081 | 7368.0583 | 8084.9391 | 8868.1596 | 9697.0224 | 10574.0008
Scenario 2: High TRC | SDG&E | Com | FoodServ | Com - College | Total Resource Cost Test | Energy Efficiency | 64412.5243 | 76052.4352 | 81110.2071 | 85277.9427 | 88921.4183 | 93077.7206 | 97290.4116 | 101363.0353 | 105498.0876 | 109759.5619 | 118203.0027 | 124501.5114 | 128960.3598
Scenario 2: High TRC | SDG&E | Com | FoodServ | Com - College | Total Resource Cost Test | Fuel Substitution | 2895.029 | 3499.9165 | 4168.587 | 4857.3771 | 5611.7636 | 6444.9544 | 7301.1104 | 8174.4992 | 9080.9355 | 10009.5127 | 11019.6689 | 12103.5504 | 13259.262
Scenario 2: High TRC | SDG&E | Com | FoodServ | Com - Grocery | Participant Cost Test | Energy Efficiency | 228824.7647 | 334009.6965 | 371262.5112 | 393897.4333 | 415983.6347 | 439870.4678 | 464438.1001 | 489406.046 | 514230.0156 | 540283.0958 | 599516.2415 | 634588.6693 | 664453.4174
Scenario 2: High TRC | SDG&E | Com | FoodServ | Com - Grocery | Participant Cost Test | Fuel Substitution | 38424.5456 | 44397.3671 | 48910.6052 | 52412.6085 | 55336.9453 | 57531.3589 | 58986.4022 | 59785.335 | 59827.767 | 59082.542 | 57536.9554 | 55007.9347 | 51492.2872
Scenario 2: High TRC | SDG&E | Com | FoodServ | Com - Grocery | Program Administrator Cost Test | Energy Efficiency | 219566.4751 | 383798.9179 | 430833.3357 | 451867.4747 | 471731.175 | 493069.9192 | 514591.7646 | 535971.2952 | 556584.4672 | 577896.4342 | 613835.8772 | 638248.146 | 659671.0563
Scenario 2: High TRC | SDG&E | Com | FoodServ | Com - Grocery | Program Administrator Cost Test | Fuel Substitution | 25739.376 | 30566.1391 | 35709.4426 | 40979.0098 | 46704.5154 | 52972.9601 | 59172.6727 | 65341.1277 | 71595.7066 | 77828.2101 | 84582.7738 | 91226.5451 | 98155.2662
Scenario 2: High TRC | SDG&E | Com | FoodServ | Com - Grocery | Rate Impact Measure Test | Energy Efficiency | 594099.4851 | 878714.3247 | 949813.6091 | 965818.9758 | 972259.2029 | 975372.4776 | 971476.145 | 959372.5391 | 937079.9478 | 906442.4336 | 906196.8736 | 851550.2012 | 774486.2512
Scenario 2: High TRC | SDG&E | Com | FoodServ | Com - Grocery | Rate Impact Measure Test | Fuel Substitution | 25739.376 | 30566.1391 | 35709.4426 | 40979.0098 | 46704.5154 | 52972.9601 | 59172.6727 | 65341.1277 | 71595.7066 | 77828.2101 | 84582.7738 | 91226.5451 | 98155.2662
Scenario 2: High TRC | SDG&E | Com | FoodServ | Com - Grocery | Total Resource Cost Test | Energy Efficiency | 313892.7815 | 501963.2817 | 559376.0279 | 588128.645 | 615523.2539 | 645016.5006 | 674931.6996 | 704849.5008 | 733979.4321 | 764265.3383 | 824823.0852 | 862491.6292 | 894880.0297
Scenario 2: High TRC | SDG&E | Com | FoodServ | Com - Grocery | Total Resource Cost Test | Fuel Substitution | 31332.4315 | 37269.8551 | 43665.4973 | 50251.906 | 57394.711 | 65184.8896 | 73017.8882 | 80934.0667 | 89053.8733 | 97272.7324 | 106133.1908 | 115012.764 | 124350.8416
Scenario 2: High TRC | SDG&E | Com | FoodServ | Com - Health | Participant Cost Test | Energy Efficiency | 106816.6859 | 136333.2157 | 149591.9654 | 159248.1579 | 167713.5835 | 175798.0627 | 180194.4633 | 188845.6456 | 199013.9938 | 211697.0172 | 234759.5903 | 242325.0446 | 250140.6115
Scenario 2: High TRC | SDG&E | Com | FoodServ | Com - Health | Participant Cost Test | Fuel Substitution | 11331.9961 | 13217.3571 | 14710.9436 | 15907.6584 | 16945.8345 | 17774.173 | 18386.9972 | 18797.0138 | 18967.1504 | 18883.8173 | 18541.0708 | 17878.9642 | 16904.8983
Scenario 2: High TRC | SDG&E | Com | FoodServ | Com - Health | Program Administrator Cost Test | Energy Efficiency | 110588.2214 | 153790.6472 | 169527.4808 | 178350.8961 | 185618.9667 | 192269.2734 | 194744.0284 | 201677.5474 | 209992.4638 | 220665.6535 | 236916.0269 | 240634.018 | 245116.341
Scenario 2: High TRC | SDG&E | Com | FoodServ | Com - Health | Program Administrator Cost Test | Fuel Substitution | 7698.9832 | 9241.338 | 10912.317 | 12644.669 | 14547.7799 | 16656.1648 | 18787.4301 | 20932.4659 | 23128.1386 | 25337.517 | 27739.4417 | 30132.6895 | 32670.8047
Scenario 2: High TRC | SDG&E | Com | FoodServ | Com - Health | Rate Impact Measure Test | Energy Efficiency | 296003.7832 | 373692.4497 | 395677.3232 | 403062.0772 | 403669.5191 | 400228.645 | 385047.6444 | 376977.9228 | 368128.2358 | 359251.046 | 358348.6293 | 326525.0718 | 290625.8627
Scenario 2: High TRC | SDG&E | Com | FoodServ | Com - Health | Rate Impact Measure Test | Fuel Substitution | 7698.9832 | 9241.338 | 10912.317 | 12644.669 | 14547.7799 | 16656.1648 | 18787.4301 | 20932.4659 | 23128.1386 | 25337.517 | 27739.4417 | 30132.6895 | 32670.8047
Scenario 2: High TRC | SDG&E | Com | FoodServ | Com - Health | Total Resource Cost Test | Energy Efficiency | 154015.4238 | 204614.2114 | 224370.3546 | 236696.1691 | 247042.5758 | 256637.7833 | 260739.0099 | 270825.0058 | 282854.6888 | 298169.227 | 323747.9472 | 330531.7671 | 338111.467
Scenario 2: High TRC | SDG&E | Com | FoodServ | Com - Health | Total Resource Cost Test | Fuel Substitution | 9357.8127 | 11247.2823 | 13316.1377 | 15470.3735 | 17832.4878 | 20439.0375 | 23111.2227 | 25839.29 | 28660.967 | 31540.6608 | 34657.2568 | 37814.8173 | 41188.0347
Scenario 2: High TRC | SDG&E | Com | FoodServ | Com - Lodging | Participant Cost Test | Energy Efficiency | 99069.6233 | 133377.2583 | 145478.8071 | 153883.7999 | 161150.5082 | 169435.5322 | 177443.3055 | 185574.4673 | 194180.5048 | 202773.8193 | 220295.3135 | 230341.4802 | 239743.9456
Scenario 2: High TRC | SDG&E | Com | FoodServ | Com - Lodging | Participant Cost Test | Fuel Substitution | 15346.3483 | 17784.6916 | 19574.7732 | 21015.0577 | 22220.1708 | 23124.7993 | 23722.79 | 24045.81 | 24051.2836 | 23727.1184 | 23068.9973 | 21993.9201 | 20472.9072
Scenario 2: High TRC | SDG&E | Com | FoodServ | Com - Lodging | Program Administrator Cost Test | Energy Efficiency | 107589.2404 | 161576.8101 | 176618.4267 | 184398.5055 | 190623.4159 | 197816.9831 | 204473.8931 | 211055.5498 | 217931.2087 | 224553.0912 | 234843.7583 | 241522.6124 | 247843.8847
Scenario 2: High TRC | SDG&E | Com | FoodServ | Com - Lodging | Program Administrator Cost Test | Fuel Substitution | 10222.4665 | 12184.8453 | 14250.2381 | 16395.8275 | 18729.9516 | 21288.7642 | 23827.4983 | 26355.1074 | 28910.6476 | 31446.2551 | 34187.4011 | 36859.9972 | 39559.8865
Scenario 2: High TRC | SDG&E | Com | FoodServ | Com - Lodging | Rate Impact Measure Test | Energy Efficiency | 346775.6327 | 442790.4031 | 464777.5237 | 470760.0054 | 465810.7188 | 460113.805 | 449589.082 | 435356.9122 | 417731.4093 | 395235.5732 | 378753.5706 | 344360.1929 | 302703.6082
Scenario 2: High TRC | SDG&E | Com | FoodServ | Com - Lodging | Rate Impact Measure Test | Fuel Substitution | 10222.4665 | 12184.8453 | 14250.2381 | 16395.8275 | 18729.9516 | 21288.7642 | 23827.4983 | 26355.1074 | 28910.6476 | 31446.2551 | 34187.4011 | 36859.9972 | 39559.8865
Scenario 2: High TRC | SDG&E | Com | FoodServ | Com - Lodging | Total Resource Cost Test | Energy Efficiency | 147168.9803 | 208932.3277 | 227438.2543 | 238181.9474 | 246983.1637 | 257118.9665 | 266632.736 | 276126.9246 | 286104.1481 | 295847.9424 | 313523.0033 | 324085.3059 | 334016.4197
Scenario 2: High TRC | SDG&E | Com | FoodServ | Com - Lodging | Total Resource Cost Test | Fuel Substitution | 12407.5609 | 14807.3577 | 17355.4833 | 20023.5624 | 22920.7731 | 26084.3433 | 29272.0012 | 32493.344 | 35787.9079 | 39109.0108 | 42681.2213 | 46230.2452 | 49852.4603
Scenario 2: High TRC | SDG&E | Com | FoodServ | Com - Office (Large) | Participant Cost Test | Energy Efficiency | 1048.7262 | 1096.8362 | 1144.8565 | 1193.693 | 1240.8561 | 1293.0872 | 1347.7521 | 1400.933 | 1449.9129 | 1501.3386 | 1552.6113 | 1605.1521 | 1658.8768
Scenario 2: High TRC | SDG&E | Com | FoodServ | Com - Office (Large) | Program Administrator Cost Test | Energy Efficiency | 1520.4933 | 1569.8175 | 1617.641 | 1665.2765 | 1709.2947 | 1758.9947 | 1810.6209 | 1858.8974 | 1900.3804 | 1943.9183 | 1986.1096 | 2028.7958 | 2071.8516
Scenario 2: High TRC | SDG&E | Com | FoodServ | Com - Office (Large) | Rate Impact Measure Test | Energy Efficiency | 10573.9139 | 10894.5065 | 11170.8001 | 11395.1717 | 10904.1438 | 10353.9653 | 9715.7858 | 8972.1615 | 8101.019 | 7142.5303 | 6077.8481 | 4893.2399 | 3578.2222
Scenario 2: High TRC | SDG&E | Com | FoodServ | Com - Office (Large) | Total Resource Cost Test | Energy Efficiency | 1835.1111 | 1898.8684 | 1961.098 | 2023.3844 | 2081.5515 | 2146.9208 | 2214.9465 | 2279.1773 | 2335.3543 | 2394.3199 | 2451.893 | 2510.3414 | 2569.5146
Scenario 2: High TRC | SDG&E | Com | FoodServ | Com - Office (Small) | Participant Cost Test | Energy Efficiency | 430.9721 | 451.8922 | 472.9426 | 494.1648 | 515.4596 | 537.1103 | 559.009 | 581.0046 | 603.2213 | 625.5926 | 648.2278 | 671.1496 | 694.3765
Scenario 2: High TRC | SDG&E | Com | FoodServ | Com - Office (Small) | Program Administrator Cost Test | Energy Efficiency | 624.844 | 646.7587 | 668.2508 | 689.3908 | 710.052 | 730.6345 | 750.9937 | 770.9347 | 790.6336 | 810.0111 | 829.2168 | 848.2844 | 867.2404
Scenario 2: High TRC | SDG&E | Com | FoodServ | Com - Office (Small) | Rate Impact Measure Test | Energy Efficiency | 4345.3309 | 4488.4939 | 4614.6804 | 4717.3708 | 4529.6514 | 4300.7317 | 4029.8299 | 3720.9967 | 3370.3451 | 2976.2202 | 2537.5508 | 2045.9718 | 1497.7806
Scenario 2: High TRC | SDG&E | Com | FoodServ | Com - Office (Small) | Total Resource Cost Test | Energy Efficiency | 754.1356 | 782.3263 | 810.1336 | 837.6403 | 864.6899 | 891.7676 | 918.6964 | 945.2361 | 971.6 | 997.6889 | 1023.6852 | 1049.6292 | 1075.5534
Scenario 2: High TRC | SDG&E | Com | FoodServ | Com - Other | Participant Cost Test | Energy Efficiency | 282597.3026 | 343213.326 | 374365.8251 | 399770.9271 | 424932.2304 | 451861.7944 | 479616.8574 | 508005.0462 | 537112.9288 | 567364.1823 | 637310.7524 | 679146.123 | 714954.1792
Scenario 2: High TRC | SDG&E | Com | FoodServ | Com - Other | Participant Cost Test | Fuel Substitution | 36422.5457 | 42670.4517 | 47766.8194 | 51557.1044 | 54729.6083 | 57113.9738 | 58672.7308 | 59465.1718 | 59364.0262 | 58313.4526 | 56303.3552 | 53140.9538 | 48631.9353
Scenario 2: High TRC | SDG&E | Com | FoodServ | Com - Other | Program Administrator Cost Test | Energy Efficiency | 336230.4162 | 404396.8598 | 435863.4874 | 458855.6438 | 480842.8523 | 504027.744 | 527334.4953 | 550534.5585 | 573678.4116 | 597174.294 | 638177.9851 | 665605.7955 | 689873.4478
Scenario 2: High TRC | SDG&E | Com | FoodServ | Com - Other | Program Administrator Cost Test | Fuel Substitution | 22854.8983 | 27588.4577 | 32832.7901 | 38086.4582 | 43836.8316 | 50215.0267 | 56667.4149 | 63166.9862 | 69773.233 | 76336.5413 | 83527.2403 | 90755.1674 | 98168.0232
Scenario 2: High TRC | SDG&E | Com | FoodServ | Com - Other | Rate Impact Measure Test | Energy Efficiency | 929611.9899 | 1070271.5232 | 1112963.5483 | 1131461.892 | 1139301.2565 | 1140896.6972 | 1132542.3878 | 1113124.6132 | 1081423.5552 | 1037048.6105 | 1026903.0634 | 949966.4671 | 843526.2349
Scenario 2: High TRC | SDG&E | Com | FoodServ | Com - Other | Rate Impact Measure Test | Fuel Substitution | 22854.8983 | 27588.4577 | 32832.7901 | 38086.4582 | 43836.8316 | 50215.0267 | 56667.4149 | 63166.9862 | 69773.233 | 76336.5413 | 83527.2403 | 90755.1674 | 98168.0232
Scenario 2: High TRC | SDG&E | Com | FoodServ | Com - Other | Total Resource Cost Test | Energy Efficiency | 445451.622 | 533944.1643 | 576731.2026 | 609635.4839 | 641504.8279 | 675313.6108 | 709631.9653 | 744162.621 | 779007.9602 | 814748.3882 | 886788.0296 | 932162.3409 | 971694.5811
Scenario 2: High TRC | SDG&E | Com | FoodServ | Com - Other | Total Resource Cost Test | Fuel Substitution | 27332.1101 | 32980.4889 | 39358.3961 | 45780.5573 | 52799.3344 | 60550.7816 | 68488.1603 | 76588.1305 | 84913.7288 | 93319.9705 | 102488.1534 | 111855.2641 | 121550.4321
Scenario 2: High TRC | SDG&E | Com | FoodServ | Com - Restaurant | Participant Cost Test | Energy Efficiency | 528580.6718 | 818201.8532 | 904614.1373 | 961650.038 | 1020420.2179 | 1079779.9975 | 1141744.3681 | 1205243.6988 | 1269234.6016 | 1335125.2836 | 1457479.7492 | 1539371.9718 | 1613753.981
Scenario 2: High TRC | SDG&E | Com | FoodServ | Com - Restaurant | Participant Cost Test | Fuel Substitution | 125341.706 | 144938.8648 | 159526.3651 | 170699.7519 | 179845.3859 | 186473.8306 | 190538.7575 | 192304.994 | 191441.085 | 187847.7467 | 181482.6031 | 171684.4455 | 158346.3096
Scenario 2: High TRC | SDG&E | Com | FoodServ | Com - Restaurant | Program Administrator Cost Test | Energy Efficiency | 649677.138 | 1089783.6724 | 1199705.613 | 1257945.8071 | 1316611.2732 | 1374236.4528 | 1433258.1768 | 1492295.7889 | 1549976.8015 | 1607921.681 | 1691066.26 | 1754623.051 | 1812986.1036
Scenario 2: High TRC | SDG&E | Com | FoodServ | Com - Restaurant | Program Administrator Cost Test | Fuel Substitution | 81711.8644 | 97177.0214 | 113606.0898 | 130345.3801 | 148488.244 | 168351.9039 | 187989.3187 | 207502.2657 | 227147.6387 | 246518.2909 | 267460.9511 | 287810.9183 | 308587.8618
Scenario 2: High TRC | SDG&E | Com | FoodServ | Com - Restaurant | Rate Impact Measure Test | Energy Efficiency | 1850446.197 | 2671575.4291 | 2835401.9555 | 2879144.362 | 2898946.9959 | 2895319.5589 | 2871712.3378 | 2823661.5313 | 2745660.9517 | 2638594.7978 | 2568141.1166 | 2389045.7817 | 2154237.6386
Scenario 2: High TRC | SDG&E | Com | FoodServ | Com - Restaurant | Rate Impact Measure Test | Fuel Substitution | 81711.8644 | 97177.0214 | 113606.0898 | 130345.3801 | 148488.244 | 168351.9039 | 187989.3187 | 207502.2657 | 227147.6387 | 246518.2909 | 267460.9511 | 287810.9183 | 308587.8618
Scenario 2: High TRC | SDG&E | Com | FoodServ | Com - Restaurant | Total Resource Cost Test | Energy Efficiency | 853581.2003 | 1364899.5682 | 1499588.5606 | 1577064.4743 | 1655616.6896 | 1733401.5302 | 1813544.5257 | 1894315.2567 | 1974054.7464 | 2054881.4254 | 2187417.6361 | 2281334.2004 | 2366878.2816
Scenario 2: High TRC | SDG&E | Com | FoodServ | Com - Restaurant | Total Resource Cost Test | Fuel Substitution | 98831.9236 | 117630.2764 | 137845.4097 | 158595.4071 | 181044.0462 | 205520.4128 | 230094.7934 | 254874.6119 | 280122.392 | 305439.5147 | 332665.2729 | 359634.6326 | 387437.4892
Scenario 2: High TRC | SDG&E | Com | FoodServ | Com - Retail | Participant Cost Test | Energy Efficiency | 1183.3448 | 1208.8989 | 1234.9712 | 1250.6747 | 1244.5676 | 1260.1525 | 1264.3257 | 1267.2114 | 1274.4634 | 1292.2366 | 1310.66 | 1342.0396 | 1380.959
Scenario 2: High TRC | SDG&E | Com | FoodServ | Com - Retail | Program Administrator Cost Test | Energy Efficiency | 1600.6785 | 1618.7402 | 1636.7374 | 1642.1411 | 1622.3707 | 1627.1478 | 1618.9104 | 1609.2005 | 1602.9165 | 1606.6872 | 1611.0175 | 1628.4236 | 1652.7634
Scenario 2: High TRC | SDG&E | Com | FoodServ | Com - Retail | Rate Impact Measure Test | Energy Efficiency | 10401.3746 | 10429.721 | 10424.9494 | 10310.7324 | 9577.3621 | 8907.9135 | 8134.0846 | 7322.8001 | 6486.6766 | 5638.2033 | 4738.6699 | 3798.8598 | 2787.6085
Scenario 2: High TRC | SDG&E | Com | FoodServ | Com - Retail | Total Resource Cost Test | Energy Efficiency | 1955.682 | 1981.4099 | 2007.2288 | 2017.3436 | 1995.741 | 2005.1935 | 1998.2081 | 1989.3639 | 1986.0304 | 1996.584 | 2007.7758 | 2036.0531 | 2073.722
Scenario 2: High TRC | SDG&E | Com | FoodServ | Com - School | Participant Cost Test | Energy Efficiency | 114868.8458 | 134167.0137 | 145220.0695 | 153561.646 | 162225.1541 | 170904.4707 | 179777.6224 | 188952.9971 | 198483.0659 | 208090.6915 | 239612.9009 | 256710.553 | 268544.8056
Scenario 2: High TRC | SDG&E | Com | FoodServ | Com - School | Participant Cost Test | Fuel Substitution | 5211.5335 | 6060.1688 | 6805.979 | 7330.0014 | 7776.6703 | 8124.8668 | 8372.5669 | 8530.4246 | 8584.232 | 8562.8396 | 8442.4158 | 8172.776 | 7732.3431
Scenario 2: High TRC | SDG&E | Com | FoodServ | Com - School | Program Administrator Cost Test | Energy Efficiency | 108166.3645 | 128351.7307 | 138391.4435 | 144351.149 | 150375.2511 | 156212.0614 | 162031.6671 | 167928.4455 | 173915.3481 | 179708.0579 | 195333.5335 | 204039.0576 | 210019.7881
Scenario 2: High TRC | SDG&E | Com | FoodServ | Com - School | Program Administrator Cost Test | Fuel Substitution | 3507.0493 | 4196.3083 | 4979.936 | 5749.0587 | 6590.5976 | 7523.2435 | 8466.7844 | 9412.1024 | 10385.9195 | 11420.4247 | 12586.5363 | 13773.7997 | 15018.4287
Scenario 2: High TRC | SDG&E | Com | FoodServ | Com - School | Rate Impact Measure Test | Energy Efficiency | 323047.4921 | 364963.5786 | 378015.1709 | 380960.7571 | 380309.5886 | 376269.0124 | 369038.1072 | 358698.5381 | 344841.8071 | 326616.096 | 331344.51 | 304582.922 | 263967.082
Scenario 2: High TRC | SDG&E | Com | FoodServ | Com - School | Rate Impact Measure Test | Fuel Substitution | 3507.0493 | 4196.3083 | 4979.936 | 5749.0587 | 6590.5976 | 7523.2435 | 8466.7844 | 9412.1024 | 10385.9195 | 11420.4247 | 12586.5363 | 13773.7997 | 15018.4287
Scenario 2: High TRC | SDG&E | Com | FoodServ | Com - School | Total Resource Cost Test | Energy Efficiency | 155176.865 | 182072.7226 | 196186.0077 | 205573.0276 | 215180.3998 | 224628.6892 | 234157.8209 | 243906.1062 | 253924.3883 | 263835.0035 | 293938.1186 | 310400.7348 | 321774.783
Scenario 2: High TRC | SDG&E | Com | FoodServ | Com - School | Total Resource Cost Test | Fuel Substitution | 4248.434 | 5089.8705 | 6065.4926 | 7020.5734 | 8063.4894 | 9214.0749 | 10393.6364 | 11593.9432 | 12843.1913 | 14186.0448 | 15691.8546 | 17248.4942 | 18893.6933
Scenario 2: High TRC | SDG&E | Com | HVAC | Com - College | Participant Cost Test | Energy Efficiency | 21703.8287 | 24092.6968 | 26642.4649 | 29519.2426 | 32354.0763 | 35572.54 | 1336.8355 | 1431.1495 | 1528.587 | 1629.8902 | 1731.4896 | 1854.1073 | 1964.1021
Scenario 2: High TRC | SDG&E | Com | HVAC | Com - College | Participant Cost Test | Fuel Substitution | 1.0605 | 1.1961 | 1.3405 | 1.4944 | 1.6584 | 0 | 0 | 0 | 0 | 0 | 0 | 0 | 0
Scenario 2: High TRC | SDG&E | Com | HVAC | Com - College | Program Administrator Cost Test | Energy Efficiency | 3166.971 | 3391.4887 | 3623.3053 | 3943.6287 | 4157.091 | 4478.5646 | 4808.0918 | 5100.5629 | 5400.3388 | 5719.8982 | 5998.7118 | 6577.534 | 6888.1118
Scenario 2: High TRC | SDG&E | Com | HVAC | Com - College | Program Administrator Cost Test | Fuel Substitution | 1.0749 | 1.2063 | 1.3453 | 1.4924 | 1.6482 | 0 | 0 | 0 | 0 | 0 | 0 | 0 | 0
Scenario 2: High TRC | SDG&E | Com | HVAC | Com - College | Rate Impact Measure Test | Energy Efficiency | 15995.6256 | 16524.903 | 16922.1028 | 17461.416 | 17397.7102 | 17513.238 | 17395.7786 | 16899.2377 | 16139.0742 | 15115.6031 | 13652.7001 | 12344.5172 | 10022.513
Scenario 2: High TRC | SDG&E | Com | HVAC | Com - College | Rate Impact Measure Test | Fuel Substitution | 2.3489 | 2.5597 | 2.7629 | 2.9548 | 3.1354 | 0 | 0 | 0 | 0 | 0 | 0 | 0 | 0
Scenario 2: High TRC | SDG&E | Com | HVAC | Com - College | Total Resource Cost Test | Energy Efficiency | 7695.7268 | 8414.672 | 9173.7931 | 10088.5436 | 10887.3195 | 11872.7988 | 5376.2468 | 5708.8015 | 6049.9883 | 6412.6015 | 6734.5949 | 7365.5296 | 7722.8553
Scenario 2: High TRC | SDG&E | Com | HVAC | Com - College | Total Resource Cost Test | Fuel Substitution | 1.6051 | 1.8043 | 2.0156 | 2.2396 | 2.4774 | 0 | 0 | 0 | 0 | 0 | 0 | 0 | 0
Scenario 2: High TRC | SDG&E | Com | HVAC | Com - Grocery | Participant Cost Test | Energy Efficiency | 9124.018 | 10152.3481 | 11218.4643 | 8733.8253 | 8540.5445 | 9355.4563 | 10224.9163 | 11114.8007 | 11959.1589 | 12923.0147 | 13889.0206 | 14923.0154 | 16061.6767
Scenario 2: High TRC | SDG&E | Com | HVAC | Com - Grocery | Participant Cost Test | Fuel Substitution | 199.9493 | 214.7259 | 227.6592 | 237.9738 | 246.7776 | 0 | 0 | 0 | 0 | 0 | 0 | 0 | 0
Scenario 2: High TRC | SDG&E | Com | HVAC | Com - Grocery | Program Administrator Cost Test | Energy Efficiency | 8119.2274 | 8954.221 | 9807.4988 | 7659.3984 | 7457.0381 | 8100.8077 | 8781.0591 | 9467.7757 | 10104.9345 | 10832.6547 | 11550.9 | 12314.5024 | 13152.6294
Scenario 2: High TRC | SDG&E | Com | HVAC | Com - Grocery | Program Administrator Cost Test | Fuel Substitution | 158.8295 | 178.7735 | 199.2249 | 220.3068 | 243.4348 | 0 | 0 | 0 | 0 | 0 | 0 | 0 | 0
Scenario 2: High TRC | SDG&E | Com | HVAC | Com - Grocery | Rate Impact Measure Test | Energy Efficiency | 26467.8852 | 28245.9215 | 29788.3334 | 18560.6571 | 16112.9692 | 16655.2256 | 17083.6113 | 17329.521 | 17277.1477 | 17146.4532 | 16742.8761 | 16110.9033 | 15240.5055
Scenario 2: High TRC | SDG&E | Com | HVAC | Com - Grocery | Rate Impact Measure Test | Fuel Substitution | 209.5345 | 232.4788 | 255.3811 | 278.2162 | 302.3139 | 0 | 0 | 0 | 0 | 0 | 0 | 0 | 0
Scenario 2: High TRC | SDG&E | Com | HVAC | Com - Grocery | Total Resource Cost Test | Energy Efficiency | 10727.6796 | 11852.5709 | 13005.5192 | 10274.317 | 10058.0183 | 10949.2639 | 11893.4653 | 12850.3375 | 13744.0133 | 14764.249 | 15775.7077 | 16853.0215 | 18036.3872
Scenario 2: High TRC | SDG&E | Com | HVAC | Com - Grocery | Total Resource Cost Test | Fuel Substitution | 190.0108 | 213.8769 | 238.503 | 264.0483 | 291.947 | 0 | 0 | 0 | 0 | 0 | 0 | 0 | 0
Scenario 2: High TRC | SDG&E | Com | HVAC | Com - Health | Participant Cost Test | Energy Efficiency | 83082.3062 | 91015.5453 | 99561.3531 | 110031.337 | 119282.0786 | 128335.8009 | 76610.5506 | 82276.4469 | 45233.6732 | 44005.9866 | 50855.8965 | 49249.1238 | 49430.424
Scenario 2: High TRC | SDG&E | Com | HVAC | Com - Health | Participant Cost Test | Fuel Substitution | 7.2976 | 8.2376 | 19.2753 | 21.2857 | 23.3868 | 0 | 0 | 0 | 0 | 0 | 0 | 0 | 0
Scenario 2: High TRC | SDG&E | Com | HVAC | Com - Health | Program Administrator Cost Test | Energy Efficiency | 52868.284 | 56519.2295 | 60429.5134 | 65600.9465 | 69560.8807 | 73148.6859 | 72960.0392 | 77301.387 | 43097.2869 | 43128.891 | 49448.1513 | 47176.3235 | 46713.2054
Scenario 2: High TRC | SDG&E | Com | HVAC | Com - Health | Program Administrator Cost Test | Fuel Substitution | 7.1632 | 8.0358 | 18.4229 | 20.5624 | 22.8603 | 0 | 0 | 0 | 0 | 0 | 0 | 0 | 0
Scenario 2: High TRC | SDG&E | Com | HVAC | Com - Health | Rate Impact Measure Test | Energy Efficiency | 193470.2995 | 202790.1764 | 211277.0654 | 220928.4075 | 225664.8514 | 227505.9522 | 218961.2558 | 219097.9276 | 91223.9436 | 80854.0169 | 82382.0086 | 69229.0994 | 58139.7588
Scenario 2: High TRC | SDG&E | Com | HVAC | Com - Health | Rate Impact Measure Test | Fuel Substitution | 25.8903 | 27.9002 | 39.1988 | 41.9379 | 44.5434 | 0 | 0 | 0 | 0 | 0 | 0 | 0 | 0
Scenario 2: High TRC | SDG&E | Com | HVAC | Com - Health | Total Resource Cost Test | Energy Efficiency | 73654.4561 | 79204.7748 | 85160.9653 | 92876.6306 | 99033.0111 | 104746.8459 | 94187.9756 | 100048.996 | 56191.0191 | 56149.4108 | 64495.0019 | 61718.6935 | 61283.8469
Scenario 2: High TRC | SDG&E | Com | HVAC | Com - Health | Total Resource Cost Test | Fuel Substitution | 10.812 | 12.1546 | 26.4562 | 29.5794 | 32.9326 | 0 | 0 | 0 | 0 | 0 | 0 | 0 | 0
Scenario 2: High TRC | SDG&E | Com | HVAC | Com - Lodging | Participant Cost Test | Energy Efficiency | 81935.6824 | 94530.3635 | 104593.9838 | 114217.8212 | 123179.5506 | 107590.039 | 88191.8727 | 94584.6738 | 19593.9859 | 16894.4349 | 18394.524 | 19302.9583 | 20400.9499
Scenario 2: High TRC | SDG&E | Com | HVAC | Com - Lodging | Participant Cost Test | Fuel Substitution | 64.0887 | 70.601 | 73.0545 | 78.941 | 82.891 | 0 | 0 | 0 | 0 | 0 | 0 | 0 | 0
Scenario 2: High TRC | SDG&E | Com | HVAC | Com - Lodging | Program Administrator Cost Test | Energy Efficiency | 60910.3068 | 68384.7362 | 74143.4964 | 79594.2328 | 84422.6081 | 68529.7599 | 72393.9155 | 76353.5368 | 16045.8132 | 14775.4515 | 15796.8772 | 16402.9396 | 17164.0792
Scenario 2: High TRC | SDG&E | Com | HVAC | Com - Lodging | Program Administrator Cost Test | Fuel Substitution | 54.7143 | 61.4391 | 67.4666 | 74.6775 | 81.9521 | 0 | 0 | 0 | 0 | 0 | 0 | 0 | 0
Scenario 2: High TRC | SDG&E | Com | HVAC | Com - Lodging | Rate Impact Measure Test | Energy Efficiency | 148670.9178 | 167926.9156 | 179557.558 | 187875.042 | 193389.9273 | 172628.7797 | 175072.9531 | 176360.1214 | 34511.824 | 28725.624 | 27386.976 | 24675.9615 | 21624.6358
Scenario 2: High TRC | SDG&E | Com | HVAC | Com - Lodging | Rate Impact Measure Test | Fuel Substitution | 78.0478 | 86.1252 | 93.2266 | 101.1458 | 108.7653 | 0 | 0 | 0 | 0 | 0 | 0 | 0 | 0
Scenario 2: High TRC | SDG&E | Com | HVAC | Com - Lodging | Total Resource Cost Test | Energy Efficiency | 79934.9272 | 90482.6424 | 98630.0214 | 106302.7235 | 113203.3758 | 97118.9841 | 97668.0087 | 103507.647 | 21842.7092 | 19746.8812 | 21171.5327 | 22034.3547 | 23107.697
Scenario 2: High TRC | SDG&E | Com | HVAC | Com - Lodging | Total Resource Cost Test | Fuel Substitution | 78.4349 | 88.2591 | 93.5524 | 103.8473 | 112.436 | 0 | 0 | 0 | 0 | 0 | 0 | 0 | 0
Scenario 2: High TRC | SDG&E | Com | HVAC | Com - Office (Large) | Participant Cost Test | Energy Efficiency | 115233.0827 | 127211.2701 | 139811.3873 | 257404.667 | 334141.1906 | 182301.7558 | 508.2705 | 541.085 | 572.1557 | 604.753 | 637.4853 | 671.0411 | 705.3203
Scenario 2: High TRC | SDG&E | Com | HVAC | Com - Office (Large) | Program Administrator Cost Test | Energy Efficiency | 273.5617 | 293.5047 | 313.7037 | 88158.4072 | 140196.3918 | 377.0114 | 400.3265 | 423.1204 | 444.2538 | 466.2859 | 488.1358 | 510.3339 | 532.8008
Scenario 2: High TRC | SDG&E | Com | HVAC | Com - Office (Large) | Rate Impact Measure Test | Energy Efficiency | 1907.156 | 1950.1536 | 1972.2395 | 114109.164 | 177651.1762 | 1902.9334 | 1840.5733 | 1750.3871 | 1626.3419 | 1477.9304 | 1299.7627 | 1088.8487 | 842.2185
Scenario 2: High TRC | SDG&E | Com | HVAC | Com - Office (Large) | Total Resource Cost Test | Energy Efficiency | 23394.8844 | 25816.5338 | 28362.9778 | 129313.3444 | 190400.2659 | 36944.2821 | 616.3414 | 653.0816 | 687.42 | 723.306 | 759.0671 | 795.5264 | 832.5619
Scenario 2: High TRC | SDG&E | Com | HVAC | Com - Office (Small) | Participant Cost Test | Energy Efficiency | 820.9196 | 890.7724 | 962.8649 | 1037.1481 | 1113.2351 | 1191.8083 | 1272.4159 | 1354.4728 | 1438.2069 | 1523.2477 | 1609.8098 | 1697.8128 | 1787.1666
Scenario 2: High TRC | SDG&E | Com | HVAC | Com - Office (Small) | Program Administrator Cost Test | Energy Efficiency | 2439.8553 | 2630.5479 | 2823.4441 | 3018.9819 | 3211.4748 | 3410.9268 | 3611.5054 | 3805.4096 | 3996.9015 | 4182.0028 | 4364.3979 | 4544.0622 | 4720.6718
Scenario 2: High TRC | SDG&E | Com | HVAC | Com - Office (Small) | Rate Impact Measure Test | Energy Efficiency | 12961.6369 | 13452.4599 | 13812.4639 | 14009.9162 | 14044.4501 | 13933.2216 | 13638.5521 | 13134.1759 | 12414.6801 | 11456.1458 | 10254.5389 | 8777.0292 | 7000.7463
Scenario 2: High TRC | SDG&E | Com | HVAC | Com - Office (Small) | Total Resource Cost Test | Energy Efficiency | 2788.7461 | 3009.1262 | 3232.6617 | 3459.7699 | 3684.5997 | 3917.4453 | 4152.2822 | 4381.0606 | 4608.1394 | 4829.3831 | 5048.5671 | 5265.6326 | 5480.2176
Scenario 2: High TRC | SDG&E | Com | HVAC | Com - Other | Participant Cost Test | Energy Efficiency | 11482.6352 | 12770.3687 | 14158.5295 | 15658.8377 | 17112.2548 | 45540.601 | 56723.1181 | 62496.7643 | 29222.22 | 279.7181 | 19375.4226 | 20819.5993 | 22384.4033
Scenario 2: High TRC | SDG&E | Com | HVAC | Com - Other | Participant Cost Test | Fuel Substitution | 52.6993 | 58.6969 | 247.9598 | 269.9089 | 292.1464 | 0 | 0 | 0 | 0 | 0 | 0 | 0 | 0
Scenario 2: High TRC | SDG&E | Com | HVAC | Com - Other | Program Administrator Cost Test | Energy Efficiency | 53382.8892 | 58648.9227 | 64165.1207 | 69957.9593 | 75068.0735 | 93947.4583 | 104152.8226 | 111650.9206 | 102008.3307 | 89028.5337 | 107164.6047 | 112858.6671 | 118804.5007
Scenario 2: High TRC | SDG&E | Com | HVAC | Com - Other | Program Administrator Cost Test | Fuel Substitution | 49.1876 | 55.3795 | 227.2412 | 253.4334 | 281.693 | 0 | 0 | 0 | 0 | 0 | 0 | 0 | 0
Scenario 2: High TRC | SDG&E | Com | HVAC | Com - Other | Rate Impact Measure Test | Energy Efficiency | 214164.1529 | 228053.8408 | 240483.2941 | 250904.2734 | 256046.4335 | 296561.6967 | 306690.0975 | 304271.5938 | 257171.5731 | 213110.5895 | 214742.1521 | 191416.3102 | 161858.9754
Scenario 2: High TRC | SDG&E | Com | HVAC | Com - Other | Rate Impact Measure Test | Fuel Substitution | 78.8578 | 86.8498 | 260.1753 | 287.3974 | 316.2282 | 0 | 0 | 0 | 0 | 0 | 0 | 0 | 0
Scenario 2: High TRC | SDG&E | Com | HVAC | Com - Other | Total Resource Cost Test | Energy Efficiency | 56857.3168 | 62526.8151 | 68480.0976 | 74747.5367 | 80322.145 | 108560.7419 | 122568.942 | 132094.2558 | 111191.7524 | 89147.4138 | 113014.4642 | 119144.1193 | 125561.8145
Scenario 2: High TRC | SDG&E | Com | HVAC | Com - Other | Total Resource Cost Test | Fuel Substitution | 69.8772 | 78.7622 | 312.8691 | 349.5776 | 389.1082 | 0 | 0 | 0 | 0 | 0 | 0 | 0 | 0
Scenario 2: High TRC | SDG&E | Com | HVAC | Com - Restaurant | Participant Cost Test | Energy Efficiency | 53251.3753 | 64746.1545 | 74282.6252 | 84807.9182 | 97807.8729 | 111027.0819 | 125438.6765 | 141290.1528 | 158549.3116 | 177505.9852 | 198315.9605 | 221065.2014 | 245837.8495
Scenario 2: High TRC | SDG&E | Com | HVAC | Com - Restaurant | Participant Cost Test | Fuel Substitution | 0.16775 | 0.18865 | 0.21077 | 0.23417 | 0.25895 | 0 | 0 | 0 | 0 | 0 | 0 | 0 | 0
Scenario 2: High TRC | SDG&E | Com | HVAC | Com - Restaurant | Program Administrator Cost Test | Energy Efficiency | 49861.7573 | 60070.3484 | 68429.0835 | 77588.3969 | 88686.862 | 99944.1493 | 112139.0259 | 125431.4085 | 139768.1159 | 155374.3157 | 172352.7548 | 190750.8389 | 210606.4697
Scenario 2: High TRC | SDG&E | Com | HVAC | Com - Restaurant | Program Administrator Cost Test | Fuel Substitution | 0.17297 | 0.19351 | 0.21507 | 0.23773 | 0.26156 | 0 | 0 | 0 | 0 | 0 | 0 | 0 | 0
Scenario 2: High TRC | SDG&E | Com | HVAC | Com - Restaurant | Rate Impact Measure Test | Energy Efficiency | 89438.3684 | 106261.6234 | 118236.476 | 130623.4691 | 145801.4243 | 159216.355 | 172317.6556 | 185133.2784 | 197153.2858 | 208242.2596 | 217928.6267 | 225606.2712 | 230557.6546
Scenario 2: High TRC | SDG&E | Com | HVAC | Com - Restaurant | Rate Impact Measure Test | Fuel Substitution | 0.39214 | 0.42562 | 0.4574 | 0.48683 | 0.51394 | 0 | 0 | 0 | 0 | 0 | 0 | 0 | 0
Scenario 2: High TRC | SDG&E | Com | HVAC | Com - Restaurant | Total Resource Cost Test | Energy Efficiency | 65585.1447 | 79043.5058 | 90251.272 | 102567.6153 | 117572.1759 | 132813.8065 | 149358.0783 | 167440.7099 | 187001.67 | 208350.0911 | 231634.8161 | 256931.8671 | 284304.7986
Scenario 2: High TRC | SDG&E | Com | HVAC | Com - Restaurant | Total Resource Cost Test | Fuel Substitution | 0.25685 | 0.28783 | 0.32045 | 0.35482 | 0.39104 | 0 | 0 | 0 | 0 | 0 | 0 | 0 | 0
Scenario 2: High TRC | SDG&E | Com | HVAC | Com - Retail | Participant Cost Test | Energy Efficiency | 71519.3593 | 78503.4989 | 85875.5924 | 92941.5428 | 100347.9306 | 76184.4496 | 47817.4664 | 51492.4438 | 770.6524 | 139.7953 | 146.0411 | 152.2481 | 158.4073
Scenario 2: High TRC | SDG&E | Com | HVAC | Com - Retail | Participant Cost Test | Fuel Substitution | 2.8873 | 4.4532 | 4.9757 | 5.5303 | 6.1181 | 0 | 0 | 0 | 0 | 0 | 0 | 0 | 0
Scenario 2: High TRC | SDG&E | Com | HVAC | Com - Retail | Program Administrator Cost Test | Energy Efficiency | 38610.4384 | 41677.9128 | 44844.6201 | 47539.1043 | 50454.4175 | 26880.8247 | 28283.0926 | 29681.7498 | 654.1397 | 228.6319 | 175.4741 | 149.0407 | 135.9558
Scenario 2: High TRC | SDG&E | Com | HVAC | Com - Retail | Program Administrator Cost Test | Fuel Substitution | 2.9343 | 4.203 | 4.6596 | 5.1393 | 5.6429 | 0 | 0 | 0 | 0 | 0 | 0 | 0 | 0
Scenario 2: High TRC | SDG&E | Com | HVAC | Com - Retail | Rate Impact Measure Test | Energy Efficiency | 92303.1136 | 96950.15 | 101130.4485 | 103566.3111 | 105357.1058 | 74010.9424 | 73133.9653 | 71577.5057 | 1971.695 | 801.3894 | 517.1418 | 348.5689 | 229.5671
Scenario 2: High TRC | SDG&E | Com | HVAC | Com - Retail | Rate Impact Measure Test | Fuel Substitution | 7.3571 | 10.5821 | 11.3078 | 11.9566 | 12.5342 | 0 | 0 | 0 | 0 | 0 | 0 | 0 | 0
Scenario 2: High TRC | SDG&E | Com | HVAC | Com - Retail | Total Resource Cost Test | Energy Efficiency | 52925.9629 | 57519.8429 | 62324.3695 | 66616.8447 | 71237.7544 | 46312.1856 | 42557.3595 | 45245.2585 | 901.6947 | 288.0449 | 237.5416 | 213.7461 | 203.2789
Scenario 2: High TRC | SDG&E | Com | HVAC | Com - Retail | Total Resource Cost Test | Fuel Substitution | 4.378 | 6.4575 | 7.1914 | 7.9673 | 8.7867 | 0 | 0 | 0 | 0 | 0 | 0 | 0 | 0
Scenario 2: High TRC | SDG&E | Com | HVAC | Com - School | Participant Cost Test | Energy Efficiency | 119195.0303 | 128696.1871 | 138467.9337 | 148569.3894 | 170113.6303 | 181743.732 | 79777.134 | 82490.2294 | 84960.7704 | 89363.2928 | 94223.9574 | 99203.3427 | 104216.4326
Scenario 2: High TRC | SDG&E | Com | HVAC | Com - School | Participant Cost Test | Fuel Substitution | 0.29921 | 0.33137 | 0.36464 | 2.5185 | 2.7452 | 0 | 0 | 0 | 0 | 0 | 0 | 0 | 0
Scenario 2: High TRC | SDG&E | Com | HVAC | Com - School | Program Administrator Cost Test | Energy Efficiency | 52591.2758 | 54244.4155 | 55639.9661 | 56830.7301 | 65891.0433 | 67287.2328 | 68673.1814 | 70243.3367 | 71736.1423 | 74978.52 | 78510.166 | 82079.6787 | 85615.9876
Scenario 2: High TRC | SDG&E | Com | HVAC | Com - School | Program Administrator Cost Test | Fuel Substitution | 0.30076 | 0.33147 | 0.36299 | 2.4487 | 2.6573 | 0 | 0 | 0 | 0 | 0 | 0 | 0 | 0
Scenario 2: High TRC | SDG&E | Com | HVAC | Com - School | Rate Impact Measure Test | Energy Efficiency | 148421.5425 | 148416.9169 | 146406.5436 | 142476.9137 | 152158.1986 | 145937.1472 | 138750.1924 | 131088.1227 | 121973.0232 | 118040.5276 | 113373.5373 | 107138.3857 | 99106.1649
Scenario 2: High TRC | SDG&E | Com | HVAC | Com - School | Rate Impact Measure Test | Fuel Substitution | 0.50755 | 0.54798 | 0.58676 | 3.8453 | 4.0612 | 0 | 0 | 0 | 0 | 0 | 0 | 0 | 0
Scenario 2: High TRC | SDG&E | Com | HVAC | Com - School | Total Resource Cost Test | Energy Efficiency | 82058.8841 | 85853.8133 | 89424.0858 | 92838.7653 | 107492.4689 | 111467.387 | 92714.8495 | 95106.4232 | 97253.8209 | 101787.5079 | 106777.3533 | 111840.6815 | 116880.9174
Scenario 2: High TRC | SDG&E | Com | HVAC | Com - School | Total Resource Cost Test | Fuel Substitution | 0.45036 | 0.49715 | 0.54531 | 3.7079 | 4.0299 | 0 | 0 | 0 | 0 | 0 | 0 | 0 | 0
Scenario 2: High TRC | SDG&E | Com | HVAC | Com - Warehouse | Participant Cost Test | Energy Efficiency | 55.0237 | 60.0261 | 65.2445 | 70.8203 | 76.3975 | 82.3517 | 88.4118 | 94.6808 | 14.7245 | 0 | 0 | 0 | 0
Scenario 2: High TRC | SDG&E | Com | HVAC | Com - Warehouse | Participant Cost Test | Fuel Substitution | 24.2429 | 26.6161 | 28.9218 | 31.7372 | 37.8096 | 0 | 0 | 0 | 0 | 0 | 0 | 0 | 0
Scenario 2: High TRC | SDG&E | Com | HVAC | Com - Warehouse | Program Administrator Cost Test | Energy Efficiency | 38.9463 | 42.2425 | 45.6542 | 49.2785 | 52.8659 | 56.6761 | 60.5205 | 64.4581 | 9.8278 | 0 | 0 | 0 | 0
Scenario 2: High TRC | SDG&E | Com | HVAC | Com - Warehouse | Program Administrator Cost Test | Fuel Substitution | 22.803 | 25.7853 | 28.9034 | 32.6204 | 38.713 | 0 | 0 | 0 | 0 | 0 | 0 | 0 | 0
Scenario 2: High TRC | SDG&E | Com | HVAC | Com - Warehouse | Rate Impact Measure Test | Energy Efficiency | 212.6298 | 219.9537 | 225.2053 | 228.1963 | 228.3276 | 226.3322 | 221.2485 | 213.4605 | 29.3449 | 0 | 0 | 0 | 0
Scenario 2: High TRC | SDG&E | Com | HVAC | Com - Warehouse | Rate Impact Measure Test | Fuel Substitution | 25.3815 | 28.5363 | 31.8024 | 35.9958 | 44.1184 | 0 | 0 | 0 | 0 | 0 | 0 | 0 | 0
Scenario 2: High TRC | SDG&E | Com | HVAC | Com - Warehouse | Total Resource Cost Test | Energy Efficiency | 62.3314 | 67.7536 | 73.3831 | 79.3771 | 85.3348 | 91.6756 | 98.0955 | 104.7068 | 16.2098 | 0 | 0 | 0 | 0
Scenario 2: High TRC | SDG&E | Com | HVAC | Com - Warehouse | Total Resource Cost Test | Fuel Substitution | 29.2888 | 33.1481 | 37.2096 | 42.295 | 51.7336 | 0 | 0 | 0 | 0 | 0 | 0 | 0 | 0
Scenario 2: High TRC | SDG&E | Com | Lighting | Com - Grocery | Participant Cost Test | Energy Efficiency | 17570.4909 | 18362.38 | 19148.8424 | 19987.5112 | 20774.1867 | 21659.465 | 22567.3888 | 23480.8173 | 24369.6413 | 25313.6557 | 26259.7045 | 5714.1879 | 0
Scenario 2: High TRC | SDG&E | Com | Lighting | Com - Grocery | Program Administrator Cost Test | Energy Efficiency | 14612.0661 | 15151.2206 | 15678.0757 | 16239.8129 | 16751.6932 | 17335.4414 | 17929.2002 | 18519.3171 | 19082.3812 | 19681.096 | 20273.7607 | 4381.148 | 0
Scenario 2: High TRC | SDG&E | Com | Lighting | Com - Grocery | Rate Impact Measure Test | Energy Efficiency | 104219.4846 | 102943.5608 | 100728.9897 | 97665.9822 | 93619.5379 | 89151.2999 | 83885.9173 | 77863.0882 | 70901.0841 | 63217.0027 | 54615.6267 | 9436.8731 | 0
Scenario 2: High TRC | SDG&E | Com | Lighting | Com - Grocery | Total Resource Cost Test | Energy Efficiency | 22606.6395 | 23506.1035 | 24390.799 | 25334.1305 | 26203.9481 | 27190.498 | 28197.3621 | 29203.089 | 30170.568 | 31198.8093 | 32221.9262 | 6981.1035 | 0
Scenario 2: High TRC | SDG&E | Com | Lighting | Com - Health | Participant Cost Test | Energy Efficiency | 109136.4919 | 111760.2785 | 114552.2379 | 118262.7741 | 121068.7919 | 123620.8687 | 123682.5001 | 126726.89 | 130763.6312 | 136360.3547 | 143136.7717 | 144342.5124 | 146767.2138
Scenario 2: High TRC | SDG&E | Com | Lighting | Com - Health | Program Administrator Cost Test | Energy Efficiency | 84592.3017 | 86068.6793 | 87655.2134 | 89924.8245 | 91477.2541 | 92818.9973 | 92276.134 | 93966.8595 | 96373.5282 | 99900.6487 | 104249.3856 | 104498.3135 | 105628.5718
Scenario 2: High TRC | SDG&E | Com | Lighting | Com - Health | Rate Impact Measure Test | Energy Efficiency | 560554.5712 | 543812.0807 | 524279.0255 | 504182.6011 | 477315.0517 | 446426.6068 | 404510.9646 | 371057.2773 | 337325.8189 | 303480.2399 | 267010.2007 | 215653.1163 | 163154.7331
Scenario 2: High TRC | SDG&E | Com | Lighting | Com - Health | Total Resource Cost Test | Energy Efficiency | 134249.4055 | 136919.6061 | 139776.4817 | 143734.3867 | 146563.5544 | 149066.4926 | 148551.6716 | 151627.5945 | 155870.9804 | 161944.6101 | 169376.6167 | 170174.1567 | 172407.6541
Scenario 2: High TRC | SDG&E | Com | Lighting | Com - Refrig. Warehouse | Participant Cost Test | Energy Efficiency | 118.7348 | 121.8132 | 125.044 | 127.6291 | 130.7677 | 134.1579 | 137.9636 | 141.8983 | 146.2437 | 150.5691 | 155.3249 | 160.3689 | 165.5412
Scenario 2: High TRC | SDG&E | Com | Lighting | Com - Refrig. Warehouse | Program Administrator Cost Test | Energy Efficiency | 107.1632 | 109.0812 | 111.0995 | 112.5047 | 114.3733 | 116.4294 | 118.8114 | 121.2646 | 124.0288 | 126.7315 | 129.7539 | 132.9701 | 136.2438
Scenario 2: High TRC | SDG&E | Com | Lighting | Com - Refrig. Warehouse | Rate Impact Measure Test | Energy Efficiency | 884.403 | 858.5411 | 827.6315 | 785.0058 | 741.7992 | 694.7186 | 644.3755 | 589.852 | 531.3234 | 466.6748 | 396.9618 | 319.9857 | 234.5752
Scenario 2: High TRC | SDG&E | Com | Lighting | Com - Refrig. Warehouse | Total Resource Cost Test | Energy Efficiency | 161.1876 | 164.5062 | 167.9945 | 170.5759 | 173.8726 | 177.4713 | 181.5849 | 185.8284 | 190.5697 | 195.2405 | 200.4268 | 205.938 | 211.565
Scenario 2: High TRC | SDG&E | Com | Lighting | Com - Restaurant | Participant Cost Test | Energy Efficiency | 15220.1321 | 17031.5451 | 17779.587 | 18544.2995 | 40032.166 | 44520.4782 | 45825.2881 | 47148.9174 | 48453.4845 | 49799.1683 | 51197.2676 | 52641.5895 | 54125.8203
Scenario 2: High TRC | SDG&E | Com | Lighting | Com - Restaurant | Program Administrator Cost Test | Energy Efficiency | 11593.2659 | 12885.6328 | 13362.1355 | 13845.3855 | 28646.0162 | 31598.485 | 32345.2742 | 33098.6646 | 33831.903 | 34587.2073 | 35371.9896 | 36181.5093 | 37011.1021
Scenario 2: High TRC | SDG&E | Com | Lighting | Com - Restaurant | Rate Impact Measure Test | Energy Efficiency | 75463.8351 | 79913.1732 | 78394.0136 | 76100.135 | 137557.6393 | 139398.2583 | 130328.6375 | 120432.9705 | 109478.501 | 97581.9307 | 84697.3912 | 70546.8509 | 55002.5835
Scenario 2: High TRC | SDG&E | Com | Lighting | Com - Restaurant | Total Resource Cost Test | Energy Efficiency | 18518.426 | 20634.9858 | 21451.8476 | 22283.0417 | 46860.6518 | 51855.3025 | 53195.7803 | 54551.422 | 55878.2384 | 57245.8288 | 58666.7464 | 60133.4325 | 61638.3504
Scenario 2: High TRC | SDG&E | Com | Lighting | Com - Retail | Participant Cost Test | Energy Efficiency | 242366.7882 | 244143.5409 | 246236.8514 | 248037.9476 | 249022.1357 | 251252.1093 | 253158.4178 | 255188.6661 | 257556.1572 | 260472.7318 | 263540.0746 | 267192.7431 | 271216.0513
Scenario 2: High TRC | SDG&E | Com | Lighting | Com - Retail | Program Administrator Cost Test | Energy Efficiency | 177787.4022 | 178056.8312 | 178556.1654 | 178839.3786 | 178531.9747 | 179126.4015 | 179486.7022 | 179935.1176 | 180621.0421 | 181689.43 | 182856.3903 | 184422.1749 | 186232.5824
Scenario 2: High TRC | SDG&E | Com | Lighting | Com - Retail | Rate Impact Measure Test | Energy Efficiency | 1091972.657 | 1043027.1968 | 990588.0251 | 930662.5201 | 865436.3178 | 801472.2704 | 733371.8119 | 663704.0224 | 592220.6515 | 519020.3752 | 442836.0752 | 363051.3195 | 278571.0235
Scenario 2: High TRC | SDG&E | Com | Lighting | Com - Retail | Total Resource Cost Test | Energy Efficiency | 288064.2909 | 289142.1423 | 290593.9328 | 291696.6448 | 291837.0465 | 293446.1113 | 294673.7822 | 296045.9607 | 297809.0937 | 300204.523 | 302767.1243 | 305994.8731 | 309635.8857
Scenario 2: High TRC | SDG&E | Com | Lighting | Com - Warehouse | Participant Cost Test | Energy Efficiency | 0 | 0 | 0 | 0 | 0 | 0 | 0 | 0 | 0 | 0 | 0 | 0 | 0
Scenario 2: High TRC | SDG&E | Com | Lighting | Com - Warehouse | Program Administrator Cost Test | Energy Efficiency | 0 | 0 | 0 | 0 | 0 | 0 | 0 | 0 | 0 | 0 | 0 | 0 | 0
Scenario 2: High TRC | SDG&E | Com | Lighting | Com - Warehouse | Rate Impact Measure Test | Energy Efficiency | 0 | 0 | 0 | 0 | 0 | 0 | 0 | 0 | 0 | 0 | 0 | 0 | 0
Scenario 2: High TRC | SDG&E | Com | Lighting | Com - Warehouse | Total Resource Cost Test | Energy Efficiency | 0 | 0 | 0 | 0 | 0 | 0 | 0 | 0 | 0 | 0 | 0 | 0 | 0
Scenario 2: High TRC | SDG&E | Com | WaterHeat | Com - College | Participant Cost Test | Energy Efficiency | 45627.5271 | 47600.1187 | 47370.4505 | 49487.0972 | 51400.1657 | 33909.2343 | 17467.7797 | 17905.495 | 2305.8548 | 2494.1962 | 2688.7391 | 2918.7489 | 3138.5389
Scenario 2: High TRC | SDG&E | Com | WaterHeat | Com - College | Participant Cost Test | Fuel Substitution | 1142417.1647 | 1226290.3922 | 1332782.1628 | 1281293.6166 | 1222740.6292 | 85651.91 | 89572.0724 | 103194.5795 | 101758.8597 | 117329.2912 | 134603.5228 | 149224.5881 | 161553.2884
Scenario 2: High TRC | SDG&E | Com | WaterHeat | Com - College | Program Administrator Cost Test | Energy Efficiency | 76702.0361 | 78411.3063 | 80127.1139 | 82064.4904 | 83745.1928 | 55528.7498 | 56512.339 | 57494.5611 | 15231.0237 | 16245.1572 | 17267.3462 | 18483.9656 | 19598.0495
Scenario 2: High TRC | SDG&E | Com | WaterHeat | Com - College | Program Administrator Cost Test | Fuel Substitution | 759292.2346 | 871367.858 | 1005739.7588 | 1119966.3082 | 1237964.5087 | 142556.9695 | 146880.4859 | 168731.4626 | 178955.3257 | 205802.5183 | 235497.5723 | 260421.3912 | 281240.6916
Scenario 2: High TRC | SDG&E | Com | WaterHeat | Com - College | Rate Impact Measure Test | Energy Efficiency | 196663.4689 | 201679.1367 | 205508.1252 | 208545.6843 | 209268.7209 | 144227.7197 | 143142.8025 | 140594.4455 | 74875.4829 | 68603.3123 | 60313.2727 | 50191.0137 | 36977.1232
Scenario 2: High TRC | SDG&E | Com | WaterHeat | Com - College | Rate Impact Measure Test | Fuel Substitution | 759292.2346 | 871367.858 | 1005739.7588 | 1119966.3082 | 1237964.5087 | 2613157.684 | 2719298.3589 | 2732302.8255 | 2601290.18 | 2466990.126 | 2209693.3934 | 1742365.6266 | 1097609.1196
Scenario 2: High TRC | SDG&E | Com | WaterHeat | Com - College | Total Resource Cost Test | Energy Efficiency | 96781.8016 | 99548.2066 | 100099.4928 | 103099.3538 | 105743.7618 | 69633.1884 | 60600.1901 | 61691.6144 | 15922.7802 | 16993.4161 | 18073.9679 | 19359.5902 | 20539.6111
Scenario 2: High TRC | SDG&E | Com | WaterHeat | Com - College | Total Resource Cost Test | Fuel Substitution | 991539.6955 | 1135174.7669 | 1341259.7042 | 1392422.9176 | 1456051.962 | 197111.4549 | 200129.6003 | 230532.1044 | 234741.9778 | 270660.3364 | 310505.9536 | 344231.0794 | 372668.2202
Scenario 2: High TRC | SDG&E | Com | WaterHeat | Com - Grocery | Participant Cost Test | Energy Efficiency | 7642.5049 | 8135.5045 | 19275.7636 | 19937.6759 | 20596.5815 | 19263.7047 | 17668.9497 | 18214.9658 | 7364.1666 | 7838.2439 | 8330.7144 | 8847.7709 | 9393.5511
Scenario 2: High TRC | SDG&E | Com | WaterHeat | Com - Grocery | Participant Cost Test | Fuel Substitution | 40807.9335 | 43043.9246 | 44751.994 | 45780.7103 | 46461.4758 | 0 | 0 | 0 | 0 | 0 | 0 | 0 | 0
Scenario 2: High TRC | SDG&E | Com | WaterHeat | Com - Grocery | Program Administrator Cost Test | Energy Efficiency | 39083.3831 | 41864.5973 | 76279.4435 | 79048.4683 | 81774.0404 | 79862.7587 | 82720.1365 | 85635.7628 | 57795.5221 | 61049.5182 | 64352.575 | 67752.8656 | 71278.5772
Scenario 2: High TRC | SDG&E | Com | WaterHeat | Com - Grocery | Program Administrator Cost Test | Fuel Substitution | 35120.8788 | 39569.0502 | 44196.8516 | 49054.048 | 54386.3771 | 0 | 0 | 0 | 0 | 0 | 0 | 0 | 0
Scenario 2: High TRC | SDG&E | Com | WaterHeat | Com - Grocery | Rate Impact Measure Test | Energy Efficiency | 284848.5021 | 299157.3892 | 353666.2261 | 360638.2158 | 363263.8532 | 352362.8978 | 346860.7585 | 336445.0147 | 276263.468 | 252483.4416 | 221575.2044 | 182428.2449 | 134050.8626
Scenario 2: High TRC | SDG&E | Com | WaterHeat | Com - Grocery | Rate Impact Measure Test | Fuel Substitution | 35120.8788 | 39569.0502 | 44196.8516 | 49054.048 | 54386.3771 | 0 | 0 | 0 | 0 | 0 | 0 | 0 | 0
Scenario 2: High TRC | SDG&E | Com | WaterHeat | Com - Grocery | Total Resource Cost Test | Energy Efficiency | 41878.7944 | 44833.4938 | 81825.9091 | 84823.4848 | 87776.4486 | 85454.7299 | 87187.8583 | 90258.7208 | 60004.772 | 63400.9913 | 66851.7893 | 70407.1968 | 74096.6425
Scenario 2: High TRC | SDG&E | Com | WaterHeat | Com - Grocery | Total Resource Cost Test | Fuel Substitution | 44108.1045 | 49637.4972 | 55398.563 | 61460.2365 | 68070.2761 | 0 | 0 | 0 | 0 | 0 | 0 | 0 | 0
Scenario 2: High TRC | SDG&E | Com | WaterHeat | Com - Health | Participant Cost Test | Energy Efficiency | 73760.0721 | 77689.6584 | 77860.6578 | 81804.2059 | 85220.4936 | 55328.4339 | 27267.3707 | 28266.9944 | 8165.901 | 8924.0131 | 9786.245 | 10358.662 | 11015.8721
Scenario 2: High TRC | SDG&E | Com | WaterHeat | Com - Health | Participant Cost Test | Fuel Substitution | 2738054.4323 | 2925651.7725 | 3124543.5369 | 3131358.6924 | 3062290.6923 | 206697.2432 | 240983.2105 | 218801.6613 | 146710.1069 | 169293.2606 | 195464.9258 | 217556.3389 | 236182.8496
Scenario 2: High TRC | SDG&E | Com | WaterHeat | Com - Health | Program Administrator Cost Test | Energy Efficiency | 183448.9477 | 192741.6447 | 200722.3979 | 209925.6375 | 217875.4488 | 132380.7967 | 136376.5914 | 141936.6551 | 90995.5101 | 97961.0172 | 105819.4443 | 110256.1115 | 115426.341
Scenario 2: High TRC | SDG&E | Com | WaterHeat | Com - Health | Program Administrator Cost Test | Fuel Substitution | 1872587.1408 | 2159993.961 | 2487024.452 | 2813497.1885 | 3172009.0181 | 261503.789 | 306878.1281 | 321443.2158 | 264969.2722 | 305762.6809 | 353033.72 | 392933.1248 | 426572.8554
Scenario 2: High TRC | SDG&E | Com | WaterHeat | Com - Health | Rate Impact Measure Test | Energy Efficiency | 784618.2994 | 816681.7232 | 839754.6106 | 858386.9263 | 862378.5977 | 653937.7831 | 630047.9692 | 608211.7534 | 497297.291 | 458533.142 | 407599.6315 | 326922.5229 | 232876.5606
Scenario 2: High TRC | SDG&E | Com | WaterHeat | Com - Health | Rate Impact Measure Test | Fuel Substitution | 1872587.1408 | 2159993.961 | 2487024.452 | 2813497.1885 | 3172009.0181 | 7054868.9874 | 7420914.756 | 7444753.2607 | 7022277.3295 | 6618873.3011 | 5900427.9773 | 4573697.4211 | 2736048.6421
Scenario 2: High TRC | SDG&E | Com | WaterHeat | Com - Health | Total Resource Cost Test | Energy Efficiency | 213868.3109 | 224852.7022 | 231014.2405 | 241834.6884 | 251163.8395 | 156179.806 | 143051.6271 | 148877.907 | 93445.2803 | 100638.2211 | 108755.3178 | 113363.7101 | 118731.1026
Scenario 2: High TRC | SDG&E | Com | WaterHeat | Com - Health | Total Resource Cost Test | Fuel Substitution | 2194987.1309 | 2526416.2836 | 2954956.3791 | 3252833.6438 | 3549076.1104 | 420767.0479 | 491563.0981 | 475119.2538 | 338324.3257 | 390409.3112 | 450766.1829 | 501711.2943 | 544664.2802
Scenario 2: High TRC | SDG&E | Com | WaterHeat | Com - Lodging | Participant Cost Test | Energy Efficiency | 429813.3899 | 442154.8095 | 451787.8492 | 467655.3525 | 480238.2342 | 301437.6266 | 112180.5966 | 113372.1271 | 1832.7853 | 1948.7589 | 2066.0771 | 2187.6779 | 2315.9497
Scenario 2: High TRC | SDG&E | Com | WaterHeat | Com - Lodging | Participant Cost Test | Fuel Substitution | 3880382.7723 | 4123986.9138 | 4361432.3087 | 4376685.7947 | 4299643.3709 | 494522.48 | 247779.186 | 285926.6878 | 149303.5634 | 170773.4869 | 195564.5764 | 216211.5696 | 233394.3534
Scenario 2: High TRC | SDG&E | Com | WaterHeat | Com - Lodging | Program Administrator Cost Test | Energy Efficiency | 667752.2024 | 677793.1237 | 688481.4056 | 703810.4854 | 713046.1849 | 111388.3296 | 111664.5656 | 111980.7941 | 20600.9596 | 21689.1763 | 22753.7234 | 23829.6465 | 24943.4308
Scenario 2: High TRC | SDG&E | Com | WaterHeat | Com - Lodging | Program Administrator Cost Test | Fuel Substitution | 2533174.3616 | 2904425.4057 | 3317105.4088 | 3728355.9676 | 4176786.6402 | 326980.5654 | 315799.3237 | 364044.5616 | 269818.351 | 308624.259 | 353430.6978 | 390745.6441 | 421798.2699
Scenario 2: High TRC | SDG&E | Com | WaterHeat | Com - Lodging | Rate Impact Measure Test | Energy Efficiency | 1622103.8097 | 1620258.6635 | 1613132.5354 | 1609323.0913 | 1582936.9925 | 266034.1688 | 262211.7724 | 256523.8916 | 109696.8221 | 99240.8858 | 85953.7832 | 69561.1431 | 49791.6246
Scenario 2: High TRC | SDG&E | Com | WaterHeat | Com - Lodging | Rate Impact Measure Test | Fuel Substitution | 2533174.3616 | 2904425.4057 | 3317105.4088 | 3728355.9676 | 4176786.6402 | 8807407.4697 | 9143651.7043 | 9156718.5674 | 8569393.9631 | 7994618.6749 | 7052115.274 | 5405439.196 | 3176273.1542
Scenario 2: High TRC | SDG&E | Com | WaterHeat | Com - Lodging | Total Resource Cost Test | Energy Efficiency | 866760.6252 | 882589.2068 | 895989.1668 | 918570.389 | 933580.9603 | 279937.158 | 166590.1184 | 167547.985 | 21150.7952 | 22273.804 | 23373.5465 | 24485.9499 | 25638.2157
Scenario 2: High TRC | SDG&E | Com | WaterHeat | Com - Lodging | Total Resource Cost Test | Fuel Substitution | 3056038.1591 | 3492756.9281 | 4030581.3934 | 4431170.306 | 4835107.1685 | 772437.8813 | 505692.4316 | 583363.6225 | 344470.1327 | 394011.0025 | 451212.986 | 498851.4289 | 538495.4465
Scenario 2: High TRC | SDG&E | Com | WaterHeat | Com - Office (Large) | Participant Cost Test | Energy Efficiency | 113604.0105 | 116384.8332 | 117176.5261 | 119920.677 | 122480.7744 | 77352.0248 | 31038.6774 | 30641.861 | 7264.6054 | 7807.4964 | 8367.124 | 8952.907 | 9565.1414
Scenario 2: High TRC | SDG&E | Com | WaterHeat | Com - Office (Large) | Participant Cost Test | Fuel Substitution | 669514.7319 | 713155.3951 | 777322.9572 | 759052.3684 | 689461.2947 | 70530.105 | 69680.6729 | 79683.8121 | 69420.4174 | 81365.1735 | 92952.8174 | 102474.3045 | 110230.1379
Scenario 2: High TRC | SDG&E | Com | WaterHeat | Com - Office (Large) | Program Administrator Cost Test | Energy Efficiency | 176126.8246 | 175645.1785 | 175168.5736 | 174827.1492 | 174342.8606 | 110251.1766 | 109280.1755 | 108361.378 | 45483.8367 | 48171.6988 | 50877.3404 | 53655.4106 | 56503.5357
Scenario 2: High TRC | SDG&E | Com | WaterHeat | Com - Office (Large) | Program Administrator Cost Test | Fuel Substitution | 429516.0333 | 489353.3298 | 564000.6866 | 631570.5903 | 691366.3406 | 110778.2488 | 114672.7822 | 130801.2061 | 120582.7035 | 140994.3785 | 160695.1927 | 176746.8134 | 189693.224
Scenario 2: High TRC | SDG&E | Com | WaterHeat | Com - Office (Large) | Rate Impact Measure Test | Energy Efficiency | 501043.1078 | 506922.3387 | 509070.6112 | 507025.5445 | 500321.716 | 357530.7411 | 347021.3471 | 332073.6957 | 223515.4753 | 203093.0243 | 177238.0323 | 145209.7417 | 106277.2173
Scenario 2: High TRC | SDG&E | Com | WaterHeat | Com - Office (Large) | Rate Impact Measure Test | Fuel Substitution | 429516.0333 | 489353.3298 | 564000.6866 | 631570.5903 | 691366.3406 | 1678464.4094 | 1729900.6351 | 1725902.5857 | 1615387.7598 | 1559417.1019 | 1393902.9374 | 1097298.9201 | 693558.1559
Scenario 2: High TRC | SDG&E | Com | WaterHeat | Com - Office (Large) | Total Resource Cost Test | Energy Efficiency | 226250.4811 | 227583.3788 | 226951.5592 | 228362.0983 | 229544.3903 | 145312.6486 | 116739.0041 | 115768.8352 | 47663.2183 | 50513.9478 | 53387.4776 | 56341.2827 | 59373.0781
Scenario 2: High TRC | SDG&E | Com | WaterHeat | Com - Office (Large) | Total Resource Cost Test | Fuel Substitution | 567786.8684 | 645342.7306 | 768445.1682 | 815311.69 | 811893.0351 | 160570.8241 | 160374.1555 | 183393.2259 | 160148.9407 | 187705.2344 | 214435.1849 | 236398.5663 | 254288.7884
Scenario 2: High TRC | SDG&E | Com | WaterHeat | Com - Office (Small) | Participant Cost Test | Energy Efficiency | 2025.5063 | 2234.2341 | 2451.9269 | 2678.9539 | 27420.3371 | 27007.8434 | 27437.7334 | 27863.3472 | 2870.5964 | 3091.9937 | 3322.728 | 3563.1639 | 3813.6551
Scenario 2: High TRC | SDG&E | Com | WaterHeat | Com - Office (Small) | Participant Cost Test | Fuel Substitution | 267423.992 | 284116.587 | 296400.5598 | 302877.0473 | 305518.6667 | 21718.4445 | 25473.7123 | 29162.797 | 32542.8857 | 37296.7347 | 42516.8864 | 46833.5959 | 50397.4727
Scenario 2: High TRC | SDG&E | Com | WaterHeat | Com - Office (Small) | Program Administrator Cost Test | Energy Efficiency | 10339.4802 | 11291.1226 | 12262.312 | 13253.3169 | 84744.2387 | 83835.5973 | 84339.5952 | 84828.1531 | 16806.6189 | 17845.8245 | 18906.7517 | 19990.1785 | 21096.7688
Scenario 2: High TRC | SDG&E | Com | WaterHeat | Com - Office (Small) | Program Administrator Cost Test | Fuel Substitution | 185783.3361 | 212497.6631 | 240250.0559 | 268924.9471 | 299959.824 | 37587.6695 | 43982.1975 | 50235.1253 | 55930.9712 | 63960.221 | 72754.4823 | 79971.1274 | 85877.4568
Scenario 2: High TRC | SDG&E | Com | WaterHeat | Com - Office (Small) | Rate Impact Measure Test | Energy Efficiency | 87231.2774 | 91461.788 | 94628.1201 | 96413.6046 | 195240.6577 | 190336.368 | 187966.8787 | 184116.4466 | 81003.3183 | 73833.6274 | 64698.3693 | 53241.279 | 39206.2156
Scenario 2: High TRC | SDG&E | Com | WaterHeat | Com - Office (Small) | Rate Impact Measure Test | Fuel Substitution | 185783.3361 | 212497.6631 | 240250.0559 | 268924.9471 | 299959.824 | 700894.6863 | 730284.3764 | 730224.1334 | 694940.3148 | 656871.3007 | 587134.1729 | 463623.6282 | 295949.8419
Scenario 2: High TRC | SDG&E | Com | WaterHeat | Com - Office (Small) | Total Resource Cost Test | Energy Efficiency | 11164.6376 | 12201.5495 | 13261.8798 | 14346.0798 | 91447.7831 | 90081.6304 | 90697.087 | 91296.7295 | 17667.7978 | 18773.4226 | 19903.5701 | 21059.1277 | 22240.8653
Scenario 2: High TRC | SDG&E | Com | WaterHeat | Com - Office (Small) | Total Resource Cost Test | Fuel Substitution | 216897.3615 | 247784.7091 | 279905.3192 | 313166.424 | 349011.7943 | 50114.6845 | 58777.8733 | 67288.3922 | 75086.1462 | 86054.2611 | 98097.9267 | 108057.1072 | 116279.317
Scenario 2: High TRC | SDG&E | Com | WaterHeat | Com - Other | Participant Cost Test | Energy Efficiency | 147224.7009 | 156198.735 | 149008.2072 | 157381.0641 | 165821.2635 | 128156.2052 | 107648.2846 | 113122.4513 | 64527.5024 | 69742.403 | 75196.7935 | 80948.3297 | 87028.5569
Scenario 2: High TRC | SDG&E | Com | WaterHeat | Com - Other | Participant Cost Test | Fuel Substitution | 10438806.0991 | 11156464.9923 | 11990915.1864 | 11956700.911 | 11612891.5611 | 1013847.7341 | 1178002.2436 | 1360951.2798 | 712371.0981 | 826353.8563 | 949621.0044 | 1053600.9308 | 1141059.0494
Scenario 2: High TRC | SDG&E | Com | WaterHeat | Com - Other | Program Administrator Cost Test | Energy Efficiency | 493167.0441 | 523056.2015 | 553800.3519 | 585539.7912 | 617174.1446 | 553377.2173 | 583647.1354 | 614632.3963 | 499777.2678 | 532933.2566 | 566829.3148 | 601852.2017 | 638168.697
Scenario 2: High TRC | SDG&E | Com | WaterHeat | Com - Other | Program Administrator Cost Test | Fuel Substitution | 6899577.4838 | 7920869.7915 | 9112661.2803 | 10271331.4015 | 11537486.4105 | 1286033.8199 | 1502388.1155 | 1733542.2246 | 1287481.016 | 1493493.8194 | 1716260.0084 | 1903015.0536 | 2054733.0794
Scenario 2: High TRC | SDG&E | Com | WaterHeat | Com - Other | Rate Impact Measure Test | Energy Efficiency | 2876251.5847 | 3023676.596 | 3141379.3657 | 3219290.0878 | 3255827.5686 | 3025823.0361 | 2979654.8012 | 2886089.9423 | 2529036.5893 | 2316873.8449 | 2036782.4761 | 1677394.0255 | 1228613.6104
Scenario 2: High TRC | SDG&E | Com | WaterHeat | Com - Other | Rate Impact Measure Test | Fuel Substitution | 6899577.4838 | 7920869.7915 | 9112661.2803 | 10271331.4015 | 11537486.4105 | 23407534.5876 | 24519651.4658 | 24672715.4672 | 22970721.1998 | 21857341.9774 | 19525811.4099 | 15282501.5125 | 9427864.9301
Scenario 2: High TRC | SDG&E | Com | WaterHeat | Com - Other | Total Resource Cost Test | Energy Efficiency | 553556.5007 | 587829.9823 | 606672.6642 | 641880.1104 | 677025.1664 | 595765.073 | 612092.3632 | 644660.5938 | 519135.5185 | 553855.9775 | 589388.3529 | 626136.7006 | 664277.2641
Scenario 2: High TRC | SDG&E | Com | WaterHeat | Com - Other | Total Resource Cost Test | Fuel Substitution | 8542982.6438 | 9782483.3999 | 11473785.3427 | 12483229.7385 | 13439424.486 | 2066211.0376 | 2404795.6915 | 2777155.4655 | 1643666.5651 | 1906670.7476 | 2191070.5106 | 2430965.9773 | 2632739.91
Scenario 2: High TRC | SDG&E | Com | WaterHeat | Com - Refrig. Warehouse | Participant Cost Test | Energy Efficiency | 34.4546 | 37.5457 | 40.7839 | 43.9044 | 47.3093 | 31.3297 | 34.1835 | 37.1817 | 40.3948 | 43.7336 | 47.313 | 51.1116 | 55.0954
Scenario 2: High TRC | SDG&E | Com | WaterHeat | Com - Refrig. Warehouse | Participant Cost Test | Fuel Substitution | 2687.2315 | 2830.7284 | 2926.3904 | 2958.6973 | 2950.7963 | 85.6185 | 100.8204 | 115.8818 | 129.7921 | 147.0177 | 168.2162 | 185.9437 | 200.7587
Scenario 2: High TRC | SDG&E | Com | WaterHeat | Com - Refrig. Warehouse | Program Administrator Cost Test | Energy Efficiency | 319.2345 | 347.1973 | 375.8317 | 402.9457 | 431.748 | 404.3069 | 433.5679 | 463.5268 | 494.9884 | 526.7784 | 560.217 | 594.9475 | 630.4898
Scenario 2: High TRC | SDG&E | Com | WaterHeat | Com - Refrig. Warehouse | Program Administrator Cost Test | Fuel Substitution | 1951.4526 | 2226.9398 | 2513.47 | 2810.1684 | 3134.297 | 154.6652 | 182.143 | 209.3651 | 234.5047 | 265.6351 | 303.9408 | 335.9728 | 362.7406
Scenario 2: High TRC | SDG&E | Com | WaterHeat | Com - Refrig. Warehouse | Rate Impact Measure Test | Energy Efficiency | 2967.5575 | 3114.3213 | 3225.6285 | 3273.021 | 3290.1312 | 3137.0236 | 3064.6784 | 2940.9649 | 2761.9392 | 2513.9982 | 2196.4584 | 1791.8688 | 1287.0205
Scenario 2: High TRC | SDG&E | Com | WaterHeat | Com - Refrig. Warehouse | Rate Impact Measure Test | Fuel Substitution | 1951.4526 | 2226.9398 | 2513.47 | 2810.1684 | 3134.297 | 6703.4588 | 6986.7828 | 6979.6316 | 6621.0879 | 6122.862 | 5404.4655 | 4153.6346 | 2460.1091
Scenario 2: High TRC | SDG&E | Com | WaterHeat | Com - Refrig. Warehouse | Total Resource Cost Test | Energy Efficiency | 330.0081 | 358.9363 | 388.5818 | 416.6687 | 446.5331 | 413.7058 | 443.8229 | 474.6813 | 507.1069 | 539.8985 | 574.4109 | 610.281 | 647.0185
Scenario 2: High TRC | SDG&E | Com | WaterHeat | Com - Refrig. Warehouse | Total Resource Cost Test | Fuel Substitution | 2137.5531 | 2435.5023 | 2745.4071 | 3066.5533 | 3416.2998 | 197.4744 | 232.5532 | 267.306 | 299.4008 | 339.144 | 388.0489 | 428.9447 | 463.12
Scenario 2: High TRC | SDG&E | Com | WaterHeat | Com - Restaurant | Participant Cost Test | Energy Efficiency | 32949.3281 | 38177.3402 | 41013.8646 | 43982.0304 | 47099.4643 | 22993.2173 | 24575.8509 | 26231.9109 | 27946.197 | 29741.829 | 31625.3914 | 33596.2345 | 35653.3378
Scenario 2: High TRC | SDG&E | Com | WaterHeat | Com - Restaurant | Participant Cost Test | Fuel Substitution | 5877829.0202 | 6234991.9305 | 6493794.6799 | 6622185.5209 | 6666669.6912 | 481993.0182 | 565346.1445 | 647372.4417 | 722847.0603 | 829110.7876 | 947197.3358 | 1045811.7482 | 1128045.7134
Scenario 2: High TRC | SDG&E | Com | WaterHeat | Com - Restaurant | Program Administrator Cost Test | Energy Efficiency | 125225.9213 | 142254.1929 | 151352.1165 | 160686.5953 | 170298.7188 | 134127.0703 | 142046.9521 | 150172.4772 | 158399.8072 | 166858.8135 | 175575.3641 | 184531.434 | 193707.6597
Scenario 2: High TRC | SDG&E | Com | WaterHeat | Com - Restaurant | Program Administrator Cost Test | Fuel Substitution | 4273989.0085 | 4887639.0187 | 5525934.0247 | 6187390.7971 | 6907143.735 | 852036.3044 | 996746.8999 | 1138408.5562 | 1267898.14 | 1450663.1191 | 1653193.6502 | 1820892.8771 | 1959405.2029
Scenario 2: High TRC | SDG&E | Com | WaterHeat | Com - Restaurant | Rate Impact Measure Test | Energy Efficiency | 723544.7525 | 810611.5753 | 839531.1479 | 858031.6903 | 867718.5411 | 748897.5517 | 736124.2767 | 712252.0983 | 674991.1285 | 618411.9495 | 545829.8904 | 454113.8393 | 340917.6649
Scenario 2: High TRC | SDG&E | Com | WaterHeat | Com - Restaurant | Rate Impact Measure Test | Fuel Substitution | 4273989.0085 | 4887639.0187 | 5525934.0247 | 6187390.7971 | 6907143.735 | 17975457.9508 | 18714385.5123 | 18697327.9257 | 17778752.0716 | 16782822.9681 | 14983316.3734 | 11786512.9233 | 7429010.4531
Scenario 2: High TRC | SDG&E | Com | WaterHeat | Com - Restaurant | Total Resource Cost Test | Energy Efficiency | 139531.5783 | 159175.2533 | 169696.2939 | 180530.6243 | 191728.9175 | 141025.0355 | 149419.7074 | 158042.0504 | 166783.6663 | 175781.3622 | 185062.9816 | 194610.3043 | 204403.661
Scenario 2: High TRC | SDG&E | Com | WaterHeat | Com - Restaurant | Total Resource Cost Test | Fuel Substitution | 4872600.8971 | 5568492.5747 | 6293282.8761 | 7045969.4515 | 7861877.8692 | 1114000.6183 | 1306652.868 | 1496238.9649 | 1670683.6272 | 1916299.5545 | 2189222.1624 | 2417135.4902 | 2607190.4592
Scenario 2: High TRC | SDG&E | Com | WaterHeat | Com - Retail | Participant Cost Test | Energy Efficiency | 47080.8121 | 48032.7087 | 48337.0768 | 49218.1918 | 50078.2022 | 50228.0564 | 51052.7333 | 51871.1062 | 3985.7284 | 4230.5969 | 4480.7506 | 4742.538 | 5013.3224
Scenario 2: High TRC | SDG&E | Com | WaterHeat | Com - Retail | Participant Cost Test | Fuel Substitution | 298531.7594 | 315681.0608 | 386111.4152 | 377041.9938 | 355388.2713 | 47680.8147 | 54371.7368 | 62151.1286 | 32339.2233 | 35984.8888 | 40683.7872 | 44485.7776 | 47574.755
Scenario 2: High TRC | SDG&E | Com | WaterHeat | Com - Retail | Program Administrator Cost Test | Energy Efficiency | 150928.508 | 152157.721 | 153275.7714 | 154273.0439 | 155126.0632 | 154656.0105 | 155393.8818 | 156074.7348 | 26056.1702 | 27248.6828 | 28435.9413 | 29657.3866 | 30894.8086
Scenario 2: High TRC | SDG&E | Com | WaterHeat | Com - Retail | Program Administrator Cost Test | Fuel Substitution | 203664.6673 | 232656.6581 | 276119.1685 | 309291.2365 | 344822.6416 | 59544.419 | 68429.3566 | 78062.1153 | 56763.0423 | 63024.137 | 71084.289 | 77544.5037 | 82736.7956
Scenario 2: High TRC | SDG&E | Com | WaterHeat | Com - Retail | Rate Impact Measure Test | Energy Efficiency | 339592.0045 | 345386.5835 | 349046.7515 | 349822.8602 | 348019.9464 | 340856.681 | 334757.948 | 326484.9883 | 129543.6845 | 116188.5202 | 100129.8061 | 81040.5856 | 58534.2671
Scenario 2: High TRC | SDG&E | Com | WaterHeat | Com - Retail | Rate Impact Measure Test | Fuel Substitution | 203664.6673 | 232656.6581 | 276119.1685 | 309291.2365 | 344822.6416 | 831053.2351 | 865078.3486 | 865276.4375 | 794113.481 | 727284.0868 | 642622.1434 | 500703.9961 | 313008.0158
Scenario 2: High TRC | SDG&E | Com | WaterHeat | Com - Retail | Total Resource Cost Test | Energy Efficiency | 162452.8234 | 163949.1014 | 164703.6421 | 165928.369 | 167003.239 | 166301.9394 | 167239.3503 | 168118.9028 | 27251.8887 | 28517.8619 | 29780.1665 | 31080.148 | 32398.8054
Scenario 2: High TRC | SDG&E | Com | WaterHeat | Com - Retail | Total Resource Cost Test | Fuel Substitution | 227026.4501 | 259267.7664 | 364783.25 | 387622.8947 | 405071.7578 | 97309.6827 | 111313.0786 | 127229.1306 | 74804.8838 | 83256.897 | 94133.0291 | 102933.6254 | 110084.2716
Scenario 2: High TRC | SDG&E | Com | WaterHeat | Com - School | Participant Cost Test | Energy Efficiency | 38793.5565 | 41160.9524 | 58653.0832 | 60956.9631 | 63401.1524 | 23424.928 | 23971.1001 | 24456.3322 | 11393.7927 | 12240.8832 | 13131.7153 | 14065.2301 | 15040.6454
Scenario 2: High TRC | SDG&E | Com | WaterHeat | Com - School | Participant Cost Test | Fuel Substitution | 1758103.8824 | 1873713.5619 | 1963028.2659 | 2017397.7844 | 2164777.2644 | 318600.1717 | 370849.5058 | 425630.6368 | 282333.6775 | 331582.4443 | 379372.2722 | 419167.744 | 452107.4563
Scenario 2: High TRC | SDG&E | Com | WaterHeat | Com - School | Program Administrator Cost Test | Energy Efficiency | 66981.1017 | 70896.0866 | 119605.2821 | 122277.4452 | 125122.2945 | 85123.992 | 86957.1001 | 88632.8029 | 53823.0448 | 57112.6145 | 60515.8173 | 64022.6274 | 67624.7597
Scenario 2: High TRC | SDG&E | Com | WaterHeat | Com - School | Program Administrator Cost Test | Fuel Substitution | 1248626.0181 | 1425979.9189 | 1610546.1839 | 1802072.0245 | 2122564.9534 | 444769.2488 | 517864.491 | 592805.4065 | 472569.4622 | 553142.1766 | 630769.5023 | 694675.3073 | 746880.6534
Scenario 2: High TRC | SDG&E | Com | WaterHeat | Com - School | Rate Impact Measure Test | Energy Efficiency | 315515.6293 | 328571.8107 | 400365.6941 | 404852.2407 | 406279.7885 | 307464.3841 | 301680.5908 | 291890.9464 | 225730.5844 | 207561.5685 | 184031.3789 | 154057.6958 | 116841.8712
Scenario 2: High TRC | SDG&E | Com | WaterHeat | Com - School | Rate Impact Measure Test | Fuel Substitution | 1248626.0181 | 1425979.9189 | 1610546.1839 | 1802072.0245 | 2122564.9534 | 4895084.1807 | 5113105.5451 | 5138077.1325 | 4738958.0025 | 4609516.4369 | 4162647.6509 | 3336964.5436 | 2197022.4618
Scenario 2: High TRC | SDG&E | Com | WaterHeat | Com - School | Total Resource Cost Test | Energy Efficiency | 86112.0819 | 91299.1119 | 144713.1964 | 148704.6834 | 152952.9845 | 91076.1679 | 93092.6842 | 94934.382 | 57241.1826 | 60784.8795 | 64455.3319 | 68242.1965 | 72136.9534
Scenario 2: High TRC | SDG&E | Com | WaterHeat | Com - School | Total Resource Cost Test | Fuel Substitution | 1545378.2842 | 1761920.9931 | 1987514.6478 | 2222163.3804 | 2703195.5163 | 692055.1633 | 805932.8493 | 924600.9151 | 651339.107 | 764944.937 | 875177.7038 | 966969.8774 | 1042948.3052
Scenario 2: High TRC | SDG&E | Com | WaterHeat | Com - Warehouse | Participant Cost Test | Energy Efficiency | 37109.4485 | 38020.1031 | 38896.5407 | 39829.6646 | 40764.7608 | 40248.4533 | 39653.0127 | 40493.4152 | 730.7225 | 792.4047 | 856.5965 | 924.1132 | 995.8239
Scenario 2: High TRC | SDG&E | Com | WaterHeat | Com - Warehouse | Participant Cost Test | Fuel Substitution | 24281.6302 | 25843.8107 | 30245.2567 | 30205.7057 | 29402.3025 | 2675.9285 | 3097.3544 | 3575.4459 | 1872.9902 | 2151.4027 | 2466.6098 | 2731.5549 | 2954.2173
Scenario 2: High TRC | SDG&E | Com | WaterHeat | Com - Warehouse | Program Administrator Cost Test | Energy Efficiency | 109674.4745 | 110579.577 | 111444.9138 | 112301.2152 | 113125.977 | 111719.548 | 112469.9697 | 113212.9468 | 5042.6578 | 5386.1988 | 5735.4937 | 6095.5103 | 6471.2664
Scenario 2: High TRC | SDG&E | Com | WaterHeat | Com - Warehouse | Program Administrator Cost Test | Fuel Substitution | 17393.0329 | 19876.703 | 23212.8689 | 26071.2341 | 29183.9971 | 3356.7738 | 3904.5306 | 4494.95 | 3307.9043 | 3789.5544 | 4333.3827 | 4786.4873 | 5163.5656
Scenario 2: High TRC | SDG&E | Com | WaterHeat | Com - Warehouse | Rate Impact Measure Test | Energy Efficiency | 173839.9636 | 176655.5385 | 179108.6731 | 181188.9205 | 182813.6168 | 179473.3429 | 180325.5657 | 180767.6102 | 25416.9156 | 23275.3858 | 20453.7459 | 16847.3844 | 12366.9624
Scenario 2: High TRC | SDG&E | Com | WaterHeat | Com - Warehouse | Rate Impact Measure Test | Fuel Substitution | 17393.0329 | 19876.703 | 23212.8689 | 26071.2341 | 29183.9971 | 50219.7364 | 52672.8926 | 53100.4981 | 49247.1812 | 46511.0125 | 41609.746 | 32737.914 | 20545.736
Scenario 2: High TRC | SDG&E | Com | WaterHeat | Com - Warehouse | Total Resource Cost Test | Energy Efficiency | 118874.9205 | 120022.1884 | 121093.6701 | 122202.413 | 123279.6069 | 121498.8174 | 121582.9098 | 122517.8001 | 5261.8746 | 5623.9202 | 5992.4727 | 6372.7443 | 6770.0135
Scenario 2: High TRC | SDG&E | Com | WaterHeat | Com - Warehouse | Total Resource Cost Test | Fuel Substitution | 20861.4949 | 23791.1302 | 30805.0053 | 33419.0086 | 35869.9866 | 5451.0108 | 6322.9294 | 7296.7004 | 4321.5398 | 4963.9535 | 5691.1859 | 6302.4445 | 6816.1448
Scenario 2: High TRC | SDG&E | Com | WholeBlg | Com - College | Participant Cost Test | Energy Efficiency | 150004.88 | 154032.1142 | 158259.5991 | 163373.6455 | 169044.1498 | 174814.4025 | 181450.4091 | 187915.6213 | 194608.155 | 201647.9927 | 208415.3089 | 214442.8093 | 217790.3639
Scenario 2: High TRC | SDG&E | Com | WholeBlg | Com - College | Program Administrator Cost Test | Energy Efficiency | 150004.88 | 154032.1142 | 158259.5991 | 163373.6455 | 169044.1498 | 174814.4025 | 181450.4091 | 187915.6213 | 194608.155 | 201647.9927 | 208415.3089 | 214442.8093 | 217790.3639
Scenario 2: High TRC | SDG&E | Com | WholeBlg | Com - College | Rate Impact Measure Test | Energy Efficiency | 150004.88 | 154032.1142 | 158259.5991 | 163373.6455 | 169044.1498 | 174814.4025 | 181450.4091 | 187915.6213 | 194608.155 | 201647.9927 | 208415.3089 | 214442.8093 | 217790.3639
Scenario 2: High TRC | SDG&E | Com | WholeBlg | Com - College | Total Resource Cost Test | Energy Efficiency | 150004.88 | 154032.1142 | 158259.5991 | 163373.6455 | 169044.1498 | 174814.4025 | 181450.4091 | 187915.6213 | 194608.155 | 201647.9927 | 208415.3089 | 214442.8093 | 217790.3639
Scenario 2: High TRC | SDG&E | Com | WholeBlg | Com - Grocery | Participant Cost Test | Energy Efficiency | 316091.7414 | 325374.769 | 335361.5022 | 347243.2167 | 360421.2018 | 373972.134 | 388195.4887 | 402581.2313 | 417614.0544 | 432548.0264 | 447424.3993 | 460617.1102 | 460634.1028
Scenario 2: High TRC | SDG&E | Com | WholeBlg | Com - Grocery | Program Administrator Cost Test | Energy Efficiency | 316091.7414 | 325374.769 | 335361.5022 | 347243.2167 | 360421.2018 | 373972.134 | 388195.4887 | 402581.2313 | 417614.0544 | 432548.0264 | 447424.3993 | 460617.1102 | 460634.1028
Scenario 2: High TRC | SDG&E | Com | WholeBlg | Com - Grocery | Rate Impact Measure Test | Energy Efficiency | 316091.7414 | 325374.769 | 335361.5022 | 347243.2167 | 360421.2018 | 373972.134 | 388195.4887 | 402581.2313 | 417614.0544 | 432548.0264 | 447424.3993 | 460617.1102 | 460634.1028
Scenario 2: High TRC | SDG&E | Com | WholeBlg | Com - Grocery | Total Resource Cost Test | Energy Efficiency | 316091.7414 | 325374.769 | 335361.5022 | 347243.2167 | 360421.2018 | 373972.134 | 388195.4887 | 402581.2313 | 417614.0544 | 432548.0264 | 447424.3993 | 460617.1102 | 460634.1028
Scenario 2: High TRC | SDG&E | Com | WholeBlg | Com - Health | Participant Cost Test | Energy Efficiency | 393435.8338 | 404657.0004 | 416224.793 | 429764.8343 | 444400.6884 | 458750.458 | 474446.9584 | 489310.7264 | 504707.8696 | 520968.6124 | 536983.1189 | 550458.8518 | 562201.9046
Scenario 2: High TRC | SDG&E | Com | WholeBlg | Com - Health | Program Administrator Cost Test | Energy Efficiency | 393435.8338 | 404657.0004 | 416224.793 | 429764.8343 | 444400.6884 | 458750.458 | 474446.9584 | 489310.7264 | 504707.8696 | 520968.6124 | 536983.1189 | 550458.8518 | 562201.9046
Scenario 2: High TRC | SDG&E | Com | WholeBlg | Com - Health | Rate Impact Measure Test | Energy Efficiency | 393435.8338 | 404657.0004 | 416224.793 | 429764.8343 | 444400.6884 | 458750.458 | 474446.9584 | 489310.7264 | 504707.8696 | 520968.6124 | 536983.1189 | 550458.8518 | 562201.9046
Scenario 2: High TRC | SDG&E | Com | WholeBlg | Com - Health | Total Resource Cost Test | Energy Efficiency | 393435.8338 | 404657.0004 | 416224.793 | 429764.8343 | 444400.6884 | 458750.458 | 474446.9584 | 489310.7264 | 504707.8696 | 520968.6124 | 536983.1189 | 550458.8518 | 562201.9046
Scenario 2: High TRC | SDG&E | Com | WholeBlg | Com - Lodging | Participant Cost Test | Energy Efficiency | 206116.1686 | 210517.8526 | 215100.2231 | 220900.0507 | 227138.7955 | 233291.7615 | 240272.442 | 246834.0093 | 253522.7093 | 260414.0796 | 266689.7668 | 271735.7443 | 276434.5172
Scenario 2: High TRC | SDG&E | Com | WholeBlg | Com - Lodging | Program Administrator Cost Test | Energy Efficiency | 206116.1686 | 210517.8526 | 215100.2231 | 220900.0507 | 227138.7955 | 233291.7615 | 240272.442 | 246834.0093 | 253522.7093 | 260414.0796 | 266689.7668 | 271735.7443 | 276434.5172
Scenario 2: High TRC | SDG&E | Com | WholeBlg | Com - Lodging | Rate Impact Measure Test | Energy Efficiency | 206116.1686 | 210517.8526 | 215100.2231 | 220900.0507 | 227138.7955 | 233291.7615 | 240272.442 | 246834.0093 | 253522.7093 | 260414.0796 | 266689.7668 | 271735.7443 | 276434.5172
Scenario 2: High TRC | SDG&E | Com | WholeBlg | Com - Lodging | Total Resource Cost Test | Energy Efficiency | 206116.1686 | 210517.8526 | 215100.2231 | 220900.0507 | 227138.7955 | 233291.7615 | 240272.442 | 246834.0093 | 253522.7093 | 260414.0796 | 266689.7668 | 271735.7443 | 276434.5172
Scenario 2: High TRC | SDG&E | Com | WholeBlg | Com - Office (Large) | Participant Cost Test | Energy Efficiency | 660382.5628 | 674740.5364 | 689468.3699 | 707235.6883 | 726658.642 | 746019.3063 | 768961.5453 | 790280.8525 | 811831.3041 | 834022.0093 | 854005.8541 | 870423.5754 | 893527.9164
Scenario 2: High TRC | SDG&E | Com | WholeBlg | Com - Office (Large) | Program Administrator Cost Test | Energy Efficiency | 660382.5628 | 674740.5364 | 689468.3699 | 707235.6883 | 726658.642 | 746019.3063 | 768961.5453 | 790280.8525 | 811831.3041 | 834022.0093 | 854005.8541 | 870423.5754 | 893527.9164
Scenario 2: High TRC | SDG&E | Com | WholeBlg | Com - Office (Large) | Rate Impact Measure Test | Energy Efficiency | 660382.5628 | 674740.5364 | 689468.3699 | 707235.6883 | 726658.642 | 746019.3063 | 768961.5453 | 790280.8525 | 811831.3041 | 834022.0093 | 854005.8541 | 870423.5754 | 893527.9164
Scenario 2: High TRC | SDG&E | Com | WholeBlg | Com - Office (Large) | Total Resource Cost Test | Energy Efficiency | 660382.5628 | 674740.5364 | 689468.3699 | 707235.6883 | 726658.642 | 746019.3063 | 768961.5453 | 790280.8525 | 811831.3041 | 834022.0093 | 854005.8541 | 870423.5754 | 893527.9164
Scenario 2: High TRC | SDG&E | Com | WholeBlg | Com - Office (Small) | Participant Cost Test | Energy Efficiency | 188051.3344 | 191604.7263 | 195441.3515 | 200339.2312 | 205899.9219 | 211491.6842 | 217884.2207 | 224030.3177 | 230356.7279 | 237467.8282 | 243481.9287 | 248505.2117 | 252557.9007
Scenario 2: High TRC | SDG&E | Com | WholeBlg | Com - Office (Small) | Program Administrator Cost Test | Energy Efficiency | 188051.3344 | 191604.7263 | 195441.3515 | 200339.2312 | 205899.9219 | 211491.6842 | 217884.2207 | 224030.3177 | 230356.7279 | 237467.8282 | 243481.9287 | 248505.2117 | 252557.9007
Scenario 2: High TRC | SDG&E | Com | WholeBlg | Com - Office (Small) | Rate Impact Measure Test | Energy Efficiency | 188051.3344 | 191604.7263 | 195441.3515 | 200339.2312 | 205899.9219 | 211491.6842 | 217884.2207 | 224030.3177 | 230356.7279 | 237467.8282 | 243481.9287 | 248505.2117 | 252557.9007
Scenario 2: High TRC | SDG&E | Com | WholeBlg | Com - Office (Small) | Total Resource Cost Test | Energy Efficiency | 188051.3344 | 191604.7263 | 195441.3515 | 200339.2312 | 205899.9219 | 211491.6842 | 217884.2207 | 224030.3177 | 230356.7279 | 237467.8282 | 243481.9287 | 248505.2117 | 252557.9007
Scenario 2: High TRC | SDG&E | Com | WholeBlg | Com - Other | Participant Cost Test | Energy Efficiency | 385132.0808 | 394284.5354 | 403744.4696 | 415363.0525 | 427993.3962 | 440469.5459 | 455208.339 | 469094.4397 | 483272.7797 | 497881.7532 | 511494.3925 | 523078.5913 | 536643.4022
Scenario 2: High TRC | SDG&E | Com | WholeBlg | Com - Other | Program Administrator Cost Test | Energy Efficiency | 385132.0808 | 394284.5354 | 403744.4696 | 415363.0525 | 427993.3962 | 440469.5459 | 455208.339 | 469094.4397 | 483272.7797 | 497881.7532 | 511494.3925 | 523078.5913 | 536643.4022
Scenario 2: High TRC | SDG&E | Com | WholeBlg | Com - Other | Rate Impact Measure Test | Energy Efficiency | 385132.0808 | 394284.5354 | 403744.4696 | 415363.0525 | 427993.3962 | 440469.5459 | 455208.339 | 469094.4397 | 483272.7797 | 497881.7532 | 511494.3925 | 523078.5913 | 536643.4022
Scenario 2: High TRC | SDG&E | Com | WholeBlg | Com - Other | Total Resource Cost Test | Energy Efficiency | 385132.0808 | 394284.5354 | 403744.4696 | 415363.0525 | 427993.3962 | 440469.5459 | 455208.339 | 469094.4397 | 483272.7797 | 497881.7532 | 511494.3925 | 523078.5913 | 536643.4022
Scenario 2: High TRC | SDG&E | Com | WholeBlg | Com - Refrig. Warehouse | Participant Cost Test | Energy Efficiency | 6996.8911 | 7335.4759 | 7702.8467 | 8134.6927 | 8580.749 | 8978.6373 | 9387.2369 | 9815.2895 | 10271.7069 | 10734.8201 | 11216.1004 | 11666.7621 | 11721.8002
Scenario 2: High TRC | SDG&E | Com | WholeBlg | Com - Refrig. Warehouse | Program Administrator Cost Test | Energy Efficiency | 6996.8911 | 7335.4759 | 7702.8467 | 8134.6927 | 8580.749 | 8978.6373 | 9387.2369 | 9815.2895 | 10271.7069 | 10734.8201 | 11216.1004 | 11666.7621 | 11721.8002
Scenario 2: High TRC | SDG&E | Com | WholeBlg | Com - Refrig. Warehouse | Rate Impact Measure Test | Energy Efficiency | 6996.8911 | 7335.4759 | 7702.8467 | 8134.6927 | 8580.749 | 8978.6373 | 9387.2369 | 9815.2895 | 10271.7069 | 10734.8201 | 11216.1004 | 11666.7621 | 11721.8002
Scenario 2: High TRC | SDG&E | Com | WholeBlg | Com - Refrig. Warehouse | Total Resource Cost Test | Energy Efficiency | 6996.8911 | 7335.4759 | 7702.8467 | 8134.6927 | 8580.749 | 8978.6373 | 9387.2369 | 9815.2895 | 10271.7069 | 10734.8201 | 11216.1004 | 11666.7621 | 11721.8002
Scenario 2: High TRC | SDG&E | Com | WholeBlg | Com - Restaurant | Participant Cost Test | Energy Efficiency | 208938.7446 | 214174.2762 | 219730.9053 | 226615.4729 | 234259.8733 | 241955.1437 | 250183.8275 | 258448.0179 | 267085.7387 | 275700.5169 | 284200.2449 | 291607.9127 | 292365.5628
Scenario 2: High TRC | SDG&E | Com | WholeBlg | Com - Restaurant | Program Administrator Cost Test | Energy Efficiency | 208938.7446 | 214174.2762 | 219730.9053 | 226615.4729 | 234259.8733 | 241955.1437 | 250183.8275 | 258448.0179 | 267085.7387 | 275700.5169 | 284200.2449 | 291607.9127 | 292365.5628
Scenario 2: High TRC | SDG&E | Com | WholeBlg | Com - Restaurant | Rate Impact Measure Test | Energy Efficiency | 208938.7446 | 214174.2762 | 219730.9053 | 226615.4729 | 234259.8733 | 241955.1437 | 250183.8275 | 258448.0179 | 267085.7387 | 275700.5169 | 284200.2449 | 291607.9127 | 292365.5628
Scenario 2: High TRC | SDG&E | Com | WholeBlg | Com - Restaurant | Total Resource Cost Test | Energy Efficiency | 208938.7446 | 214174.2762 | 219730.9053 | 226615.4729 | 234259.8733 | 241955.1437 | 250183.8275 | 258448.0179 | 267085.7387 | 275700.5169 | 284200.2449 | 291607.9127 | 292365.5628
Scenario 2: High TRC | SDG&E | Com | WholeBlg | Com - Retail | Participant Cost Test | Energy Efficiency | 1150898.6366 | 1348401.054 | 1565244.438 | 1792937.7925 | 1994332.3234 | 2214417.9157 | 2423148.3429 | 2607716.0967 | 2770544.8426 | 2922253.2641 | 3053396.5979 | 3180867.9234 | 3316578.6163
Scenario 2: High TRC | SDG&E | Com | WholeBlg | Com - Retail | Program Administrator Cost Test | Energy Efficiency | 1009018.1465 | 1157545.2351 | 1315744.3968 | 1476456.9207 | 1610653.2688 | 1753538.7237 | 1882687.2461 | 1988807.3953 | 2075003.8261 | 2149815.5512 | 2206915.9689 | 2258385.5553 | 2314534.6144
Scenario 2: High TRC | SDG&E | Com | WholeBlg | Com - Retail | Rate Impact Measure Test | Energy Efficiency | 6558244.2538 | 7529603.2831 | 8432687.712 | 9156776.6726 | 9508730.6428 | 9740650.6962 | 9679136.0347 | 9310924.8484 | 8666179.1799 | 7805297.1682 | 6721171.1677 | 5455084.271 | 4014168.5379
Scenario 2: High TRC | SDG&E | Com | WholeBlg | Com - Retail | Total Resource Cost Test | Energy Efficiency | 1508351.7141 | 1776304.8046 | 2067908.0435 | 2370511.1727 | 2632900.5977 | 2917969.449 | 3183624.8398 | 3413879.4114 | 3612379.7232 | 3793853.1486 | 3946500.1893 | 4093340.4068 | 4248018.835
Scenario 2: High TRC | SDG&E | Com | WholeBlg | Com - School | Participant Cost Test | Energy Efficiency | 122385.4203 | 125058.058 | 127868.024 | 131423.5462 | 135389.9186 | 139339.2701 | 144139.61 | 148685.3745 | 153307.0164 | 158108.4443 | 162535.4889 | 166302.3538 | 170210.258
Scenario 2: High TRC | SDG&E | Com | WholeBlg | Com - School | Program Administrator Cost Test | Energy Efficiency | 122385.4203 | 125058.058 | 127868.024 | 131423.5462 | 135389.9186 | 139339.2701 | 144139.61 | 148685.3745 | 153307.0164 | 158108.4443 | 162535.4889 | 166302.3538 | 170210.258
Scenario 2: High TRC | SDG&E | Com | WholeBlg | Com - School | Rate Impact Measure Test | Energy Efficiency | 122385.4203 | 125058.058 | 127868.024 | 131423.5462 | 135389.9186 | 139339.2701 | 144139.61 | 148685.3745 | 153307.0164 | 158108.4443 | 162535.4889 | 166302.3538 | 170210.258
Scenario 2: High TRC | SDG&E | Com | WholeBlg | Com - School | Total Resource Cost Test | Energy Efficiency | 122385.4203 | 125058.058 | 127868.024 | 131423.5462 | 135389.9186 | 139339.2701 | 144139.61 | 148685.3745 | 153307.0164 | 158108.4443 | 162535.4889 | 166302.3538 | 170210.258
Scenario 2: High TRC | SDG&E | Com | WholeBlg | Com - Warehouse | Participant Cost Test | Energy Efficiency | 119555.0961 | 122734.8324 | 126087.8926 | 130164.0382 | 134586.33 | 138929.6008 | 143815.4969 | 148512.9299 | 153363.5323 | 158329.3419 | 163063.6237 | 167157.1684 | 171726.1622
Scenario 2: High TRC | SDG&E | Com | WholeBlg | Com - Warehouse | Program Administrator Cost Test | Energy Efficiency | 119555.0961 | 122734.8324 | 126087.8926 | 130164.0382 | 134586.33 | 138929.6008 | 143815.4969 | 148512.9299 | 153363.5323 | 158329.3419 | 163063.6237 | 167157.1684 | 171726.1622
Scenario 2: High TRC | SDG&E | Com | WholeBlg | Com - Warehouse | Rate Impact Measure Test | Energy Efficiency | 119555.0961 | 122734.8324 | 126087.8926 | 130164.0382 | 134586.33 | 138929.6008 | 143815.4969 | 148512.9299 | 153363.5323 | 158329.3419 | 163063.6237 | 167157.1684 | 171726.1622
Scenario 2: High TRC | SDG&E | Com | WholeBlg | Com - Warehouse | Total Resource Cost Test | Energy Efficiency | 119555.0961 | 122734.8324 | 126087.8926 | 130164.0382 | 134586.33 | 138929.6008 | 143815.4969 | 148512.9299 | 153363.5323 | 158329.3419 | 163063.6237 | 167157.1684 | 171726.1622
Scenario 2: High TRC | SDG&E | Ind | WholeBlg | Ind - All Other Industrial | Participant Cost Test | Energy Efficiency | 20634.0807 | 20646.3923 | 20657.2159 | 20718.0667 | 20748.0315 | 20767.7584 | 20800.9643 | 20818.385 | 20832.4367 | 20849.857 | 20847.8142 | 20852.6292 | 20852.7903
Scenario 2: High TRC | SDG&E | Ind | WholeBlg | Ind - All Other Industrial | Program Administrator Cost Test | Energy Efficiency | 20634.0807 | 20646.3923 | 20657.2159 | 20718.0667 | 20748.0315 | 20767.7584 | 20800.9643 | 20818.385 | 20832.4367 | 20849.857 | 20847.8142 | 20852.6292 | 20852.7903
Scenario 2: High TRC | SDG&E | Ind | WholeBlg | Ind - All Other Industrial | Rate Impact Measure Test | Energy Efficiency | 20634.0807 | 20646.3923 | 20657.2159 | 20718.0667 | 20748.0315 | 20767.7584 | 20800.9643 | 20818.385 | 20832.4367 | 20849.857 | 20847.8142 | 20852.6292 | 20852.7903
Scenario 2: High TRC | SDG&E | Ind | WholeBlg | Ind - All Other Industrial | Total Resource Cost Test | Energy Efficiency | 20634.0807 | 20646.3923 | 20657.2159 | 20718.0667 | 20748.0315 | 20767.7584 | 20800.9643 | 20818.385 | 20832.4367 | 20849.857 | 20847.8142 | 20852.6292 | 20852.7903
Scenario 2: High TRC | SDG&E | Ind | WholeBlg | Ind - Chemicals | Participant Cost Test | Energy Efficiency | 23459.3123 | 23630.0235 | 23793.2079 | 23997.1065 | 24158.5828 | 24296.1336 | 24426.0475 | 24514.2474 | 24599.6022 | 24683.0239 | 24733.1672 | 24777.1254 | 24805.4851
Scenario 2: High TRC | SDG&E | Ind | WholeBlg | Ind - Chemicals | Program Administrator Cost Test | Energy Efficiency | 23459.3123 | 23630.0235 | 23793.2079 | 23997.1065 | 24158.5828 | 24296.1336 | 24426.0475 | 24514.2474 | 24599.6022 | 24683.0239 | 24733.1672 | 24777.1254 | 24805.4851
Scenario 2: High TRC | SDG&E | Ind | WholeBlg | Ind - Chemicals | Rate Impact Measure Test | Energy Efficiency | 23459.3123 | 23630.0235 | 23793.2079 | 23997.1065 | 24158.5828 | 24296.1336 | 24426.0475 | 24514.2474 | 24599.6022 | 24683.0239 | 24733.1672 | 24777.1254 | 24805.4851
Scenario 2: High TRC | SDG&E | Ind | WholeBlg | Ind - Chemicals | Total Resource Cost Test | Energy Efficiency | 23459.3123 | 23630.0235 | 23793.2079 | 23997.1065 | 24158.5828 | 24296.1336 | 24426.0475 | 24514.2474 | 24599.6022 | 24683.0239 | 24733.1672 | 24777.1254 | 24805.4851
Scenario 2: High TRC | SDG&E | Ind | WholeBlg | Ind - Electronics | Participant Cost Test | Energy Efficiency | 59919.0889 | 60647.9319 | 61402.6854 | 62313.4898 | 63108.5064 | 63896.4094 | 64750.776 | 65541.6611 | 66306.3925 | 67063.9072 | 67717.9058 | 68368.4896 | 68975.5749
Scenario 2: High TRC | SDG&E | Ind | WholeBlg | Ind - Electronics | Program Administrator Cost Test | Energy Efficiency | 59919.0889 | 60647.9319 | 61402.6854 | 62313.4898 | 63108.5064 | 63896.4094 | 64750.776 | 65541.6611 | 66306.3925 | 67063.9072 | 67717.9058 | 68368.4896 | 68975.5749
Scenario 2: High TRC | SDG&E | Ind | WholeBlg | Ind - Electronics | Rate Impact Measure Test | Energy Efficiency | 59919.0889 | 60647.9319 | 61402.6854 | 62313.4898 | 63108.5064 | 63896.4094 | 64750.776 | 65541.6611 | 66306.3925 | 67063.9072 | 67717.9058 | 68368.4896 | 68975.5749
Scenario 2: High TRC | SDG&E | Ind | WholeBlg | Ind - Electronics | Total Resource Cost Test | Energy Efficiency | 59919.0889 | 60647.9319 | 61402.6854 | 62313.4898 | 63108.5064 | 63896.4094 | 64750.776 | 65541.6611 | 66306.3925 | 67063.9072 | 67717.9058 | 68368.4896 | 68975.5749
Scenario 2: High TRC | SDG&E | Ind | WholeBlg | Ind - Fabricated Metals | Participant Cost Test | Energy Efficiency | 10687.3477 | 10763.5864 | 10845.4258 | 10922.417 | 10966.0706 | 10991.4015 | 11013.973 | 11021.2184 | 11023.6101 | 11025.7361 | 11010.359 | 10991.1317 | 10962.7515
Scenario 2: High TRC | SDG&E | Ind | WholeBlg | Ind - Fabricated Metals | Program Administrator Cost Test | Energy Efficiency | 10687.3477 | 10763.5864 | 10845.4258 | 10922.417 | 10966.0706 | 10991.4015 | 11013.973 | 11021.2184 | 11023.6101 | 11025.7361 | 11010.359 | 10991.1317 | 10962.7515
Scenario 2: High TRC | SDG&E | Ind | WholeBlg | Ind - Fabricated Metals | Rate Impact Measure Test | Energy Efficiency | 10687.3477 | 10763.5864 | 10845.4258 | 10922.417 | 10966.0706 | 10991.4015 | 11013.973 | 11021.2184 | 11023.6101 | 11025.7361 | 11010.359 | 10991.1317 | 10962.7515
Scenario 2: High TRC | SDG&E | Ind | WholeBlg | Ind - Fabricated Metals | Total Resource Cost Test | Energy Efficiency | 10687.3477 | 10763.5864 | 10845.4258 | 10922.417 | 10966.0706 | 10991.4015 | 11013.973 | 11021.2184 | 11023.6101 | 11025.7361 | 11010.359 | 10991.1317 | 10962.7515
Scenario 2: High TRC | SDG&E | Ind | WholeBlg | Ind - Food | Participant Cost Test | Energy Efficiency | 34607.2867 | 34471.8733 | 34341.6995 | 34293.4399 | 34197.7232 | 34100.2616 | 34027.8142 | 33923.8419 | 33813.5427 | 33707.6185 | 33564.0136 | 33422.0939 | 33268.5918
Scenario 2: High TRC | SDG&E | Ind | WholeBlg | Ind - Food | Program Administrator Cost Test | Energy Efficiency | 34607.2867 | 34471.8733 | 34341.6995 | 34293.4399 | 34197.7232 | 34100.2616 | 34027.8142 | 33923.8419 | 33813.5427 | 33707.6185 | 33564.0136 | 33422.0939 | 33268.5918
Scenario 2: High TRC | SDG&E | Ind | WholeBlg | Ind - Food | Rate Impact Measure Test | Energy Efficiency | 34607.2867 | 34471.8733 | 34341.6995 | 34293.4399 | 34197.7232 | 34100.2616 | 34027.8142 | 33923.8419 | 33813.5427 | 33707.6185 | 33564.0136 | 33422.0939 | 33268.5918
Scenario 2: High TRC | SDG&E | Ind | WholeBlg | Ind - Food | Total Resource Cost Test | Energy Efficiency | 34607.2867 | 34471.8733 | 34341.6995 | 34293.4399 | 34197.7232 | 34100.2616 | 34027.8142 | 33923.8419 | 33813.5427 | 33707.6185 | 33564.0136 | 33422.0939 | 33268.5918
Scenario 2: High TRC | SDG&E | Ind | WholeBlg | Ind - Industrial Machinery | Participant Cost Test | Energy Efficiency | 30199.8819 | 30533.5217 | 30886.576 | 31138.9526 | 31261.9535 | 31317.8771 | 31380.0787 | 31416.8421 | 31448.6587 | 31485.849 | 31480.3256 | 31455.8116 | 31404.1171
Scenario 2: High TRC | SDG&E | Ind | WholeBlg | Ind - Industrial Machinery | Program Administrator Cost Test | Energy Efficiency | 30199.8819 | 30533.5217 | 30886.576 | 31138.9526 | 31261.9535 | 31317.8771 | 31380.0787 | 31416.8421 | 31448.6587 | 31485.849 | 31480.3256 | 31455.8116 | 31404.1171
Scenario 2: High TRC | SDG&E | Ind | WholeBlg | Ind - Industrial Machinery | Rate Impact Measure Test | Energy Efficiency | 30199.8819 | 30533.5217 | 30886.576 | 31138.9526 | 31261.9535 | 31317.8771 | 31380.0787 | 31416.8421 | 31448.6587 | 31485.849 | 31480.3256 | 31455.8116 | 31404.1171
Scenario 2: High TRC | SDG&E | Ind | WholeBlg | Ind - Industrial Machinery | Total Resource Cost Test | Energy Efficiency | 30199.8819 | 30533.5217 | 30886.576 | 31138.9526 | 31261.9535 | 31317.8771 | 31380.0787 | 31416.8421 | 31448.6587 | 31485.849 | 31480.3256 | 31455.8116 | 31404.1171
Scenario 2: High TRC | SDG&E | Ind | WholeBlg | Ind - Lumber & Furniture | Participant Cost Test | Energy Efficiency | 1219.4622 | 1218.5534 | 1218.4231 | 1222.0953 | 1223.8172 | 1224.7528 | 1225.9791 | 1225.6977 | 1224.9286 | 1224.0937 | 1221.489 | 1218.9665 | 1215.7834
Scenario 2: High TRC | SDG&E | Ind | WholeBlg | Ind - Lumber & Furniture | Program Administrator Cost Test | Energy Efficiency | 1219.4622 | 1218.5534 | 1218.4231 | 1222.0953 | 1223.8172 | 1224.7528 | 1225.9791 | 1225.6977 | 1224.9286 | 1224.0937 | 1221.489 | 1218.9665 | 1215.7834
Scenario 2: High TRC | SDG&E | Ind | WholeBlg | Ind - Lumber & Furniture | Rate Impact Measure Test | Energy Efficiency | 1219.4622 | 1218.5534 | 1218.4231 | 1222.0953 | 1223.8172 | 1224.7528 | 1225.9791 | 1225.6977 | 1224.9286 | 1224.0937 | 1221.489 | 1218.9665 | 1215.7834
Scenario 2: High TRC | SDG&E | Ind | WholeBlg | Ind - Lumber & Furniture | Total Resource Cost Test | Energy Efficiency | 1219.4622 | 1218.5534 | 1218.4231 | 1222.0953 | 1223.8172 | 1224.7528 | 1225.9791 | 1225.6977 | 1224.9286 | 1224.0937 | 1221.489 | 1218.9665 | 1215.7834
Scenario 2: High TRC | SDG&E | Ind | WholeBlg | Ind - Paper | Participant Cost Test | Energy Efficiency | 1487.7753 | 1476.4948 | 1465.9478 | 1463.5323 | 1458.7328 | 1452.392 | 1447.9636 | 1442.8154 | 1438.5551 | 1435.4738 | 1430.6718 | 1425.7643 | 1420.1309
Scenario 2: High TRC | SDG&E | Ind | WholeBlg | Ind - Paper | Program Administrator Cost Test | Energy Efficiency | 1487.7753 | 1476.4948 | 1465.9478 | 1463.5323 | 1458.7328 | 1452.392 | 1447.9636 | 1442.8154 | 1438.5551 | 1435.4738 | 1430.6718 | 1425.7643 | 1420.1309
Scenario 2: High TRC | SDG&E | Ind | WholeBlg | Ind - Paper | Rate Impact Measure Test | Energy Efficiency | 1487.7753 | 1476.4948 | 1465.9478 | 1463.5323 | 1458.7328 | 1452.392 | 1447.9636 | 1442.8154 | 1438.5551 | 1435.4738 | 1430.6718 | 1425.7643 | 1420.1309
Scenario 2: High TRC | SDG&E | Ind | WholeBlg | Ind - Paper | Total Resource Cost Test | Energy Efficiency | 1487.7753 | 1476.4948 | 1465.9478 | 1463.5323 | 1458.7328 | 1452.392 | 1447.9636 | 1442.8154 | 1438.5551 | 1435.4738 | 1430.6718 | 1425.7643 | 1420.1309
Scenario 2: High TRC | SDG&E | Ind | WholeBlg | Ind - Petroleum | Participant Cost Test | Energy Efficiency | 874.2632 | 871.7266 | 870.0775 | 871.5312 | 871.4998 | 871.7892 | 873.1526 | 873.2891 | 873.0148 | 872.5856 | 870.6871 | 868.9042 | 866.7345
Scenario 2: High TRC | SDG&E | Ind | WholeBlg | Ind - Petroleum | Program Administrator Cost Test | Energy Efficiency | 874.2632 | 871.7266 | 870.0775 | 871.5312 | 871.4998 | 871.7892 | 873.1526 | 873.2891 | 873.0148 | 872.5856 | 870.6871 | 868.9042 | 866.7345
Scenario 2: High TRC | SDG&E | Ind | WholeBlg | Ind - Petroleum | Rate Impact Measure Test | Energy Efficiency | 874.2632 | 871.7266 | 870.0775 | 871.5312 | 871.4998 | 871.7892 | 873.1526 | 873.2891 | 873.0148 | 872.5856 | 870.6871 | 868.9042 | 866.7345
Scenario 2: High TRC | SDG&E | Ind | WholeBlg | Ind - Petroleum | Total Resource Cost Test | Energy Efficiency | 874.2632 | 871.7266 | 870.0775 | 871.5312 | 871.4998 | 871.7892 | 873.1526 | 873.2891 | 873.0148 | 872.5856 | 870.6871 | 868.9042 | 866.7345
Scenario 2: High TRC | SDG&E | Ind | WholeBlg | Ind - Plastics | Participant Cost Test | Energy Efficiency | 7423.5009 | 7484.7893 | 7543.9463 | 7616.8921 | 7676.7558 | 7727.6804 | 7770.9764 | 7793.458 | 7815.6375 | 7837.6633 | 7848.8128 | 7857.8246 | 7861.3355
Scenario 2: High TRC | SDG&E | Ind | WholeBlg | Ind - Plastics | Program Administrator Cost Test | Energy Efficiency | 7423.5009 | 7484.7893 | 7543.9463 | 7616.8921 | 7676.7558 | 7727.6804 | 7770.9764 | 7793.458 | 7815.6375 | 7837.6633 | 7848.8128 | 7857.8246 | 7861.3355
Scenario 2: High TRC | SDG&E | Ind | WholeBlg | Ind - Plastics | Rate Impact Measure Test | Energy Efficiency | 7423.5009 | 7484.7893 | 7543.9463 | 7616.8921 | 7676.7558 | 7727.6804 | 7770.9764 | 7793.458 | 7815.6375 | 7837.6633 | 7848.8128 | 7857.8246 | 7861.3355
Scenario 2: High TRC | SDG&E | Ind | WholeBlg | Ind - Plastics | Total Resource Cost Test | Energy Efficiency | 7423.5009 | 7484.7893 | 7543.9463 | 7616.8921 | 7676.7558 | 7727.6804 | 7770.9764 | 7793.458 | 7815.6375 | 7837.6633 | 7848.8128 | 7857.8246 | 7861.3355
Scenario 2: High TRC | SDG&E | Ind | WholeBlg | Ind - Primary Metals | Participant Cost Test | Energy Efficiency | 9340.5946 | 9382.0495 | 9427.1621 | 9471.1658 | 9502.9474 | 9527.333 | 9552.6835 | 9575.7131 | 9597.6033 | 9619.1221 | 9633.8503 | 9645.6176 | 9653.6079
Scenario 2: High TRC | SDG&E | Ind | WholeBlg | Ind - Primary Metals | Program Administrator Cost Test | Energy Efficiency | 9340.5946 | 9382.0495 | 9427.1621 | 9471.1658 | 9502.9474 | 9527.333 | 9552.6835 | 9575.7131 | 9597.6033 | 9619.1221 | 9633.8503 | 9645.6176 | 9653.6079
Scenario 2: High TRC | SDG&E | Ind | WholeBlg | Ind - Primary Metals | Rate Impact Measure Test | Energy Efficiency | 9340.5946 | 9382.0495 | 9427.1621 | 9471.1658 | 9502.9474 | 9527.333 | 9552.6835 | 9575.7131 | 9597.6033 | 9619.1221 | 9633.8503 | 9645.6176 | 9653.6079
Scenario 2: High TRC | SDG&E | Ind | WholeBlg | Ind - Primary Metals | Total Resource Cost Test | Energy Efficiency | 9340.5946 | 9382.0495 | 9427.1621 | 9471.1658 | 9502.9474 | 9527.333 | 9552.6835 | 9575.7131 | 9597.6033 | 9619.1221 | 9633.8503 | 9645.6176 | 9653.6079
Scenario 2: High TRC | SDG&E | Ind | WholeBlg | Ind - Printing & Publishing | Participant Cost Test | Energy Efficiency | 8097.2399 | 8087.7095 | 8084.5503 | 8108.1858 | 8116.1888 | 8123.1611 | 8138.7353 | 8144.301 | 8147.2448 | 8149.3458 | 8138.1132 | 8127.0188 | 8111.7824
Scenario 2: High TRC | SDG&E | Ind | WholeBlg | Ind - Printing & Publishing | Program Administrator Cost Test | Energy Efficiency | 8097.2399 | 8087.7095 | 8084.5503 | 8108.1858 | 8116.1888 | 8123.1611 | 8138.7353 | 8144.301 | 8147.2448 | 8149.3458 | 8138.1132 | 8127.0188 | 8111.7824
Scenario 2: High TRC | SDG&E | Ind | WholeBlg | Ind - Printing & Publishing | Rate Impact Measure Test | Energy Efficiency | 8097.2399 | 8087.7095 | 8084.5503 | 8108.1858 | 8116.1888 | 8123.1611 | 8138.7353 | 8144.301 | 8147.2448 | 8149.3458 | 8138.1132 | 8127.0188 | 8111.7824
Scenario 2: High TRC | SDG&E | Ind | WholeBlg | Ind - Printing & Publishing | Total Resource Cost Test | Energy Efficiency | 8097.2399 | 8087.7095 | 8084.5503 | 8108.1858 | 8116.1888 | 8123.1611 | 8138.7353 | 8144.301 | 8147.2448 | 8149.3458 | 8138.1132 | 8127.0188 | 8111.7824
Scenario 2: High TRC | SDG&E | Ind | WholeBlg | Ind - Stone-Glass-Clay | Participant Cost Test | Energy Efficiency | 8065.871 | 8189.803 | 8284.2758 | 8369.9563 | 8442.7801 | 8496.9096 | 8535.9094 | 8569.0406 | 8599.1998 | 8629.8381 | 8657.1078 | 8683.3798 | 8704.3979
Scenario 2: High TRC | SDG&E | Ind | WholeBlg | Ind - Stone-Glass-Clay | Program Administrator Cost Test | Energy Efficiency | 8065.871 | 8189.803 | 8284.2758 | 8369.9563 | 8442.7801 | 8496.9096 | 8535.9094 | 8569.0406 | 8599.1998 | 8629.8381 | 8657.1078 | 8683.3798 | 8704.3979
Scenario 2: High TRC | SDG&E | Ind | WholeBlg | Ind - Stone-Glass-Clay | Rate Impact Measure Test | Energy Efficiency | 8065.871 | 8189.803 | 8284.2758 | 8369.9563 | 8442.7801 | 8496.9096 | 8535.9094 | 8569.0406 | 8599.1998 | 8629.8381 | 8657.1078 | 8683.3798 | 8704.3979
Scenario 2: High TRC | SDG&E | Ind | WholeBlg | Ind - Stone-Glass-Clay | Total Resource Cost Test | Energy Efficiency | 8065.871 | 8189.803 | 8284.2758 | 8369.9563 | 8442.7801 | 8496.9096 | 8535.9094 | 8569.0406 | 8599.1998 | 8629.8381 | 8657.1078 | 8683.3798 | 8704.3979
Scenario 2: High TRC | SDG&E | Ind | WholeBlg | Ind - Textiles | Participant Cost Test | Energy Efficiency | 968.1513 | 965.2925 | 962.8298 | 961.7609 | 957.9088 | 953.2384 | 949.1259 | 943.6654 | 938.066 | 932.7833 | 926.2211 | 919.8994 | 913.3702
Scenario 2: High TRC | SDG&E | Ind | WholeBlg | Ind - Textiles | Program Administrator Cost Test | Energy Efficiency | 968.1513 | 965.2925 | 962.8298 | 961.7609 | 957.9088 | 953.2384 | 949.1259 | 943.6654 | 938.066 | 932.7833 | 926.2211 | 919.8994 | 913.3702
Scenario 2: High TRC | SDG&E | Ind | WholeBlg | Ind - Textiles | Rate Impact Measure Test | Energy Efficiency | 968.1513 | 965.2925 | 962.8298 | 961.7609 | 957.9088 | 953.2384 | 949.1259 | 943.6654 | 938.066 | 932.7833 | 926.2211 | 919.8994 | 913.3702
Scenario 2: High TRC | SDG&E | Ind | WholeBlg | Ind - Textiles | Total Resource Cost Test | Energy Efficiency | 968.1513 | 965.2925 | 962.8298 | 961.7609 | 957.9088 | 953.2384 | 949.1259 | 943.6654 | 938.066 | 932.7833 | 926.2211 | 919.8994 | 913.3702
Scenario 2: High TRC | SDG&E | Ind | WholeBlg | Ind - Transportation Equipment | Participant Cost Test | Energy Efficiency | 37329.2071 | 37457.7281 | 37795.3997 | 38066.9108 | 38163.3532 | 38200.6136 | 38324.7732 | 38419.7731 | 38534.2436 | 38664.2741 | 38711.9065 | 38723.2417 | 38681.9511
Scenario 2: High TRC | SDG&E | Ind | WholeBlg | Ind - Transportation Equipment | Program Administrator Cost Test | Energy Efficiency | 37329.2071 | 37457.7281 | 37795.3997 | 38066.9108 | 38163.3532 | 38200.6136 | 38324.7732 | 38419.7731 | 38534.2436 | 38664.2741 | 38711.9065 | 38723.2417 | 38681.9511
Scenario 2: High TRC | SDG&E | Ind | WholeBlg | Ind - Transportation Equipment | Rate Impact Measure Test | Energy Efficiency | 37329.2071 | 37457.7281 | 37795.3997 | 38066.9108 | 38163.3532 | 38200.6136 | 38324.7732 | 38419.7731 | 38534.2436 | 38664.2741 | 38711.9065 | 38723.2417 | 38681.9511
Scenario 2: High TRC | SDG&E | Ind | WholeBlg | Ind - Transportation Equipment | Total Resource Cost Test | Energy Efficiency | 37329.2071 | 37457.7281 | 37795.3997 | 38066.9108 | 38163.3532 | 38200.6136 | 38324.7732 | 38419.7731 | 38534.2436 | 38664.2741 | 38711.9065 | 38723.2417 | 38681.9511
Scenario 2: High TRC | SDG&E | Res | AppPlug | Res - Multi Family | Participant Cost Test | Energy Efficiency | 1003.9864 | 1039.5072 | 1073.9453 | 1111.1073 | 1140.4185 | 1173.4197 | 1205.9984 | 1237.2523 | 1267.6836 | 24540.679 | 27194.7225 | 27850.8188 | 28519.401
Scenario 2: High TRC | SDG&E | Res | AppPlug | Res - Multi Family | Participant Cost Test | Fuel Substitution | 3.7577 | 4.2002 | 4.6648 | 5.1531 | 5.6621 | 0 | 0 | 0 | 0 | 0 | 0 | 0 | 0
Scenario 2: High TRC | SDG&E | Res | AppPlug | Res - Multi Family | Program Administrator Cost Test | Energy Efficiency | 309.0782 | 313.7385 | 317.7769 | 322.3265 | 324.3427 | 327.1847 | 329.6751 | 331.5871 | 333.0811 | 13650.5473 | 15117.6987 | 15438.5259 | 15765.0689
Scenario 2: High TRC | SDG&E | Res | AppPlug | Res - Multi Family | Program Administrator Cost Test | Fuel Substitution | 10.214 | 11.5191 | 12.8875 | 14.3192 | 15.8515 | 0 | 0 | 0 | 0 | 0 | 0 | 0 | 0
Scenario 2: High TRC | SDG&E | Res | AppPlug | Res - Multi Family | Rate Impact Measure Test | Energy Efficiency | 1461.093 | 1500.583 | 1536.1133 | 1489.2873 | 1422.673 | 1350.4198 | 1266.9457 | 1171.8945 | 1065.0468 | 25226.1715 | 24957.4742 | 22312.0205 | 19370.3602
Scenario 2: High TRC | SDG&E | Res | AppPlug | Res - Multi Family | Rate Impact Measure Test | Fuel Substitution | 15.0442 | 16.8534 | 18.7242 | 20.6783 | 22.6563 | 0 | 0 | 0 | 0 | 0 | 0 | 0 | 0
Scenario 2: High TRC | SDG&E | Res | AppPlug | Res - Multi Family | Total Resource Cost Test | Energy Efficiency | 534.1257 | 548.4979 | 562.086 | 576.8871 | 587.4276 | 599.7075 | 611.6028 | 622.6703 | 633.1814 | 17562.3055 | 19445.2657 | 19872.3861 | 20307.2617
Scenario 2: High TRC | SDG&E | Res | AppPlug | Res - Multi Family | Total Resource Cost Test | Fuel Substitution | 12.0928 | 13.6192 | 15.2199 | 16.8958 | 18.6825 | 0 | 0 | 0 | 0 | 0 | 0 | 0 | 0
Scenario 2: High TRC | SDG&E | Res | AppPlug | Res - Single Family | Participant Cost Test | Energy Efficiency | 0 | 0 | 0 | 0 | 0 | 0 | 0 | 0 | 0 | 0 | 1771.2273 | 1902.2154 | 1946.7702
Scenario 2: High TRC | SDG&E | Res | AppPlug | Res - Single Family | Participant Cost Test | Fuel Substitution | 5.6796 | 6.3001 | 6.9462 | 7.6191 | 8.3192 | 0 | 0 | 0 | 0 | 0 | 0 | 0 | 0
Scenario 2: High TRC | SDG&E | Res | AppPlug | Res - Single Family | Program Administrator Cost Test | Energy Efficiency | 0 | 0 | 0 | 0 | 0 | 0 | 0 | 0 | 0 | 0 | 127.4371 | 134.1779 | 134.6282
Scenario 2: High TRC | SDG&E | Res | AppPlug | Res - Single Family | Program Administrator Cost Test | Fuel Substitution | 11.7656 | 13.1448 | 14.5788 | 16.0656 | 17.6474 | 0 | 0 | 0 | 0 | 0 | 0 | 0 | 0
Scenario 2: High TRC | SDG&E | Res | AppPlug | Res - Single Family | Rate Impact Measure Test | Energy Efficiency | 0 | 0 | 0 | 0 | 0 | 0 | 0 | 0 | 0 | 0 | 385.3939 | 323.6684 | 234.2123
Scenario 2: High TRC | SDG&E | Res | AppPlug | Res - Single Family | Rate Impact Measure Test | Fuel Substitution | 16.2402 | 18.0481 | 19.9043 | 21.8258 | 23.7717 | 0 | 0 | 0 | 0 | 0 | 0 | 0 | 0
Scenario 2: High TRC | SDG&E | Res | AppPlug | Res - Single Family | Total Resource Cost Test | Energy Efficiency | 0 | 0 | 0 | 0 | 0 | 0 | 0 | 0 | 0 | 0 | 640.981 | 686.4484 | 700.5851
Scenario 2: High TRC | SDG&E | Res | AppPlug | Res - Single Family | Total Resource Cost Test | Fuel Substitution | 14.6054 | 16.2948 | 18.0519 | 19.8751 | 21.807 | 0 | 0 | 0 | 0 | 0 | 0 | 0 | 0
Scenario 2: High TRC | SDG&E | Res | BROs | Income Qualified - Multi Family IQ | Participant Cost Test | Energy Efficiency | 308837.1065 | 315687.7606 | 323167.6238 | 331872.3245 | 340988.9826 | 350676.8753 | 360140.2273 | 370131.4724 | 379769.2196 | 389249.8534 | 397819.7672 | 387847.7316 | 397099.6618
Scenario 2: High TRC | SDG&E | Res | BROs | Income Qualified - Multi Family IQ | Program Administrator Cost Test | Energy Efficiency | 308837.1065 | 315687.7606 | 323167.6238 | 331872.3245 | 340988.9826 | 350676.8753 | 360140.2273 | 370131.4724 | 379769.2196 | 389249.8534 | 397819.7672 | 387847.7316 | 397099.6618
Scenario 2: High TRC | SDG&E | Res | BROs | Income Qualified - Multi Family IQ | Rate Impact Measure Test | Energy Efficiency | 308837.1065 | 315687.7606 | 323167.6238 | 331872.3245 | 340988.9826 | 350676.8753 | 360140.2273 | 370131.4724 | 379769.2196 | 389249.8534 | 397819.7672 | 387847.7316 | 397099.6618
Scenario 2: High TRC | SDG&E | Res | BROs | Income Qualified - Multi Family IQ | Total Resource Cost Test | Energy Efficiency | 308837.1065 | 315687.7606 | 323167.6238 | 331872.3245 | 340988.9826 | 350676.8753 | 360140.2273 | 370131.4724 | 379769.2196 | 389249.8534 | 397819.7672 | 387847.7316 | 397099.6618
Scenario 2: High TRC | SDG&E | Res | BROs | Income Qualified - Single Family IQ | Participant Cost Test | Energy Efficiency | 727061.3887 | 736798.8248 | 747850.3498 | 762728.5726 | 778332.6442 | 794713.3419 | 810423.3624 | 826942.5541 | 842744.4646 | 858177.4775 | 872054.2021 | 856040.7218 | 871725.9201
Scenario 2: High TRC | SDG&E | Res | BROs | Income Qualified - Single Family IQ | Program Administrator Cost Test | Energy Efficiency | 727061.3887 | 736798.8248 | 747850.3498 | 762728.5726 | 778332.6442 | 794713.3419 | 810423.3624 | 826942.5541 | 842744.4646 | 858177.4775 | 872054.2021 | 856040.7218 | 871725.9201
Scenario 2: High TRC | SDG&E | Res | BROs | Income Qualified - Single Family IQ | Rate Impact Measure Test | Energy Efficiency | 727061.3887 | 736798.8248 | 747850.3498 | 762728.5726 | 778332.6442 | 794713.3419 | 810423.3624 | 826942.5541 | 842744.4646 | 858177.4775 | 872054.2021 | 856040.7218 | 871725.9201
Scenario 2: High TRC | SDG&E | Res | BROs | Income Qualified - Single Family IQ | Total Resource Cost Test | Energy Efficiency | 727061.3887 | 736798.8248 | 747850.3498 | 762728.5726 | 778332.6442 | 794713.3419 | 810423.3624 | 826942.5541 | 842744.4646 | 858177.4775 | 872054.2021 | 856040.7218 | 871725.9201
Scenario 2: High TRC | SDG&E | Res | BROs | Res - Multi Family | Participant Cost Test | Energy Efficiency | 2516154.7595 | 2552278.6353 | 2593064.9256 | 2646953.3563 | 2703522.6542 | 2763057.3706 | 2820415.0603 | 2880833.289 | 2938852.501 | 2995724.8276 | 3047135.537 | 3111992.278 | 3180996.7996
Scenario 2: High TRC | SDG&E | Res | BROs | Res - Multi Family | Program Administrator Cost Test | Energy Efficiency | 2516154.7595 | 2552278.6353 | 2593064.9256 | 2646953.3563 | 2703522.6542 | 2763057.3706 | 2820415.0603 | 2880833.289 | 2938852.501 | 2995724.8276 | 3047135.537 | 3111992.278 | 3180996.7996
Scenario 2: High TRC | SDG&E | Res | BROs | Res - Multi Family | Rate Impact Measure Test | Energy Efficiency | 2516154.7595 | 2552278.6353 | 2593064.9256 | 2646953.3563 | 2703522.6542 | 2763057.3706 | 2820415.0603 | 2880833.289 | 2938852.501 | 2995724.8276 | 3047135.537 | 3111992.278 | 3180996.7996
Scenario 2: High TRC | SDG&E | Res | BROs | Res - Multi Family | Total Resource Cost Test | Energy Efficiency | 2516154.7595 | 2552278.6353 | 2593064.9256 | 2646953.3563 | 2703522.6542 | 2763057.3706 | 2820415.0603 | 2880833.289 | 2938852.501 | 2995724.8276 | 3047135.537 | 3111992.278 | 3180996.7996
Scenario 2: High TRC | SDG&E | Res | BROs | Res - Single Family | Participant Cost Test | Energy Efficiency | 892758.2487 | 912103.0951 | 933255.1742 | 957626.301 | 983114.6952 | 1010097.7324 | 1036414.134 | 1064098.2475 | 1090755.074 | 1116893.27 | 1140499.6228 | 1169683.2813 | 1200419.9638
Scenario 2: High TRC | SDG&E | Res | BROs | Res - Single Family | Program Administrator Cost Test | Energy Efficiency | 892758.2487 | 912103.0951 | 933255.1742 | 957626.301 | 983114.6952 | 1010097.7324 | 1036414.134 | 1064098.2475 | 1090755.074 | 1116893.27 | 1140499.6228 | 1169683.2813 | 1200419.9638
Scenario 2: High TRC | SDG&E | Res | BROs | Res - Single Family | Rate Impact Measure Test | Energy Efficiency | 892758.2487 | 912103.0951 | 933255.1742 | 957626.301 | 983114.6952 | 1010097.7324 | 1036414.134 | 1064098.2475 | 1090755.074 | 1116893.27 | 1140499.6228 | 1169683.2813 | 1200419.9638
Scenario 2: High TRC | SDG&E | Res | BROs | Res - Single Family | Total Resource Cost Test | Energy Efficiency | 892758.2487 | 912103.0951 | 933255.1742 | 957626.301 | 983114.6952 | 1010097.7324 | 1036414.134 | 1064098.2475 | 1090755.074 | 1116893.27 | 1140499.6228 | 1169683.2813 | 1200419.9638
Scenario 2: High TRC | SDG&E | Res | BldgEnv | Res - Multi Family | Participant Cost Test | Energy Efficiency | 0 | 0 | 0 | 0 | 0 | 0 | 0 | 6490.4996 | 6483.1371 | 6477.5348 | 34031.3584 | 34020.0715 | 34017.6715
Scenario 2: High TRC | SDG&E | Res | BldgEnv | Res - Multi Family | Program Administrator Cost Test | Energy Efficiency | 0 | 0 | 0 | 0 | 0 | 0 | 0 | 388.0646 | 380.0239 | 372.2505 | 1786.7171 | 1751.1025 | 1716.646
Scenario 2: High TRC | SDG&E | Res | BldgEnv | Res - Multi Family | Rate Impact Measure Test | Energy Efficiency | 0 | 0 | 0 | 0 | 0 | 0 | 0 | 2024.5729 | 1779.3136 | 1521.7706 | 5865.9804 | 4550.3558 | 3158.5523
Scenario 2: High TRC | SDG&E | Res | BldgEnv | Res - Multi Family | Total Resource Cost Test | Energy Efficiency | 0 | 0 | 0 | 0 | 0 | 0 | 0 | 2205.4045 | 2195.3023 | 2185.9603 | 11315.4975 | 11276.7225 | 11241.5941
Scenario 2: High TRC | SDG&E | Res | BldgEnv | Res - Single Family | Participant Cost Test | Energy Efficiency | 509093.502 | 531999.6643 | 547494.7102 | 552878.0067 | 542223.1601 | 537090.6987 | 530121.2303 | 521681.6673 | 148772.7415 | 0 | 0 | 0 | 0
Scenario 2: High TRC | SDG&E | Res | BldgEnv | Res - Single Family | Program Administrator Cost Test | Energy Efficiency | 18914.3286 | 18613.255 | 18282.5972 | 17892.9357 | 17401.1415 | 16956.0188 | 16509.6958 | 16068.0544 | 913.9219 | 0 | 0 | 0 | 0
Scenario 2: High TRC | SDG&E | Res | BldgEnv | Res - Single Family | Rate Impact Measure Test | Energy Efficiency | 130797.6494 | 130761.9788 | 130347.5711 | 129297.8251 | 119340.8286 | 109210.0415 | 98658.3909 | 87756.2697 | 3233.5254 | 0 | 0 | 0 | 0
Scenario 2: High TRC | SDG&E | Res | BldgEnv | Res - Single Family | Total Resource Cost Test | Energy Efficiency | 157964.441 | 163985.9509 | 168090.453 | 169467.7592 | 166383.4278 | 164811.0671 | 162713.6781 | 160274.6369 | 41087.3057 | 0 | 0 | 0 | 0
Scenario 2: High TRC | SDG&E | Res | HVAC | Res - Multi Family | Participant Cost Test | Energy Efficiency | 0 | 0 | 0 | 0 | 0 | 0 | 0 | 0 | 0 | 18077.8959 | 17353.1306 | 16821.2537 | 16344.1308
Scenario 2: High TRC | SDG&E | Res | HVAC | Res - Multi Family | Participant Cost Test | Fuel Substitution | 6736.4027 | 7106.3642 | 10886.6349 | 11311.1239 | 11746.4787 | 0 | 0 | 0 | 0 | 0 | 0 | 0 | 0
Scenario 2: High TRC | SDG&E | Res | HVAC | Res - Multi Family | Program Administrator Cost Test | Energy Efficiency | 1906.5554 | 1525.2443 | 1220.1955 | 976.1564 | 780.9251 | 624.7401 | 499.7921 | 399.8336 | 319.8669 | 10693.6375 | 10197.6689 | 9825.4195 | 9494.7853
Scenario 2: High TRC | SDG&E | Res | HVAC | Res - Multi Family | Program Administrator Cost Test | Fuel Substitution | 5070.9377 | 5286.295 | 6819.7746 | 6968.7499 | 7133.1093 | 0 | 0 | 0 | 0 | 0 | 0 | 0 | 0
Scenario 2: High TRC | SDG&E | Res | HVAC | Res - Multi Family | Rate Impact Measure Test | Energy Efficiency | 26986.1826 | 22195.9543 | 18120.7238 | 14502.2125 | 11633.0343 | 9270.5628 | 7352.9088 | 5839.9463 | 4632.1255 | 23952.1999 | 20184.938 | 16815.9964 | 12970.4292
Scenario 2: High TRC | SDG&E | Res | HVAC | Res - Multi Family | Rate Impact Measure Test | Fuel Substitution | 12379.2774 | 12643.5452 | 15924.258 | 15876.6932 | 15767.2326 | 0 | 0 | 0 | 0 | 0 | 0 | 0 | 0
Scenario 2: High TRC | SDG&E | Res | HVAC | Res - Multi Family | Total Resource Cost Test | Energy Efficiency | 1906.5554 | 1525.2443 | 1220.1955 | 976.1564 | 780.9251 | 624.7401 | 499.7921 | 399.8336 | 319.8669 | 15213.1115 | 14535.9516 | 14030.7329 | 13580.818
Scenario 2: High TRC | SDG&E | Res | HVAC | Res - Multi Family | Total Resource Cost Test | Fuel Substitution | 9013.8821 | 9496.1118 | 13792.8953 | 14288.2255 | 14808.2187 | 0 | 0 | 0 | 0 | 0 | 0 | 0 | 0
Scenario 2: High TRC | SDG&E | Res | HVAC | Res - Single Family | Participant Cost Test | Energy Efficiency | 3339033.2739 | 3638577.837 | 3864540.8412 | 4019761.4257 | 3626654.495 | 2948366.5154 | 408212.5323 | 37217.3205 | 4201.7687 | 33801.9345 | 32109.806 | 30779.0141 | 29573.4443
Scenario 2: High TRC | SDG&E | Res | HVAC | Res - Single Family | Participant Cost Test | Fuel Substitution | 328313.9357 | 376991.5257 | 453589.4186 | 474126.4026 | 475058.6411 | 954.1949 | 1042.3967 | 1093.1697 | 0 | 0 | 0 | 0 | 0
Scenario 2: High TRC | SDG&E | Res | HVAC | Res - Single Family | Program Administrator Cost Test | Energy Efficiency | 118051.0867 | 123818.1961 | 127609.8377 | 129236.2947 | 127999.8419 | 97354.0894 | 14728.9486 | 2612.4143 | 1294.2824 | 20451.6567 | 19239.1143 | 18277.5172 | 17422.3631
Scenario 2: High TRC | SDG&E | Res | HVAC | Res - Single Family | Program Administrator Cost Test | Fuel Substitution | 247149.1613 | 283970.6675 | 314868.2137 | 323489.282 | 329298.7191 | 1270.4617 | 1387.9173 | 1455.4408 | 0 | 0 | 0 | 0 | 0
Scenario 2: High TRC | SDG&E | Res | HVAC | Res - Single Family | Rate Impact Measure Test | Energy Efficiency | 801511.8935 | 799517.8213 | 782778.2265 | 746618.4893 | 693299.2444 | 512453.583 | 86720.9959 | 26312.8476 | 17392.2928 | 51365.0082 | 42662.3022 | 35067.1257 | 25711.9201
Scenario 2: High TRC | SDG&E | Res | HVAC | Res - Single Family | Rate Impact Measure Test | Fuel Substitution | 348028.0498 | 402318.067 | 451071.6903 | 462319.3434 | 467438.5955 | 1352.2822 | 1468.5239 | 1529.6526 | 0 | 0 | 0 | 0 | 0
Scenario 2: High TRC | SDG&E | Res | HVAC | Res - Single Family | Total Resource Cost Test | Energy Efficiency | 2437744.2218 | 2655390.2315 | 2816837.9137 | 2923969.1025 | 2516742.044 | 1815996.8529 | 252818.2411 | 24331.5143 | 3747.8992 | 28902.1403 | 27266.5658 | 25972.2707 | 24815.7242
Scenario 2: High TRC | SDG&E | Res | HVAC | Res - Single Family | Total Resource Cost Test | Fuel Substitution | 478603.4576 | 547771.7634 | 640756.897 | 666550.2995 | 670970.5478 | 2214.3336 | 2419.0197 | 2536.8359 | 0 | 0 | 0 | 0 | 0
Scenario 2: High TRC | SDG&E | Res | WaterHeat | Res - Multi Family | Participant Cost Test | Energy Efficiency | 4008257.2627 | 4118445.7366 | 4127654.602 | 4144207.3188 | 4106696.9083 | 3426775.1765 | 3407381.1702 | 3384096.474 | 3362734.9826 | 3346552.3314 | 3338053.5596 | 3340967.7981 | 3351038.0912
Scenario 2: High TRC | SDG&E | Res | WaterHeat | Res - Multi Family | Participant Cost Test | Fuel Substitution | 406299.8546 | 424162.1643 | 427907.4756 | 420346.4613 | 406566.5354 | 1540.8346 | 1824.9346 | 2105.2658 | 2338.8686 | 2524.9962 | 2673.0784 | 2794.0776 | 2896.8278
Scenario 2: High TRC | SDG&E | Res | WaterHeat | Res - Multi Family | Program Administrator Cost Test | Energy Efficiency | 1552357.5553 | 1564998.3888 | 1535772.8558 | 1509745.5304 | 1465526.1409 | 1279752.7229 | 1249212.2829 | 1219387.997 | 1192278.0094 | 1168515.2356 | 1148872.0416 | 1134497.4043 | 1123618.9531
Scenario 2: High TRC | SDG&E | Res | WaterHeat | Res - Multi Family | Program Administrator Cost Test | Fuel Substitution | 240119.2727 | 268024.4743 | 290370.4847 | 308871.8769 | 326313.5375 | 748.9001 | 881.6821 | 1011.1235 | 1116.776 | 1198.7105 | 1261.7987 | 1311.5172 | 1352.2234
Scenario 2: High TRC | SDG&E | Res | WaterHeat | Res - Multi Family | Rate Impact Measure Test | Energy Efficiency | 12168799.2099 | 11768129.6449 | 11134385.0786 | 10451123.1459 | 9528118.7965 | 7718911.9583 | 6899290.9232 | 6067748.194 | 5238749.4559 | 4419537.6401 | 3609496.728 | 2797283.6794 | 1969688.8745
Scenario 2: High TRC | SDG&E | Res | WaterHeat | Res - Multi Family | Rate Impact Measure Test | Fuel Substitution | 240258.6706 | 268215.4894 | 290629.6399 | 309241.123 | 326796.7474 | 5694.8659 | 6052.9186 | 6176.1775 | 5950.4338 | 5424.2951 | 4666.7181 | 3721.5456 | 2623.7385
Scenario 2: High TRC | SDG&E | Res | WaterHeat | Res - Multi Family | Total Resource Cost Test | Energy Efficiency | 3711323.2745 | 3792380.8905 | 3782428.8995 | 3779885.0771 | 3727387.861 | 2977221.7769 | 2942919.2066 | 2906661.9071 | 2873485.4851 | 2845831.5558 | 2825805.9129 | 2816523.9737 | 2814140.2371
Scenario 2: High TRC | SDG&E | Res | WaterHeat | Res - Multi Family | Total Resource Cost Test | Fuel Substitution | 318661.7157 | 355179.8414 | 384528.0253 | 409045.0577 | 431796.9826 | 2142.4224 | 2535.5653 | 2922.93 | 3244.9318 | 3500.6849 | 3703.4047 | 3868.3886 | 4007.9439
Scenario 2: High TRC | SDG&E | Res | WaterHeat | Res - Single Family | Participant Cost Test | Energy Efficiency | 8711368.3653 | 8117878.8628 | 6145587.2134 | 6118260.2762 | 5950060.2018 | 2913220.481 | 2783391.5568 | 2663683.8324 | 2558179.2299 | 2468376.3491 | 2394222.3516 | 2336714.8941 | 2291884.9271
Scenario 2: High TRC | SDG&E | Res | WaterHeat | Res - Single Family | Participant Cost Test | Fuel Substitution | 13203.3827 | 13111.4783 | 12987.0496 | 12830.037 | 12709.4741 | 7935.579 | 9047.2915 | 10286.9115 | 11374.6178 | 12237.1475 | 12922.8438 | 13485.4578 | 13967.7685
Scenario 2: High TRC | SDG&E | Res | WaterHeat | Res - Single Family | Program Administrator Cost Test | Energy Efficiency | 2439964.3118 | 2442533.9195 | 2396683.3119 | 2309016.0666 | 2173866.3222 | 1272605.0357 | 1179480.5374 | 1095405.9108 | 1021871.8482 | 959018.6333 | 906227.4784 | 863301.5909 | 827999.0388
Scenario 2: High TRC | SDG&E | Res | WaterHeat | Res - Single Family | Program Administrator Cost Test | Fuel Substitution | 22313.3624 | 23570.3609 | 24667.683 | 25714.7933 | 26860.0255 | 3891.3525 | 4409.4846 | 4983.4995 | 5477.6816 | 5858.4276 | 6150.7968 | 6381.812 | 6572.6987
Scenario 2: High TRC | SDG&E | Res | WaterHeat | Res - Single Family | Rate Impact Measure Test | Energy Efficiency | 16799101.9652 | 16618175.839 | 16050230.8073 | 15124727.235 | 13564872.7687 | 7302839.8084 | 6276695.0518 | 5310499.7609 | 4414975.9745 | 3593841.8143 | 2837123.9898 | 2129567.6222 | 1455050.4777
Scenario 2: High TRC | SDG&E | Res | WaterHeat | Res - Single Family | Rate Impact Measure Test | Fuel Substitution | 22313.3624 | 23570.3609 | 24798.4595 | 26114.0039 | 27505.8616 | 30121.893 | 30809.4067 | 30972.2847 | 29684.4699 | 26946.3998 | 23101.2309 | 18359.5959 | 12885.9455
Scenario 2: High TRC | SDG&E | Res | WaterHeat | Res - Single Family | Total Resource Cost Test | Energy Efficiency | 8943093.965 | 8330828.8297 | 6334111.5448 | 6278447.8668 | 6078145.95 | 2728255.0886 | 2575830.7222 | 2436202.7036 | 2313138.5851 | 2207785.0723 | 2119732.1875 | 2049467.1395 | 1992940.6492
Scenario 2: High TRC | SDG&E | Res | WaterHeat | Res - Single Family | Total Resource Cost Test | Fuel Substitution | 29199.1036 | 30872.0159 | 32355.6756 | 33794.6149 | 35342.8248 | 11045.6722 | 12583.5338 | 14296.99 | 15797.057 | 16982.5745 | 17921.3207 | 18688.3603 | 19343.3366
Scenario 3: Aggressive Fuel Sub | PG&E | Ag | WholeBlg | Ag - Dairies, fishing, hunting | Participant Cost Test | Energy Efficiency | 240051.4466 | 242581.025 | 245670.4463 | 248666.2804 | 252057.0827 | 254782.3663 | 257487.4449 | 259949.5217 | 262754.024 | 265211.1145 | 267724.9962 | 270019.9494 | 272345.8373
Scenario 3: Aggressive Fuel Sub | PG&E | Ag | WholeBlg | Ag - Dairies, fishing, hunting | Program Administrator Cost Test | Energy Efficiency | 240051.4466 | 242581.025 | 245670.4463 | 248666.2804 | 252057.0827 | 254782.3663 | 257487.4449 | 259949.5217 | 262754.024 | 265211.1145 | 267724.9962 | 270019.9494 | 272345.8373
Scenario 3: Aggressive Fuel Sub | PG&E | Ag | WholeBlg | Ag - Dairies, fishing, hunting | Rate Impact Measure Test | Energy Efficiency | 240051.4466 | 242581.025 | 245670.4463 | 248666.2804 | 252057.0827 | 254782.3663 | 257487.4449 | 259949.5217 | 262754.024 | 265211.1145 | 267724.9962 | 270019.9494 | 272345.8373
Scenario 3: Aggressive Fuel Sub | PG&E | Ag | WholeBlg | Ag - Dairies, fishing, hunting | Total Resource Cost Test | Energy Efficiency | 240051.4466 | 242581.025 | 245670.4463 | 248666.2804 | 252057.0827 | 254782.3663 | 257487.4449 | 259949.5217 | 262754.024 | 265211.1145 | 267724.9962 | 270019.9494 | 272345.8373
Scenario 3: Aggressive Fuel Sub | PG&E | Ag | WholeBlg | Ag - Irrigated Agriculture, vineyards, forestry and greenhouses | Participant Cost Test | Energy Efficiency | 1960807.6372 | 2016443.6901 | 2072721.0653 | 2127696.0398 | 2181685.7998 | 2230390.9384 | 2279142.1766 | 2327029.1767 | 2376748.0033 | 2423431.9551 | 2469414.7301 | 2513953.3932 | 2557850.978
Scenario 3: Aggressive Fuel Sub | PG&E | Ag | WholeBlg | Ag - Irrigated Agriculture, vineyards, forestry and greenhouses | Program Administrator Cost Test | Energy Efficiency | 1960807.6372 | 2016443.6901 | 2072721.0653 | 2127696.0398 | 2181685.7998 | 2230390.9384 | 2279142.1766 | 2327029.1767 | 2376748.0033 | 2423431.9551 | 2469414.7301 | 2513953.3932 | 2557850.978
Scenario 3: Aggressive Fuel Sub | PG&E | Ag | WholeBlg | Ag - Irrigated Agriculture, vineyards, forestry and greenhouses | Rate Impact Measure Test | Energy Efficiency | 1960807.6372 | 2016443.6901 | 2072721.0653 | 2127696.0398 | 2181685.7998 | 2230390.9384 | 2279142.1766 | 2327029.1767 | 2376748.0033 | 2423431.9551 | 2469414.7301 | 2513953.3932 | 2557850.978
Scenario 3: Aggressive Fuel Sub | PG&E | Ag | WholeBlg | Ag - Irrigated Agriculture, vineyards, forestry and greenhouses | Total Resource Cost Test | Energy Efficiency | 1960807.6372 | 2016443.6901 | 2072721.0653 | 2127696.0398 | 2181685.7998 | 2230390.9384 | 2279142.1766 | 2327029.1767 | 2376748.0033 | 2423431.9551 | 2469414.7301 | 2513953.3932 | 2557850.978
Scenario 3: Aggressive Fuel Sub | PG&E | Ag | WholeBlg | Ag - Water pumping | Participant Cost Test | Energy Efficiency | 1279193.1634 | 1263903.6791 | 1247846.6659 | 1231532.4167 | 1214688.6441 | 1199906.4635 | 1186237.8091 | 1172522.6002 | 1157084.6265 | 1140318.151 | 1122547.1269 | 1104504.7346 | 1086023.0134
Scenario 3: Aggressive Fuel Sub | PG&E | Ag | WholeBlg | Ag - Water pumping | Program Administrator Cost Test | Energy Efficiency | 1279193.1634 | 1263903.6791 | 1247846.6659 | 1231532.4167 | 1214688.6441 | 1199906.4635 | 1186237.8091 | 1172522.6002 | 1157084.6265 | 1140318.151 | 1122547.1269 | 1104504.7346 | 1086023.0134
Scenario 3: Aggressive Fuel Sub | PG&E | Ag | WholeBlg | Ag - Water pumping | Rate Impact Measure Test | Energy Efficiency | 1279193.1634 | 1263903.6791 | 1247846.6659 | 1231532.4167 | 1214688.6441 | 1199906.4635 | 1186237.8091 | 1172522.6002 | 1157084.6265 | 1140318.151 | 1122547.1269 | 1104504.7346 | 1086023.0134
Scenario 3: Aggressive Fuel Sub | PG&E | Ag | WholeBlg | Ag - Water pumping | Total Resource Cost Test | Energy Efficiency | 1279193.1634 | 1263903.6791 | 1247846.6659 | 1231532.4167 | 1214688.6441 | 1199906.4635 | 1186237.8091 | 1172522.6002 | 1157084.6265 | 1140318.151 | 1122547.1269 | 1104504.7346 | 1086023.0134
Scenario 3: Aggressive Fuel Sub | PG&E | Com | AppPlug | Com - Health | Participant Cost Test | Energy Efficiency | 1316832.0856 | 1428333.0621 | 1526858.1257 | 1595773.1483 | 1319882.1028 | 1291571.1741 | 2839834.7761 | 1823836.3647 | 1866437.5228 | 1892391.7815 | 1900392.7877 | 1921060.427 | 1930546.9733
Scenario 3: Aggressive Fuel Sub | PG&E | Com | AppPlug | Com - Health | Program Administrator Cost Test | Energy Efficiency | 3640436.8137 | 3882726.187 | 4083246.3425 | 4201676.9419 | 3416217.4926 | 3336037.5923 | 7023457.7869 | 4509314.5716 | 4544465.3357 | 4538587.2035 | 4490488.4671 | 4456325.2494 | 4394833.3216
Scenario 3: Aggressive Fuel Sub | PG&E | Com | AppPlug | Com - Health | Rate Impact Measure Test | Energy Efficiency | 8446166.9656 | 9174514.9 | 9787572.9729 | 10139061.4418 | 8457510.9305 | 7001675.3369 | 18374718.3593 | 10426048.5933 | 10341985.4051 | 10150975.9065 | 9456235.5274 | 7905722.6612 | 6181794.2278
Scenario 3: Aggressive Fuel Sub | PG&E | Com | AppPlug | Com - Health | Total Resource Cost Test | Energy Efficiency | 4144459.374 | 4429248.135 | 4667402.9948 | 4812357.6414 | 3921032.9153 | 3833516.8242 | 8102132.3492 | 5207541.1174 | 5259162.7952 | 5263446.7491 | 5218701.8917 | 5203057.9664 | 5156974.5834
Scenario 3: Aggressive Fuel Sub | PG&E | Com | AppPlug | Com - Lodging | Participant Cost Test | Energy Efficiency | 1123444.4433 | 1221532.0932 | 1283304.1457 | 1335758.3596 | 1392108.6648 | 1439128.4713 | 1481903.249 | 1518443.8489 | 1548442.6077 | 1573426.5947 | 584318.007 | 955539.8345 | 4223564.7108
Scenario 3: Aggressive Fuel Sub | PG&E | Com | AppPlug | Com - Lodging | Program Administrator Cost Test | Energy Efficiency | 2847204.9601 | 3049813.2773 | 3152251.4164 | 3227442.7346 | 3309685.3764 | 3366245.7004 | 3410705.2851 | 3438991.6675 | 3451237.2607 | 3451813.5823 | 1315145.2434 | 1968930.6869 | 9078757.1844
Scenario 3: Aggressive Fuel Sub | PG&E | Com | AppPlug | Com - Lodging | Rate Impact Measure Test | Energy Efficiency | 7019366.2995 | 7697779.3897 | 8049468.2063 | 8325450.0481 | 8397299.9536 | 8373440.4732 | 8299571.1131 | 8163648.9026 | 7963903.0694 | 7708899.0879 | 2715731.8342 | 3465306.2534 | 12643308.6059
Scenario 3: Aggressive Fuel Sub | PG&E | Com | AppPlug | Com - Lodging | Total Resource Cost Test | Energy Efficiency | 3289796.7754 | 3531501.4331 | 3659479.9626 | 3756756.4829 | 3862548.5875 | 3939132.6319 | 4001956.0451 | 4046159.7172 | 4071717.7612 | 4083530.5262 | 1537291.3373 | 2372940.8893 | 10757518.8618
Scenario 3: Aggressive Fuel Sub | PG&E | Com | AppPlug | Com - Other | Participant Cost Test | Energy Efficiency | 2209.6166 | 2524.0468 | 2873.7059 | 3225.601 | 3556.4153 | 3958.5673 | 4384.0882 | 4784.5288 | 5126.4268 | 5498.8904 | 5876.8798 | 6250.229 | 6629.2487
Scenario 3: Aggressive Fuel Sub | PG&E | Com | AppPlug | Com - Other | Program Administrator Cost Test | Energy Efficiency | 8223.6794 | 9234.4664 | 10335.7498 | 11405.5428 | 12363.5759 | 13530.597 | 14734.2071 | 15811.6356 | 16659.5927 | 17573.5238 | 18470.8657 | 19320.3862 | 20155.1812
Scenario 3: Aggressive Fuel Sub | PG&E | Com | AppPlug | Com - Other | Rate Impact Measure Test | Energy Efficiency | 17799.3657 | 20230.1061 | 22922.4948 | 25613.7002 | 28113.6611 | 31165.8812 | 34378.9556 | 37390.8744 | 39945.5132 | 38132.7564 | 35430.3614 | 31708.5616 | 26925.2426
Scenario 3: Aggressive Fuel Sub | PG&E | Com | AppPlug | Com - Other | Total Resource Cost Test | Energy Efficiency | 8886.5644 | 9991.6804 | 11197.8616 | 12373.2231 | 13430.5005 | 14718.1672 | 16049.4336 | 17246.9943 | 18197.5207 | 19223.1909 | 20233.9297 | 21195.4549 | 22143.9558
Scenario 3: Aggressive Fuel Sub | PG&E | Com | BROs | Com - Lodging | Participant Cost Test | Energy Efficiency | 1852.5806 | 3808.1104 | 5858.4985 | 8029.2819 | 10348.1301 | 12815.587 | 15484.3597 | 18233.3106 | 21216.4867 | 24800.9402 | 28101.2601 | 31385.83 | 34573.9932
Scenario 3: Aggressive Fuel Sub | PG&E | Com | BROs | Com - Lodging | Program Administrator Cost Test | Energy Efficiency | 1852.5806 | 3808.1104 | 5858.4985 | 8029.2819 | 10348.1301 | 12815.587 | 15484.3597 | 18233.3106 | 21216.4867 | 24800.9402 | 28101.2601 | 31385.83 | 34573.9932
Scenario 3: Aggressive Fuel Sub | PG&E | Com | BROs | Com - Lodging | Rate Impact Measure Test | Energy Efficiency | 1852.5806 | 3808.1104 | 5858.4985 | 8029.2819 | 10348.1301 | 12815.587 | 15484.3597 | 18233.3106 | 21216.4867 | 24800.9402 | 28101.2601 | 31385.83 | 34573.9932
Scenario 3: Aggressive Fuel Sub | PG&E | Com | BROs | Com - Lodging | Total Resource Cost Test | Energy Efficiency | 1852.5806 | 3808.1104 | 5858.4985 | 8029.2819 | 10348.1301 | 12815.587 | 15484.3597 | 18233.3106 | 21216.4867 | 24800.9402 | 28101.2601 | 31385.83 | 34573.9932
Scenario 3: Aggressive Fuel Sub | PG&E | Com | BROs | Com - Other | Participant Cost Test | Energy Efficiency | 7145.7344 | 15447.7819 | 24800.712 | 35049.6924 | 46805.4297 | 60685.6361 | 75688.9366 | 88840.1548 | 104813.6833 | 123998.9484 | 142294.3965 | 160843.6285 | 178184.2275
Scenario 3: Aggressive Fuel Sub | PG&E | Com | BROs | Com - Other | Program Administrator Cost Test | Energy Efficiency | 7145.7344 | 15447.7819 | 24800.712 | 35049.6924 | 46805.4297 | 60685.6361 | 75688.9366 | 88840.1548 | 104813.6833 | 123998.9484 | 142294.3965 | 160843.6285 | 178184.2275
Scenario 3: Aggressive Fuel Sub | PG&E | Com | BROs | Com - Other | Rate Impact Measure Test | Energy Efficiency | 7145.7344 | 15447.7819 | 24800.712 | 35049.6924 | 46805.4297 | 60685.6361 | 75688.9366 | 88840.1548 | 104813.6833 | 123998.9484 | 142294.3965 | 160843.6285 | 178184.2275
Scenario 3: Aggressive Fuel Sub | PG&E | Com | BROs | Com - Other | Total Resource Cost Test | Energy Efficiency | 7145.7344 | 15447.7819 | 24800.712 | 35049.6924 | 46805.4297 | 60685.6361 | 75688.9366 | 88840.1548 | 104813.6833 | 123998.9484 | 142294.3965 | 160843.6285 | 178184.2275
Scenario 3: Aggressive Fuel Sub | PG&E | Com | BROs | Com - Retail | Participant Cost Test | Energy Efficiency | 9249.8275 | 18816.2903 | 28649.0331 | 38858.5421 | 49543.5676 | 60733.738 | 72749.9769 | 86591.1179 | 99700.532 | 115303.4206 | 129252.5623 | 142827.0654 | 158748.6874
Scenario 3: Aggressive Fuel Sub | PG&E | Com | BROs | Com - Retail | Program Administrator Cost Test | Energy Efficiency | 9249.8275 | 18816.2903 | 28649.0331 | 38858.5421 | 49543.5676 | 60733.738 | 72749.9769 | 86591.1179 | 99700.532 | 115303.4206 | 129252.5623 | 142827.0654 | 158748.6874
Scenario 3: Aggressive Fuel Sub | PG&E | Com | BROs | Com - Retail | Rate Impact Measure Test | Energy Efficiency | 9249.8275 | 18816.2903 | 28649.0331 | 38858.5421 | 49543.5676 | 60733.738 | 72749.9769 | 86591.1179 | 99700.532 | 115303.4206 | 129252.5623 | 142827.0654 | 158748.6874
Scenario 3: Aggressive Fuel Sub | PG&E | Com | BROs | Com - Retail | Total Resource Cost Test | Energy Efficiency | 9249.8275 | 18816.2903 | 28649.0331 | 38858.5421 | 49543.5676 | 60733.738 | 72749.9769 | 86591.1179 | 99700.532 | 115303.4206 | 129252.5623 | 142827.0654 | 158748.6874
Scenario 3: Aggressive Fuel Sub | PG&E | Com | BldgEnv | Com - College | Participant Cost Test | Energy Efficiency | 491.5765 | 488.6192 | 555.5857 | 634.9972 | 674.7574 | 710.6249 | 754.8733 | 788.7005 | 834.0267 | 870.7043 | 897.7925 | 907.3142 | 922.4102
Scenario 3: Aggressive Fuel Sub | PG&E | Com | BldgEnv | Com - College | Program Administrator Cost Test | Energy Efficiency | 229.4002 | 231.3897 | 252.8588 | 277.4443 | 288.4664 | 296.8376 | 309.0688 | 315.9804 | 328.6793 | 337.5702 | 342.5965 | 340.4282 | 341.703
Scenario 3: Aggressive Fuel Sub | PG&E | Com | BldgEnv | Com - College | Rate Impact Measure Test | Energy Efficiency | 1220.8914 | 1218.153 | 1267.4266 | 1322.8498 | 1315.799 | 1286.3823 | 1263.4243 | 1193.3854 | 1122.4394 | 1018.4198 | 884.046 | 715.3966 | 538.659
Scenario 3: Aggressive Fuel Sub | PG&E | Com | BldgEnv | Com - College | Total Resource Cost Test | Energy Efficiency | 547.8094 | 545.9161 | 612.8065 | 691.2325 | 728.6199 | 760.8298 | 802.2262 | 831.4645 | 873.7122 | 906.3527 | 928.6991 | 932.2859 | 942.6823
Scenario 3: Aggressive Fuel Sub | PG&E | Com | BldgEnv | Com - Grocery | Participant Cost Test | Energy Efficiency | 1278.0871 | 1292.968 | 1316.523 | 1355.8207 | 1388.0018 | 1431.9756 | 1474.5145 | 1518.1659 | 1553.0753 | 1590.3557 | 1629.6449 | 1667.8642 | 1709.4373
Scenario 3: Aggressive Fuel Sub | PG&E | Com | BldgEnv | Com - Grocery | Program Administrator Cost Test | Energy Efficiency | 418.4257 | 431.117 | 447.3667 | 467.542 | 482.8104 | 503.083 | 521.433 | 539.1951 | 551.654 | 564.3433 | 577.0719 | 588.4352 | 600.4676
Scenario 3: Aggressive Fuel Sub | PG&E | Com | BldgEnv | Com - Grocery | Rate Impact Measure Test | Energy Efficiency | 2081.4607 | 2123.498 | 2167.8244 | 2204.8085 | 2196.9527 | 2188.5972 | 2145.4788 | 2050.061 | 1895.5801 | 1711.979 | 1496.0621 | 1241.0833 | 948.6714
Scenario 3: Aggressive Fuel Sub | PG&E | Com | BldgEnv | Com - Grocery | Total Resource Cost Test | Energy Efficiency | 1242.1381 | 1263.437 | 1294.0626 | 1339.5859 | 1375.618 | 1424.2476 | 1470.0293 | 1515.9377 | 1550.9117 | 1587.642 | 1625.7044 | 1661.7124 | 1700.5493
Scenario 3: Aggressive Fuel Sub | PG&E | Com | BldgEnv | Com - Health | Participant Cost Test | Energy Efficiency | 153191.0904 | 161867.1162 | 164890.156 | 161491.6676 | 151665.0944 | 136785.2417 | 117718.0575 | 96379.6269 | 74442.5022 | 53282.892 | 33858.9175 | 16780.6388 | 3521.6351
Scenario 3: Aggressive Fuel Sub | PG&E | Com | BldgEnv | Com - Health | Program Administrator Cost Test | Energy Efficiency | 60151.9165 | 62315.1708 | 62303.0297 | 59854.1857 | 55140.0697 | 48922.5378 | 41429.2963 | 33445.6975 | 25554.6033 | 18199.0536 | 11660.3094 | 6152.9311 | 2067.3588
Scenario 3: Aggressive Fuel Sub | PG&E | Com | BldgEnv | Com - Health | Rate Impact Measure Test | Energy Efficiency | 206940.6406 | 217026.787 | 219977.3706 | 214106.779 | 199834.5744 | 179473.8496 | 153766.3691 | 117862.0197 | 81617.6356 | 51496.078 | 28313.633 | 12212.7053 | 3115.0477
Scenario 3: Aggressive Fuel Sub | PG&E | Com | BldgEnv | Com - Health | Total Resource Cost Test | Energy Efficiency | 162573.884 | 170530.3243 | 172523.5751 | 167782.1856 | 156467.5666 | 140282.13 | 120018.2337 | 97750.8123 | 75182.5691 | 53676.8506 | 34154.4821 | 17234.3655 | 4334.6349
Scenario 3: Aggressive Fuel Sub | PG&E | Com | BldgEnv | Com - Lodging | Participant Cost Test | Energy Efficiency | 117068.0017 | 112942.3916 | 103858.133 | 90637.6363 | 74607.3434 | 57231.1749 | 39909.3557 | 23708.9196 | 9298.0703 | 1729.345 | 1765.2378 | 1803.12 | 1839.9234
Scenario 3: Aggressive Fuel Sub | PG&E | Com | BldgEnv | Com - Lodging | Program Administrator Cost Test | Energy Efficiency | 78801.2564 | 74653.385 | 67477.4171 | 57959.1309 | 47093.2281 | 35806.8687 | 24983.9733 | 15221.6957 | 6842.337 | 2652.9974 | 2692.5893 | 2732.9892 | 2767.8353
Scenario 3: Aggressive Fuel Sub | PG&E | Com | BldgEnv | Com - Lodging | Rate Impact Measure Test | Energy Efficiency | 262423.3332 | 251969.1773 | 231033.5081 | 201249.6165 | 165768.7839 | 127587.6774 | 89855.5396 | 51828.2721 | 20965.5425 | 7222.2353 | 6333.7702 | 5314.5144 | 4138.2913
Scenario 3: Aggressive Fuel Sub | PG&E | Com | BldgEnv | Com - Lodging | Total Resource Cost Test | Energy Efficiency | 157097.9779 | 150176.6674 | 136908.0766 | 118530.473 | 96927.4631 | 74007.7371 | 51592.1317 | 30991.379 | 12973.9933 | 3766.4104 | 3829.1271 | 3893.9442 | 3952.5016
Scenario 3: Aggressive Fuel Sub | PG&E | Com | BldgEnv | Com - Office (Large) | Participant Cost Test | Energy Efficiency | 8112.4126 | 8351.7257 | 8639.6063 | 8866.1364 | 10024.5663 | 10213.6907 | 10432.1087 | 10566.8308 | 9828.5468 | 9967.7267 | 10075.1313 | 10179.7603 | 10286.6783
Scenario 3: Aggressive Fuel Sub | PG&E | Com | BldgEnv | Com - Office (Large) | Program Administrator Cost Test | Energy Efficiency | 3367.0333 | 3470.1982 | 3592.9233 | 3675.7922 | 3923.8467 | 3982.8156 | 4051.4103 | 4073.5525 | 3928.345 | 3941.1748 | 3936.5738 | 3928.7125 | 3920.0406
Scenario 3: Aggressive Fuel Sub | PG&E | Com | BldgEnv | Com - Office (Large) | Rate Impact Measure Test | Energy Efficiency | 17795.5155 | 17891.2572 | 17995.2533 | 17762.4814 | 18151.4796 | 17526.2237 | 16788.3737 | 15570.7971 | 13501.4032 | 11957.9866 | 10207.0167 | 8286.9955 | 6193.5998
Scenario 3: Aggressive Fuel Sub | PG&E | Com | BldgEnv | Com - Office (Large) | Total Resource Cost Test | Energy Efficiency | 8585.0374 | 8842.5691 | 9150.9098 | 9379.8711 | 10424.6278 | 10604.0223 | 10811.9497 | 10919.5623 | 10253.1479 | 10355.7755 | 10420.5041 | 10480.1838 | 10540.5267
Scenario 3: Aggressive Fuel Sub | PG&E | Com | BldgEnv | Com - Office (Small) | Participant Cost Test | Energy Efficiency | 2041.2697 | 2084.0772 | 2133.2855 | 1069.0725 | 13925.5716 | 2156.3169 | 2199.7556 | 2241.6413 | 2278.3137 | 2316.6761 | 2355.5156 | 2394.4928 | 2434.4412
Scenario 3: Aggressive Fuel Sub | PG&E | Com | BldgEnv | Com - Office (Small) | Program Administrator Cost Test | Energy Efficiency | 678.6015 | 703.4307 | 729.9492 | 163.5611 | 6863.6822 | 735.8181 | 754.2271 | 770.5152 | 783.0434 | 795.2734 | 806.6563 | 817.087 | 826.9858
Scenario 3: Aggressive Fuel Sub | PG&E | Com | BldgEnv | Com - Office (Small) | Rate Impact Measure Test | Energy Efficiency | 3414.9944 | 3484.1477 | 3541.1135 | 628.1836 | 32238.647 | 3194.0549 | 3100.6592 | 2928.6782 | 2689.9419 | 2411.9372 | 2090.8203 | 1723.0455 | 1306.398
Scenario 3: Aggressive Fuel Sub | PG&E | Com | BldgEnv | Com - Office (Small) | Total Resource Cost Test | Energy Efficiency | 1990.7877 | 2043.2777 | 2101.5682 | 849.8867 | 15829.7478 | 2122.4926 | 2168.9458 | 2212.2747 | 2248.4839 | 2285.4812 | 2321.937 | 2357.5287 | 2393.214
Scenario 3: Aggressive Fuel Sub | PG&E | Com | BldgEnv | Com - Other | Participant Cost Test | Energy Efficiency | 2451.4221 | 2468.7228 | 2494.8531 | 3078.5401 | 3076.9029 | 3094.7239 | 3119.2866 | 3136.4129 | 2654.7548 | 2680.0057 | 2707.8808 | 2733.9422 | 2764.7044
Scenario 3: Aggressive Fuel Sub | PG&E | Com | BldgEnv | Com - Other | Program Administrator Cost Test | Energy Efficiency | 686.2966 | 703.7644 | 724.2822 | 839.7081 | 846.6221 | 862.1397 | 879.3938 | 891.3017 | 816.1861 | 826.1135 | 836.1279 | 844.2207 | 853.4021
Scenario 3: Aggressive Fuel Sub | PG&E | Com | BldgEnv | Com - Other | Rate Impact Measure Test | Energy Efficiency | 3293.7909 | 3349.589 | 3402.4296 | 3854.3886 | 3792.5379 | 3738.3789 | 3655.8609 | 3437.4745 | 2805.5555 | 2506.9606 | 2168.3949 | 1781.0961 | 1348.5688
Scenario 3: Aggressive Fuel Sub | PG&E | Com | BldgEnv | Com - Other | Total Resource Cost Test | Energy Efficiency | 2261.8295 | 2290.561 | 2328.0145 | 2850.8297 | 2855.8143 | 2881.9606 | 2914.2111 | 2936.3503 | 2523.4524 | 2549.7228 | 2577.7679 | 2602.7227 | 2631.7934
Scenario 3: Aggressive Fuel Sub | PG&E | Com | BldgEnv | Com - Refrig. Warehouse | Participant Cost Test | Energy Efficiency | 362.6082 | 383.564 | 403.7016 | 422.8331 | 440.6668 | 457.557 | 470.5416 | 482.3362 | 490.148 | 498.1222 | 504.8684 | 512.2165 | 520.3693
Scenario 3: Aggressive Fuel Sub | PG&E | Com | BldgEnv | Com - Refrig. Warehouse | Program Administrator Cost Test | Energy Efficiency | 194.2961 | 204.5949 | 213.0722 | 219.5689 | 223.9825 | 226.6653 | 226.393 | 224.921 | 221.2442 | 217.7142 | 213.8818 | 210.735 | 208.3956
Scenario 3: Aggressive Fuel Sub | PG&E | Com | BldgEnv | Com - Refrig. Warehouse | Rate Impact Measure Test | Energy Efficiency | 921.0257 | 951.3324 | 971.207 | 978.267 | 971.0865 | 949.477 | 907.146 | 838.5151 | 748.7019 | 653.1782 | 550.4326 | 442.6239 | 328.6976
Scenario 3: Aggressive Fuel Sub | PG&E | Com | BldgEnv | Com - Refrig. Warehouse | Total Resource Cost Test | Energy Efficiency | 430.2265 | 454.2367 | 475.8201 | 494.6786 | 510.5127 | 523.9051 | 531.7381 | 537.5392 | 538.5326 | 539.7667 | 539.92 | 541.175 | 543.7934
Scenario 3: Aggressive Fuel Sub | PG&E | Com | BldgEnv | Com - Restaurant | Participant Cost Test | Energy Efficiency | 668.7632 | 668.6997 | 678.922 | 688.9673 | 698.7539 | 707.8935 | 719.7794 | 730.4299 | 740.0179 | 750.9029 | 761.2952 | 297.9643 | 5697.5071
Scenario 3: Aggressive Fuel Sub | PG&E | Com | BldgEnv | Com - Restaurant | Program Administrator Cost Test | Energy Efficiency | 206.159 | 208.6384 | 214.9642 | 220.7075 | 225.871 | 230.2823 | 235.6776 | 240.0402 | 243.5141 | 247.2605 | 250.4359 | 38.9304 | 2439.4885
Scenario 3: Aggressive Fuel Sub | PG&E | Com | BldgEnv | Com - Restaurant | Rate Impact Measure Test | Energy Efficiency | 1014.3339 | 1015.1977 | 1027.6301 | 1029.0435 | 1019.1648 | 996.2772 | 967.9441 | 912.2573 | 836.4126 | 749.7955 | 649.0281 | 81.8089 | 3855.0537
Scenario 3: Aggressive Fuel Sub | PG&E | Com | BldgEnv | Com - Restaurant | Total Resource Cost Test | Energy Efficiency | 636.3607 | 638.5046 | 651.4365 | 663.6696 | 675.1555 | 685.4717 | 698.5394 | 709.7775 | 719.4416 | 730.2129 | 740.095 | 230.29 | 6108.2023
Scenario 3: Aggressive Fuel Sub | PG&E | Com | BldgEnv | Com - Retail | Participant Cost Test | Energy Efficiency | 114036.5983 | 117526.2558 | 3010.9305 | 103910.7002 | 115749.9758 | 89322.1625 | 76795.8149 | 62432.091 | 3587.4212 | 3641.8088 | 3705.2251 | 3770.7791 | 3877.8137
Scenario 3: Aggressive Fuel Sub | PG&E | Com | BldgEnv | Com - Retail | Program Administrator Cost Test | Energy Efficiency | 21735.9968 | 22000.9948 | 1117.2881 | 18253.7453 | 26257.5644 | 15693.4054 | 13433.9494 | 10891.0403 | 1373.7026 | 1394.0475 | 1416.802 | 1438.1426 | 1469.9355
Scenario 3: Aggressive Fuel Sub | PG&E | Com | BldgEnv | Com - Retail | Rate Impact Measure Test | Energy Efficiency | 95582.0803 | 97552.7891 | 5530.4271 | 82084.918 | 120998.7606 | 71949.5743 | 61808.3794 | 47059.5471 | 4709.6741 | 4223.549 | 3671.0667 | 3033.0515 | 2322.4556
Scenario 3: Aggressive Fuel Sub | PG&E | Com | BldgEnv | Com - Retail | Total Resource Cost Test | Energy Efficiency | 101430.669 | 104130.4708 | 3078.5947 | 90938.096 | 106212.7824 | 78063.7431 | 67017.0132 | 54410.9034 | 3695.1843 | 3746.3943 | 3806.1889 | 3866.4218 | 3965.8316
Scenario 3: Aggressive Fuel Sub | PG&E | Com | BldgEnv | Com - School | Participant Cost Test | Energy Efficiency | 2400.6112 | 2477.9724 | 2554.0142 | 2621.9738 | 2671.5954 | 2729.886 | 2779.0624 | 2832.5878 | 2882.0324 | 2933.2589 | 2983.7975 | 3043.8331 | 3093.7348
Scenario 3: Aggressive Fuel Sub | PG&E | Com | BldgEnv | Com - School | Program Administrator Cost Test | Energy Efficiency | 953.0318 | 989.3615 | 1022.7217 | 1049.7212 | 1065.3986 | 1084.1639 | 1096.9192 | 1110.5878 | 1121.0605 | 1131.2751 | 1140.0993 | 1152.2205 | 1158.7217
Scenario 3: Aggressive Fuel Sub | PG&E | Com | BldgEnv | Com - School | Rate Impact Measure Test | Energy Efficiency | 4992.8056 | 5065.447 | 5093.4372 | 5050.8056 | 4915.0765 | 4752.6989 | 4522.4143 | 4223.1078 | 3852.5847 | 3432.1105 | 2955.9093 | 2430.2946 | 1830.6999
Scenario 3: Aggressive Fuel Sub | PG&E | Com | BldgEnv | Com - School | Total Resource Cost Test | Energy Efficiency | 2496.8515 | 2583.0864 | 2665.4927 | 2736.3285 | 2784.0302 | 2840.4007 | 2884.8892 | 2933.0888 | 2975.4622 | 3018.7231 | 3060.1492 | 3110.9877 | 3149.6799
Scenario 3: Aggressive Fuel Sub | PG&E | Com | BldgEnv | Com - Warehouse | Participant Cost Test | Energy Efficiency | 310151.0873 | 310293.8849 | 297219.3377 | 271808.4533 | 236424.2168 | 194477.7842 | 149508.9405 | 104870.2623 | 62977.8823 | 25440.9982 | 6836.6002 | 6893.8951 | 6959.3972
Scenario 3: Aggressive Fuel Sub | PG&E | Com | BldgEnv | Com - Warehouse | Program Administrator Cost Test | Energy Efficiency | 209326.2395 | 205542.0337 | 193420.0814 | 174000.3633 | 149156.7729 | 121364.2262 | 92739.9252 | 65420.3409 | 40637.0925 | 19254.1362 | 9121.341 | 9173.3151 | 9231.2023
Scenario 3: Aggressive Fuel Sub | PG&E | Com | BldgEnv | Com - Warehouse | Rate Impact Measure Test | Energy Efficiency | 698381.6788 | 694739.4782 | 662980.6621 | 604719.0062 | 525340.7142 | 432735.8138 | 334016.2256 | 223514.1409 | 125764.5493 | 52502.4548 | 21454.8905 | 17837.4075 | 13801.4911
Scenario 3: Aggressive Fuel Sub | PG&E | Com | BldgEnv | Com - Warehouse | Total Resource Cost Test | Energy Efficiency | 416817.8454 | 413104.7851 | 392198.8831 | 355733.8668 | 307170.6246 | 251271.161 | 192527.0872 | 135318.3536 | 82494.5805 | 35993.1706 | 13522.6878 | 13611.61 | 13711.7293
Scenario 3: Aggressive Fuel Sub | PG&E | Com | ComRefrig | Com - College | Participant Cost Test | Energy Efficiency | 892.6324 | 577.2656 | 339.085 | 176.6954 | 100.0199 | 66.2467 | 47.3862 | 1337.9994 | 1539.4655 | 1579.4072 | 3407.8412 | 3717.7898 | 3810.9439
Scenario 3: Aggressive Fuel Sub | PG&E | Com | ComRefrig | Com - College | Program Administrator Cost Test | Energy Efficiency | 298.2114 | 190.9291 | 111.23 | 57.7689 | 32.0809 | 20.3119 | 13.8447 | 243.8559 | 274.1354 | 275.4139 | 574.6976 | 613.965 | 616.7478
Scenario 3: Aggressive Fuel Sub | PG&E | Com | ComRefrig | Com - College | Rate Impact Measure Test | Energy Efficiency | 2840.515 | 1738.92 | 966.3123 | 475.3049 | 247.9684 | 145.765 | 91.1108 | 1394.8832 | 1387.4666 | 1198.5475 | 2065.2583 | 1709.9021 | 1186.235
Scenario 3: Aggressive Fuel Sub | PG&E | Com | ComRefrig | Com - College | Total Resource Cost Test | Energy Efficiency | 778.0526 | 501.6021 | 293.8912 | 152.9887 | 86.0966 | 56.2635 | 39.6888 | 1001.0767 | 1146.5763 | 1171.581 | 2511.9863 | 2729.8834 | 2788.0386
Scenario 3: Aggressive Fuel Sub | PG&E | Com | ComRefrig | Com - Grocery | Participant Cost Test | Energy Efficiency | 658682.2974 | 327702.1664 | 160380.2132 | 93514.2231 | 59517.4916 | 56839.3743 | 54281.9876 | 1619043.6486 | 1898103.1469 | 1946428.0067 | 4156650.7428 | 4600195.9594 | 4721778.9729
Scenario 3: Aggressive Fuel Sub | PG&E | Com | ComRefrig | Com - Grocery | Program Administrator Cost Test | Energy Efficiency | 223573.98 | 111482.8107 | 54161.8848 | 30095.557 | 18083.2391 | 16928.3832 | 15847.3493 | 294751.4147 | 337589.0745 | 339033.6569 | 700705.9851 | 759334.1516 | 763817.1508
Scenario 3: Aggressive Fuel Sub | PG&E | Com | ComRefrig | Com - Grocery | Rate Impact Measure Test | Energy Efficiency | 2129580.4678 | 1015349.2702 | 470532.2152 | 247617.0597 | 139773.926 | 121483.665 | 104289.6948 | 1685821.6435 | 1708411.1685 | 1475243.6516 | 2517987.4437 | 2114672.3947 | 1469061.3531
Scenario 3: Aggressive Fuel Sub | PG&E | Com | ComRefrig | Com - Grocery | Total Resource Cost Test | Energy Efficiency | 576995.4229 | 287266.9966 | 140266.6819 | 80578.9676 | 50413.8182 | 47867.9446 | 45454.5334 | 1211085.9822 | 1413352.607 | 1443522.1002 | 3063728.3433 | 3377525.5218 | 3454120.4173
Scenario 3: Aggressive Fuel Sub | PG&E | Com | ComRefrig | Com - Health | Participant Cost Test | Energy Efficiency | 0 | 0 | 0 | 0 | 0 | 0 | 0 | 0 | 0 | 0 | 0 | 0 | 0
Scenario 3: Aggressive Fuel Sub | PG&E | Com | ComRefrig | Com - Health | Program Administrator Cost Test | Energy Efficiency | 0 | 0 | 0 | 0 | 0 | 0 | 0 | 0 | 0 | 0 | 0 | 0 | 0
Scenario 3: Aggressive Fuel Sub | PG&E | Com | ComRefrig | Com - Health | Rate Impact Measure Test | Energy Efficiency | 0 | 0 | 0 | 0 | 0 | 0 | 0 | 0 | 0 | 0 | 0 | 0 | 0
Scenario 3: Aggressive Fuel Sub | PG&E | Com | ComRefrig | Com - Health | Total Resource Cost Test | Energy Efficiency | 0 | 0 | 0 | 0 | 0 | 0 | 0 | 0 | 0 | 0 | 0 | 0 | 0
Scenario 3: Aggressive Fuel Sub | PG&E | Com | ComRefrig | Com - Refrig. Warehouse | Participant Cost Test | Energy Efficiency | 1920.6963 | 1189.9561 | 662.0024 | 314.9927 | 200.2303 | 130.6024 | 111.7522 | 3518.6746 | 4272.3014 | 4397.3762 | 9313.2951 | 10469.9499 | 10778.2026
Scenario 3: Aggressive Fuel Sub | PG&E | Com | ComRefrig | Com - Refrig. Warehouse | Program Administrator Cost Test | Energy Efficiency | 642.9854 | 394.5304 | 217.9341 | 103.833 | 63.5737 | 39.384 | 32.6449 | 639.9636 | 758.8686 | 764.9821 | 1569.2496 | 1727.304 | 1742.6401
Scenario 3: Aggressive Fuel Sub | PG&E | Com | ComRefrig | Com - Refrig. Warehouse | Rate Impact Measure Test | Energy Efficiency | 6124.5458 | 3593.2553 | 1893.3055 | 854.3066 | 491.3912 | 282.6322 | 214.8327 | 3659.875 | 3839.8267 | 3328.2526 | 5638.821 | 4810.1472 | 3351.5311
Scenario 3: Aggressive Fuel Sub | PG&E | Com | ComRefrig | Com - Refrig. Warehouse | Total Resource Cost Test | Energy Efficiency | 1675.2236 | 1034.7629 | 574.4017 | 273.4214 | 171.8294 | 110.3842 | 93.5946 | 2631.5536 | 3180.4103 | 3260.4259 | 6863.9202 | 7686.4257 | 7883.8469
Scenario 3: Aggressive Fuel Sub | PG&E | Com | ComRefrig | Com - Restaurant | Participant Cost Test | Energy Efficiency | 23277.3826 | 11913.0364 | 5805.6267 | 3464.3362 | 2064.6297 | 1971.7249 | 1883.0085 | 54953.118 | 62634.2713 | 64042.8111 | 138226.9197 | 120895.4751 | 317430.1157
Scenario 3: Aggressive Fuel Sub | PG&E | Com | ComRefrig | Com - Restaurant | Program Administrator Cost Test | Energy Efficiency | 7896.8747 | 4046.3002 | 1964.217 | 1120.1797 | 627.3244 | 587.2606 | 549.7579 | 10008.5592 | 11148.7277 | 11163.881 | 23306.665 | 19991.9781 | 51217.525
Scenario 3: Aggressive Fuel Sub | PG&E | Com | ComRefrig | Com - Restaurant | Rate Impact Measure Test | Energy Efficiency | 75219.0844 | 36852.3892 | 17064.1659 | 9216.4964 | 4848.8874 | 4214.3761 | 3617.8976 | 57246.1381 | 56424.1344 | 48581.4517 | 83754.6226 | 55684.59 | 98490.5857
Scenario 3: Aggressive Fuel Sub | PG&E | Com | ComRefrig | Com - Restaurant | Total Resource Cost Test | Energy Efficiency | 20387.3092 | 10437.8331 | 5080.4637 | 2989.41 | 1748.8497 | 1660.5314 | 1576.8084 | 41109.7426 | 46645.4955 | 47502.9405 | 101886.5969 | 88792.5873 | 232102.5903
Scenario 3: Aggressive Fuel Sub | PG&E | Com | ComRefrig | Com - Retail | Participant Cost Test | Energy Efficiency | 304155.2297 | 156003.0886 | 28639.5919 | 58726.9822 | 34844.0475 | 25108.5524 | 23978.9864 | 694840.6895 | 802373.7939 | 822621.6883 | 1769273.3872 | 1943579.7073 | 1994713.1303
Scenario 3: Aggressive Fuel Sub | PG&E | Com | ComRefrig | Com - Retail | Program Administrator Cost Test | Energy Efficiency | 103068.7289 | 52847.1364 | 9046.9688 | 19311.3377 | 10883.7723 | 7476.3442 | 6998.9566 | 126566.3767 | 142804.9431 | 143378.4098 | 298317.2226 | 320899.4191 | 322750.3213
Scenario 3: Aggressive Fuel Sub | PG&E | Com | ComRefrig | Com - Retail | Rate Impact Measure Test | Energy Efficiency | 981747.3034 | 481314.5723 | 78595.6816 | 158887.7942 | 84125.8348 | 53652.7133 | 46059.3774 | 723934.0362 | 722733.7472 | 623926.1145 | 1072027.4696 | 893694.0602 | 620760.6159
Scenario 3: Aggressive Fuel Sub | PG&E | Com | ComRefrig | Com - Retail | Total Resource Cost Test | Energy Efficiency | 266297.4183 | 136571.3968 | 24539.7662 | 50938.0688 | 29755.9284 | 21144.0814 | 20078.1821 | 519814.4257 | 597537.7245 | 610152.7419 | 1304123.1525 | 1427068.3306 | 1459253.3368
Scenario 3: Aggressive Fuel Sub | PG&E | Com | ComRefrig | Com - School | Participant Cost Test | Energy Efficiency | 79.5633 | 73.5504 | 70.2443 | 67.0871 | 64.072 | 61.1927 | 58.443 | 2601.6131 | 3307.4013 | 3387.6092 | 6998.0335 | 8034.3365 | 8236.5091
Scenario 3: Aggressive Fuel Sub | PG&E | Com | ComRefrig | Com - School | Program Administrator Cost Test | Energy Efficiency | 26.2212 | 23.6721 | 22.1615 | 20.7473 | 19.4235 | 18.1843 | 17.0241 | 470.639 | 584.7338 | 586.7899 | 1177.064 | 1323.2754 | 1329.655
Scenario 3: Aggressive Fuel Sub | PG&E | Com | ComRefrig | Com - School | Rate Impact Measure Test | Energy Efficiency | 249.7615 | 215.5978 | 192.5282 | 170.7028 | 150.1337 | 130.4963 | 112.034 | 2690.0341 | 2957.293 | 2551.879 | 4228.8289 | 3684.4865 | 2556.9988
Scenario 3: Aggressive Fuel Sub | PG&E | Com | ComRefrig | Com - School | Total Resource Cost Test | Energy Efficiency | 69.0582 | 63.3778 | 60.1659 | 57.1217 | 54.2363 | 51.5011 | 48.908 | 1943.6404 | 2459.8827 | 2509.6792 | 5155.8805 | 5896.5455 | 6023.0363
Scenario 3: Aggressive Fuel Sub | PG&E | Com | FoodServ | Com - College | Participant Cost Test | Energy Efficiency | 267249.0907 | 277089.5097 | 282921.2275 | 309228.1739 | 304859.6865 | 313610.3061 | 344404.6794 | 356492.7478 | 367227.735 | 377845.3308 | 394679.7817 | 407713.0111 | 419638.4496
Scenario 3: Aggressive Fuel Sub | PG&E | Com | FoodServ | Com - College | Participant Cost Test | Fuel Substitution | 2781.623 | 3052.5616 | 3279.8697 | 3482.2228 | 3659.4431 | 3826.6601 | 4043.4417 | 4258.3806 | 4522.0986 | 4784.154 | 5064.0033 | 5357.7512 | 5695.9551
Scenario 3: Aggressive Fuel Sub | PG&E | Com | FoodServ | Com - College | Program Administrator Cost Test | Energy Efficiency | 208156.6389 | 213013.8398 | 213972.0515 | 233434.8272 | 224635.3807 | 227564.5777 | 235613.6462 | 238760.8942 | 242104.8722 | 245171.2744 | 249742.3826 | 252659.5887 | 255532.3088
Scenario 3: Aggressive Fuel Sub | PG&E | Com | FoodServ | Com - College | Program Administrator Cost Test | Fuel Substitution | 2908.5699 | 3351.5748 | 3812.851 | 4293.2347 | 4815.5432 | 5430.4773 | 6153.624 | 6945.2897 | 7874.0178 | 8905.0044 | 10121.9289 | 11460.6504 | 12990.243
Scenario 3: Aggressive Fuel Sub | PG&E | Com | FoodServ | Com - College | Rate Impact Measure Test | Energy Efficiency | 716837.8453 | 739932.6886 | 724495.6003 | 749320.0217 | 698746.5614 | 672486.3054 | 668311.2473 | 631827.5712 | 588607.6795 | 537996.5426 | 482101.6127 | 415852.956 | 341673.6563
Scenario 3: Aggressive Fuel Sub | PG&E | Com | FoodServ | Com - College | Rate Impact Measure Test | Fuel Substitution | 2963.9604 | 3424.4339 | 3894.5364 | 4383.1226 | 4912.348 | 5533.4617 | 6260.5192 | 7053.5764 | 7979.4595 | 9003.6186 | 10207.7282 | 11527.1214 | 13029.61
Scenario 3: Aggressive Fuel Sub | PG&E | Com | FoodServ | Com - College | Total Resource Cost Test | Energy Efficiency | 318049.8513 | 327340.3799 | 331304.3077 | 361236.5743 | 351838.0572 | 358992.6049 | 383060.8635 | 392350.9721 | 400984.7644 | 409327.2253 | 421080.8548 | 429968.6947 | 438639.4368
Scenario 3: Aggressive Fuel Sub | PG&E | Com | FoodServ | Com - College | Total Resource Cost Test | Fuel Substitution | 3682.746 | 4246.411 | 4836.2258 | 5452.5412 | 6117.5317 | 6893.6576 | 7818.3763 | 8838.7919 | 10044.4166 | 11392.2186 | 12971.3405 | 14724.9108 | 16735.2291
Scenario 3: Aggressive Fuel Sub | PG&E | Com | FoodServ | Com - Grocery | Participant Cost Test | Energy Efficiency | 1484509.1802 | 1544334.9017 | 1605204.7129 | 1665421.798 | 1722469.0741 | 1782924.1289 | 1922789.1056 | 1996833.08 | 2056231.0345 | 2117524.685 | 2299575.2875 | 2437438.8946 | 2529421.2647
Scenario 3: Aggressive Fuel Sub | PG&E | Com | FoodServ | Com - Grocery | Participant Cost Test | Fuel Substitution | 27780.3769 | 30371.9278 | 32584.1974 | 34539.1861 | 36235.2895 | 37632.0179 | 39022.5914 | 40241.7775 | 41542.8767 | 42717.0785 | 43932.8739 | 45169.6066 | 46634.4997
Scenario 3: Aggressive Fuel Sub | PG&E | Com | FoodServ | Com - Grocery | Program Administrator Cost Test | Energy Efficiency | 1435026.9739 | 1476064.8354 | 1516092.8488 | 1553489.3479 | 1585904.9664 | 1619440.7645 | 1668314.8417 | 1700820.7728 | 1726734.5204 | 1753049.6214 | 1813237.3307 | 1859549.6758 | 1892882.3876
Scenario 3: Aggressive Fuel Sub | PG&E | Com | FoodServ | Com - Grocery | Program Administrator Cost Test | Fuel Substitution | 29194.1241 | 33580.9699 | 38120.6906 | 42812.965 | 47868.7319 | 53512.3265 | 59366.2719 | 65406.5607 | 71801.5893 | 78551.5391 | 86253.4714 | 94262.0697 | 102941.9077
Scenario 3: Aggressive Fuel Sub | PG&E | Com | FoodServ | Com - Grocery | Rate Impact Measure Test | Energy Efficiency | 4220388.9521 | 4369664.2935 | 4396117.736 | 4344258.8218 | 4252017.4612 | 4137158.3163 | 4083568.8769 | 3903720.9892 | 3667012.0661 | 3393983.8807 | 3126183.7617 | 2790072.369 | 2386117.7811
Scenario 3: Aggressive Fuel Sub | PG&E | Com | FoodServ | Com - Grocery | Rate Impact Measure Test | Fuel Substitution | 29390.1528 | 33837.7748 | 38407.373 | 43127.0212 | 48205.361 | 53868.6397 | 59734.1588 | 65777.1466 | 72160.3537 | 78885.0686 | 86541.8566 | 94484.0384 | 103071.2182
Scenario 3: Aggressive Fuel Sub | PG&E | Com | FoodServ | Com - Grocery | Total Resource Cost Test | Energy Efficiency | 1957273.1548 | 2020002.6808 | 2082406.6356 | 2142286.8595 | 2196446.9218 | 2253451.6836 | 2368946.309 | 2433012.8744 | 2483373.5936 | 2535004.9793 | 2657505.3015 | 2753101.5853 | 2822157.9673
Scenario 3: Aggressive Fuel Sub | PG&E | Com | FoodServ | Com - Grocery | Total Resource Cost Test | Fuel Substitution | 37440.1449 | 43106.94 | 49004.3266 | 55124.3428 | 61666.8671 | 68896.2827 | 76501.513 | 84424.6181 | 92888.9923 | 101888.046 | 112028.1126 | 122701.9178 | 134318.7738
Scenario 3: Aggressive Fuel Sub | PG&E | Com | FoodServ | Com - Health | Participant Cost Test | Energy Efficiency | 615002.3703 | 639365.4754 | 669666.4194 | 691516.1918 | 716557.6952 | 734716.3256 | 864589.2797 | 888209.4151 | 914676.95 | 939022.5121 | 995617.3639 | 1042932.1021 | 1079301.8632
Scenario 3: Aggressive Fuel Sub | PG&E | Com | FoodServ | Com - Health | Participant Cost Test | Fuel Substitution | 7632.441 | 8459.9929 | 9202.1332 | 9959.1055 | 10674.686 | 11345.2317 | 11989.5846 | 12595.2868 | 13211.355 | 13803.719 | 14429.9999 | 15087.761 | 16037.9697
Scenario 3: Aggressive Fuel Sub | PG&E | Com | FoodServ | Com - Health | Program Administrator Cost Test | Energy Efficiency | 591545.9283 | 607474.0995 | 628459.9871 | 640258.3095 | 654446.1158 | 661654.3809 | 712121.4924 | 713667.2262 | 724141.9609 | 732316.2116 | 747940.2033 | 764220.5008 | 776369.838
Scenario 3: Aggressive Fuel Sub | PG&E | Com | FoodServ | Com - Health | Program Administrator Cost Test | Fuel Substitution | 8180.0297 | 9521.6403 | 10945.8736 | 12534.5264 | 14301.7491 | 16342.7119 | 18463.1576 | 20711.8962 | 23101.2128 | 25684.021 | 28681.3105 | 31908.3672 | 35929.7746
Scenario 3: Aggressive Fuel Sub | PG&E | Com | FoodServ | Com - Health | Rate Impact Measure Test | Energy Efficiency | 1821261.1091 | 1884988.6937 | 1905304.6424 | 1872384.7141 | 1835427.2161 | 1770292.9858 | 1845999.7375 | 1738757.9904 | 1626806.9088 | 1492732.0332 | 1349972.0272 | 1190316.2624 | 1002006.9293
Scenario 3: Aggressive Fuel Sub | PG&E | Com | FoodServ | Com - Health | Rate Impact Measure Test | Fuel Substitution | 8349.4096 | 9745.538 | 11197.8431 | 12812.7135 | 14602.1771 | 16663.1042 | 18796.4974 | 21050.3614 | 23431.609 | 25993.9029 | 28951.8028 | 32119.6608 | 36063.6979
Scenario 3: Aggressive Fuel Sub | PG&E | Com | FoodServ | Com - Health | Total Resource Cost Test | Energy Efficiency | 817638.9121 | 842984.4498 | 875634.784 | 896242.8442 | 920508.1357 | 935504.3084 | 1048929.616 | 1062891.6023 | 1085072.0733 | 1104227.4145 | 1140532.5009 | 1175332.3342 | 1202894.7004
Scenario 3: Aggressive Fuel Sub | PG&E | Com | FoodServ | Com - Health | Total Resource Cost Test | Fuel Substitution | 10427.5575 | 12146.9633 | 13980.8699 | 16032.0098 | 18298.5765 | 20894.6807 | 23624.0573 | 26542.2176 | 29668.5941 | 33074.1344 | 36989.5929 | 41248.4468 | 46557.5013
Scenario 3: Aggressive Fuel Sub | PG&E | Com | FoodServ | Com - Lodging | Participant Cost Test | Energy Efficiency | 495389.0869 | 519235.9145 | 543508.8546 | 566601.2216 | 591989.9667 | 615783.5759 | 681943.1884 | 716344.1994 | 742770.1642 | 770649.588 | 835891.9353 | 889245.002 | 942598.1897
Scenario 3: Aggressive Fuel Sub | PG&E | Com | FoodServ | Com - Lodging | Participant Cost Test | Fuel Substitution | 8191.1328 | 9010.0567 | 9701.4408 | 10385.6452 | 11008.3619 | 11555.4212 | 12042.4164 | 12465.8696 | 12873.8972 | 13229.2612 | 13589.1596 | 13969.2423 | 14942.7773
Scenario 3: Aggressive Fuel Sub | PG&E | Com | FoodServ | Com - Lodging | Program Administrator Cost Test | Energy Efficiency | 518062.9032 | 535910.6811 | 553258.2103 | 568501.5712 | 585198.5733 | 599177.588 | 622447.0235 | 637854.0807 | 650750.0648 | 664307.8245 | 687907.0587 | 705639.5728 | 731202.3184
Scenario 3: Aggressive Fuel Sub | PG&E | Com | FoodServ | Com - Lodging | Program Administrator Cost Test | Fuel Substitution | 8551.1596 | 9887.5827 | 11269.9395 | 12789.8625 | 14460.7114 | 16359.4215 | 18271.4892 | 20251.6226 | 22301.7993 | 24463.4431 | 26935.9735 | 29574.9726 | 33584.3573
Scenario 3: Aggressive Fuel Sub | PG&E | Com | FoodServ | Com - Lodging | Rate Impact Measure Test | Energy Efficiency | 1663856.3285 | 1730234.1056 | 1752110.8787 | 1743990.2965 | 1719839.4228 | 1675487.9808 | 1667723.3448 | 1598634.8529 | 1502178.0347 | 1389002.1322 | 1269345.2415 | 1118232.7323 | 953102.2078
Scenario 3: Aggressive Fuel Sub | PG&E | Com | FoodServ | Com - Lodging | Rate Impact Measure Test | Fuel Substitution | 8638.3407 | 10002.0429 | 11397.9095 | 12930.2051 | 14611.2403 | 16518.8401 | 18436.1749 | 20417.6284 | 22462.6513 | 24613.1579 | 27065.6314 | 29680.5588 | 33654.5908
Scenario 3: Aggressive Fuel Sub | PG&E | Com | FoodServ | Com - Lodging | Total Resource Cost Test | Energy Efficiency | 687830.3897 | 714345.0299 | 740671.9205 | 764670.6725 | 791085.0488 | 814557.442 | 870077.6988 | 900833.5644 | 924937.6248 | 950347.5025 | 997283.0352 | 1034742.5344 | 1081814.0373
Scenario 3: Aggressive Fuel Sub | PG&E | Com | FoodServ | Com - Lodging | Total Resource Cost Test | Fuel Substitution | 10897.9496 | 12611.0633 | 14392.2354 | 16356.2944 | 18499.7535 | 20913.6938 | 23376.5298 | 25950.2357 | 28639.9626 | 31497.5179 | 34728.5121 | 38212.8413 | 43517.6206
Scenario 3: Aggressive Fuel Sub | PG&E | Com | FoodServ | Com - Office (Large) | Participant Cost Test | Energy Efficiency | 4531.6238 | 4645.2598 | 4772.4143 | 4893.5424 | 5025.4425 | 5156.4961 | 5298.0414 | 5432.514 | 5560.7065 | 5702.8184 | 5846.0533 | 5994.461 | 6148.802
Scenario 3: Aggressive Fuel Sub | PG&E | Com | FoodServ | Com - Office (Large) | Program Administrator Cost Test | Energy Efficiency | 5448.7696 | 5521.4282 | 5608.1276 | 5685.6885 | 5773.7201 | 5858.6786 | 5953.4109 | 6038.0814 | 6113.8928 | 6203.1082 | 6291.5384 | 6370.1812 | 6406.0746
Scenario 3: Aggressive Fuel Sub | PG&E | Com | FoodServ | Com - Office (Large) | Rate Impact Measure Test | Energy Efficiency | 38660.0603 | 38897.1783 | 39344.5902 | 39687.7251 | 37647.7537 | 35287.0761 | 32738.9394 | 29855.9894 | 26702.1774 | 23303.1802 | 19618.555 | 15599.6993 | 11211.3222
Scenario 3: Aggressive Fuel Sub | PG&E | Com | FoodServ | Com - Office (Large) | Total Resource Cost Test | Energy Efficiency | 6808.2567 | 6915.0062 | 7039.8519 | 7153.7512 | 7281.3529 | 7405.6274 | 7542.8234 | 7667.8356 | 7782.1048 | 7913.9537 | 8045.3544 | 8176.5283 | 8294.9385
Scenario 3: Aggressive Fuel Sub | PG&E | Com | FoodServ | Com - Office (Small) | Participant Cost Test | Energy Efficiency | 1160.2186 | 1194.7548 | 1230.8401 | 906.9863 | 3123.2503 | 1324.5424 | 1363.5484 | 1403.4158 | 1443.6641 | 1485.3443 | 1528.3341 | 1572.6249 | 1618.3751
Scenario 3: Aggressive Fuel Sub | PG&E | Com | FoodServ | Com - Office (Small) | Program Administrator Cost Test | Energy Efficiency | 1395.0328 | 1420.1042 | 1446.3766 | 1053.8055 | 3588.2956 | 1504.9111 | 1532.2198 | 1559.8559 | 1587.2817 | 1615.6487 | 1644.7973 | 1671.1937 | 1686.0896
Scenario 3: Aggressive Fuel Sub | PG&E | Com | FoodServ | Com - Office (Small) | Rate Impact Measure Test | Energy Efficiency | 9898.0241 | 10004.304 | 10147.2541 | 7355.8625 | 23397.6129 | 9064.1449 | 8425.9682 | 7712.8871 | 6932.3881 | 6069.4982 | 5128.8801 | 4092.5239 | 2950.8389
Scenario 3: Aggressive Fuel Sub | PG&E | Com | FoodServ | Com - Office (Small) | Total Resource Cost Test | Energy Efficiency | 1743.0984 | 1778.5307 | 1815.6287 | 1325.9014 | 4525.2707 | 1902.2738 | 1941.2843 | 1980.8806 | 2020.3809 | 2061.252 | 2103.2975 | 2145.0822 | 2183.2418
Scenario 3: Aggressive Fuel Sub | PG&E | Com | FoodServ | Com - Other | Participant Cost Test | Energy Efficiency | 1725687.7599 | 1795945.1835 | 1867830.7586 | 1938819.4045 | 2008275.3881 | 2083195.7602 | 2235023.3567 | 2321997.3019 | 2395799.4242 | 2474012.1147 | 2588148.4144 | 2687998.3802 | 2779430.6138
Scenario 3: Aggressive Fuel Sub | PG&E | Com | FoodServ | Com - Other | Participant Cost Test | Fuel Substitution | 34543.5211 | 38292.2324 | 41365.8155 | 44106.2371 | 46492.0325 | 48328.6703 | 50014.275 | 51351.2391 | 52562.5022 | 53414.2283 | 54081.5615 | 54490.8274 | 54866.8208
Scenario 3: Aggressive Fuel Sub | PG&E | Com | FoodServ | Com - Other | Program Administrator Cost Test | Energy Efficiency | 1666034.0424 | 1710543.9911 | 1754089.672 | 1794252.5213 | 1830381.861 | 1867503.9653 | 1920630.6216 | 1955832.4345 | 1983621.9585 | 2013342.1954 | 2052780.4787 | 2087142.3269 | 2118889.9298
Scenario 3: Aggressive Fuel Sub | PG&E | Com | FoodServ | Com - Other | Program Administrator Cost Test | Fuel Substitution | 33471.9867 | 38983.7375 | 44795.633 | 50923.3765 | 57649.2242 | 65111.6903 | 72899.799 | 81026.4169 | 89573.7728 | 98624.107 | 108919.3367 | 119567.87 | 130997.1169
Scenario 3: Aggressive Fuel Sub | PG&E | Com | FoodServ | Com - Other | Rate Impact Measure Test | Energy Efficiency | 5610782.9446 | 5797861.9987 | 5771644.9626 | 5689354.736 | 5561085.2459 | 5400240.8376 | 5285655.3812 | 5027644.2559 | 4695962.1297 | 4314164.3929 | 3886062.4892 | 3384074.0885 | 2806917.0617
Scenario 3: Aggressive Fuel Sub | PG&E | Com | FoodServ | Com - Other | Rate Impact Measure Test | Fuel Substitution | 33668.374 | 39242.0651 | 45085.2175 | 51241.982 | 57992.2653 | 65476.4991 | 73278.3076 | 81409.6708 | 89946.8223 | 98972.8961 | 109222.7176 | 119802.8329 | 131134.8483
Scenario 3: Aggressive Fuel Sub | PG&E | Com | FoodServ | Com - Other | Total Resource Cost Test | Energy Efficiency | 2323266.397 | 2397145.2873 | 2471080.904 | 2541726.1286 | 2608293.916 | 2679407.1363 | 2808077.7432 | 2884749.0879 | 2947912.4181 | 3015105.8226 | 3103496.7275 | 3182950.8091 | 3257811.8188
Scenario 3: Aggressive Fuel Sub | PG&E | Com | FoodServ | Com - Other | Total Resource Cost Test | Fuel Substitution | 41808.0419 | 48724.2821 | 56050.6748 | 63799.8689 | 72247.5944 | 81540.7146 | 91370.0745 | 101719.4679 | 112706.3447 | 124425.3861 | 137621.4075 | 151435.1648 | 166337.677
Scenario 3: Aggressive Fuel Sub | PG&E | Com | FoodServ | Com - Restaurant | Participant Cost Test | Energy Efficiency | 3325609.6937 | 3454335.9398 | 3586887.5946 | 3716659.3024 | 3844408.4454 | 3970226.5769 | 4268291.6876 | 4420136.9599 | 4550868.9005 | 4685605.4636 | 5076963.062 | 4140766.5567 | 13173900.5153
Scenario 3: Aggressive Fuel Sub | PG&E | Com | FoodServ | Com - Restaurant | Participant Cost Test | Fuel Substitution | 86278.8676 | 94921.692 | 102188.7671 | 108645.7712 | 114266.5477 | 118671.7854 | 122564.6983 | 125672.6252 | 128567.5861 | 130723.5523 | 132656.5368 | 119706.4256 | 123437.4481
Scenario 3: Aggressive Fuel Sub | PG&E | Com | FoodServ | Com - Restaurant | Program Administrator Cost Test | Energy Efficiency | 3729128.3783 | 3825267.0619 | 3920407.6517 | 4007292.2213 | 4086865.42 | 4157783.4986 | 4266041.1207 | 4335316.8974 | 4395591.0901 | 4456552.1672 | 4587884.6554 | 3649122.1578 | 10979202.7888
Scenario 3: Aggressive Fuel Sub | PG&E | Com | FoodServ | Com - Restaurant | Program Administrator Cost Test | Fuel Substitution | 87673.1679 | 101427.6433 | 115783.7107 | 130758.2747 | 147026.5954 | 165000.0389 | 183159.6125 | 201732.2747 | 220852.2325 | 240678.9709 | 263005.8211 | 254762.24 | 280937.2348
Scenario 3: Aggressive Fuel Sub | PG&E | Com | FoodServ | Com - Restaurant | Rate Impact Measure Test | Energy Efficiency | 11101404.4847 | 11448119.856 | 11482159.2583 | 11330759.5825 | 11082894.4413 | 10746866.184 | 10540117.2818 | 10039775.555 | 9419085.6366 | 8703905.8788 | 7978421.7664 | 5506194.6127 | 13973509.2124
Scenario 3: Aggressive Fuel Sub | PG&E | Com | FoodServ | Com - Restaurant | Rate Impact Measure Test | Fuel Substitution | 88101.6129 | 101989.4614 | 116411.5341 | 131446.8211 | 147765.5388 | 165783.2875 | 183969.5496 | 202549.5311 | 221644.8521 | 241417.2472 | 263645.46 | 255198.4897 | 281223.8988
Scenario 3: Aggressive Fuel Sub | PG&E | Com | FoodServ | Com - Restaurant | Total Resource Cost Test | Energy Efficiency | 4820114.1255 | 4960538.5257 | 5102032.4274 | 5235225.7554 | 5361425.8902 | 5480407.7592 | 5729272.8954 | 5861953.471 | 5975113.3109 | 6090853.5155 | 6355518.0217 | 5098689.0205 | 15531587.3847
Scenario 3: Aggressive Fuel Sub | PG&E | Com | FoodServ | Com - Restaurant | Total Resource Cost Test | Fuel Substitution | 111330.0484 | 128898.7966 | 147330.3262 | 166625.2055 | 187431.484 | 210203.24 | 233535.243 | 257631.1998 | 282684.9424 | 308866.9273 | 337981.0664 | 328107.3417 | 362682.5685
Scenario 3: Aggressive Fuel Sub | PG&E | Com | FoodServ | Com - Retail | Participant Cost Test | Energy Efficiency | 5953.0895 | 6378.6572 | 6854.7181 | 2786.4864 | 45842.1818 | 7759.3116 | 8521.5344 | 9040.2614 | 9495.6053 | 9955.3834 | 10422.096 | 10874.337 | 11340.5713
Scenario 3: Aggressive Fuel Sub | PG&E | Com | FoodServ | Com - Retail | Program Administrator Cost Test | Energy Efficiency | 7343.1651 | 7785.4121 | 8279.2268 | 3237.5511 | 55068.287 | 9067.1857 | 9859.8325 | 10350.5881 | 10756.9286 | 11158.8842 | 11559.4022 | 11925.4043 | 12265.6415
Scenario 3: Aggressive Fuel Sub | PG&E | Com | FoodServ | Com - Retail | Rate Impact Measure Test | Energy Efficiency | 45173.7919 | 46504.5723 | 47980.5704 | 22599.0291 | 249156.6301 | 44121.5216 | 43571.6502 | 41221.821 | 38064.8735 | 34301.2236 | 29949.678 | 24877.6362 | 19117.9524
Scenario 3: Aggressive Fuel Sub | PG&E | Com | FoodServ | Com - Retail | Total Resource Cost Test | Energy Efficiency | 9129.092 | 9699.0092 | 10335.6422 | 4073.497 | 68820.9415 | 11394.9792 | 12416.2928 | 13062.6665 | 13605.6102 | 14145.4992 | 14686.031 | 15193.2658 | 15698.5596
Scenario 3: Aggressive Fuel Sub | PG&E | Com | FoodServ | Com - School | Participant Cost Test | Energy Efficiency | 723092.5857 | 750033.9697 | 776274.4834 | 801644.2346 | 825309.0048 | 851109.788 | 917158.9776 | 955718.9 | 984731.6464 | 1014974.0621 | 1058707.7431 | 1102980.1526 | 1139014.5487
Scenario 3: Aggressive Fuel Sub | PG&E | Com | FoodServ | Com - School | Participant Cost Test | Fuel Substitution | 3576.7318 | 3826.4734 | 4135.5137 | 4475.9949 | 4848.8115 | 5209.9005 | 5570.0807 | 5927.2358 | 6305.4664 | 6688.9843 | 7123.6465 | 7795.2331 | 8724.1002
Scenario 3: Aggressive Fuel Sub | PG&E | Com | FoodServ | Com - School | Program Administrator Cost Test | Energy Efficiency | 569947.6691 | 582432.217 | 593543.8726 | 603225.5497 | 610821.4277 | 618967.2754 | 635573.8828 | 645920.4773 | 653795.6292 | 661974.7263 | 673617.4927 | 684651.6377 | 691961.9915
Scenario 3: Aggressive Fuel Sub | PG&E | Com | FoodServ | Com - School | Program Administrator Cost Test | Fuel Substitution | 3771.8052 | 4235.2177 | 4837.3785 | 5541.0993 | 6392.998 | 7393.3852 | 8463.7571 | 9638.5246 | 10933.4772 | 12384.7292 | 14155.0291 | 16557.4363 | 19677.7327
Scenario 3: Aggressive Fuel Sub | PG&E | Com | FoodServ | Com - School | Rate Impact Measure Test | Energy Efficiency | 2086510.9121 | 2142828.1014 | 2123423.0711 | 2082642.4617 | 2018537.4928 | 1943220.5273 | 1899666.3052 | 1799692.8258 | 1669756.6268 | 1520787.2328 | 1355479.2292 | 1165885.4755 | 946159.8917
Scenario 3: Aggressive Fuel Sub | PG&E | Com | FoodServ | Com - School | Rate Impact Measure Test | Fuel Substitution | 3854.6527 | 4342.2006 | 4955.0063 | 5667.9252 | 6526.7081 | 7532.5247 | 8604.9421 | 9778.2699 | 11066.3888 | 12506.1309 | 14263.6174 | 16654.0306 | 19741.8258
Scenario 3: Aggressive Fuel Sub | PG&E | Com | FoodServ | Com - School | Total Resource Cost Test | Energy Efficiency | 862314.8432 | 887085.9897 | 910409.9116 | 932134.4284 | 951291.277 | 972329.0502 | 1023575.7957 | 1053834.4973 | 1076574.7691 | 1100264.6229 | 1131760.0009 | 1163277.0361 | 1188836.2252
Scenario 3: Aggressive Fuel Sub | PG&E | Com | FoodServ | Com - School | Total Resource Cost Test | Fuel Substitution | 4795.3598 | 5387.7864 | 6160.492 | 7065.7551 | 8154.4702 | 9423.6094 | 10796.5463 | 12314.7018 | 14000.7561 | 15902.8018 | 18201.8945 | 21344.1894 | 25444.7195
Scenario 3: Aggressive Fuel Sub | PG&E | Com | HVAC | Com - College | Participant Cost Test | Energy Efficiency | 852501.5663 | 891551.9036 | 740802.1521 | 1835929.9829 | 971671.0344 | 571271.8703 | 131863.1535 | 136035.3687 | 115028.6335 | 118613.5761 | 121579.24 | 122880.1842 | 125707.954
Scenario 3: Aggressive Fuel Sub | PG&E | Com | HVAC | Com - College | Participant Cost Test | Fuel Substitution | 164830.8829 | 197803.8153 | 212992.756 | 228416.737 | 242654.6898 | 0 | 0 | 0 | 0 | 0 | 0 | 0 | 0
Scenario 3: Aggressive Fuel Sub | PG&E | Com | HVAC | Com - College | Program Administrator Cost Test | Energy Efficiency | 311594.2924 | 309996.6568 | 262729.1916 | 494730.7927 | 289337.7865 | 103289.5259 | 96537.415 | 95023.408 | 80670.3199 | 81504.706 | 81833.6033 | 80946.7035 | 81129.6046
Scenario 3: Aggressive Fuel Sub | PG&E | Com | HVAC | Com - College | Program Administrator Cost Test | Fuel Substitution | 193059.8607 | 218016.3815 | 236440.1521 | 253125.6819 | 268787.3122 | 0 | 0 | 0 | 0 | 0 | 0 | 0 | 0
Scenario 3: Aggressive Fuel Sub | PG&E | Com | HVAC | Com - College | Rate Impact Measure Test | Energy Efficiency | 1003439.0878 | 960885.8209 | 840586.718 | 1131925.9386 | 775585.6991 | 462368.5942 | 409591.9034 | 367966.025 | 295867.2713 | 261750.5917 | 222768.2004 | 177650.2943 | 131535.7189
Scenario 3: Aggressive Fuel Sub | PG&E | Com | HVAC | Com - College | Rate Impact Measure Test | Fuel Substitution | 254977.9839 | 294256.9252 | 314572.7297 | 333132.0965 | 349127.2685 | 0 | 0 | 0 | 0 | 0 | 0 | 0 | 0
Scenario 3: Aggressive Fuel Sub | PG&E | Com | HVAC | Com - College | Total Resource Cost Test | Energy Efficiency | 500402.4119 | 506320.8912 | 432594.4663 | 857765.3106 | 500311.6798 | 256293.0816 | 162161.9697 | 163749.0845 | 141846.8616 | 144913.1085 | 147170.6771 | 147367.4131 | 149426.7862
Scenario 3: Aggressive Fuel Sub | PG&E | Com | HVAC | Com - College | Total Resource Cost Test | Fuel Substitution | 304764.5204 | 359224.9924 | 391520.072 | 421530.6734 | 449783.4981 | 0 | 0 | 0 | 0 | 0 | 0 | 0 | 0
Scenario 3: Aggressive Fuel Sub | PG&E | Com | HVAC | Com - Grocery | Participant Cost Test | Energy Efficiency | 830883.6711 | 925125.3944 | 1019418.0288 | 1111378.0768 | 1198241.1651 | 1438144.466 | 1526473.1066 | 1616064.1203 | 1535462.8598 | 1612046.6505 | 1685338.9919 | 1754883.7473 | 1823349.6617
Scenario 3: Aggressive Fuel Sub | PG&E | Com | HVAC | Com - Grocery | Participant Cost Test | Fuel Substitution | 561985.9112 | 581318.4982 | 599669.4393 | 606493.9124 | 506969.6276 | 32962.9476 | 35002.08 | 36504.6628 | 37591.272 | 38565.4305 | 39397.0259 | 40129.0638 | 40790.7721
Scenario 3: Aggressive Fuel Sub | PG&E | Com | HVAC | Com - Grocery | Program Administrator Cost Test | Energy Efficiency | 340178.8815 | 370457.2277 | 399426.9061 | 426164.0879 | 449770.0184 | 573789.0757 | 594915.3434 | 615038.0505 | 529648.4521 | 544625.7803 | 557782.12 | 569030.9939 | 579442.3257
Scenario 3: Aggressive Fuel Sub | PG&E | Com | HVAC | Com - Grocery | Program Administrator Cost Test | Fuel Substitution | 948464.0531 | 1050870.2837 | 1146647.2831 | 1232961.3961 | 1292363.3657 | 12182.6411 | 12756.7928 | 13121.0265 | 13338.2722 | 13497.8196 | 13602.5322 | 13669.2295 | 13709.2377
Scenario 3: Aggressive Fuel Sub | PG&E | Com | HVAC | Com - Grocery | Rate Impact Measure Test | Energy Efficiency | 2109526.3649 | 2206356.495 | 2278590.881 | 2313665.819 | 2306817.6334 | 2474316.2361 | 2398079.0929 | 2288985.2429 | 1921951.9403 | 1729831.0332 | 1500889.3302 | 1233273.691 | 930210.1355
Scenario 3: Aggressive Fuel Sub | PG&E | Com | HVAC | Com - Grocery | Rate Impact Measure Test | Fuel Substitution | 1237306.0239 | 1353342.549 | 1457316.0135 | 1546299.7227 | 1602370.2844 | 72010.646 | 69033.4204 | 64017.5188 | 57626.8244 | 50295.2288 | 42181.2498 | 33329.8408 | 23852.9562
Scenario 3: Aggressive Fuel Sub | PG&E | Com | HVAC | Com - Grocery | Total Resource Cost Test | Energy Efficiency | 669311.4824 | 738937.6763 | 807647.9567 | 873550.7976 | 934591.5218 | 1155666.5612 | 1216013.0166 | 1276178.5478 | 1162995.1863 | 1212560.3227 | 1259154.1548 | 1302473.4757 | 1344676.8189
Scenario 3: Aggressive Fuel Sub | PG&E | Com | HVAC | Com - Grocery | Total Resource Cost Test | Fuel Substitution | 1151530.9243 | 1274832.9333 | 1390790.9177 | 1491549.4641 | 1463426.1857 | 40546.8032 | 42971.5408 | 44730.8861 | 45984.8475 | 47089.9234 | 48018.6273 | 48824.2924 | 49543.1179
Scenario 3: Aggressive Fuel Sub | PG&E | Com | HVAC | Com - Health | Participant Cost Test | Energy Efficiency | 2344144.4802 | 2540962.7876 | 2752324.5605 | 2917988.4733 | 3087163.2849 | 2651882.5367 | 2370444.956 | 2483447.2022 | 2589286.4164 | 2680309.2101 | 2756417.0375 | 2848437.1145 | 2936481.2079
Scenario 3: Aggressive Fuel Sub | PG&E | Com | HVAC | Com - Health | Participant Cost Test | Fuel Substitution | 328487.8317 | 353261.5605 | 377477.1956 | 399105.1227 | 418344.473 | 16321.47 | 17503.7259 | 18420.3327 | 19165.1384 | 19795.4482 | 20347.5219 | 20845.4359 | 21306.341
Scenario 3: Aggressive Fuel Sub | PG&E | Com | HVAC | Com - Health | Program Administrator Cost Test | Energy Efficiency | 1079520.5613 | 1137867.1791 | 1198063.6429 | 1234615.5499 | 1270190.0451 | 1088872.5834 | 1111657.5015 | 1132247.554 | 1148129.5091 | 1155811.1384 | 1153998.9556 | 1159278.8856 | 1161091.3779
Scenario 3: Aggressive Fuel Sub | PG&E | Com | HVAC | Com - Health | Program Administrator Cost Test | Fuel Substitution | 435921.6296 | 480847.5092 | 522502.1131 | 560301.8024 | 596021.5396 | 5702.3176 | 6032.8227 | 6263.5753 | 6429.9663 | 6553.4708 | 6647.5937 | 6721.229 | 6780.6207
Scenario 3: Aggressive Fuel Sub | PG&E | Com | HVAC | Com - Health | Rate Impact Measure Test | Energy Efficiency | 4289599.6238 | 4414078.9483 | 4525251.3732 | 4510051.2674 | 4460335.2173 | 4055524.1678 | 3905884.8523 | 3717435.0144 | 3486014.8898 | 3104929.3802 | 2672209.5067 | 2218579.2252 | 1715749.3062
Scenario 3: Aggressive Fuel Sub | PG&E | Com | HVAC | Com - Health | Rate Impact Measure Test | Fuel Substitution | 667927.5862 | 722448.1729 | 769876.1668 | 808961.6986 | 841270.9611 | 33009.7961 | 31976.1369 | 29939.6682 | 27232.287 | 23954.8343 | 20246.0992 | 16130.356 | 11662.0116
Scenario 3: Aggressive Fuel Sub | PG&E | Com | HVAC | Com - Health | Total Resource Cost Test | Energy Efficiency | 1810164.1507 | 1937590.819 | 2072165.0194 | 2169383.0228 | 2267168.0173 | 2049257.0892 | 2042894.4037 | 2113220.5421 | 2176421.2831 | 2226293.1903 | 2262284.3038 | 2311821.6194 | 2356929.7075
Scenario 3: Aggressive Fuel Sub | PG&E | Com | HVAC | Com - Health | Total Resource Cost Test | Fuel Substitution | 609919.4533 | 675460.0708 | 737542.7093 | 795201.3427 | 849934.9956 | 19924.8472 | 21329.7087 | 22407.0425 | 23272.6272 | 23997.096 | 24625.1034 | 25186.2654 | 25701.6368
Scenario 3: Aggressive Fuel Sub | PG&E | Com | HVAC | Com - Lodging | Participant Cost Test | Energy Efficiency | 1291962.5628 | 1411167.2027 | 1527975.3163 | 1637929.7866 | 1749529.7407 | 1669251.9859 | 1570867.2834 | 1649061.1984 | 1290185.3246 | 1344692.8633 | 1408579.6136 | 1675727.3928 | 1884662.492
Scenario 3: Aggressive Fuel Sub | PG&E | Com | HVAC | Com - Lodging | Participant Cost Test | Fuel Substitution | 281667.8794 | 301556.9 | 321088.3103 | 321402.7988 | 190934.3506 | 10608.5107 | 11272.061 | 11758.4399 | 8499.8028 | 8728.8482 | 8924.9713 | 9095.5039 | 13203.2739
Scenario 3: Aggressive Fuel Sub | PG&E | Com | HVAC | Com - Lodging | Program Administrator Cost Test | Energy Efficiency | 574615.2052 | 608228.5616 | 639041.6895 | 665631.4249 | 691428.6082 | 634084.9402 | 650283.3255 | 663422.0435 | 393346.2713 | 402290.3797 | 411947.3899 | 561391.6746 | 658745.7822
Scenario 3: Aggressive Fuel Sub | PG&E | Com | HVAC | Com - Lodging | Program Administrator Cost Test | Fuel Substitution | 344962.107 | 381580.6334 | 415757.1374 | 446107.9528 | 447382.6258 | 4087.7372 | 4289.2944 | 4419.0391 | 2866.4909 | 2904.6482 | 2930.73 | 2947.5467 | 4673.2592
Scenario 3: Aggressive Fuel Sub | PG&E | Com | HVAC | Com - Lodging | Rate Impact Measure Test | Energy Efficiency | 2284343.3084 | 2371907.087 | 2438823.0613 | 2471624.0859 | 2484478.8981 | 2344936.7058 | 2287404.4163 | 2198991.1701 | 1427373.1405 | 1279122.0149 | 1110924.4445 | 1135605.9739 | 989375.4004
Scenario 3: Aggressive Fuel Sub | PG&E | Com | HVAC | Com - Lodging | Rate Impact Measure Test | Fuel Substitution | 457290.0566 | 498987.0927 | 536183.6202 | 567400.943 | 567232.721 | 21787.6215 | 20948.9366 | 19490.0619 | 12163.1742 | 10636.6914 | 8941.165 | 7084.4628 | 7690.0756
Scenario 3: Aggressive Fuel Sub | PG&E | Com | HVAC | Com - Lodging | Total Resource Cost Test | Energy Efficiency | 1017411.2157 | 1097640.6322 | 1174913.8832 | 1246217.0638 | 1317776.0645 | 1274827.0129 | 1293112.4778 | 1342984.3233 | 943001.3371 | 977305.3901 | 1016756.8332 | 1273208.7068 | 1459447.9136
Scenario 3: Aggressive Fuel Sub | PG&E | Com | HVAC | Com - Lodging | Total Resource Cost Test | Fuel Substitution | 534005.7346 | 590162.4153 | 643129.2007 | 674184.0427 | 546052.2824 | 13335.7779 | 14144.2209 | 14728.1397 | 10328.3644 | 10588.498 | 10808.1741 | 10996.459 | 16402.3452
Scenario 3: Aggressive Fuel Sub | PG&E | Com | HVAC | Com - Office (Large) | Participant Cost Test | Energy Efficiency | 5678632.0352 | 6020336.2322 | 6351817.8813 | 6634888.823 | 6907747.0671 | 4210166.0817 | 1323622.6029 | 1360109.3386 | 1292530.2167 | 938608.2539 | 1316294.0466 | 1341546.6957 | 1367138.3085
Scenario 3: Aggressive Fuel Sub | PG&E | Com | HVAC | Com - Office (Large) | Participant Cost Test | Fuel Substitution | 492.9674 | 7383.5889 | 7818.1154 | 8194.2223 | 8510.2401 | 0 | 0 | 0 | 0 | 0 | 0 | 0 | 0
Scenario 3: Aggressive Fuel Sub | PG&E | Com | HVAC | Com - Office (Large) | Program Administrator Cost Test | Energy Efficiency | 1368805.4269 | 1421143.9752 | 1468671.8199 | 1502884.239 | 1533019.4776 | 295818.7048 | 300268.1278 | 301723.6552 | 273451.3897 | 196240.908 | 267125.0342 | 266781.0718 | 266398.3599
Scenario 3: Aggressive Fuel Sub | PG&E | Com | HVAC | Com - Office (Large) | Program Administrator Cost Test | Fuel Substitution | 430.1383 | 4011.2271 | 4215.2999 | 4383.8278 | 4518.8111 | 0 | 0 | 0 | 0 | 0 | 0 | 0 | 0
Scenario 3: Aggressive Fuel Sub | PG&E | Com | HVAC | Com - Office (Large) | Rate Impact Measure Test | Energy Efficiency | 3001235.972 | 3044682.7561 | 3073381.0421 | 3059157.8548 | 3025063.9298 | 1177776.634 | 1115854.8527 | 1033454.8809 | 838395.0004 | 548692.8402 | 622623.9249 | 512568.7982 | 394007.9481
Scenario 3: Aggressive Fuel Sub | PG&E | Com | HVAC | Com - Office (Large) | Rate Impact Measure Test | Fuel Substitution | 488.5054 | 11173.5961 | 11314.0814 | 11291.6809 | 11115.2387 | 0 | 0 | 0 | 0 | 0 | 0 | 0 | 0
Scenario 3: Aggressive Fuel Sub | PG&E | Com | HVAC | Com - Office (Large) | Total Resource Cost Test | Energy Efficiency | 2677960.5751 | 2811329.8767 | 2939952.5036 | 3043426.643 | 3142087.9879 | 1512583.0665 | 955443.6286 | 976006.9029 | 921049.1828 | 657179.5591 | 930310.2018 | 943579.4368 | 957026.534
Scenario 3: Aggressive Fuel Sub | PG&E | Com | HVAC | Com - Office (Large) | Total Resource Cost Test | Fuel Substitution | 728.9316 | 10239.0706 | 10842.226 | 11363.4064 | 11802.0738 | 0 | 0 | 0 | 0 | 0 | 0 | 0 | 0
Scenario 3: Aggressive Fuel Sub | PG&E | Com | HVAC | Com - Office (Small) | Participant Cost Test | Energy Efficiency | 1191252.4071 | 1274608.6937 | 1352886.375 | 948361.9213 | 4409843.7911 | 138775.3786 | 167952.7141 | 182072.1649 | 165719.8015 | 166659.3309 | 173777.6568 | 180738.5741 | 187442.1411
Scenario 3: Aggressive Fuel Sub | PG&E | Com | HVAC | Com - Office (Small) | Participant Cost Test | Fuel Substitution | 103824.0723 | 112330.3879 | 192492.5649 | 165617.8601 | 173690.4742 | 0 | 0 | 0 | 0 | 0 | 0 | 0 | 0
Scenario 3: Aggressive Fuel Sub | PG&E | Com | HVAC | Com - Office (Small) | Program Administrator Cost Test | Energy Efficiency | 571959.9271 | 598980.3734 | 622775.6743 | 406514.5577 | 2197030.3407 | 63207.6578 | 69769.6978 | 72515.5266 | 68089.0361 | 67706.4404 | 68669.4295 | 69557.1547 | 70325.2307
Scenario 3: Aggressive Fuel Sub | PG&E | Com | HVAC | Com - Office (Small) | Program Administrator Cost Test | Fuel Substitution | 87817.8519 | 96247.1682 | 167862.3784 | 145509.8459 | 153957.4553 | 0 | 0 | 0 | 0 | 0 | 0 | 0 | 0
Scenario 3: Aggressive Fuel Sub | PG&E | Com | HVAC | Com - Office (Small) | Rate Impact Measure Test | Energy Efficiency | 1175473.4411 | 1203963.233 | 1222781.1142 | 698881.5941 | 4958475.0853 | 329206.4832 | 332129.4874 | 313431.097 | 265934.7494 | 231206.541 | 197558.4118 | 159726.4113 | 117623.0257
Scenario 3: Aggressive Fuel Sub | PG&E | Com | HVAC | Com - Office (Small) | Rate Impact Measure Test | Fuel Substitution | 113834.4596 | 123191.5983 | 195293.4109 | 167799.0924 | 175823.1004 | 0 | 0 | 0 | 0 | 0 | 0 | 0 | 0
Scenario 3: Aggressive Fuel Sub | PG&E | Com | HVAC | Com - Office (Small) | Total Resource Cost Test | Energy Efficiency | 782533.2762 | 826067.0659 | 865667.8549 | 578431.264 | 2998057.0086 | 129449.0757 | 149173.0117 | 158548.125 | 147389.3149 | 147851.9675 | 152394.1492 | 156790.0906 | 160929.9297
Scenario 3: Aggressive Fuel Sub | PG&E | Com | HVAC | Com - Office (Small) | Total Resource Cost Test | Fuel Substitution | 165694.4373 | 182244.5433 | 316917.3942 | 276034.2744 | 293118.1226 | 0 | 0 | 0 | 0 | 0 | 0 | 0 | 0
Scenario 3: Aggressive Fuel Sub | PG&E | Com | HVAC | Com - Other | Participant Cost Test | Energy Efficiency | 2972075.6163 | 2522191.887 | 2340457.7992 | 2506037.9371 | 2660276.511 | 2810315.5072 | 2951066.6683 | 3076915.4263 | 2452019.4925 | 2589285.8292 | 2711464.8482 | 2820235.3372 | 2927544.1767
Scenario 3: Aggressive Fuel Sub | PG&E | Com | HVAC | Com - Other | Participant Cost Test | Fuel Substitution | 1424247.3354 | 1519827.9529 | 1614978.8923 | 1699197.4015 | 1715478.2083 | 0 | 0 | 0 | 0 | 0 | 0 | 0 | 0
Scenario 3: Aggressive Fuel Sub | PG&E | Com | HVAC | Com - Other | Program Administrator Cost Test | Energy Efficiency | 2454481.7493 | 1747531.6488 | 1372909.0105 | 1407882.398 | 1431079.7238 | 1459269.1544 | 1483945.2737 | 1497195.0183 | 1144699.0292 | 1161773.1601 | 1174184.3216 | 1182117.2527 | 1191111.8224
Scenario 3: Aggressive Fuel Sub | PG&E | Com | HVAC | Com - Other | Program Administrator Cost Test | Fuel Substitution | 2324033.8493 | 2568095.2655 | 2795194.2874 | 3002086.4678 | 3184093.4099 | 0 | 0 | 0 | 0 | 0 | 0 | 0 | 0
Scenario 3: Aggressive Fuel Sub | PG&E | Com | HVAC | Com - Other | Rate Impact Measure Test | Energy Efficiency | 8885960.9373 | 7156262.9877 | 6202574.7731 | 6179287.6787 | 6055557.9983 | 5909772.2577 | 5699648.7331 | 5387050.174 | 4155991.5865 | 3709208.0345 | 3188613.7366 | 2592507.3448 | 1933186.3488
Scenario 3: Aggressive Fuel Sub | PG&E | Com | HVAC | Com - Other | Rate Impact Measure Test | Fuel Substitution | 3036343.7968 | 3313240.3951 | 3560235.7589 | 3773376.1862 | 3946964.4664 | 0 | 0 | 0 | 0 | 0 | 0 | 0 | 0
Scenario 3: Aggressive Fuel Sub | PG&E | Com | HVAC | Com - Other | Total Resource Cost Test | Energy Efficiency | 3587875.3207 | 2775205.0232 | 2375472.327 | 2488862.4407 | 2585901.8053 | 2686475.0303 | 2779770.7976 | 2855294.3552 | 2241449.4371 | 2323517.435 | 2394835.5287 | 2455876.2508 | 2517412.0061
Scenario 3: Aggressive Fuel Sub | PG&E | Com | HVAC | Com - Other | Total Resource Cost Test | Fuel Substitution | 3074171.6031 | 3397872.3939 | 3702461.3682 | 3983163.3182 | 4175625.3551 | 0 | 0 | 0 | 0 | 0 | 0 | 0 | 0
Scenario 3: Aggressive Fuel Sub | PG&E | Com | HVAC | Com - Restaurant | Participant Cost Test | Energy Efficiency | 1782284.6809 | 1987919.8084 | 2191700.3467 | 2386437.3517 | 2568391.256 | 2736439.2863 | 2894102.0701 | 3037804.1536 | 3169872.5535 | 3293208.6201 | 3408052.0795 | 2771001.7316 | 7888983.5441
Scenario 3: Aggressive Fuel Sub | PG&E | Com | HVAC | Com - Restaurant | Participant Cost Test | Fuel Substitution | 143246.2097 | 154868.514 | 165951.5168 | 175900.0396 | 184722.5159 | 19.3518 | 20.529 | 21.3932 | 22.0762 | 22.6428 | 23.1287 | 21.2423 | 21.591
Scenario 3: Aggressive Fuel Sub | PG&E | Com | HVAC | Com - Restaurant | Program Administrator Cost Test | Energy Efficiency | 1010789.7481 | 1103602.0276 | 1191735.9988 | 1271257.1577 | 1340462.351 | 1399384.3779 | 1450545.2757 | 1492309.0716 | 1526285.6916 | 1554388.7862 | 1576765.2683 | 1233537.35 | 3771707.5241
Scenario 3: Aggressive Fuel Sub | PG&E | Com | HVAC | Com - Restaurant | Program Administrator Cost Test | Fuel Substitution | 127795.4639 | 140162.0983 | 151491.7179 | 161618.1247 | 171018.3297 | 6.2779 | 6.5731 | 6.7611 | 6.8873 | 6.9739 | 7.0332 | 6.3783 | 6.402
Scenario 3: Aggressive Fuel Sub | PG&E | Com | HVAC | Com - Restaurant | Rate Impact Measure Test | Energy Efficiency | 2510493.9274 | 2677413.2228 | 2817186.1311 | 2917105.8992 | 2972462.3785 | 2982832.8804 | 2953439.7691 | 2879767.7411 | 2764782.6806 | 2612130.5124 | 2420625.0611 | 1675974.7837 | 4628797.5627
Scenario 3: Aggressive Fuel Sub | PG&E | Com | HVAC | Com - Restaurant | Rate Impact Measure Test | Fuel Substitution | 194836.2021 | 209751.7684 | 222484.5278 | 232727.2537 | 240903.1641 | 35.2945 | 33.8419 | 31.404 | 28.3621 | 24.8122 | 20.886 | 14.9713 | 10.8351
Scenario 3: Aggressive Fuel Sub | PG&E | Com | HVAC | Com - Restaurant | Total Resource Cost Test | Energy Efficiency | 1763853.9663 | 1950436.1576 | 2132810.0852 | 2303863.0441 | 2460193.4898 | 2601157.8089 | 2730664.2498 | 2845370.0107 | 2947775.5498 | 3040972.3236 | 3125168.2655 | 2501349.8723 | 7389736.3942
Scenario 3: Aggressive Fuel Sub | PG&E | Com | HVAC | Com - Restaurant | Total Resource Cost Test | Fuel Substitution | 225813.4219 | 248629.3348 | 270031.2637 | 289695.2998 | 307979.7538 | 23.3994 | 24.7825 | 25.7845 | 26.566 | 27.2059 | 27.7476 | 25.4467 | 25.8267
Scenario 3: Aggressive Fuel Sub | PG&E | Com | HVAC | Com - Retail | Participant Cost Test | Energy Efficiency | 2480691.5202 | 2714934.5794 | 2898459.0676 | 2364265.1001 | 8343269.3934 | 2995769.7413 | 2696981.6009 | 2852645.6828 | 2556449.9024 | 2610306.4085 | 2737558.6819 | 2860513.9789 | 2982222.0158
Scenario 3: Aggressive Fuel Sub | PG&E | Com | HVAC | Com - Retail | Participant Cost Test | Fuel Substitution | 432098.6967 | 468163.8975 | 502933.7757 | 484925.3411 | 512607.5449 | 29286.1453 | 31317.6276 | 32854.6544 | 0 | 0 | 0 | 0 | 0
Scenario 3: Aggressive Fuel Sub | PG&E | Com | HVAC | Com - Retail | Program Administrator Cost Test | Energy Efficiency | 632507.2038 | 675202.9772 | 677636.061 | 533707.7876 | 2176326.2332 | 568297.2516 | 605939.5788 | 627340.7362 | 538035.468 | 536543.8377 | 550881.753 | 563637.3539 | 575572.5343
Scenario 3: Aggressive Fuel Sub | PG&E | Com | HVAC | Com - Retail | Program Administrator Cost Test | Fuel Substitution | 389928.5238 | 427687.1623 | 462326.3915 | 447450.0822 | 473599.6664 | 9626.2485 | 10177.2534 | 10557.9658 | 0 | 0 | 0 | 0 | 0
Scenario 3: Aggressive Fuel Sub | PG&E | Com | HVAC | Com - Retail | Rate Impact Measure Test | Energy Efficiency | 2947204.0332 | 3058269.5443 | 3074165.0501 | 2228493.4217 | 9140291.7985 | 2696842.5896 | 2662632.0877 | 2518112.8203 | 2041011.7737 | 1787374.9854 | 1549158.7939 | 1269248.2307 | 949538.9446
Scenario 3: Aggressive Fuel Sub | PG&E | Com | HVAC | Com - Retail | Rate Impact Measure Test | Fuel Substitution | 593136.265 | 638252.4733 | 676876.097 | 642138.1273 | 666405.3645 | 46975.1812 | 45556.8823 | 42743.6132 | 0 | 0 | 0 | 0 | 0
Scenario 3: Aggressive Fuel Sub | PG&E | Com | HVAC | Com - Retail | Total Resource Cost Test | Energy Efficiency | 1512074.2646 | 1647040.9392 | 1728897.3648 | 1383972.4428 | 5368489.8915 | 1783414.9383 | 1817108.5442 | 1911753.564 | 1700892.8867 | 1728001.5863 | 1803215.4028 | 1875078.9146 | 1945757.3511
Scenario 3: Aggressive Fuel Sub | PG&E | Com | HVAC | Com - Retail | Total Resource Cost Test | Fuel Substitution | 700439.8601 | 771343.9508 | 837990.0968 | 815813.0477 | 867818.1372 | 36041.635 | 38485.3511 | 40317.414 | 0 | 0 | 0 | 0 | 0
Scenario 3: Aggressive Fuel Sub | PG&E | Com | HVAC | Com - School | Participant Cost Test | Energy Efficiency | 2588586.3263 | 2728002.4239 | 2893694.7221 | 3287639.1255 | 3539325.2639 | 1976511.2107 | 1855800.2329 | 1944851.5939 | 1381970.9488 | 1211653.5855 | 1256911.4017 | 1664021.5805 | 1842945.309
Scenario 3: Aggressive Fuel Sub | PG&E | Com | HVAC | Com - School | Participant Cost Test | Fuel Substitution | 251845.571 | 266920.5499 | 282579.9859 | 324298.2622 | 337253.3901 | 0 | 0 | 0 | 0 | 0 | 0 | 0 | 0
Scenario 3: Aggressive Fuel Sub | PG&E | Com | HVAC | Com - School | Program Administrator Cost Test | Energy Efficiency | 775877.9819 | 815232.6181 | 839283.3313 | 879937.9823 | 901853.6926 | 387995.3094 | 391937.1397 | 395891.7659 | 346284.4174 | 331307.7988 | 332760.393 | 358542.3494 | 367774.1974
Scenario 3: Aggressive Fuel Sub | PG&E | Com | HVAC | Com - School | Program Administrator Cost Test | Fuel Substitution | 319103.8223 | 344888.3245 | 367180.5866 | 393133.7563 | 409508.1479 | 0 | 0 | 0 | 0 | 0 | 0 | 0 | 0
Scenario 3: Aggressive Fuel Sub | PG&E | Com | HVAC | Com - School | Rate Impact Measure Test | Energy Efficiency | 2302381.3691 | 2392146.7823 | 2388673.3337 | 2493715.1367 | 2484386.384 | 1663279.608 | 1570087.457 | 1460749.7229 | 1114632.2846 | 931335.1312 | 804550.7284 | 724256.7037 | 565675.5846
Scenario 3: Aggressive Fuel Sub | PG&E | Com | HVAC | Com - School | Rate Impact Measure Test | Fuel Substitution | 376342.2068 | 403929.0623 | 428459.9414 | 468781.9157 | 485139.8682 | 0 | 0 | 0 | 0 | 0 | 0 | 0 | 0
Scenario 3: Aggressive Fuel Sub | PG&E | Com | HVAC | Com - School | Total Resource Cost Test | Energy Efficiency | 1481046.2232 | 1593231.3837 | 1670597.639 | 1876393.7833 | 1999926.712 | 1257710.2867 | 1264251.2649 | 1312146.0783 | 994503.9195 | 898854.7734 | 923046.2027 | 1146217.1994 | 1242969.8751
Scenario 3: Aggressive Fuel Sub | PG&E | Com | HVAC | Com - School | Total Resource Cost Test | Fuel Substitution | 485235.2349 | 526308.2341 | 562789.4236 | 626173.8168 | 655232.3775 | 0 | 0 | 0 | 0 | 0 | 0 | 0 | 0
Scenario 3: Aggressive Fuel Sub | PG&E | Com | HVAC | Com - Warehouse | Participant Cost Test | Energy Efficiency | 337151.4265 | 375309.1058 | 413712.6233 | 451893.8262 | 489073.9577 | 527154.025 | 561554.294 | 595452.9446 | 368918.8101 | 288838.9469 | 302520.7176 | 315949.4006 | 329252.988
Scenario 3: Aggressive Fuel Sub | PG&E | Com | HVAC | Com - Warehouse | Participant Cost Test | Fuel Substitution | 105836.9729 | 112256.1483 | 117099.7155 | 122380.6116 | 126869.7603 | 0 | 0 | 0 | 0 | 0 | 0 | 0 | 0
Scenario 3: Aggressive Fuel Sub | PG&E | Com | HVAC | Com - Warehouse | Program Administrator Cost Test | Energy Efficiency | 48977.9857 | 53320.214 | 57514.4714 | 61499.1934 | 65171.2108 | 68821.449 | 71800.05 | 74583.9065 | 49957.9916 | 38336.6774 | 39336.9078 | 40248.1062 | 41090.331
Scenario 3: Aggressive Fuel Sub | PG&E | Com | HVAC | Com - Warehouse | Program Administrator Cost Test | Fuel Substitution | 180799.0788 | 200777.7913 | 219178.0998 | 236421.9789 | 253111.3522 | 0 | 0 | 0 | 0 | 0 | 0 | 0 | 0
Scenario 3: Aggressive Fuel Sub | PG&E | Com | HVAC | Com - Warehouse | Rate Impact Measure Test | Energy Efficiency | 322647.1515 | 337185.1087 | 348181.4637 | 354076.7862 | 354246.6714 | 349410.1006 | 336889.8647 | 318719.9535 | 192096.249 | 135215.8229 | 116624.7914 | 94885.8729 | 70045.3478
Scenario 3: Aggressive Fuel Sub | PG&E | Com | HVAC | Com - Warehouse | Rate Impact Measure Test | Fuel Substitution | 223113.17 | 245428.1034 | 265350.9726 | 283307.7077 | 299811.7665 | 0 | 0 | 0 | 0 | 0 | 0 | 0 | 0
Scenario 3: Aggressive Fuel Sub | PG&E | Com | HVAC | Com - Warehouse | Total Resource Cost Test | Energy Efficiency | 207816.7374 | 230322.701 | 252853.3251 | 275124.7919 | 296657.814 | 318665.4921 | 338273.0044 | 357498.8866 | 226376.1171 | 174612.7569 | 182253.8965 | 189692.4705 | 197011.2361
Scenario 3: Aggressive Fuel Sub | PG&E | Com | HVAC | Com - Warehouse | Total Resource Cost Test | Fuel Substitution | 229273.5706 | 254526.9942 | 276563.5814 | 298647.7574 | 319901.4267 | 0 | 0 | 0 | 0 | 0 | 0 | 0 | 0
Scenario 3: Aggressive Fuel Sub | PG&E | Com | Lighting | Com - College | Participant Cost Test | Energy Efficiency | 0 | 0 | 0 | 0 | 0 | 0 | 0 | 0 | 0 | 0 | 0 | 0 | 0
Scenario 3: Aggressive Fuel Sub | PG&E | Com | Lighting | Com - College | Program Administrator Cost Test | Energy Efficiency | 0 | 0 | 0 | 0 | 0 | 0 | 0 | 0 | 0 | 0 | 0 | 0 | 0
Scenario 3: Aggressive Fuel Sub | PG&E | Com | Lighting | Com - College | Rate Impact Measure Test | Energy Efficiency | 0 | 0 | 0 | 0 | 0 | 0 | 0 | 0 | 0 | 0 | 0 | 0 | 0
Scenario 3: Aggressive Fuel Sub | PG&E | Com | Lighting | Com - College | Total Resource Cost Test | Energy Efficiency | 0 | 0 | 0 | 0 | 0 | 0 | 0 | 0 | 0 | 0 | 0 | 0 | 0
Scenario 3: Aggressive Fuel Sub | PG&E | Com | Lighting | Com - Grocery | Participant Cost Test | Energy Efficiency | 70205.728 | 73973.2195 | 77691.5427 | 81284.4467 | 84636.6772 | 88100.163 | 91247.2906 | 94158.5023 | 96950.3781 | 99811.8183 | 102749.3288 | 105723.5611 | 108812.0601
Scenario 3: Aggressive Fuel Sub | PG&E | Com | Lighting | Com - Grocery | Program Administrator Cost Test | Energy Efficiency | 37868.3777 | 39220.2333 | 40479.7638 | 41609.4284 | 42554.3691 | 43501.7564 | 44276.728 | 44929.775 | 45480.8329 | 46023.1774 | 46558.9203 | 47069.354 | 47589.527
Scenario 3: Aggressive Fuel Sub | PG&E | Com | Lighting | Com - Grocery | Rate Impact Measure Test | Energy Efficiency | 284093.3922 | 281327.0357 | 277091.3927 | 269952.1143 | 259675.5844 | 246864.5229 | 230983.0131 | 212199.5627 | 191074.6799 | 167487.6758 | 141667.4909 | 113167.6604 | 82121.2845
Scenario 3: Aggressive Fuel Sub | PG&E | Com | Lighting | Com - Grocery | Total Resource Cost Test | Energy Efficiency | 80502.1218 | 84523.6713 | 88459.9698 | 92225.1575 | 95690.284 | 99257.7262 | 102461.6343 | 105397.3641 | 108179.75 | 111021.6166 | 113929.8105 | 116860.3169 | 119899.079
Scenario 3: Aggressive Fuel Sub | PG&E | Com | Lighting | Com - Health | Participant Cost Test | Energy Efficiency | 198545.5754 | 209418.3032 | 221859.5218 | 231520.2376 | 241911.8418 | 252119.7741 | 261407.6953 | 269914.84 | 277979.1708 | 285329.324 | 291973.2671 | 300663.4131 | 309621.3364
Scenario 3: Aggressive Fuel Sub | PG&E | Com | Lighting | Com - Health | Program Administrator Cost Test | Energy Efficiency | 96389.9029 | 99902.1696 | 103996.217 | 106580.4043 | 109358.9616 | 111900.5391 | 113983.6567 | 115696.6739 | 117103.5239 | 118101.7938 | 118714.2187 | 120084.5478 | 121455.5461
Scenario 3: Aggressive Fuel Sub | PG&E | Com | Lighting | Com - Health | Rate Impact Measure Test | Energy Efficiency | 731277.6528 | 724757.1727 | 720022.4193 | 699418.9481 | 675020.8149 | 642343.5575 | 601474.4194 | 552665.9878 | 497494.1902 | 434465.9456 | 364912.4379 | 291332.9283 | 210976.1482
Scenario 3: Aggressive Fuel Sub | PG&E | Com | Lighting | Com - Health | Total Resource Cost Test | Energy Efficiency | 222967.9473 | 234403.1513 | 247520.9407 | 257446.0151 | 268121.4786 | 278525.8247 | 287891.8096 | 296384.9047 | 304340.7071 | 311467.3416 | 317782.0338 | 326291.3043 | 335044.5458
Scenario 3: Aggressive Fuel Sub | PG&E | Com | Lighting | Com - Lodging | Participant Cost Test | Energy Efficiency | 0 | 0 | 0 | 0 | 0 | 0 | 0 | 0 | 0 | 0 | 0 | 0 | 0
Scenario 3: Aggressive Fuel Sub | PG&E | Com | Lighting | Com - Lodging | Program Administrator Cost Test | Energy Efficiency | 0 | 0 | 0 | 0 | 0 | 0 | 0 | 0 | 0 | 0 | 0 | 0 | 0
Scenario 3: Aggressive Fuel Sub | PG&E | Com | Lighting | Com - Lodging | Rate Impact Measure Test | Energy Efficiency | 0 | 0 | 0 | 0 | 0 | 0 | 0 | 0 | 0 | 0 | 0 | 0 | 0
Scenario 3: Aggressive Fuel Sub | PG&E | Com | Lighting | Com - Lodging | Total Resource Cost Test | Energy Efficiency | 0 | 0 | 0 | 0 | 0 | 0 | 0 | 0 | 0 | 0 | 0 | 0 | 0
Scenario 3: Aggressive Fuel Sub | PG&E | Com | Lighting | Com - Office (Large) | Participant Cost Test | Energy Efficiency | 269200.9541 | 292202.2184 | 315591.4064 | 337315.4513 | 359150.4746 | 379813.1491 | 400658.7709 | 421537.41 | 442727.9635 | 464833.4899 | 486252.7402 | 507550.6059 | 528874.0466
Scenario 3: Aggressive Fuel Sub | PG&E | Com | Lighting | Com - Office (Large) | Program Administrator Cost Test | Energy Efficiency | 80316.0275 | 85469.0668 | 90500.39 | 94833.4052 | 98992.2927 | 102634.8288 | 106144.9286 | 109486.4932 | 112735.6322 | 116043.6791 | 119010.689 | 121787.604 | 124415.8811
Scenario 3: Aggressive Fuel Sub | PG&E | Com | Lighting | Com - Office (Large) | Rate Impact Measure Test | Energy Efficiency | 639519.6405 | 651099.0081 | 658146.6133 | 653828.5241 | 642035.6852 | 619103.1168 | 588519.2261 | 549338.4519 | 502639.5146 | 447378.3057 | 382363.1765 | 307322.2729 | 222484.9399
Scenario 3: Aggressive Fuel Sub | PG&E | Com | Lighting | Com - Office (Large) | Total Resource Cost Test | Energy Efficiency | 280211.8618 | 303403.9298 | 326895.605 | 348565.6145 | 370260.2151 | 390661.4268 | 411171.0136 | 431636.7007 | 452345.6777 | 473913.1261 | 494706.4319 | 515305.8728 | 535863.3715
Scenario 3: Aggressive Fuel Sub | PG&E | Com | Lighting | Com - Office (Small) | Participant Cost Test | Energy Efficiency | 0 | 0 | 0 | 0 | 0 | 0 | 0 | 0 | 0 | 0 | 0 | 0 | 0
Scenario 3: Aggressive Fuel Sub | PG&E | Com | Lighting | Com - Office (Small) | Program Administrator Cost Test | Energy Efficiency | 0 | 0 | 0 | 0 | 0 | 0 | 0 | 0 | 0 | 0 | 0 | 0 | 0
Scenario 3: Aggressive Fuel Sub | PG&E | Com | Lighting | Com - Office (Small) | Rate Impact Measure Test | Energy Efficiency | 0 | 0 | 0 | 0 | 0 | 0 | 0 | 0 | 0 | 0 | 0 | 0 | 0
Scenario 3: Aggressive Fuel Sub | PG&E | Com | Lighting | Com - Office (Small) | Total Resource Cost Test | Energy Efficiency | 0 | 0 | 0 | 0 | 0 | 0 | 0 | 0 | 0 | 0 | 0 | 0 | 0
Scenario 3: Aggressive Fuel Sub | PG&E | Com | Lighting | Com - Other | Participant Cost Test | Energy Efficiency | 0 | 0 | 0 | 0 | 0 | 0 | 0 | 0 | 0 | 0 | 0 | 0 | 0
Scenario 3: Aggressive Fuel Sub | PG&E | Com | Lighting | Com - Other | Program Administrator Cost Test | Energy Efficiency | 0 | 0 | 0 | 0 | 0 | 0 | 0 | 0 | 0 | 0 | 0 | 0 | 0
Scenario 3: Aggressive Fuel Sub | PG&E | Com | Lighting | Com - Other | Rate Impact Measure Test | Energy Efficiency | 0 | 0 | 0 | 0 | 0 | 0 | 0 | 0 | 0 | 0 | 0 | 0 | 0
Scenario 3: Aggressive Fuel Sub | PG&E | Com | Lighting | Com - Other | Total Resource Cost Test | Energy Efficiency | 0 | 0 | 0 | 0 | 0 | 0 | 0 | 0 | 0 | 0 | 0 | 0 | 0
Scenario 3: Aggressive Fuel Sub | PG&E | Com | Lighting | Com - Refrig. Warehouse | Participant Cost Test | Energy Efficiency | 1200.7922 | 1269.8644 | 1337.2412 | 1403.5804 | 1469.2741 | 1535.0577 | 1593.3721 | 1650.2863 | 1705.2311 | 1761.669 | 1818.1666 | 1876.1774 | 1935.8525
Scenario 3: Aggressive Fuel Sub | PG&E | Com | Lighting | Com - Refrig. Warehouse | Program Administrator Cost Test | Energy Efficiency | 826.0943 | 858.7551 | 888.6952 | 916.4415 | 942.3188 | 966.8599 | 986.6086 | 1004.8312 | 1020.7032 | 1036.3971 | 1051.0425 | 1065.5126 | 1079.8781
Scenario 3: Aggressive Fuel Sub | PG&E | Com | Lighting | Com - Refrig. Warehouse | Rate Impact Measure Test | Energy Efficiency | 6771.8378 | 6736.8843 | 6656.5234 | 6508.5813 | 6295.999 | 6008.4497 | 5635.2064 | 5192.6536 | 4684.9286 | 4109.8552 | 3468.0798 | 2753.544 | 1965.5915
Scenario 3: Aggressive Fuel Sub | PG&E | Com | Lighting | Com - Refrig. Warehouse | Total Resource Cost Test | Energy Efficiency | 1455.1732 | 1532.359 | 1606.8083 | 1679.3508 | 1750.4858 | 1821.1164 | 1882.8473 | 1942.6345 | 1999.5981 | 2057.8424 | 2115.6809 | 2174.8196 | 2235.4268
Scenario 3: Aggressive Fuel Sub | PG&E | Com | Lighting | Com - Restaurant | Participant Cost Test | Energy Efficiency | 18071.9663 | 19599.0343 | 21120.303 | 22578.6609 | 23977.2361 | 69643.7302 | 76931.9746 | 79109.1651 | 81244.9838 | 37472.0177 | 33666.6318 | 26570.1319 | 98357.6193
Scenario 3: Aggressive Fuel Sub | PG&E | Com | Lighting | Com - Restaurant | Program Administrator Cost Test | Energy Efficiency | 8115.5645 | 8628.7489 | 9116.185 | 9554.5667 | 9947.4499 | 24515.7424 | 26462.3216 | 26754.0432 | 27009.9071 | 13643.8778 | 12402.5584 | 9596.3294 | 34827.2574
Scenario 3: Aggressive Fuel Sub | PG&E | Com | Lighting | Com - Restaurant | Rate Impact Measure Test | Energy Efficiency | 62097.7184 | 63141.0529 | 63666.4894 | 63249.7276 | 61940.1368 | 141962.8099 | 140860.4075 | 128911.5803 | 115727.8743 | 50609.3037 | 38422.5553 | 23443.2424 | 60806.0997
Scenario 3: Aggressive Fuel Sub | PG&E | Com | Lighting | Com - Restaurant | Total Resource Cost Test | Energy Efficiency | 20006.2272 | 21621.0209 | 23219.2401 | 24738.6876 | 26183.7702 | 74132.1791 | 81618.5513 | 83727.7887 | 85783.6452 | 40085.8447 | 36078.3093 | 28389.2497 | 104786.0387
Scenario 3: Aggressive Fuel Sub | PG&E | Com | Lighting | Com - Retail | Participant Cost Test | Energy Efficiency | 476982.3739 | 502461.3092 | 527614.0085 | 433948.311 | 1221230.1576 | 589236.7367 | 614093.6662 | 633883.6797 | 652940.9093 | 672413.8079 | 692418.8958 | 712670.0848 | 733654.4408
Scenario 3: Aggressive Fuel Sub | PG&E | Com | Lighting | Com - Retail | Program Administrator Cost Test | Energy Efficiency | 192601.6109 | 199426.8728 | 205787.2689 | 165477.374 | 467709.1776 | 218262.4615 | 223609.4305 | 226950.8231 | 229801.0999 | 232585.721 | 235341.9301 | 237967.9772 | 240629.1026
Scenario 3: Aggressive Fuel Sub | PG&E | Com | Lighting | Com - Retail | Rate Impact Measure Test | Energy Efficiency | 1519180.9718 | 1504795.5994 | 1482254.4815 | 1129938.3166 | 3004240.3633 | 1303894.9229 | 1227878.9004 | 1127830.0883 | 1014959.8646 | 888499.5138 | 749602.2319 | 595879.447 | 427848.5682
Scenario 3: Aggressive Fuel Sub | PG&E | Com | Lighting | Com - Retail | Total Resource Cost Test | Energy Efficiency | 518558.7239 | 544739.1672 | 570418.774 | 467496.854 | 1316528.8044 | 631968.9997 | 656934.8106 | 676409.7729 | 695002.4227 | 713944.5246 | 733358.4528 | 752939.2241 | 773202.5679
Scenario 3: Aggressive Fuel Sub | PG&E | Com | Lighting | Com - School | Participant Cost Test | Energy Efficiency | 0 | 0 | 0 | 0 | 0 | 0 | 0 | 0 | 0 | 0 | 0 | 0 | 0
Scenario 3: Aggressive Fuel Sub | PG&E | Com | Lighting | Com - School | Program Administrator Cost Test | Energy Efficiency | 0 | 0 | 0 | 0 | 0 | 0 | 0 | 0 | 0 | 0 | 0 | 0 | 0
Scenario 3: Aggressive Fuel Sub | PG&E | Com | Lighting | Com - School | Rate Impact Measure Test | Energy Efficiency | 0 | 0 | 0 | 0 | 0 | 0 | 0 | 0 | 0 | 0 | 0 | 0 | 0
Scenario 3: Aggressive Fuel Sub | PG&E | Com | Lighting | Com - School | Total Resource Cost Test | Energy Efficiency | 0 | 0 | 0 | 0 | 0 | 0 | 0 | 0 | 0 | 0 | 0 | 0 | 0
Scenario 3: Aggressive Fuel Sub | PG&E | Com | Lighting | Com - Warehouse | Participant Cost Test | Energy Efficiency | 5819.4276 | 6326.7797 | 6834.3517 | 7339.5862 | 7834.3825 | 8336.5478 | 8903.6888 | 9488.4944 | 2091.3403 | 0 | 0 | 0 | 0
Scenario 3: Aggressive Fuel Sub | PG&E | Com | Lighting | Com - Warehouse | Program Administrator Cost Test | Energy Efficiency | 1451.0052 | 1546.5759 | 1637.8935 | 1724.4863 | 1804.6491 | 1882.6694 | 1971.3223 | 2059.6091 | 445.0533 | 0 | 0 | 0 | 0
Scenario 3: Aggressive Fuel Sub | PG&E | Com | Lighting | Com - Warehouse | Rate Impact Measure Test | Energy Efficiency | 11380.217 | 11603.044 | 11729.5912 | 11707.3098 | 11524.6951 | 11181.7473 | 10762.1948 | 10176.355 | 1954.5487 | 0 | 0 | 0 | 0
Scenario 3: Aggressive Fuel Sub | PG&E | Com | Lighting | Com - Warehouse | Total Resource Cost Test | Energy Efficiency | 5932.3137 | 6435.9361 | 6937.8927 | 7435.6491 | 7921.0854 | 8412.2876 | 8967.2827 | 9538.192 | 2098.3887 | 0 | 0 | 0 | 0
Scenario 3: Aggressive Fuel Sub | PG&E | Com | WaterHeat | Com - College | Participant Cost Test | Energy Efficiency | 274611.2186 | 366504.6577 | 308825.477 | 610075.0741 | 467645.9814 | 418953.7886 | 389674.2931 | 452512.1687 | 495239.7601 | 528026.0981 | 533262.0127 | 507828.36 | 454997.9792
Scenario 3: Aggressive Fuel Sub | PG&E | Com | WaterHeat | Com - College | Participant Cost Test | Fuel Substitution | 685476.8986 | 807599.6416 | 964741.7603 | 1051380.0652 | 1058406.609 | 141727.6909 | 182139.7157 | 211843.4995 | 191350.4117 | 250116.3149 | 324693.65 | 404041.1928 | 488507.3614
Scenario 3: Aggressive Fuel Sub | PG&E | Com | WaterHeat | Com - College | Program Administrator Cost Test | Energy Efficiency | 374079.2515 | 599777.3616 | 538138.6912 | 810994.2276 | 817012.0879 | 818182.6526 | 969234.3813 | 1109197.7632 | 1215242.2489 | 1272844.6792 | 1262746.2827 | 1181204.9673 | 1039536.2053
Scenario 3: Aggressive Fuel Sub | PG&E | Com | WaterHeat | Com - College | Program Administrator Cost Test | Fuel Substitution | 931685.805 | 1195412.0471 | 1531405.9047 | 1926839.1965 | 2387421.766 | 244016.2854 | 313689.4984 | 376322.2687 | 358202.3632 | 467064.0039 | 604865.1738 | 750893.7618 | 905747.0758
Scenario 3: Aggressive Fuel Sub | PG&E | Com | WaterHeat | Com - College | Rate Impact Measure Test | Energy Efficiency | 843536.3247 | 1216771.0345 | 1078122.3502 | 1748986.6288 | 1583595.4679 | 1388679.8903 | 1659825.815 | 1916750.7183 | 2119201.5258 | 2243158.0644 | 2082797.3978 | 1717413.3902 | 1286984.2467
Scenario 3: Aggressive Fuel Sub | PG&E | Com | WaterHeat | Com - College | Rate Impact Measure Test | Fuel Substitution | 931685.805 | 1195412.0471 | 1531405.9047 | 1926839.1965 | 2387421.766 | 3351657.446 | 3893700.3011 | 4329649.1833 | 4508236.977 | 4859118.8298 | 4938536.3873 | 4392256.5456 | 3139843.6553
Scenario 3: Aggressive Fuel Sub | PG&E | Com | WaterHeat | Com - College | Total Resource Cost Test | Energy Efficiency | 494392.7767 | 744925.988 | 652346.1483 | 1067949.0389 | 986042.3437 | 950493.3269 | 1059713.9283 | 1214018.5932 | 1326730.0117 | 1392700.5534 | 1384771.0056 | 1298343.8068 | 1145329.2676
Scenario 3: Aggressive Fuel Sub | PG&E | Com | WaterHeat | Com - College | Total Resource Cost Test | Fuel Substitution | 1193628.1138 | 1527569.9406 | 1964022.9117 | 2393942.4097 | 2815074.6805 | 343722.6137 | 441720.7976 | 519938.5523 | 465565.2589 | 608486.4795 | 789839.7271 | 982761.8368 | 1188093.6919
Scenario 3: Aggressive Fuel Sub | PG&E | Com | WaterHeat | Com - Grocery | Participant Cost Test | Energy Efficiency | 95475.5953 | 113345.7408 | 134449.3511 | 159030.1675 | 187090.5769 | 207963.2221 | 230624.0906 | 264744.0488 | 297501.1707 | 326447.5721 | 347995.8161 | 359131.8063 | 357694.948
Scenario 3: Aggressive Fuel Sub | PG&E | Com | WaterHeat | Com - Grocery | Participant Cost Test | Fuel Substitution | 18022.8521 | 20789.5871 | 24399.5082 | 28648.8042 | 33731.3228 | 0 | 0 | 0 | 0 | 0 | 0 | 0 | 0
Scenario 3: Aggressive Fuel Sub | PG&E | Com | WaterHeat | Com - Grocery | Program Administrator Cost Test | Energy Efficiency | 242816.9565 | 286933.6723 | 338348.7252 | 397347.7926 | 463595.0411 | 515459.8464 | 591508.3296 | 667448.0992 | 737520.5184 | 794697.6057 | 832128.8982 | 843762.7329 | 825976.717
Scenario 3: Aggressive Fuel Sub | PG&E | Com | WaterHeat | Com - Grocery | Program Administrator Cost Test | Fuel Substitution | 43155.0531 | 54820.205 | 69472.6316 | 87821.22 | 111154.9184 | 0 | 0 | 0 | 0 | 0 | 0 | 0 | 0
Scenario 3: Aggressive Fuel Sub | PG&E | Com | WaterHeat | Com - Grocery | Rate Impact Measure Test | Energy Efficiency | 441610.0444 | 516514.8317 | 604504.3998 | 706365.2462 | 821785.824 | 892341.9397 | 1031054.6005 | 1172216.1137 | 1305987.5609 | 1413382.862 | 1381350.7405 | 1233087.3821 | 1025974.894
Scenario 3: Aggressive Fuel Sub | PG&E | Com | WaterHeat | Com - Grocery | Rate Impact Measure Test | Fuel Substitution | 43155.0531 | 54820.205 | 69472.6316 | 87821.22 | 111154.9184 | 0 | 0 | 0 | 0 | 0 | 0 | 0 | 0
Scenario 3: Aggressive Fuel Sub | PG&E | Com | WaterHeat | Com - Grocery | Total Resource Cost Test | Energy Efficiency | 269045.6687 | 317402.3749 | 373780.926 | 438517.8949 | 511270.2164 | 566901.1165 | 644108.9683 | 727724.2051 | 805162.5683 | 869456.4216 | 912409.8321 | 927238.2322 | 909762.7887
Scenario 3: Aggressive Fuel Sub | PG&E | Com | WaterHeat | Com - Grocery | Total Resource Cost Test | Fuel Substitution | 53301.3283 | 67591.6366 | 85539.3583 | 108012.247 | 136466.0414 | 0 | 0 | 0 | 0 | 0 | 0 | 0 | 0
Scenario 3: Aggressive Fuel Sub | PG&E | Com | WaterHeat | Com - Health | Participant Cost Test | Energy Efficiency | 465049.1294 | 525649.3874 | 581764.9362 | 658254.9021 | 716767.154 | 598800.3418 | 542582.0297 | 602907.196 | 641441.5846 | 650320.4388 | 625187.3513 | 569312.5374 | 491736.2527
Scenario 3: Aggressive Fuel Sub | PG&E | Com | WaterHeat | Com - Health | Participant Cost Test | Fuel Substitution | 1326849.7305 | 1542139.5936 | 1814938.3722 | 1989837.5021 | 2131668.0952 | 280929.2299 | 359906.542 | 467171.2754 | 266317.735 | 348114.2843 | 455634.381 | 570822.74 | 694062.4489
Scenario 3: Aggressive Fuel Sub | PG&E | Com | WaterHeat | Com - Health | Program Administrator Cost Test | Energy Efficiency | 839819.0472 | 970532.333 | 1127545.5554 | 1300349.6413 | 1417831.3478 | 1210833.5864 | 1376087.4181 | 1504381.1429 | 1574965.3967 | 1568579.7697 | 1481410.134 | 1325389.2538 | 1124966.6321
Scenario 3: Aggressive Fuel Sub | PG&E | Com | WaterHeat | Com - Health | Program Administrator Cost Test | Fuel Substitution | 2233709.3692 | 2892305.4935 | 3723101.7171 | 4720660.1365 | 5964299.8074 | 388714.9435 | 501529.0738 | 648174.5548 | 514324.5022 | 672214.7873 | 879719.1677 | 1101955.472 | 1339649.3695
Scenario 3: Aggressive Fuel Sub | PG&E | Com | WaterHeat | Com - Health | Rate Impact Measure Test | Energy Efficiency | 2063490.2241 | 2280803.1085 | 2544157.865 | 2820711.4538 | 3002390.1264 | 2058525.2466 | 2360838.7586 | 2603731.3335 | 2751483.6204 | 2768336.7348 | 2446835.6718 | 1929846.1111 | 1394487.6438
Scenario 3: Aggressive Fuel Sub | PG&E | Com | WaterHeat | Com - Health | Rate Impact Measure Test | Fuel Substitution | 2233709.3692 | 2892305.4935 | 3723101.7171 | 4727722.6829 | 5993731.9 | 8649603.8168 | 10084023.4037 | 11296962.262 | 11756571.4694 | 12570758.4166 | 12716708.9089 | 11114942.1015 | 7517329.3736
Scenario 3: Aggressive Fuel Sub | PG&E | Com | WaterHeat | Com - Health | Total Resource Cost Test | Energy Efficiency | 1019030.139 | 1168151.2332 | 1329893.5801 | 1522591.8125 | 1656355.3218 | 1394097.0822 | 1498377.6096 | 1640224.7425 | 1719466.2638 | 1716307.7964 | 1624595.3895 | 1456848.2299 | 1239448.2506
Scenario 3: Aggressive Fuel Sub | PG&E | Com | WaterHeat | Com - Health | Total Resource Cost Test | Fuel Substitution | 2585414.2666 | 3339724.6498 | 4312362.53 | 5360216.6037 | 6621328.7705 | 606185.4257 | 778339.0406 | 1008849.9541 | 647483.3697 | 846271.9294 | 1107536.3582 | 1387366.842 | 1686680.5939
Scenario 3: Aggressive Fuel Sub | PG&E | Com | WaterHeat | Com - Lodging | Participant Cost Test | Energy Efficiency | 2046871.9302 | 2210077.9382 | 2368506.808 | 2540745.6039 | 2721571.8504 | 1980414.2455 | 1193192.807 | 1277709.4506 | 473845.6379 | 477308.1318 | 42395.4625 | 387438.7202 | 312619.0875
Scenario 3: Aggressive Fuel Sub | PG&E | Com | WaterHeat | Com - Lodging | Participant Cost Test | Fuel Substitution | 1499658.796 | 1743674.4376 | 2046942.1933 | 2280125.8208 | 2490305.5987 | 741491.5768 | 281119.7413 | 363934.7003 | 207045.4337 | 273988.0658 | 358464.9908 | 448869.1099 | 545462.2227
Scenario 3: Aggressive Fuel Sub | PG&E | Com | WaterHeat | Com - Lodging | Program Administrator Cost Test | Energy Efficiency | 2837273.9762 | 3036488.8662 | 3245343.5906 | 3448440.7756 | 3648230.1852 | 1437266.6988 | 1510835.4614 | 1519324.5106 | 1162005.2069 | 1068697.2753 | 75803.3159 | 795080.3545 | 622328.1698
Scenario 3: Aggressive Fuel Sub | PG&E | Com | WaterHeat | Com - Lodging | Program Administrator Cost Test | Fuel Substitution | 2255306.0768 | 2907053.5611 | 3725297.296 | 4713108.0621 | 5948102.7146 | 408569.1311 | 392322.1856 | 505586.0241 | 400196.573 | 529542.53 | 692742.2456 | 867379.3303 | 1053901.3091
Scenario 3: Aggressive Fuel Sub | PG&E | Com | WaterHeat | Com - Lodging | Rate Impact Measure Test | Energy Efficiency | 8546601.6907 | 8802845.9788 | 9036419.3403 | 9208765.6575 | 9345184.65 | 2499293.3856 | 2656077.9367 | 2705135.6912 | 2028226.8319 | 1890420.4204 | 129320.4019 | 1164163.748 | 774566.1142
Scenario 3: Aggressive Fuel Sub | PG&E | Com | WaterHeat | Com - Lodging | Rate Impact Measure Test | Fuel Substitution | 2255306.0768 | 2907053.5611 | 3725297.296 | 4713108.0621 | 5948102.7146 | 8239116.0786 | 9431874.9361 | 10517211.0856 | 10944616.2957 | 11828295.3629 | 11929074.2916 | 10368211.8987 | 6912611.0154
Scenario 3: Aggressive Fuel Sub | PG&E | Com | WaterHeat | Com - Lodging | Total Resource Cost Test | Energy Efficiency | 3749471.4499 | 4017447.2266 | 4284275.6193 | 4558205.9968 | 4833788.6237 | 2418957.309 | 2006637.3335 | 2061717.2413 | 1268777.8988 | 1190535.7363 | 89968.7917 | 902610.8575 | 711231.4982
Scenario 3: Aggressive Fuel Sub | PG&E | Com | WaterHeat | Com - Lodging | Total Resource Cost Test | Fuel Substitution | 2702180.2936 | 3472982.3133 | 4456841.5516 | 5553035.8666 | 6888981.7902 | 1100196.4528 | 608462.1456 | 786525.8472 | 503719.2899 | 666536.5629 | 871974.741 | 1091813.8853 | 1326632.4204
Scenario 3: Aggressive Fuel Sub | PG&E | Com | WaterHeat | Com - Office (Large) | Participant Cost Test | Energy Efficiency | 1361193.7774 | 1444029.7131 | 1464836.6063 | 1427097.5767 | 1326026.3712 | 859232.1839 | 373134.8567 | 202300.5965 | 59985.7497 | 38910.4891 | 36102.904 | 33511.4238 | 31123.0193
Scenario 3: Aggressive Fuel Sub | PG&E | Com | WaterHeat | Com - Office (Large) | Participant Cost Test | Fuel Substitution | 405981.5544 | 477164.6567 | 574450.586 | 612549.1544 | 590764.3142 | 103948.3159 | 133550.3159 | 170436.0806 | 138563.9905 | 186179.1814 | 241864.5594 | 300826.1183 | 363067.8656
Scenario 3: Aggressive Fuel Sub | PG&E | Com | WaterHeat | Com - Office (Large) | Program Administrator Cost Test | Energy Efficiency | 2550035.8792 | 2702744.0021 | 2711680.1876 | 2544801.6478 | 2212346.991 | 1418614.805 | 936147.7119 | 496794.2891 | 145291.3348 | 93950.6979 | 85768.8402 | 78370.1864 | 71696.7324
Scenario 3: Aggressive Fuel Sub | PG&E | Com | WaterHeat | Com - Office (Large) | Program Administrator Cost Test | Fuel Substitution | 517349.8459 | 661727.8551 | 848789.9133 | 1063751.047 | 1307145.8114 | 177726.6469 | 228087.6689 | 290152.659 | 256755.0227 | 344198.9155 | 446151.9132 | 553700.7865 | 666823.3447
Scenario 3: Aggressive Fuel Sub | PG&E | Com | WaterHeat | Com - Office (Large) | Rate Impact Measure Test | Energy Efficiency | 4697508.1756 | 4964914.8255 | 4995102.3047 | 4725760.3246 | 4167862.2348 | 2405714.1469 | 1602030.0284 | 858357.1732 | 254228.5322 | 166863.0788 | 142785.665 | 115140.5179 | 89528.4068
Scenario 3: Aggressive Fuel Sub | PG&E | Com | WaterHeat | Com - Office (Large) | Rate Impact Measure Test | Fuel Substitution | 517349.8459 | 661727.8551 | 848789.9133 | 1064277.3147 | 1308845.7676 | 2272480.6431 | 2620585.1706 | 2914949.4607 | 2998059.1686 | 3326488.7074 | 3390987.5524 | 3026983.5304 | 2181611.2592
Scenario 3: Aggressive Fuel Sub | PG&E | Com | WaterHeat | Com - Office (Large) | Total Resource Cost Test | Energy Efficiency | 3028479.4186 | 3206062.8125 | 3217722.5359 | 3046814.3329 | 2696857.9102 | 1726982.4284 | 1020985.5971 | 543082.0421 | 158807.3416 | 102805.2964 | 94052.0534 | 86121.1534 | 78953.5109
Scenario 3: Aggressive Fuel Sub | PG&E | Com | WaterHeat | Com - Office (Large) | Total Resource Cost Test | Fuel Substitution | 669355.5362 | 853786.3736 | 1104262.9146 | 1325583.5577 | 1518108.8355 | 252025.0895 | 323771.2537 | 413132.2667 | 337174.7412 | 452992.836 | 588426.7986 | 731807.9116 | 883141.9407
Scenario 3: Aggressive Fuel Sub | PG&E | Com | WaterHeat | Com - Office (Small) | Participant Cost Test | Energy Efficiency | 202014.9792 | 257326.4176 | 11641.5538 | 278958.474 | 347967.7124 | 398250.8795 | 452626.4529 | 490668.2981 | 502862.4099 | 483856.5441 | 434516.4938 | 363189.0842 | 282314.6945
Scenario 3: Aggressive Fuel Sub | PG&E | Com | WaterHeat | Com - Office (Small) | Participant Cost Test | Fuel Substitution | 90936.6615 | 105591.6222 | 122262.69 | 117231.3414 | 138967.5828 | 18275.4894 | 23836.142 | 30447.1034 | 37946.0353 | 51519.3794 | 67015.8553 | 83482.123 | 100970.9442
Scenario 3: Aggressive Fuel Sub | PG&E | Com | WaterHeat | Com - Office (Small) | Program Administrator Cost Test | Energy Efficiency | 560551.7192 | 702901.3622 | 27775.4494 | 738336.9034 | 896282.4435 | 1024757.8397 | 1146092.2313 | 1222540.9961 | 1232829.4904 | 1165132.5124 | 1027633.0875 | 843546.0145 | 643922.497
Scenario 3: Aggressive Fuel Sub | PG&E | Com | WaterHeat | Com - Office (Small) | Program Administrator Cost Test | Fuel Substitution | 134989.1924 | 173122.6306 | 219212.4301 | 230336.9668 | 300408.4577 | 33752.9036 | 43921.9581 | 55979.724 | 69617.9413 | 94322.1497 | 122441.9382 | 152220.3404 | 183745.1973
Scenario 3: Aggressive Fuel Sub | PG&E | Com | WaterHeat | Com - Office (Small) | Rate Impact Measure Test | Energy Efficiency | 919394.3156 | 1161286.2703 | 57234.5662 | 1238200.8636 | 1542702.187 | 1737771.0581 | 1960980.5082 | 2110890.7568 | 2148659.2907 | 2052596.3073 | 1694517.604 | 1226193.8008 | 797104.6998
Scenario 3: Aggressive Fuel Sub | PG&E | Com | WaterHeat | Com - Office (Small) | Rate Impact Measure Test | Fuel Substitution | 134989.1924 | 173122.6306 | 219212.4301 | 230336.9668 | 300413.1051 | 539522.4769 | 628073.494 | 702853.4589 | 750260.9501 | 842555.2488 | 862245.5334 | 774529.6814 | 565707.7894
Scenario 3: Aggressive Fuel Sub | PG&E | Com | WaterHeat | Com - Office (Small) | Total Resource Cost Test | Energy Efficiency | 607110.9703 | 762051.0689 | 31705.7209 | 802231.7457 | 979696.0824 | 1114396.856 | 1247952.3029 | 1332958.4309 | 1345987.6061 | 1274927.7133 | 1127046.1752 | 927321.6964 | 709576.1084
Scenario 3: Aggressive Fuel Sub | PG&E | Com | WaterHeat | Com - Office (Small) | Total Resource Cost Test | Fuel Substitution | 156800.3176 | 200835.6258 | 254092.7602 | 266868.7038 | 349437.5301 | 44493.59 | 58022.2432 | 74105.154 | 92347.1401 | 125367.5633 | 163062.4245 | 203111.0685 | 245640.7509
Scenario 3: Aggressive Fuel Sub | PG&E | Com | WaterHeat | Com - Other | Participant Cost Test | Energy Efficiency | 904801.1693 | 1064645.3877 | 1161669.5116 | 1364873.6835 | 1596150.5223 | 1564124.3727 | 1655636.2937 | 1884660.8558 | 1978053.497 | 2099188.4751 | 2120669.5852 | 2031583.808 | 1841273.8522
Scenario 3: Aggressive Fuel Sub | PG&E | Com | WaterHeat | Com - Other | Participant Cost Test | Fuel Substitution | 6959254.2856 | 8156186.7219 | 8848999.707 | 9658227.1948 | 10235992.737 | 1501677.0873 | 1910771.4932 | 2458528.9256 | 1399217.1505 | 1821390.4172 | 2362115.1523 | 2936234.853 | 3545683.51
Scenario 3: Aggressive Fuel Sub | PG&E | Com | WaterHeat | Com - Other | Program Administrator Cost Test | Energy Efficiency | 1706244.4442 | 2042529.4195 | 2439037.5299 | 2898616.1001 | 3417473.5768 | 3489401.6414 | 4033480.8843 | 4534945.4532 | 4875148.0798 | 5082236.3962 | 5044623.1316 | 4749536.5857 | 4232164.0154
Scenario 3: Aggressive Fuel Sub | PG&E | Com | WaterHeat | Com - Other | Program Administrator Cost Test | Fuel Substitution | 9185612.3543 | 11758651.6887 | 14845652.8574 | 18655437.1365 | 23365132.8308 | 2084970.4019 | 2670031.8744 | 3420133.1871 | 2699770.3959 | 3509675.32 | 4542621.5344 | 5630440.4615 | 6779774.9994
Scenario 3: Aggressive Fuel Sub | PG&E | Com | WaterHeat | Com - Other | Rate Impact Measure Test | Energy Efficiency | 3594578.8403 | 4204025.3085 | 4915972.995 | 5733303.6843 | 6647910.5489 | 5967292.5067 | 6955330.6684 | 7888129.4762 | 8564855.0668 | 9000225.5623 | 8353308.937 | 6930530.2261 | 5253751.3586
Scenario 3: Aggressive Fuel Sub | PG&E | Com | WaterHeat | Com - Other | Rate Impact Measure Test | Fuel Substitution | 9185612.3543 | 11758651.6887 | 14845652.8574 | 18655437.1365 | 23365132.8308 | 31424064.7597 | 36402413.3229 | 40617354.1958 | 41698346.273 | 44613991.1793 | 45061401.706 | 39640964.9577 | 27621056.9841
Scenario 3: Aggressive Fuel Sub | PG&E | Com | WaterHeat | Com - Other | Total Resource Cost Test | Energy Efficiency | 2066335.2511 | 2457470.0202 | 2825756.0066 | 3341493.6761 | 3923106.2127 | 3926246.5068 | 4436342.0465 | 4990079.1136 | 5322437.4215 | 5560739.9246 | 5531888.6555 | 5220141.2191 | 4662263.622
Scenario 3: Aggressive Fuel Sub | PG&E | Com | WaterHeat | Com - Other | Total Resource Cost Test | Fuel Substitution | 11683848.4191 | 14908349.0398 | 18090489.2512 | 22155680.8551 | 26949343.602 | 3245427.0313 | 4137838.1042 | 5316859.6136 | 3404696.4235 | 4431560.6249 | 5746656.8526 | 7142751.7625 | 8624507.3542
Scenario 3: Aggressive Fuel Sub | PG&E | Com | WaterHeat | Com - Refrig. Warehouse | Participant Cost Test | Energy Efficiency | 19720.3781 | 25208.1602 | 32260.2658 | 41835.5577 | 52863.0662 | 63707.0746 | 77434.4387 | 92217.8276 | 106828.8371 | 120353.3334 | 130340.4501 | 135234.2622 | 133775.0878
Scenario 3: Aggressive Fuel Sub | PG&E | Com | WaterHeat | Com - Refrig. Warehouse | Participant Cost Test | Fuel Substitution | 10760.3375 | 12266.809 | 14070.0378 | 16056.9468 | 18261.2019 | 1098.5352 | 1433.1475 | 1833.4359 | 2290.8213 | 3027.3743 | 3965.1648 | 4969.4373 | 6041.3989
Scenario 3: Aggressive Fuel Sub | PG&E | Com | WaterHeat | Com - Refrig. Warehouse | Program Administrator Cost Test | Energy Efficiency | 54440.4777 | 68972.3746 | 86913.6362 | 110941.4605 | 137940.865 | 163906.8997 | 196113.1561 | 229895.4859 | 262162.5437 | 290179.7344 | 308766.0437 | 314735.5117 | 305856.3152
Scenario 3: Aggressive Fuel Sub | PG&E | Com | WaterHeat | Com - Refrig. Warehouse | Program Administrator Cost Test | Fuel Substitution | 21221.9573 | 27377.31 | 34957.7154 | 44254.2433 | 55900.4199 | 2122.5216 | 2769.1248 | 3542.4923 | 4425.9727 | 5848.4833 | 7659.3127 | 9597.9894 | 11666.7382
Scenario 3: Aggressive Fuel Sub | PG&E | Com | WaterHeat | Com - Refrig. Warehouse | Rate Impact Measure Test | Energy Efficiency | 93693.9449 | 118224.9552 | 148759.9831 | 189714.8706 | 236390.6043 | 277806.6134 | 335470.6284 | 396934.0056 | 457009.0691 | 511300.217 | 509287.5643 | 457621.4589 | 378663.4889
Scenario 3: Aggressive Fuel Sub | PG&E | Com | WaterHeat | Com - Refrig. Warehouse | Rate Impact Measure Test | Fuel Substitution | 21221.9573 | 27377.31 | 35010.8261 | 44503.3826 | 56504.0812 | 78180.3633 | 90675.0941 | 101062.6405 | 107312.4437 | 115944.9148 | 117266.4943 | 102353.385 | 68887.0838
Scenario 3: Aggressive Fuel Sub | PG&E | Com | WaterHeat | Com - Refrig. Warehouse | Total Resource Cost Test | Energy Efficiency | 59024.7754 | 74752.7823 | 94290.1875 | 120547.0423 | 150074.6221 | 178326.1834 | 213603.5732 | 250695.0306 | 286220.2741 | 317504.7523 | 338584.6377 | 345914.1304 | 336939.1737
Scenario 3: Aggressive Fuel Sub | PG&E | Com | WaterHeat | Com - Refrig. Warehouse | Total Resource Cost Test | Fuel Substitution | 23234.8933 | 29938.378 | 38203.0662 | 48351.7803 | 61052.3234 | 2671.7892 | 3485.6986 | 4459.2102 | 5571.3833 | 7362.1704 | 9641.8951 | 12082.7081 | 14687.4376
Scenario 3: Aggressive Fuel Sub | PG&E | Com | WaterHeat | Com - Restaurant | Participant Cost Test | Energy Efficiency | 169616.3581 | 199008.2661 | 233207.2868 | 271906.8199 | 312962.3727 | 210906.4237 | 233644.992 | 247945.9149 | 250002.1063 | 238363.357 | 41354.0285 | 191087.3325 | 179894.0354
Scenario 3: Aggressive Fuel Sub | PG&E | Com | WaterHeat | Com - Restaurant | Participant Cost Test | Fuel Substitution | 2385279.5968 | 2751382.8097 | 3166619.8294 | 3597219.1004 | 4045945.273 | 536283.9894 | 693559.6057 | 878799.0554 | 1087533.7314 | 1413978.7068 | 1827008.9891 | 2040052.0216 | 2605303.3071
Scenario 3: Aggressive Fuel Sub | PG&E | Com | WaterHeat | Com - Restaurant | Program Administrator Cost Test | Energy Efficiency | 387598.2334 | 449822.6566 | 521518.6191 | 601585.7701 | 684044.6617 | 566163.3009 | 615192.4905 | 641478.0562 | 636753.5268 | 598131.9682 | 122501.4473 | 465687.8489 | 446909.875
Scenario 3: Aggressive Fuel Sub | PG&E | Com | WaterHeat | Com - Restaurant | Program Administrator Cost Test | Fuel Substitution | 3973602.2206 | 5080460.566 | 6411074.0255 | 8003265.8243 | 9952269.422 | 1005853.7571 | 1297525.4551 | 1639999.1191 | 2024631.0348 | 2626140.8164 | 3385337.0143 | 3771419.9393 | 4805425.5029
Scenario 3: Aggressive Fuel Sub | PG&E | Com | WaterHeat | Com - Restaurant | Rate Impact Measure Test | Energy Efficiency | 1002123.3739 | 1135987.097 | 1284646.3998 | 1443972.2615 | 1602096.8723 | 1019385.5902 | 1113863.113 | 1170908.8858 | 1175169.2064 | 1095545.3738 | 230531.2772 | 694424.8163 | 569227.1678
Scenario 3: Aggressive Fuel Sub | PG&E | Com | WaterHeat | Com - Restaurant | Rate Impact Measure Test | Fuel Substitution | 3978292.0585 | 5094698.4473 | 6435661.784 | 8041314.8089 | 10006742.1513 | 18108154.8688 | 20884021.6847 | 23155120.9395 | 24503075.323 | 26288841.8986 | 26624228.1455 | 21292857.7781 | 16159932.1833
Scenario 3: Aggressive Fuel Sub | PG&E | Com | WaterHeat | Com - Restaurant | Total Resource Cost Test | Energy Efficiency | 455078.0388 | 528493.9626 | 613080.8088 | 707638.6176 | 805628.4422 | 615718.2121 | 669904.5853 | 699457.8749 | 695247.0987 | 654455.2104 | 134197.1054 | 511695.0893 | 491879.8902
Scenario 3: Aggressive Fuel Sub | PG&E | Com | WaterHeat | Com - Restaurant | Total Resource Cost Test | Fuel Substitution | 4504084.7202 | 5753702.0793 | 7257510.0304 | 9059099.4665 | 11260059.5992 | 1305187.0625 | 1687700.1 | 2138179.99 | 2645747.183 | 3439577.9118 | 4443832.2996 | 4961505.437 | 6335496.8397
Scenario 3: Aggressive Fuel Sub | PG&E | Com | WaterHeat | Com - Retail | Participant Cost Test | Energy Efficiency | 405851.797 | 514383.196 | 474668.6297 | 711074.7874 | 875012.7727 | 1033125.5919 | 1203742.229 | 1358580.6549 | 1427404.7444 | 1486484.0289 | 1471529.7584 | 1379157.3226 | 1221052.3243
Scenario 3: Aggressive Fuel Sub | PG&E | Com | WaterHeat | Com - Retail | Participant Cost Test | Fuel Substitution | 171183.5594 | 189528.0509 | 259213.1816 | 252212.3559 | 259042.6937 | 61580.5754 | 79865.1575 | 102969.4105 | 59018.4192 | 77904.5715 | 101086.2235 | 125692.6828 | 151813.6213
Scenario 3: Aggressive Fuel Sub | PG&E | Com | WaterHeat | Com - Retail | Program Administrator Cost Test | Energy Efficiency | 1043356.3979 | 1314226.124 | 1265366.3969 | 1801683.905 | 2187174.2645 | 2565604.0406 | 2952833.7759 | 3289341.3243 | 3501302.4039 | 3581996.0873 | 3483268.8847 | 3206679.856 | 2788534.9882
Scenario 3: Aggressive Fuel Sub | PG&E | Com | WaterHeat | Com - Retail | Program Administrator Cost Test | Fuel Substitution | 223714.6952 | 284609.637 | 371182.0026 | 425450.1652 | 536375.8555 | 84620.1902 | 109617.6347 | 140522.112 | 109975.3955 | 144828.9962 | 187492.7809 | 232605.4232 | 280318.9729
Scenario 3: Aggressive Fuel Sub | PG&E | Com | WaterHeat | Com - Retail | Rate Impact Measure Test | Energy Efficiency | 1711578.0072 | 2170801.3476 | 2108736.1081 | 3018329.0931 | 3719430.5299 | 4351214.0226 | 5052389.7937 | 5679192.2652 | 6102646.0729 | 6310748.0091 | 5743899.8822 | 4661130.1667 | 3451674.6035
Scenario 3: Aggressive Fuel Sub | PG&E | Com | WaterHeat | Com - Retail | Rate Impact Measure Test | Fuel Substitution | 223714.6952 | 284609.637 | 371182.0026 | 425450.1652 | 536375.8555 | 1003536.3704 | 1166853.7865 | 1307223.0394 | 1333945.747 | 1452998.5381 | 1477724.4391 | 1315932.6345 | 944323.0769
Scenario 3: Aggressive Fuel Sub | PG&E | Com | WaterHeat | Com - Retail | Total Resource Cost Test | Energy Efficiency | 1148498.4949 | 1445605.2752 | 1375319.6541 | 1975226.7186 | 2401806.1464 | 2811912.6066 | 3238200.3999 | 3609978.0202 | 3822487.9377 | 3919244.4356 | 3819842.5187 | 3524663.5976 | 3072311.2242
Scenario 3: Aggressive Fuel Sub | PG&E | Com | WaterHeat | Com - Retail | Total Resource Cost Test | Fuel Substitution | 266829.2787 | 329618.2922 | 468165.3146 | 513919.315 | 615951.2848 | 133489.4774 | 173133.1148 | 222885.4332 | 143638.9594 | 189588.7071 | 245982.9791 | 305835.4431 | 369362.5517
Scenario 3: Aggressive Fuel Sub | PG&E | Com | WaterHeat | Com - School | Participant Cost Test | Energy Efficiency | 630194.5509 | 706368.086 | 769522.0036 | 807774.072 | 810377.0371 | 490963.9676 | 409022.2337 | 308334.3574 | 205623.2956 | 115310.1034 | 43586.514 | 31841.7909 | 30411.0453
Scenario 3: Aggressive Fuel Sub | PG&E | Com | WaterHeat | Com - School | Participant Cost Test | Fuel Substitution | 1072624.058 | 1251926.7852 | 1459277.0004 | 1682785.3083 | 2195806.2606 | 619904.1475 | 793116.6325 | 1014673.2053 | 573968.2128 | 767158.4454 | 992321.2222 | 1230574.3431 | 1482324.9198
Scenario 3: Aggressive Fuel Sub | PG&E | Com | WaterHeat | Com - School | Program Administrator Cost Test | Energy Efficiency | 1339483.6458 | 1506312.2741 | 1630819.4846 | 1683667.4109 | 1641810.703 | 1266704.1763 | 1039014.9173 | 771797.6563 | 508571.5561 | 282536.1157 | 108358.1119 | 80615.0726 | 76254.0102
Scenario 3: Aggressive Fuel Sub | PG&E | Com | WaterHeat | Com - School | Program Administrator Cost Test | Fuel Substitution | 1584646.8808 | 2025226.6748 | 2556749.413 | 3195125.0024 | 4230980.5832 | 826737.5971 | 1058218.6959 | 1345883.22 | 1024713.1846 | 1365292.84 | 1760572.1796 | 2176698.9278 | 2614242.4779
Scenario 3: Aggressive Fuel Sub | PG&E | Com | WaterHeat | Com - School | Rate Impact Measure Test | Energy Efficiency | 2566221.4337 | 2860415.6603 | 3086175.3833 | 3191554.7787 | 3132744.7877 | 2163213.362 | 1793431.4613 | 1348906.2556 | 903194.1138 | 508693.824 | 186387.9675 | 122953.4651 | 97550.5722
Scenario 3: Aggressive Fuel Sub | PG&E | Com | WaterHeat | Com - School | Rate Impact Measure Test | Fuel Substitution | 1584646.8808 | 2025226.6748 | 2556749.413 | 3195125.0024 | 4230980.5832 | 6920753.5539 | 8013482.4558 | 8963926.441 | 8964930.466 | 9957869.4686 | 10208467.344 | 9250763.4357 | 6938489.3442
Scenario 3: Aggressive Fuel Sub | PG&E | Com | WaterHeat | Com - School | Total Resource Cost Test | Energy Efficiency | 1547500.9945 | 1736502.7194 | 1880731.4979 | 1948117.5411 | 1912914.576 | 1377840.2053 | 1131712.8669 | 841839.7281 | 555423.9344 | 309306.6346 | 118946.3603 | 88551.4937 | 83917.4194
Scenario 3: Aggressive Fuel Sub | PG&E | Com | WaterHeat | Com - School | Total Resource Cost Test | Fuel Substitution | 1944308.2348 | 2480239.2769 | 3127595.3758 | 3906266.2345 | 5381762.4404 | 1341921.4881 | 1717890.6177 | 2194500.9309 | 1396796.7623 | 1866716.5031 | 2414355.932 | 2993759.7528 | 3605903.199
Scenario 3: Aggressive Fuel Sub | PG&E | Com | WaterHeat | Com - Warehouse | Participant Cost Test | Energy Efficiency | 293128.649 | 367361.5227 | 457384.4927 | 564712.2605 | 701422.3876 | 828178.0742 | 961297.9329 | 1101781.9152 | 1166450.6347 | 1250877.2349 | 1279839.7223 | 1248549.6606 | 1158896.4688
Scenario 3: Aggressive Fuel Sub | PG&E | Com | WaterHeat | Com - Warehouse | Participant Cost Test | Fuel Substitution | 16011.222 | 18904.1106 | 26348.5458 | 29413.0237 | 31993.608 | 4532.2113 | 5848.462 | 7575.9538 | 4302.182 | 5732.8082 | 7481.2964 | 9349.2313 | 11342.414
Scenario 3: Aggressive Fuel Sub | PG&E | Com | WaterHeat | Com - Warehouse | Program Administrator Cost Test | Energy Efficiency | 744323.57 | 930151.7195 | 1152794.7288 | 1412972.6265 | 1713633.1827 | 2018129.7684 | 2343784.6962 | 2648093.7741 | 2861203.4642 | 3014041.6466 | 3029599.369 | 2903344.5848 | 2647124.6168
Scenario 3: Aggressive Fuel Sub | PG&E | Com | WaterHeat | Com - Warehouse | Program Administrator Cost Test | Fuel Substitution | 24941.6112 | 32323.2436 | 42472.9106 | 53871.1357 | 68060.8337 | 6207.5866 | 8029.331 | 10345.5518 | 8086.3727 | 10748.4785 | 13992.3273 | 17443.7485 | 21112.2961
Scenario 3: Aggressive Fuel Sub | PG&E | Com | WaterHeat | Com - Warehouse | Rate Impact Measure Test | Energy Efficiency | 1231552.8035 | 1545000.9911 | 1924615.2696 | 2373302.5233 | 2896868.894 | 3419963.2604 | 4007927.7161 | 4570143.8853 | 4985375.1907 | 5308077.9423 | 4995666.8424 | 4220903.1917 | 3276712.4638
Scenario 3: Aggressive Fuel Sub | PG&E | Com | WaterHeat | Com - Warehouse | Rate Impact Measure Test | Fuel Substitution | 24941.6112 | 32323.2436 | 42472.9106 | 53871.1357 | 68060.8337 | 77157.6284 | 90173.2729 | 101557.9163 | 104346.355 | 114608.1874 | 117014.0783 | 104379.5343 | 74634.5894
Scenario 3: Aggressive Fuel Sub | PG&E | Com | WaterHeat | Com - Warehouse | Total Resource Cost Test | Energy Efficiency | 820961.6671 | 1024487.199 | 1268212.6358 | 1553607.1505 | 1890096.2824 | 2222108.2395 | 2574653.179 | 2911826.6817 | 3124048.158 | 3298321.7112 | 3322660.2272 | 3191416.789 | 2916556.5993
Scenario 3: Aggressive Fuel Sub | PG&E | Com | WaterHeat | Com - Warehouse | Total Resource Cost Test | Fuel Substitution | 30008.417 | 38786.1839 | 54742.3141 | 67679.6688 | 83065.8234 | 9794.2713 | 12654.4387 | 16370.6708 | 10469.6602 | 13949.925 | 18203.0142 | 22745.9937 | 27592.8399
Scenario 3: Aggressive Fuel Sub | PG&E | Com | WholeBlg | Com - College | Participant Cost Test | Energy Efficiency | 222520.6457 | 225831.3216 | 228562.4253 | 232043.63 | 235742.4082 | 239553.822 | 244808.5216 | 250274.4799 | 255302.2039 | 264270.1279 | 268664.8616 | 271413.3575 | 279101.5098
Scenario 3: Aggressive Fuel Sub | PG&E | Com | WholeBlg | Com - College | Program Administrator Cost Test | Energy Efficiency | 218565.1997 | 221488.0085 | 223850.9859 | 226838.8173 | 230088.1877 | 233449.7591 | 238144.5268 | 243123.3006 | 247472.7693 | 255757.187 | 259342.6406 | 261375.461 | 268174.1466
Scenario 3: Aggressive Fuel Sub | PG&E | Com | WholeBlg | Com - College | Rate Impact Measure Test | Energy Efficiency | 243782.9718 | 247134.691 | 249539.1815 | 252827.7601 | 255698.4929 | 258181.7541 | 261928.5383 | 265137.6588 | 267718.657 | 273496.6312 | 273734.6658 | 271545.4714 | 273641.5353
Scenario 3: Aggressive Fuel Sub | PG&E | Com | WholeBlg | Com - College | Total Resource Cost Test | Energy Efficiency | 223845.1865 | 227240.054 | 230042.7177 | 233627.9034 | 237409.9205 | 241298.1269 | 246653.8633 | 252193.5284 | 257338.4399 | 266415.9118 | 270885.4569 | 273663.2469 | 281408.7182
Scenario 3: Aggressive Fuel Sub | PG&E | Com | WholeBlg | Com - Grocery | Participant Cost Test | Energy Efficiency | 1364558.0357 | 1400005.5852 | 1434086.9717 | 1473136.7133 | 1517110.9195 | 1562980.451 | 1613474.1666 | 1714214.081 | 1768074.8186 | 1852359.058 | 1903831.6863 | 1945206.0833 | 1972030.1353
Scenario 3: Aggressive Fuel Sub | PG&E | Com | WholeBlg | Com - Grocery | Program Administrator Cost Test | Energy Efficiency | 1364558.0357 | 1400005.5852 | 1434086.9717 | 1473136.7133 | 1517110.9195 | 1562980.451 | 1613474.1666 | 1714214.081 | 1768074.8186 | 1852359.058 | 1903831.6863 | 1945206.0833 | 1972030.1353
Scenario 3: Aggressive Fuel Sub | PG&E | Com | WholeBlg | Com - Grocery | Rate Impact Measure Test | Energy Efficiency | 1364558.0357 | 1400005.5852 | 1434086.9717 | 1473136.7133 | 1517110.9195 | 1562980.451 | 1613474.1666 | 1714214.081 | 1768074.8186 | 1852359.058 | 1903831.6863 | 1945206.0833 | 1972030.1353
Scenario 3: Aggressive Fuel Sub | PG&E | Com | WholeBlg | Com - Grocery | Total Resource Cost Test | Energy Efficiency | 1364558.0357 | 1400005.5852 | 1434086.9717 | 1473136.7133 | 1517110.9195 | 1562980.451 | 1613474.1666 | 1714214.081 | 1768074.8186 | 1852359.058 | 1903831.6863 | 1945206.0833 | 1972030.1353
Scenario 3: Aggressive Fuel Sub | PG&E | Com | WholeBlg | Com - Health | Participant Cost Test | Energy Efficiency | 1650399.8942 | 1698282.7849 | 1743632.1465 | 1794528.9072 | 1850910.3793 | 1908468.3408 | 1973118.9157 | 2057299.1706 | 2123819.5964 | 2229335.7967 | 2292892.887 | 2344694.3317 | 2386563.3311
Scenario 3: Aggressive Fuel Sub | PG&E | Com | WholeBlg | Com - Health | Program Administrator Cost Test | Energy Efficiency | 1650399.8942 | 1698282.7849 | 1743632.1465 | 1794528.9072 | 1850910.3793 | 1908468.3408 | 1973118.9157 | 2057299.1706 | 2123819.5964 | 2229335.7967 | 2292892.887 | 2344694.3317 | 2386563.3311
Scenario 3: Aggressive Fuel Sub | PG&E | Com | WholeBlg | Com - Health | Rate Impact Measure Test | Energy Efficiency | 1650399.8942 | 1698282.7849 | 1743632.1465 | 1794528.9072 | 1850910.3793 | 1908468.3408 | 1973118.9157 | 2057299.1706 | 2123819.5964 | 2229335.7967 | 2292892.887 | 2344694.3317 | 2386563.3311
Scenario 3: Aggressive Fuel Sub | PG&E | Com | WholeBlg | Com - Health | Total Resource Cost Test | Energy Efficiency | 1650399.8942 | 1698282.7849 | 1743632.1465 | 1794528.9072 | 1850910.3793 | 1908468.3408 | 1973118.9157 | 2057299.1706 | 2123819.5964 | 2229335.7967 | 2292892.887 | 2344694.3317 | 2386563.3311
Scenario 3: Aggressive Fuel Sub | PG&E | Com | WholeBlg | Com - Lodging | Participant Cost Test | Energy Efficiency | 260517.1888 | 265917.427 | 270870.2649 | 276550.3941 | 283009.247 | 289661.7222 | 297354.1979 | 304199.8328 | 312400.909 | 325289.9777 | 333408.9723 | 340102.9213 | 345112.438
Scenario 3: Aggressive Fuel Sub | PG&E | Com | WholeBlg | Com - Lodging | Program Administrator Cost Test | Energy Efficiency | 260517.1888 | 265917.427 | 270870.2649 | 276550.3941 | 283009.247 | 289661.7222 | 297354.1979 | 304199.8328 | 312400.909 | 325289.9777 | 333408.9723 | 340102.9213 | 345112.438
Scenario 3: Aggressive Fuel Sub | PG&E | Com | WholeBlg | Com - Lodging | Rate Impact Measure Test | Energy Efficiency | 260517.1888 | 265917.427 | 270870.2649 | 276550.3941 | 283009.247 | 289661.7222 | 297354.1979 | 304199.8328 | 312400.909 | 325289.9777 | 333408.9723 | 340102.9213 | 345112.438
Scenario 3: Aggressive Fuel Sub | PG&E | Com | WholeBlg | Com - Lodging | Total Resource Cost Test | Energy Efficiency | 260517.1888 | 265917.427 | 270870.2649 | 276550.3941 | 283009.247 | 289661.7222 | 297354.1979 | 304199.8328 | 312400.909 | 325289.9777 | 333408.9723 | 340102.9213 | 345112.438
Scenario 3: Aggressive Fuel Sub | PG&E | Com | WholeBlg | Com - Office (Large) | Participant Cost Test | Energy Efficiency | 2268818.578 | 2323612.8644 | 2373687.4078 | 2429756.0589 | 2493237.6576 | 2560802.4869 | 2641416.8023 | 2661213.0798 | 2740549.4007 | 2868442.8366 | 2944742.554 | 3005526.6283 | 3071086.6288
Scenario 3: Aggressive Fuel Sub | PG&E | Com | WholeBlg | Com - Office (Large) | Program Administrator Cost Test | Energy Efficiency | 2268818.578 | 2323612.8644 | 2373687.4078 | 2429756.0589 | 2493237.6576 | 2560802.4869 | 2641416.8023 | 2661213.0798 | 2740549.4007 | 2868442.8366 | 2944742.554 | 3005526.6283 | 3071086.6288
Scenario 3: Aggressive Fuel Sub | PG&E | Com | WholeBlg | Com - Office (Large) | Rate Impact Measure Test | Energy Efficiency | 2268818.578 | 2323612.8644 | 2373687.4078 | 2429756.0589 | 2493237.6576 | 2560802.4869 | 2641416.8023 | 2661213.0798 | 2740549.4007 | 2868442.8366 | 2944742.554 | 3005526.6283 | 3071086.6288
Scenario 3: Aggressive Fuel Sub | PG&E | Com | WholeBlg | Com - Office (Large) | Total Resource Cost Test | Energy Efficiency | 2268818.578 | 2323612.8644 | 2373687.4078 | 2429756.0589 | 2493237.6576 | 2560802.4869 | 2641416.8023 | 2661213.0798 | 2740549.4007 | 2868442.8366 | 2944742.554 | 3005526.6283 | 3071086.6288
Scenario 3: Aggressive Fuel Sub | PG&E | Com | WholeBlg | Com - Office (Small) | Participant Cost Test | Energy Efficiency | 402594.2555 | 412935.5971 | 422803.4524 | 433921.6508 | 446452.7985 | 459537.6027 | 474583.2865 | 502831.3603 | 518161.4282 | 542301.9473 | 556945.5235 | 568826.5701 | 579937.9257
Scenario 3: Aggressive Fuel Sub | PG&E | Com | WholeBlg | Com - Office (Small) | Program Administrator Cost Test | Energy Efficiency | 402594.2555 | 412935.5971 | 422803.4524 | 433921.6508 | 446452.7985 | 459537.6027 | 474583.2865 | 502831.3603 | 518161.4282 | 542301.9473 | 556945.5235 | 568826.5701 | 579937.9257
Scenario 3: Aggressive Fuel Sub | PG&E | Com | WholeBlg | Com - Office (Small) | Rate Impact Measure Test | Energy Efficiency | 402594.2555 | 412935.5971 | 422803.4524 | 433921.6508 | 446452.7985 | 459537.6027 | 474583.2865 | 502831.3603 | 518161.4282 | 542301.9473 | 556945.5235 | 568826.5701 | 579937.9257
Scenario 3: Aggressive Fuel Sub | PG&E | Com | WholeBlg | Com - Office (Small) | Total Resource Cost Test | Energy Efficiency | 402594.2555 | 412935.5971 | 422803.4524 | 433921.6508 | 446452.7985 | 459537.6027 | 474583.2865 | 502831.3603 | 518161.4282 | 542301.9473 | 556945.5235 | 568826.5701 | 579937.9257
Scenario 3: Aggressive Fuel Sub | PG&E | Com | WholeBlg | Com - Other | Participant Cost Test | Energy Efficiency | 1833408.4542 | 1955834.7484 | 2070202.0993 | 2175588.2441 | 2301890.9494 | 2458002.4117 | 2603252.7463 | 2665778.2205 | 2780300.0643 | 2938486.6772 | 3053305.1525 | 3153976.3192 | 3219447.5362
Scenario 3: Aggressive Fuel Sub | PG&E | Com | WholeBlg | Com - Other | Program Administrator Cost Test | Energy Efficiency | 1833408.4542 | 1955834.7484 | 2070202.0993 | 2175588.2441 | 2301890.9494 | 2458002.4117 | 2603252.7463 | 2665778.2205 | 2780300.0643 | 2938486.6772 | 3053305.1525 | 3153976.3192 | 3219447.5362
Scenario 3: Aggressive Fuel Sub | PG&E | Com | WholeBlg | Com - Other | Rate Impact Measure Test | Energy Efficiency | 1833408.4542 | 1955834.7484 | 2070202.0993 | 2175588.2441 | 2301890.9494 | 2458002.4117 | 2603252.7463 | 2665778.2205 | 2780300.0643 | 2938486.6772 | 3053305.1525 | 3153976.3192 | 3219447.5362
Scenario 3: Aggressive Fuel Sub | PG&E | Com | WholeBlg | Com - Other | Total Resource Cost Test | Energy Efficiency | 1833408.4542 | 1955834.7484 | 2070202.0993 | 2175588.2441 | 2301890.9494 | 2458002.4117 | 2603252.7463 | 2665778.2205 | 2780300.0643 | 2938486.6772 | 3053305.1525 | 3153976.3192 | 3219447.5362
Scenario 3: Aggressive Fuel Sub | PG&E | Com | WholeBlg | Com - Refrig. Warehouse | Participant Cost Test | Energy Efficiency | 197962.5524 | 205835.7668 | 213761.4749 | 222449.7234 | 231987.2527 | 241560.1442 | 251760.5385 | 276652.3446 | 288200.7083 | 304137.2509 | 315672.1745 | 325710.1428 | 328575.0731
Scenario 3: Aggressive Fuel Sub | PG&E | Com | WholeBlg | Com - Refrig. Warehouse | Program Administrator Cost Test | Energy Efficiency | 197962.5524 | 205835.7668 | 213761.4749 | 222449.7234 | 231987.2527 | 241560.1442 | 251760.5385 | 276652.3446 | 288200.7083 | 304137.2509 | 315672.1745 | 325710.1428 | 328575.0731
Scenario 3: Aggressive Fuel Sub | PG&E | Com | WholeBlg | Com - Refrig. Warehouse | Rate Impact Measure Test | Energy Efficiency | 197962.5524 | 205835.7668 | 213761.4749 | 222449.7234 | 231987.2527 | 241560.1442 | 251760.5385 | 276652.3446 | 288200.7083 | 304137.2509 | 315672.1745 | 325710.1428 | 328575.0731
Scenario 3: Aggressive Fuel Sub | PG&E | Com | WholeBlg | Com - Refrig. Warehouse | Total Resource Cost Test | Energy Efficiency | 197962.5524 | 205835.7668 | 213761.4749 | 222449.7234 | 231987.2527 | 241560.1442 | 251760.5385 | 276652.3446 | 288200.7083 | 304137.2509 | 315672.1745 | 325710.1428 | 328575.0731
Scenario 3: Aggressive Fuel Sub | PG&E | Com | WholeBlg | Com - Restaurant | Participant Cost Test | Energy Efficiency | 619784.2325 | 633691.4294 | 646777.3365 | 661568.956 | 678222.9836 | 694818.5442 | 713186.8819 | 736513.8957 | 756195.5847 | 789498.8267 | 808223.2535 | 814266.8963 | 926156.809
Scenario 3: Aggressive Fuel Sub | PG&E | Com | WholeBlg | Com - Restaurant | Program Administrator Cost Test | Energy Efficiency | 619173.9299 | 632995.8529 | 645976.6996 | 660653.9583 | 677185.8234 | 693651.3934 | 711871.9037 | 735044.655 | 754566.8603 | 787693.804 | 806233.8029 | 814266.8963 | 900392.6187
Scenario 3: Aggressive Fuel Sub | PG&E | Com | WholeBlg | Com - Restaurant | Rate Impact Measure Test | Energy Efficiency | 643554.51 | 658036.3538 | 671920.8053 | 687158.2996 | 703819.3575 | 719874.7052 | 737352.6854 | 759106.9713 | 776545.7794 | 806959.1379 | 822014.7614 | 814266.8963 | 967509.5142
Scenario 3: Aggressive Fuel Sub | PG&E | Com | WholeBlg | Com - Restaurant | Total Resource Cost Test | Energy Efficiency | 620754.5652 | 634738.3611 | 647920.0217 | 662809.1484 | 679559.8903 | 696251.1602 | 714725.704 | 738154.9073 | 757933.6372 | 791340.9188 | 810166.6618 | 814266.8963 | 949273.0868
Scenario 3: Aggressive Fuel Sub | PG&E | Com | WholeBlg | Com - Retail | Participant Cost Test | Energy Efficiency | 814811.4265 | 830128.4767 | 844316.9025 | 837272.7867 | 1090555.9291 | 898126.5192 | 923368.4946 | 961869.5247 | 985948.18 | 1026596.2803 | 1048618.5584 | 1065236.5601 | 1094951.1997
Scenario 3: Aggressive Fuel Sub | PG&E | Com | WholeBlg | Com - Retail | Program Administrator Cost Test | Energy Efficiency | 814389.3276 | 829480.9472 | 843391.7771 | 837272.7867 | 1075764.6999 | 896185.2567 | 920950.1398 | 958910.456 | 982416.9074 | 1022421.8465 | 1043726.8641 | 1059561.8091 | 1088405.6023
Scenario 3: Aggressive Fuel Sub | PG&E | Com | WholeBlg | Com - Retail | Rate Impact Measure Test | Energy Efficiency | 943746.3357 | 966264.3283 | 988094.5607 | 837272.7867 | 2472001.6556 | 1041231.5816 | 1064157.2978 | 1096670.7965 | 1109611.5655 | 1134975.0912 | 1137078.7705 | 1128084.2769 | 1126185.0701
Scenario 3: Aggressive Fuel Sub | PG&E | Com | WholeBlg | Com - Retail | Total Resource Cost Test | Energy Efficiency | 822024.5291 | 838133.234 | 853232.3301 | 837272.7867 | 1188471.8819 | 909187.4683 | 935430.0211 | 974959.2193 | 999950.1516 | 1041562.2728 | 1064590.6522 | 1082215.3973 | 1112991.9223
Scenario 3: Aggressive Fuel Sub | PG&E | Com | WholeBlg | Com - School | Participant Cost Test | Energy Efficiency | 385007.6226 | 389976.5198 | 394172.9233 | 399167.0135 | 404862.0981 | 410986.2304 | 418785.8099 | 432712.3001 | 440579.9818 | 454403.8942 | 462102.0292 | 467968.3113 | 477164.1369
Scenario 3: Aggressive Fuel Sub | PG&E | Com | WholeBlg | Com - School | Program Administrator Cost Test | Energy Efficiency | 385007.6226 | 389976.5198 | 394172.9233 | 399167.0135 | 404862.0981 | 410986.2304 | 418785.8099 | 432712.3001 | 440579.9818 | 454403.8942 | 462102.0292 | 467968.3113 | 477164.1369
Scenario 3: Aggressive Fuel Sub | PG&E | Com | WholeBlg | Com - School | Rate Impact Measure Test | Energy Efficiency | 385007.6226 | 389976.5198 | 394172.9233 | 399167.0135 | 404862.0981 | 410986.2304 | 418785.8099 | 432712.3001 | 440579.9818 | 454403.8942 | 462102.0292 | 467968.3113 | 477164.1369
Scenario 3: Aggressive Fuel Sub | PG&E | Com | WholeBlg | Com - School | Total Resource Cost Test | Energy Efficiency | 385007.6226 | 389976.5198 | 394172.9233 | 399167.0135 | 404862.0981 | 410986.2304 | 418785.8099 | 432712.3001 | 440579.9818 | 454403.8942 | 462102.0292 | 467968.3113 | 477164.1369
Scenario 3: Aggressive Fuel Sub | PG&E | Com | WholeBlg | Com - Warehouse | Participant Cost Test | Energy Efficiency | 898168.9511 | 930208.1651 | 962078.0157 | 997193.8861 | 1017704.6143 | 1056856.197 | 1099353.4375 | 1218893.6967 | 1266729.1628 | 1334785.6332 | 1382080.4229 | 1422485.1176 | 1442051.1101
Scenario 3: Aggressive Fuel Sub | PG&E | Com | WholeBlg | Com - Warehouse | Program Administrator Cost Test | Energy Efficiency | 894219.3147 | 925819.2725 | 957168.3392 | 991682.3902 | 1017704.6143 | 1056856.197 | 1099353.4375 | 1218893.6967 | 1266729.1628 | 1334785.6332 | 1382080.4229 | 1422485.1176 | 1442051.1101
Scenario 3: Aggressive Fuel Sub | PG&E | Com | WholeBlg | Com - Warehouse | Rate Impact Measure Test | Energy Efficiency | 953030.7095 | 985994.8959 | 1019004.051 | 1054927.2359 | 1017704.6143 | 1056856.197 | 1099353.4375 | 1218893.6967 | 1266729.1628 | 1334785.6332 | 1382080.4229 | 1422485.1176 | 1442051.1101
Scenario 3: Aggressive Fuel Sub | PG&E | Com | WholeBlg | Com - Warehouse | Total Resource Cost Test | Energy Efficiency | 900147.0176 | 932332.1765 | 964374.643 | 999686.4916 | 1017704.6143 | 1056856.197 | 1099353.4375 | 1218893.6967 | 1266729.1628 | 1334785.6332 | 1382080.4229 | 1422485.1176 | 1442051.1101
Scenario 3: Aggressive Fuel Sub | PG&E | Ind | WholeBlg | Ind - All Other Industrial | Participant Cost Test | Energy Efficiency | 41440.731 | 41654.4505 | 41716.1795 | 41796.0562 | 41797.7858 | 41875.7986 | 41899.36 | 41983.1448 | 41996.2584 | 42062.7273 | 42097.2266 | 42158.5276 | 42209.7979
Scenario 3: Aggressive Fuel Sub | PG&E | Ind | WholeBlg | Ind - All Other Industrial | Program Administrator Cost Test | Energy Efficiency | 41440.731 | 41654.4505 | 41716.1795 | 41796.0562 | 41797.7858 | 41875.7986 | 41899.36 | 41983.1448 | 41996.2584 | 42062.7273 | 42097.2266 | 42158.5276 | 42209.7979
Scenario 3: Aggressive Fuel Sub | PG&E | Ind | WholeBlg | Ind - All Other Industrial | Rate Impact Measure Test | Energy Efficiency | 41440.731 | 41654.4505 | 41716.1795 | 41796.0562 | 41797.7858 | 41875.7986 | 41899.36 | 41983.1448 | 41996.2584 | 42062.7273 | 42097.2266 | 42158.5276 | 42209.7979
Scenario 3: Aggressive Fuel Sub | PG&E | Ind | WholeBlg | Ind - All Other Industrial | Total Resource Cost Test | Energy Efficiency | 41440.731 | 41654.4505 | 41716.1795 | 41796.0562 | 41797.7858 | 41875.7986 | 41899.36 | 41983.1448 | 41996.2584 | 42062.7273 | 42097.2266 | 42158.5276 | 42209.7979
Scenario 3: Aggressive Fuel Sub | PG&E | Ind | WholeBlg | Ind - Chemicals | Participant Cost Test | Energy Efficiency | 539420.8063 | 543942.8361 | 547440.2934 | 550610.8606 | 553170.8594 | 555567.1644 | 557304.3524 | 558931.0263 | 560331.3044 | 561955.8993 | 563309.8898 | 564544.0961 | 565537.8914
Scenario 3: Aggressive Fuel Sub | PG&E | Ind | WholeBlg | Ind - Chemicals | Program Administrator Cost Test | Energy Efficiency | 539420.8063 | 543942.8361 | 547440.2934 | 550610.8606 | 553170.8594 | 555567.1644 | 557304.3524 | 558931.0263 | 560331.3044 | 561955.8993 | 563309.8898 | 564544.0961 | 565537.8914
Scenario 3: Aggressive Fuel Sub | PG&E | Ind | WholeBlg | Ind - Chemicals | Rate Impact Measure Test | Energy Efficiency | 539420.8063 | 543942.8361 | 547440.2934 | 550610.8606 | 553170.8594 | 555567.1644 | 557304.3524 | 558931.0263 | 560331.3044 | 561955.8993 | 563309.8898 | 564544.0961 | 565537.8914
Scenario 3: Aggressive Fuel Sub | PG&E | Ind | WholeBlg | Ind - Chemicals | Total Resource Cost Test | Energy Efficiency | 539420.8063 | 543942.8361 | 547440.2934 | 550610.8606 | 553170.8594 | 555567.1644 | 557304.3524 | 558931.0263 | 560331.3044 | 561955.8993 | 563309.8898 | 564544.0961 | 565537.8914
Scenario 3: Aggressive Fuel Sub | PG&E | Ind | WholeBlg | Ind - Electronics | Participant Cost Test | Energy Efficiency | 287986.6021 | 290439.7116 | 291770.2742 | 293234.8281 | 294063.6596 | 295600.7945 | 296689.4412 | 298216.8758 | 299110.8923 | 300371.8123 | 301238.9277 | 302209.4584 | 303029.933
Scenario 3: Aggressive Fuel Sub | PG&E | Ind | WholeBlg | Ind - Electronics | Program Administrator Cost Test | Energy Efficiency | 287986.6021 | 290439.7116 | 291770.2742 | 293234.8281 | 294063.6596 | 295600.7945 | 296689.4412 | 298216.8758 | 299110.8923 | 300371.8123 | 301238.9277 | 302209.4584 | 303029.933
Scenario 3: Aggressive Fuel Sub | PG&E | Ind | WholeBlg | Ind - Electronics | Rate Impact Measure Test | Energy Efficiency | 287986.6021 | 290439.7116 | 291770.2742 | 293234.8281 | 294063.6596 | 295600.7945 | 296689.4412 | 298216.8758 | 299110.8923 | 300371.8123 | 301238.9277 | 302209.4584 | 303029.933
Scenario 3: Aggressive Fuel Sub | PG&E | Ind | WholeBlg | Ind - Electronics | Total Resource Cost Test | Energy Efficiency | 287986.6021 | 290439.7116 | 291770.2742 | 293234.8281 | 294063.6596 | 295600.7945 | 296689.4412 | 298216.8758 | 299110.8923 | 300371.8123 | 301238.9277 | 302209.4584 | 303029.933
Scenario 3: Aggressive Fuel Sub | PG&E | Ind | WholeBlg | Ind - Fabricated Metals | Participant Cost Test | Energy Efficiency | 75492.8279 | 76549.7781 | 77337.3115 | 77871.2234 | 78143.7651 | 78411.8414 | 78503.564 | 78654.901 | 78681.3159 | 78785.2679 | 78801.667 | 78813.1499 | 78761.7998
Scenario 3: Aggressive Fuel Sub | PG&E | Ind | WholeBlg | Ind - Fabricated Metals | Program Administrator Cost Test | Energy Efficiency | 75492.8279 | 76549.7781 | 77337.3115 | 77871.2234 | 78143.7651 | 78411.8414 | 78503.564 | 78654.901 | 78681.3159 | 78785.2679 | 78801.667 | 78813.1499 | 78761.7998
Scenario 3: Aggressive Fuel Sub | PG&E | Ind | WholeBlg | Ind - Fabricated Metals | Rate Impact Measure Test | Energy Efficiency | 75492.8279 | 76549.7781 | 77337.3115 | 77871.2234 | 78143.7651 | 78411.8414 | 78503.564 | 78654.901 | 78681.3159 | 78785.2679 | 78801.667 | 78813.1499 | 78761.7998
Scenario 3: Aggressive Fuel Sub | PG&E | Ind | WholeBlg | Ind - Fabricated Metals | Total Resource Cost Test | Energy Efficiency | 75492.8279 | 76549.7781 | 77337.3115 | 77871.2234 | 78143.7651 | 78411.8414 | 78503.564 | 78654.901 | 78681.3159 | 78785.2679 | 78801.667 | 78813.1499 | 78761.7998
Scenario 3: Aggressive Fuel Sub | PG&E | Ind | WholeBlg | Ind - Food | Participant Cost Test | Energy Efficiency | 1076933.5647 | 1080999.9308 | 1082914.5538 | 1084365.8432 | 1084481.3927 | 1085058.4677 | 1085058.0924 | 1085352.3672 | 1084911.5648 | 1084985.6449 | 1084512.9743 | 1083938.5845 | 1082992.1972
Scenario 3: Aggressive Fuel Sub | PG&E | Ind | WholeBlg | Ind - Food | Program Administrator Cost Test | Energy Efficiency | 1076933.5647 | 1080999.9308 | 1082914.5538 | 1084365.8432 | 1084481.3927 | 1085058.4677 | 1085058.0924 | 1085352.3672 | 1084911.5648 | 1084985.6449 | 1084512.9743 | 1083938.5845 | 1082992.1972
Scenario 3: Aggressive Fuel Sub | PG&E | Ind | WholeBlg | Ind - Food | Rate Impact Measure Test | Energy Efficiency | 1076933.5647 | 1080999.9308 | 1082914.5538 | 1084365.8432 | 1084481.3927 | 1085058.4677 | 1085058.0924 | 1085352.3672 | 1084911.5648 | 1084985.6449 | 1084512.9743 | 1083938.5845 | 1082992.1972
Scenario 3: Aggressive Fuel Sub | PG&E | Ind | WholeBlg | Ind - Food | Total Resource Cost Test | Energy Efficiency | 1076933.5647 | 1080999.9308 | 1082914.5538 | 1084365.8432 | 1084481.3927 | 1085058.4677 | 1085058.0924 | 1085352.3672 | 1084911.5648 | 1084985.6449 | 1084512.9743 | 1083938.5845 | 1082992.1972
Scenario 3: Aggressive Fuel Sub | PG&E | Ind | WholeBlg | Ind - Industrial Machinery | Participant Cost Test | Energy Efficiency | 56567.2493 | 57466.2543 | 58171.0247 | 58629.5932 | 58820.7746 | 59047.3101 | 59184.5819 | 59391.7181 | 59493.7297 | 59674.6086 | 59773.3754 | 59869.0728 | 59909.9819
Scenario 3: Aggressive Fuel Sub | PG&E | Ind | WholeBlg | Ind - Industrial Machinery | Program Administrator Cost Test | Energy Efficiency | 56567.2493 | 57466.2543 | 58171.0247 | 58629.5932 | 58820.7746 | 59047.3101 | 59184.5819 | 59391.7181 | 59493.7297 | 59674.6086 | 59773.3754 | 59869.0728 | 59909.9819
Scenario 3: Aggressive Fuel Sub | PG&E | Ind | WholeBlg | Ind - Industrial Machinery | Rate Impact Measure Test | Energy Efficiency | 56567.2493 | 57466.2543 | 58171.0247 | 58629.5932 | 58820.7746 | 59047.3101 | 59184.5819 | 59391.7181 | 59493.7297 | 59674.6086 | 59773.3754 | 59869.0728 | 59909.9819
Scenario 3: Aggressive Fuel Sub | PG&E | Ind | WholeBlg | Ind - Industrial Machinery | Total Resource Cost Test | Energy Efficiency | 56567.2493 | 57466.2543 | 58171.0247 | 58629.5932 | 58820.7746 | 59047.3101 | 59184.5819 | 59391.7181 | 59493.7297 | 59674.6086 | 59773.3754 | 59869.0728 | 59909.9819
Scenario 3: Aggressive Fuel Sub | PG&E | Ind | WholeBlg | Ind - Lumber & Furniture | Participant Cost Test | Energy Efficiency | 43752.0875 | 43929.9804 | 43942.3051 | 43987.3823 | 43943.2505 | 43988.3248 | 43948.9439 | 43975.7459 | 43911.5872 | 43904.4887 | 43845.4945 | 43805.0702 | 43745.8944
Scenario 3: Aggressive Fuel Sub | PG&E | Ind | WholeBlg | Ind - Lumber & Furniture | Program Administrator Cost Test | Energy Efficiency | 43752.0875 | 43929.9804 | 43942.3051 | 43987.3823 | 43943.2505 | 43988.3248 | 43948.9439 | 43975.7459 | 43911.5872 | 43904.4887 | 43845.4945 | 43805.0702 | 43745.8944
Scenario 3: Aggressive Fuel Sub | PG&E | Ind | WholeBlg | Ind - Lumber & Furniture | Rate Impact Measure Test | Energy Efficiency | 43752.0875 | 43929.9804 | 43942.3051 | 43987.3823 | 43943.2505 | 43988.3248 | 43948.9439 | 43975.7459 | 43911.5872 | 43904.4887 | 43845.4945 | 43805.0702 | 43745.8944
Scenario 3: Aggressive Fuel Sub | PG&E | Ind | WholeBlg | Ind - Lumber & Furniture | Total Resource Cost Test | Energy Efficiency | 43752.0875 | 43929.9804 | 43942.3051 | 43987.3823 | 43943.2505 | 43988.3248 | 43948.9439 | 43975.7459 | 43911.5872 | 43904.4887 | 43845.4945 | 43805.0702 | 43745.8944
Scenario 3: Aggressive Fuel Sub | PG&E | Ind | WholeBlg | Ind - Paper | Participant Cost Test | Energy Efficiency | 43389.4349 | 43614.5673 | 43802.0513 | 44035.9224 | 44208.1577 | 44373.6168 | 44517.4799 | 44731.7791 | 44953.692 | 45257.2034 | 45579.4805 | 45934.9877 | 46290.9213
Scenario 3: Aggressive Fuel Sub | PG&E | Ind | WholeBlg | Ind - Paper | Program Administrator Cost Test | Energy Efficiency | 43389.4349 | 43614.5673 | 43802.0513 | 44035.9224 | 44208.1577 | 44373.6168 | 44517.4799 | 44731.7791 | 44953.692 | 45257.2034 | 45579.4805 | 45934.9877 | 46290.9213
Scenario 3: Aggressive Fuel Sub | PG&E | Ind | WholeBlg | Ind - Paper | Rate Impact Measure Test | Energy Efficiency | 43389.4349 | 43614.5673 | 43802.0513 | 44035.9224 | 44208.1577 | 44373.6168 | 44517.4799 | 44731.7791 | 44953.692 | 45257.2034 | 45579.4805 | 45934.9877 | 46290.9213
Scenario 3: Aggressive Fuel Sub | PG&E | Ind | WholeBlg | Ind - Paper | Total Resource Cost Test | Energy Efficiency | 43389.4349 | 43614.5673 | 43802.0513 | 44035.9224 | 44208.1577 | 44373.6168 | 44517.4799 | 44731.7791 | 44953.692 | 45257.2034 | 45579.4805 | 45934.9877 | 46290.9213
Scenario 3: Aggressive Fuel Sub | PG&E | Ind | WholeBlg | Ind - Petroleum | Participant Cost Test | Energy Efficiency | 1416030.251 | 1420057.0874 | 1422816.3559 | 1425497.9978 | 1426750.8083 | 1427300.5706 | 1426844.7349 | 1426253.2604 | 1425377.2591 | 1424877.008 | 1423564.5216 | 1421802.6307 | 1419676.395
Scenario 3: Aggressive Fuel Sub | PG&E | Ind | WholeBlg | Ind - Petroleum | Program Administrator Cost Test | Energy Efficiency | 1416030.251 | 1420057.0874 | 1422816.3559 | 1425497.9978 | 1426750.8083 | 1427300.5706 | 1426844.7349 | 1426253.2604 | 1425377.2591 | 1424877.008 | 1423564.5216 | 1421802.6307 | 1419676.395
Scenario 3: Aggressive Fuel Sub | PG&E | Ind | WholeBlg | Ind - Petroleum | Rate Impact Measure Test | Energy Efficiency | 1416030.251 | 1420057.0874 | 1422816.3559 | 1425497.9978 | 1426750.8083 | 1427300.5706 | 1426844.7349 | 1426253.2604 | 1425377.2591 | 1424877.008 | 1423564.5216 | 1421802.6307 | 1419676.395
Scenario 3: Aggressive Fuel Sub | PG&E | Ind | WholeBlg | Ind - Petroleum | Total Resource Cost Test | Energy Efficiency | 1416030.251 | 1420057.0874 | 1422816.3559 | 1425497.9978 | 1426750.8083 | 1427300.5706 | 1426844.7349 | 1426253.2604 | 1425377.2591 | 1424877.008 | 1423564.5216 | 1421802.6307 | 1419676.395
Scenario 3: Aggressive Fuel Sub | PG&E | Ind | WholeBlg | Ind - Plastics | Participant Cost Test | Energy Efficiency | 54408.362 | 55361.2988 | 56081.6775 | 56788.9233 | 57371.4719 | 58021.9495 | 58486.9928 | 58935.132 | 59287.3627 | 59714.3401 | 60070.6938 | 60431.082 | 60749.6145
Scenario 3: Aggressive Fuel Sub | PG&E | Ind | WholeBlg | Ind - Plastics | Program Administrator Cost Test | Energy Efficiency | 54408.362 | 55361.2988 | 56081.6775 | 56788.9233 | 57371.4719 | 58021.9495 | 58486.9928 | 58935.132 | 59287.3627 | 59714.3401 | 60070.6938 | 60431.082 | 60749.6145
Scenario 3: Aggressive Fuel Sub | PG&E | Ind | WholeBlg | Ind - Plastics | Rate Impact Measure Test | Energy Efficiency | 54408.362 | 55361.2988 | 56081.6775 | 56788.9233 | 57371.4719 | 58021.9495 | 58486.9928 | 58935.132 | 59287.3627 | 59714.3401 | 60070.6938 | 60431.082 | 60749.6145
Scenario 3: Aggressive Fuel Sub | PG&E | Ind | WholeBlg | Ind - Plastics | Total Resource Cost Test | Energy Efficiency | 54408.362 | 55361.2988 | 56081.6775 | 56788.9233 | 57371.4719 | 58021.9495 | 58486.9928 | 58935.132 | 59287.3627 | 59714.3401 | 60070.6938 | 60431.082 | 60749.6145
Scenario 3: Aggressive Fuel Sub | PG&E | Ind | WholeBlg | Ind - Primary Metals | Participant Cost Test | Energy Efficiency | 66413.8836 | 67082.6318 | 67631.8177 | 68121.0813 | 68469.7919 | 68842.9189 | 69172.227 | 69543.6553 | 69838.1511 | 70167.6472 | 70438.3496 | 70702.3308 | 70928.1563
Scenario 3: Aggressive Fuel Sub | PG&E | Ind | WholeBlg | Ind - Primary Metals | Program Administrator Cost Test | Energy Efficiency | 66413.8836 | 67082.6318 | 67631.8177 | 68121.0813 | 68469.7919 | 68842.9189 | 69172.227 | 69543.6553 | 69838.1511 | 70167.6472 | 70438.3496 | 70702.3308 | 70928.1563
Scenario 3: Aggressive Fuel Sub | PG&E | Ind | WholeBlg | Ind - Primary Metals | Rate Impact Measure Test | Energy Efficiency | 66413.8836 | 67082.6318 | 67631.8177 | 68121.0813 | 68469.7919 | 68842.9189 | 69172.227 | 69543.6553 | 69838.1511 | 70167.6472 | 70438.3496 | 70702.3308 | 70928.1563
Scenario 3: Aggressive Fuel Sub | PG&E | Ind | WholeBlg | Ind - Primary Metals | Total Resource Cost Test | Energy Efficiency | 66413.8836 | 67082.6318 | 67631.8177 | 68121.0813 | 68469.7919 | 68842.9189 | 69172.227 | 69543.6553 | 69838.1511 | 70167.6472 | 70438.3496 | 70702.3308 | 70928.1563
Scenario 3: Aggressive Fuel Sub | PG&E | Ind | WholeBlg | Ind - Printing & Publishing | Participant Cost Test | Energy Efficiency | 33909.5899 | 34058.0104 | 34090.7369 | 34146.3626 | 34123.3914 | 34157.7623 | 34142.4966 | 34175.737 | 34150.6604 | 34167.9817 | 34145.7953 | 34134.0864 | 34108.3928
Scenario 3: Aggressive Fuel Sub | PG&E | Ind | WholeBlg | Ind - Printing & Publishing | Program Administrator Cost Test | Energy Efficiency | 33909.5899 | 34058.0104 | 34090.7369 | 34146.3626 | 34123.3914 | 34157.7623 | 34142.4966 | 34175.737 | 34150.6604 | 34167.9817 | 34145.7953 | 34134.0864 | 34108.3928
Scenario 3: Aggressive Fuel Sub | PG&E | Ind | WholeBlg | Ind - Printing & Publishing | Rate Impact Measure Test | Energy Efficiency | 33909.5899 | 34058.0104 | 34090.7369 | 34146.3626 | 34123.3914 | 34157.7623 | 34142.4966 | 34175.737 | 34150.6604 | 34167.9817 | 34145.7953 | 34134.0864 | 34108.3928
Scenario 3: Aggressive Fuel Sub | PG&E | Ind | WholeBlg | Ind - Printing & Publishing | Total Resource Cost Test | Energy Efficiency | 33909.5899 | 34058.0104 | 34090.7369 | 34146.3626 | 34123.3914 | 34157.7623 | 34142.4966 | 34175.737 | 34150.6604 | 34167.9817 | 34145.7953 | 34134.0864 | 34108.3928
Scenario 3: Aggressive Fuel Sub | PG&E | Ind | WholeBlg | Ind - Stone-Glass-Clay | Participant Cost Test | Energy Efficiency | 414539.2547 | 420388.7083 | 424785.8753 | 428545.5516 | 431709.1531 | 434499.5721 | 436625.8752 | 438772.7688 | 440627.5532 | 442616.3309 | 444490.5553 | 446373.3804 | 448044.3793
Scenario 3: Aggressive Fuel Sub | PG&E | Ind | WholeBlg | Ind - Stone-Glass-Clay | Program Administrator Cost Test | Energy Efficiency | 414539.2547 | 420388.7083 | 424785.8753 | 428545.5516 | 431709.1531 | 434499.5721 | 436625.8752 | 438772.7688 | 440627.5532 | 442616.3309 | 444490.5553 | 446373.3804 | 448044.3793
Scenario 3: Aggressive Fuel Sub | PG&E | Ind | WholeBlg | Ind - Stone-Glass-Clay | Rate Impact Measure Test | Energy Efficiency | 414539.2547 | 420388.7083 | 424785.8753 | 428545.5516 | 431709.1531 | 434499.5721 | 436625.8752 | 438772.7688 | 440627.5532 | 442616.3309 | 444490.5553 | 446373.3804 | 448044.3793
Scenario 3: Aggressive Fuel Sub | PG&E | Ind | WholeBlg | Ind - Stone-Glass-Clay | Total Resource Cost Test | Energy Efficiency | 414539.2547 | 420388.7083 | 424785.8753 | 428545.5516 | 431709.1531 | 434499.5721 | 436625.8752 | 438772.7688 | 440627.5532 | 442616.3309 | 444490.5553 | 446373.3804 | 448044.3793
Scenario 3: Aggressive Fuel Sub | PG&E | Ind | WholeBlg | Ind - Textiles | Participant Cost Test | Energy Efficiency | 2739.2669 | 2746.4861 | 2745.1702 | 2739.7116 | 2726.5105 | 2716.0058 | 2701.8384 | 2690.3714 | 2675.3382 | 2663.95 | 2650.7898 | 2638.858 | 2626.6217
Scenario 3: Aggressive Fuel Sub | PG&E | Ind | WholeBlg | Ind - Textiles | Program Administrator Cost Test | Energy Efficiency | 2739.2669 | 2746.4861 | 2745.1702 | 2739.7116 | 2726.5105 | 2716.0058 | 2701.8384 | 2690.3714 | 2675.3382 | 2663.95 | 2650.7898 | 2638.858 | 2626.6217
Scenario 3: Aggressive Fuel Sub | PG&E | Ind | WholeBlg | Ind - Textiles | Rate Impact Measure Test | Energy Efficiency | 2739.2669 | 2746.4861 | 2745.1702 | 2739.7116 | 2726.5105 | 2716.0058 | 2701.8384 | 2690.3714 | 2675.3382 | 2663.95 | 2650.7898 | 2638.858 | 2626.6217
Scenario 3: Aggressive Fuel Sub | PG&E | Ind | WholeBlg | Ind - Textiles | Total Resource Cost Test | Energy Efficiency | 2739.2669 | 2746.4861 | 2745.1702 | 2739.7116 | 2726.5105 | 2716.0058 | 2701.8384 | 2690.3714 | 2675.3382 | 2663.95 | 2650.7898 | 2638.858 | 2626.6217
Scenario 3: Aggressive Fuel Sub | PG&E | Ind | WholeBlg | Ind - Transportation Equipment | Participant Cost Test | Energy Efficiency | 71552.4102 | 71996.4142 | 72478.6794 | 72764.9048 | 72809.1112 | 72916.3878 | 73010.9539 | 73201.3529 | 73316.5876 | 73518.2833 | 73625.1944 | 73706.0304 | 73714.9692
Scenario 3: Aggressive Fuel Sub | PG&E | Ind | WholeBlg | Ind - Transportation Equipment | Program Administrator Cost Test | Energy Efficiency | 71552.4102 | 71996.4142 | 72478.6794 | 72764.9048 | 72809.1112 | 72916.3878 | 73010.9539 | 73201.3529 | 73316.5876 | 73518.2833 | 73625.1944 | 73706.0304 | 73714.9692
Scenario 3: Aggressive Fuel Sub | PG&E | Ind | WholeBlg | Ind - Transportation Equipment | Rate Impact Measure Test | Energy Efficiency | 71552.4102 | 71996.4142 | 72478.6794 | 72764.9048 | 72809.1112 | 72916.3878 | 73010.9539 | 73201.3529 | 73316.5876 | 73518.2833 | 73625.1944 | 73706.0304 | 73714.9692
Scenario 3: Aggressive Fuel Sub | PG&E | Ind | WholeBlg | Ind - Transportation Equipment | Total Resource Cost Test | Energy Efficiency | 71552.4102 | 71996.4142 | 72478.6794 | 72764.9048 | 72809.1112 | 72916.3878 | 73010.9539 | 73201.3529 | 73316.5876 | 73518.2833 | 73625.1944 | 73706.0304 | 73714.9692
Scenario 3: Aggressive Fuel Sub | PG&E | Res | AppPlug | Res - Multi Family | Participant Cost Test | Energy Efficiency | 0 | 0 | 185693.5431 | 213252.2809 | 218902.3551 | 224380.8832 | 229843.5038 | 232425.6092 | 237641.2422 | 242977.6741 | 248517.5989 | 254385.0658 | 258597.7148
Scenario 3: Aggressive Fuel Sub | PG&E | Res | AppPlug | Res - Multi Family | Participant Cost Test | Fuel Substitution | 4.3601 | 4.8641 | 5.3976 | 5.9587 | 6.5463 | 0 | 0 | 0 | 0 | 0 | 0 | 0 | 0
Scenario 3: Aggressive Fuel Sub | PG&E | Res | AppPlug | Res - Multi Family | Program Administrator Cost Test | Energy Efficiency | 0 | 0 | 90406.3192 | 101787.7462 | 102435.8736 | 102940.7488 | 103379.2868 | 102490.8522 | 102736.0274 | 102983.3827 | 103266.0962 | 103631.5635 | 103282.0739
Scenario 3: Aggressive Fuel Sub | PG&E | Res | AppPlug | Res - Multi Family | Program Administrator Cost Test | Fuel Substitution | 24.5723 | 27.7981 | 31.1999 | 34.7531 | 38.6083 | 0 | 0 | 0 | 0 | 0 | 0 | 0 | 0
Scenario 3: Aggressive Fuel Sub | PG&E | Res | AppPlug | Res - Multi Family | Rate Impact Measure Test | Energy Efficiency | 0 | 0 | 248599.7333 | 270403.807 | 261490.8198 | 250764.1794 | 238526.789 | 221939.164 | 206589.5086 | 189616.587 | 171117.2648 | 150922.3659 | 127865.0426
Scenario 3: Aggressive Fuel Sub | PG&E | Res | AppPlug | Res - Multi Family | Rate Impact Measure Test | Fuel Substitution | 34.7588 | 39.0587 | 43.3487 | 47.7054 | 52.2174 | 0 | 0 | 0 | 0 | 0 | 0 | 0 | 0
Scenario 3: Aggressive Fuel Sub | PG&E | Res | AppPlug | Res - Multi Family | Total Resource Cost Test | Energy Efficiency | 0 | 0 | 132801.2555 | 150816.1026 | 153106.998 | 155225.4996 | 157283.8638 | 157344.9601 | 159165.8414 | 161025.9848 | 162978.636 | 165101.6931 | 166116.7686
Scenario 3: Aggressive Fuel Sub | PG&E | Res | AppPlug | Res - Multi Family | Total Resource Cost Test | Fuel Substitution | 26.7523 | 30.2301 | 33.8987 | 37.7324 | 41.8814 | 0 | 0 | 0 | 0 | 0 | 0 | 0 | 0
Scenario 3: Aggressive Fuel Sub | PG&E | Res | AppPlug | Res - Single Family | Participant Cost Test | Energy Efficiency | 0 | 0 | 0 | 0 | 0 | 0 | 0 | 0 | 0 | 0 | 0 | 1315487.7647 | 1425774.771
Scenario 3: Aggressive Fuel Sub | PG&E | Res | AppPlug | Res - Single Family | Participant Cost Test | Fuel Substitution | 43.9351 | 48.8207 | 53.9437 | 59.3049 | 64.9066 | 0 | 0 | 0 | 0 | 0 | 0 | 0 | 0
Scenario 3: Aggressive Fuel Sub | PG&E | Res | AppPlug | Res - Single Family | Program Administrator Cost Test | Energy Efficiency | 0 | 0 | 0 | 0 | 0 | 0 | 0 | 0 | 0 | 0 | 0 | 206779.7992 | 219721.2444
Scenario 3: Aggressive Fuel Sub | PG&E | Res | AppPlug | Res - Single Family | Program Administrator Cost Test | Fuel Substitution | 177.4835 | 199.5749 | 222.6625 | 246.6674 | 272.5541 | 0 | 0 | 0 | 0 | 0 | 0 | 0 | 0
Scenario 3: Aggressive Fuel Sub | PG&E | Res | AppPlug | Res - Single Family | Rate Impact Measure Test | Energy Efficiency | 0 | 0 | 0 | 0 | 0 | 0 | 0 | 0 | 0 | 0 | 0 | 314714.9365 | 279605.7193
Scenario 3: Aggressive Fuel Sub | PG&E | Res | AppPlug | Res - Single Family | Rate Impact Measure Test | Fuel Substitution | 240.4106 | 268.8426 | 297.0573 | 325.637 | 355.1984 | 0 | 0 | 0 | 0 | 0 | 0 | 0 | 0
Scenario 3: Aggressive Fuel Sub | PG&E | Res | AppPlug | Res - Single Family | Total Resource Cost Test | Energy Efficiency | 0 | 0 | 0 | 0 | 0 | 0 | 0 | 0 | 0 | 0 | 0 | 579883.6264 | 624842.486
Scenario 3: Aggressive Fuel Sub | PG&E | Res | AppPlug | Res - Single Family | Total Resource Cost Test | Fuel Substitution | 199.451 | 223.9852 | 249.6343 | 276.3199 | 305.0074 | 0 | 0 | 0 | 0 | 0 | 0 | 0 | 0
Scenario 3: Aggressive Fuel Sub | PG&E | Res | BROs | Income Qualified - Multi Family IQ | Participant Cost Test | Energy Efficiency | 979453.9822 | 996759.3421 | 1015571.8646 | 1038564.6261 | 1062897.6271 | 1089191.6975 | 1111319.6493 | 1137129.6928 | 1162421.9909 | 1187785.8523 | 1210793.7158 | 1102267.2673 | 1117983.8953
Scenario 3: Aggressive Fuel Sub | PG&E | Res | BROs | Income Qualified - Multi Family IQ | Program Administrator Cost Test | Energy Efficiency | 979453.9822 | 996759.3421 | 1015571.8646 | 1038564.6261 | 1062897.6271 | 1089191.6975 | 1111319.6493 | 1137129.6928 | 1162421.9909 | 1187785.8523 | 1210793.7158 | 1102267.2673 | 1117983.8953
Scenario 3: Aggressive Fuel Sub | PG&E | Res | BROs | Income Qualified - Multi Family IQ | Rate Impact Measure Test | Energy Efficiency | 979453.9822 | 996759.3421 | 1015571.8646 | 1038564.6261 | 1062897.6271 | 1089191.6975 | 1111319.6493 | 1137129.6928 | 1162421.9909 | 1187785.8523 | 1210793.7158 | 1102267.2673 | 1117983.8953
Scenario 3: Aggressive Fuel Sub | PG&E | Res | BROs | Income Qualified - Multi Family IQ | Total Resource Cost Test | Energy Efficiency | 979453.9822 | 996759.3421 | 1015571.8646 | 1038564.6261 | 1062897.6271 | 1089191.6975 | 1111319.6493 | 1137129.6928 | 1162421.9909 | 1187785.8523 | 1210793.7158 | 1102267.2673 | 1117983.8953
Scenario 3: Aggressive Fuel Sub | PG&E | Res | BROs | Income Qualified - Single Family IQ | Participant Cost Test | Energy Efficiency | 3562752.8148 | 3615344.816 | 3671755.5461 | 3744049.8554 | 3820259.9764 | 3902169.3407 | 3973367.9471 | 4054649.0055 | 4133072.3943 | 4208216.5536 | 4274207.406 | 3911028.9152 | 3955861.7715
Scenario 3: Aggressive Fuel Sub | PG&E | Res | BROs | Income Qualified - Single Family IQ | Program Administrator Cost Test | Energy Efficiency | 3562752.8148 | 3615344.816 | 3671755.5461 | 3744049.8554 | 3820259.9764 | 3902169.3407 | 3973367.9471 | 4054649.0055 | 4133072.3943 | 4208216.5536 | 4274207.406 | 3911028.9152 | 3955861.7715
Scenario 3: Aggressive Fuel Sub | PG&E | Res | BROs | Income Qualified - Single Family IQ | Rate Impact Measure Test | Energy Efficiency | 3562752.8148 | 3615344.816 | 3671755.5461 | 3744049.8554 | 3820259.9764 | 3902169.3407 | 3973367.9471 | 4054649.0055 | 4133072.3943 | 4208216.5536 | 4274207.406 | 3911028.9152 | 3955861.7715
Scenario 3: Aggressive Fuel Sub | PG&E | Res | BROs | Income Qualified - Single Family IQ | Total Resource Cost Test | Energy Efficiency | 3562752.8148 | 3615344.816 | 3671755.5461 | 3744049.8554 | 3820259.9764 | 3902169.3407 | 3973367.9471 | 4054649.0055 | 4133072.3943 | 4208216.5536 | 4274207.406 | 3911028.9152 | 3955861.7715
Scenario 3: Aggressive Fuel Sub | PG&E | Res | BROs | Res - Multi Family | Participant Cost Test | Energy Efficiency | 10069068.2318 | 10202560.5104 | 10347562.4056 | 10532069.9002 | 10727487.0627 | 10936552.0545 | 11115475.1261 | 11321158.6469 | 11520593.4185 | 11711375.2028 | 11881329.4674 | 12090436.8308 | 12308811.412
Scenario 3: Aggressive Fuel Sub | PG&E | Res | BROs | Res - Multi Family | Program Administrator Cost Test | Energy Efficiency | 10069068.2318 | 10202560.5104 | 10347562.4056 | 10532069.9002 | 10727487.0627 | 10936552.0545 | 11115475.1261 | 11321158.6469 | 11520593.4185 | 11711375.2028 | 11881329.4674 | 12090436.8308 | 12308811.412
Scenario 3: Aggressive Fuel Sub | PG&E | Res | BROs | Res - Multi Family | Rate Impact Measure Test | Energy Efficiency | 10069068.2318 | 10202560.5104 | 10347562.4056 | 10532069.9002 | 10727487.0627 | 10936552.0545 | 11115475.1261 | 11321158.6469 | 11520593.4185 | 11711375.2028 | 11881329.4674 | 12090436.8308 | 12308811.412
Scenario 3: Aggressive Fuel Sub | PG&E | Res | BROs | Res - Multi Family | Total Resource Cost Test | Energy Efficiency | 10069068.2318 | 10202560.5104 | 10347562.4056 | 10532069.9002 | 10727487.0627 | 10936552.0545 | 11115475.1261 | 11321158.6469 | 11520593.4185 | 11711375.2028 | 11881329.4674 | 12090436.8308 | 12308811.412
Scenario 3: Aggressive Fuel Sub | PG&E | Res | BROs | Res - Single Family | Participant Cost Test | Energy Efficiency | 2558619.1865 | 2599376.8277 | 2644004.1725 | 2698527.0172 | 2756277.1365 | 2818450.57 | 2869588.5181 | 2929692.4463 | 2988472.7966 | 3047239.6008 | 3100508.3526 | 3164193.9373 | 3230193.4469
Scenario 3: Aggressive Fuel Sub | PG&E | Res | BROs | Res - Single Family | Program Administrator Cost Test | Energy Efficiency | 2558619.1865 | 2599376.8277 | 2644004.1725 | 2698527.0172 | 2756277.1365 | 2818450.57 | 2869588.5181 | 2929692.4463 | 2988472.7966 | 3047239.6008 | 3100508.3526 | 3164193.9373 | 3230193.4469
Scenario 3: Aggressive Fuel Sub | PG&E | Res | BROs | Res - Single Family | Rate Impact Measure Test | Energy Efficiency | 2558619.1865 | 2599376.8277 | 2644004.1725 | 2698527.0172 | 2756277.1365 | 2818450.57 | 2869588.5181 | 2929692.4463 | 2988472.7966 | 3047239.6008 | 3100508.3526 | 3164193.9373 | 3230193.4469
Scenario 3: Aggressive Fuel Sub | PG&E | Res | BROs | Res - Single Family | Total Resource Cost Test | Energy Efficiency | 2558619.1865 | 2599376.8277 | 2644004.1725 | 2698527.0172 | 2756277.1365 | 2818450.57 | 2869588.5181 | 2929692.4463 | 2988472.7966 | 3047239.6008 | 3100508.3526 | 3164193.9373 | 3230193.4469
Scenario 3: Aggressive Fuel Sub | PG&E | Res | BldgEnv | Res - Single Family | Participant Cost Test | Energy Efficiency | 694954.8624 | 854138.7906 | 928267.9445 | 947471.8248 | 939187.0554 | 918159.1048 | 889490.8714 | 855043.7373 | 820203.8436 | 0 | 0 | 0 | 0
Scenario 3: Aggressive Fuel Sub | PG&E | Res | BldgEnv | Res - Single Family | Program Administrator Cost Test | Energy Efficiency | 99191.0321 | 116679.6397 | 123058.4648 | 122569.7443 | 118866.8208 | 113812.6586 | 108070.4697 | 101880.0319 | 95861.071 | 0 | 0 | 0 | 0
Scenario 3: Aggressive Fuel Sub | PG&E | Res | BldgEnv | Res - Single Family | Rate Impact Measure Test | Energy Efficiency | 132392.3444 | 157625.0977 | 165945.1724 | 164015.4113 | 157284.8809 | 148533.7236 | 138751.435 | 128087.9112 | 117501.7972 | 0 | 0 | 0 | 0
Scenario 3: Aggressive Fuel Sub | PG&E | Res | BldgEnv | Res - Single Family | Total Resource Cost Test | Energy Efficiency | 293543.8865 | 355726.805 | 382952.6214 | 387861.8553 | 381839.1963 | 370897.2079 | 357127.9136 | 341292.2783 | 325518.1472 | 0 | 0 | 0 | 0
Scenario 3: Aggressive Fuel Sub | PG&E | Res | HVAC | Res - Multi Family | Participant Cost Test | Energy Efficiency | 223923.5257 | 251458.0216 | 278185.3732 | 301888.113 | 324215.5438 | 345959.6657 | 367507.5669 | 364779.2396 | 384509.7613 | 404544.9638 | 424934.6302 | 496265.6175 | 495339.2422
Scenario 3: Aggressive Fuel Sub | PG&E | Res | HVAC | Res - Multi Family | Participant Cost Test | Fuel Substitution | 276.3289 | 510.6134 | 549.5394 | 588.289 | 716.1356 | 436.2809 | 471.6915 | 505.4173 | 537.1345 | 578.1774 | 613.8044 | 644.0533 | 670.6634
Scenario 3: Aggressive Fuel Sub | PG&E | Res | HVAC | Res - Multi Family | Program Administrator Cost Test | Energy Efficiency | 102140.2451 | 112525.6554 | 415903.6992 | 129815.4069 | 136677.5856 | 142973.3865 | 148897.6547 | 144462.9082 | 149299.2527 | 154004.8219 | 158598.6651 | 250036.7021 | 228718.0179
Scenario 3: Aggressive Fuel Sub | PG&E | Res | HVAC | Res - Multi Family | Program Administrator Cost Test | Fuel Substitution | 494.8306 | 740.118 | 784.8267 | 825.7503 | 946.4794 | 155.1168 | 165.7627 | 175.466 | 184.6069 | 196.439 | 205.9264 | 213.3295 | 219.2708
Scenario 3: Aggressive Fuel Sub | PG&E | Res | HVAC | Res - Multi Family | Rate Impact Measure Test | Energy Efficiency | 407121.3803 | 432871.9946 | 1107329.9542 | 460631.1224 | 461428.6833 | 455160.1287 | 442873.4827 | 396829.3727 | 373855.5495 | 345164.8564 | 311148.2168 | 379126.5625 | 293129.2356
Scenario 3: Aggressive Fuel Sub | PG&E | Res | HVAC | Res - Multi Family | Rate Impact Measure Test | Fuel Substitution | 686.4641 | 1017.5176 | 1069.2264 | 1113.8484 | 1251.7893 | 601.4931 | 594.3746 | 574.4782 | 543.437 | 509.4967 | 458.7149 | 392.6477 | 314.1379
Scenario 3: Aggressive Fuel Sub | PG&E | Res | HVAC | Res - Multi Family | Total Resource Cost Test | Energy Efficiency | 214637.0761 | 239320.7802 | 556700.0268 | 283168.3618 | 301958.4639 | 319953.9003 | 337539.1581 | 332416.4192 | 348056.1335 | 363775.866 | 379620.4593 | 495323.9161 | 477561.4036
Scenario 3: Aggressive Fuel Sub | PG&E | Res | HVAC | Res - Multi Family | Total Resource Cost Test | Fuel Substitution | 672.4118 | 1098.7232 | 1173.7529 | 1245.1525 | 1469.9248 | 547.6514 | 590.9984 | 632.0057 | 670.6885 | 720.6453 | 763.4909 | 799.4667 | 830.7537
Scenario 3: Aggressive Fuel Sub | PG&E | Res | HVAC | Res - Single Family | Participant Cost Test | Energy Efficiency | 10578798.174 | 12496606.2396 | 13983711.8844 | 15169460.706 | 13864056.8955 | 7767479.8686 | 8231173.7631 | 8685389.6555 | 2027060.1504 | 999089.4176 | 1047500.0337 | 1409128.2942 | 1454812.8598
Scenario 3: Aggressive Fuel Sub | PG&E | Res | HVAC | Res - Single Family | Participant Cost Test | Fuel Substitution | 26286.9081 | 28066.7483 | 33625.2091 | 35642.552 | 35056.6418 | 9595.4299 | 10391.2755 | 11227.1713 | 293.4081 | 320.4555 | 344.6542 | 364.7581 | 383.3941
Scenario 3: Aggressive Fuel Sub | PG&E | Res | HVAC | Res - Single Family | Program Administrator Cost Test | Energy Efficiency | 971826.2419 | 1128409.3957 | 2772144.1262 | 1317305.1148 | 1379363.4889 | 716033.1612 | 743737.5294 | 769250.2328 | 312215.2101 | 246604.9985 | 253486.6105 | 814494.2184 | 807015.11
Scenario 3: Aggressive Fuel Sub | PG&E | Res | HVAC | Res - Single Family | Program Administrator Cost Test | Fuel Substitution | 40091.9626 | 43143.1514 | 49594.2629 | 52248.1026 | 54794.4813 | 2519.5721 | 2711.7312 | 2938.3323 | 257.7513 | 279.4356 | 297.8313 | 312.9039 | 326.2508
Scenario 3: Aggressive Fuel Sub | PG&E | Res | HVAC | Res - Single Family | Rate Impact Measure Test | Energy Efficiency | 3592447.4405 | 4039380.0012 | 7700208.746 | 4373420.9482 | 4369965.0319 | 2217301.6991 | 2152776.3964 | 2057810.1105 | 775242.276 | 552705.9336 | 497304.9855 | 1128782.0911 | 970233.0914
Scenario 3: Aggressive Fuel Sub | PG&E | Res | HVAC | Res - Single Family | Rate Impact Measure Test | Fuel Substitution | 40813.6398 | 44006.3852 | 50831.9894 | 53604.4947 | 56253.3139 | 7986.7991 | 7967.1101 | 7875.7688 | 534.4662 | 524.1315 | 497.6645 | 455.8183 | 402.5023
Scenario 3: Aggressive Fuel Sub | PG&E | Res | HVAC | Res - Single Family | Total Resource Cost Test | Energy Efficiency | 9250851.7649 | 10986638.1943 | 13842391.1708 | 13335726.5769 | 11905005.0699 | 5223295.0895 | 5523287.2571 | 5815869.9592 | 1461639.4707 | 793286.937 | 827742.3029 | 1494969.2016 | 1514747.133
Scenario 3: Aggressive Fuel Sub | PG&E | Res | HVAC | Res - Single Family | Total Resource Cost Test | Fuel Substitution | 57502.0478 | 62168.2712 | 73375.5208 | 77912.7668 | 79792.4118 | 11579.1965 | 12533.3941 | 13560.6845 | 511.7894 | 557.7056 | 598.0269 | 631.5036 | 662.0773
Scenario 3: Aggressive Fuel Sub | PG&E | Res | WaterHeat | Res - Multi Family | Participant Cost Test | Energy Efficiency | 729652.2481 | 949465.7784 | 1042172.8419 | 1105120.0622 | 1161089.5986 | 687703.9527 | 716192.0518 | 716840.4105 | 745204.4575 | 775373.0026 | 807992.6635 | 844425.4293 | 863206.1757
Scenario 3: Aggressive Fuel Sub | PG&E | Res | WaterHeat | Res - Multi Family | Participant Cost Test | Fuel Substitution | 5796273.0914 | 6103947.8193 | 6407567.3178 | 6661033.7451 | 6854675.2099 | 43896.0231 | 53079.9045 | 62377.3817 | 71202.6203 | 81786.2705 | 94797.0848 | 107487.8998 | 118341.9556
Scenario 3: Aggressive Fuel Sub | PG&E | Res | WaterHeat | Res - Multi Family | Program Administrator Cost Test | Energy Efficiency | 1045676.0019 | 1214363.1061 | 1276734.4594 | 1301653.1477 | 1311931.707 | 875445.9722 | 870783.1565 | 826080.4467 | 821730.9102 | 819471.6508 | 820623.8994 | 827149.335 | 811115.3341
Scenario 3: Aggressive Fuel Sub | PG&E | Res | WaterHeat | Res - Multi Family | Program Administrator Cost Test | Fuel Substitution | 5149041.1383 | 5805101.4199 | 6493662.5115 | 7212029.8539 | 7996591.5917 | 39122.6625 | 46802.4883 | 54416.8781 | 61371.6516 | 69678.5374 | 79819.7014 | 89442.064 | 97325.631
Scenario 3: Aggressive Fuel Sub | PG&E | Res | WaterHeat | Res - Multi Family | Rate Impact Measure Test | Energy Efficiency | 2561850.5994 | 3128548.0493 | 3279200.0109 | 3302301.5458 | 3222372.3612 | 2164996.8669 | 2052814.2881 | 1840949.9926 | 1705947.3622 | 1559122.6863 | 1402655.8505 | 1236004.7852 | 1021420.2812
Scenario 3: Aggressive Fuel Sub | PG&E | Res | WaterHeat | Res - Multi Family | Rate Impact Measure Test | Fuel Substitution | 5149413.8955 | 5805649.7278 | 6494420.8371 | 7213160.4235 | 7998175.81 | 159979.5388 | 176371.9159 | 186516.8167 | 188664.2087 | 188052.5212 | 184086.2742 | 169284.079 | 141945.492
Scenario 3: Aggressive Fuel Sub | PG&E | Res | WaterHeat | Res - Multi Family | Total Resource Cost Test | Energy Efficiency | 1562418.8037 | 1856670.5136 | 1980396.2275 | 2051716.0807 | 2103854.2784 | 1235916.5579 | 1246925.5638 | 1202935.4868 | 1214023.9661 | 1228115.9165 | 1246915.2306 | 1273157.7074 | 1267209.6487
Scenario 3: Aggressive Fuel Sub | PG&E | Res | WaterHeat | Res - Multi Family | Total Resource Cost Test | Fuel Substitution | 6559976.2482 | 7384619.5231 | 8253740.4538 | 9164941.396 | 10152832.9812 | 79938.5655 | 96230.3629 | 112586.1907 | 127864.5968 | 146157.8087 | 168584.3987 | 190223.9714 | 208429.0939
Scenario 3: Aggressive Fuel Sub | PG&E | Res | WaterHeat | Res - Single Family | Participant Cost Test | Energy Efficiency | 6425895.7085 | 7162641.5687 | 5064449.233 | 5372892.043 | 5637207.6972 | 2694838.2978 | 2781908.9581 | 2869308.319 | 2912651.2285 | 3006680.7194 | 3113367.4254 | 3228845.7347 | 3350890.0732
Scenario 3: Aggressive Fuel Sub | PG&E | Res | WaterHeat | Res - Single Family | Participant Cost Test | Fuel Substitution | 71518.9481 | 96135.887 | 118399.4462 | 139467.69 | 160523.3783 | 317474.99 | 383255.2388 | 449593.707 | 512520.1152 | 581700.1596 | 671437.0023 | 761600.0512 | 839501.7383
Scenario 3: Aggressive Fuel Sub | PG&E | Res | WaterHeat | Res - Single Family | Program Administrator Cost Test | Energy Efficiency | 5454283.3662 | 5923109.7854 | 6228405.5485 | 6399278.8731 | 6485767.9411 | 3333468.8647 | 3294033.9123 | 3253572.4167 | 3193675.5047 | 3170851.6327 | 3161674.3545 | 3163738.9948 | 3172983.6827
Scenario 3: Aggressive Fuel Sub | PG&E | Res | WaterHeat | Res - Single Family | Program Administrator Cost Test | Fuel Substitution | 136422.2395 | 194916.4395 | 252095.5724 | 311587.7306 | 377347.664 | 281486.8398 | 336241.8897 | 389702.2629 | 438913.2014 | 492177.565 | 561392.3009 | 629321.6635 | 685635.0235
Scenario 3: Aggressive Fuel Sub | PG&E | Res | WaterHeat | Res - Single Family | Rate Impact Measure Test | Energy Efficiency | 14003246.7535 | 15002503.5027 | 15557696.5916 | 15725601.5194 | 15424993.2571 | 8087347.0453 | 7625394.5799 | 7112506.4397 | 6508508.1327 | 5932061.1915 | 5326394.6899 | 4675394.8723 | 3966638.1402
Scenario 3: Aggressive Fuel Sub | PG&E | Res | WaterHeat | Res - Single Family | Rate Impact Measure Test | Fuel Substitution | 136422.2395 | 194916.4395 | 252095.5724 | 311587.7306 | 377347.664 | 1146875.4418 | 1262291.947 | 1332033.3632 | 1345639.7398 | 1324671.2033 | 1291398.9046 | 1188512.7375 | 998506.1963
Scenario 3: Aggressive Fuel Sub | PG&E | Res | WaterHeat | Res - Single Family | Total Resource Cost Test | Energy Efficiency | 10610452.7244 | 11693216.2472 | 9807941.5867 | 10218608.2147 | 10514801.4291 | 4773252.2713 | 4781710.5761 | 4788965.3271 | 4753498.9674 | 4781799.4503 | 4830476.2066 | 4895162.8169 | 4970561.0682
Scenario 3: Aggressive Fuel Sub | PG&E | Res | WaterHeat | Res - Single Family | Total Resource Cost Test | Fuel Substitution | 173238.4358 | 247498.9747 | 320203.9991 | 396062.5948 | 479689.7447 | 576906.8094 | 693395.5819 | 809277.8299 | 917885.4994 | 1036554.9702 | 1190594.4562 | 1343954.8257 | 1474380.9846
Scenario 3: Aggressive Fuel Sub | PG&E | Res | WholeBlg | Res - Multi Family | Participant Cost Test | Energy Efficiency | 0 | 0 | 13860.0483 | 14592.3029 | 14678.7617 | 14774.0446 | 4352557.6315 | 4246464.5694 | 4045259.7827 | 3869978.4342 | 3648436.9758 | 6008563.1967 | 5696772.343
Scenario 3: Aggressive Fuel Sub | PG&E | Res | WholeBlg | Res - Multi Family | Program Administrator Cost Test | Energy Efficiency | 0 | 0 | 9852.144 | 10224.2345 | 10138.4425 | 10059.8215 | 2380065.1045 | 2288585.9785 | 2148897.1194 | 2026468.8328 | 1883369.6071 | 3016548.0921 | 2820696.7799
Scenario 3: Aggressive Fuel Sub | PG&E | Res | WholeBlg | Res - Multi Family | Rate Impact Measure Test | Energy Efficiency | 0 | 0 | 34117.0931 | 33829.5157 | 31856.5702 | 29766.4807 | 6606388.283 | 5868891.5835 | 5030605.3069 | 4259433.704 | 3484337.8026 | 4723285.9985 | 3642925.617
Scenario 3: Aggressive Fuel Sub | PG&E | Res | WholeBlg | Res - Multi Family | Total Resource Cost Test | Energy Efficiency | 0 | 0 | 20541.9289 | 21544.2287 | 21590.0503 | 21649.4523 | 5961170.829 | 5797159.8582 | 5505010.2817 | 5250088.6601 | 4934396.5528 | 8092406.9191 | 7650505.7193
Scenario 3: Aggressive Fuel Sub | PG&E | Res | WholeBlg | Res - Single Family | Participant Cost Test | Energy Efficiency | 0 | 0 | 55848.7325 | 59059.3693 | 58867.1787 | 58743.9841 | 56826.3938 | 54309.4765 | 50920.8758 | 48273.9232 | 44992.4589 | 42293.2616 | 9209910.5324
Scenario 3: Aggressive Fuel Sub | PG&E | Res | WholeBlg | Res - Single Family | Program Administrator Cost Test | Energy Efficiency | 0 | 0 | 29732.8864 | 30900.9919 | 30271.5909 | 29690.8511 | 28230.9616 | 26520.8169 | 24443.4507 | 22780.0445 | 20872.6344 | 19289.6706 | 3177852.0993
Scenario 3: Aggressive Fuel Sub | PG&E | Res | WholeBlg | Res - Single Family | Rate Impact Measure Test | Energy Efficiency | 0 | 0 | 120536.7813 | 119616.4925 | 111139.7352 | 102432.3654 | 90646.0469 | 78299.5952 | 65449.3567 | 54256.0011 | 43175.5044 | 33458.2254 | 4325801.0615
Scenario 3: Aggressive Fuel Sub | PG&E | Res | WholeBlg | Res - Single Family | Total Resource Cost Test | Energy Efficiency | 0 | 0 | 74072.6955 | 78028.45 | 77478.8848 | 77027.4984 | 74238.7623 | 70693.604 | 66046.4657 | 62393.671 | 57951.755 | 54290.1875 | 11239438.068
Scenario 3: Aggressive Fuel Sub | SCE | Ag | WholeBlg | Ag - Dairies, fishing, hunting | Participant Cost Test | Energy Efficiency | 99182.9168 | 99771.8474 | 100296.39 | 100781.0315 | 101243.4704 | 101669.6514 | 102082.7823 | 102516.7279 | 102961.5144 | 103401.6129 | 103821.4888 | 104220.2301 | 104604.841
Scenario 3: Aggressive Fuel Sub | SCE | Ag | WholeBlg | Ag - Dairies, fishing, hunting | Program Administrator Cost Test | Energy Efficiency | 99182.9168 | 99771.8474 | 100296.39 | 100781.0315 | 101243.4704 | 101669.6514 | 102082.7823 | 102516.7279 | 102961.5144 | 103401.6129 | 103821.4888 | 104220.2301 | 104604.841
Scenario 3: Aggressive Fuel Sub | SCE | Ag | WholeBlg | Ag - Dairies, fishing, hunting | Rate Impact Measure Test | Energy Efficiency | 99182.9168 | 99771.8474 | 100296.39 | 100781.0315 | 101243.4704 | 101669.6514 | 102082.7823 | 102516.7279 | 102961.5144 | 103401.6129 | 103821.4888 | 104220.2301 | 104604.841
Scenario 3: Aggressive Fuel Sub | SCE | Ag | WholeBlg | Ag - Dairies, fishing, hunting | Total Resource Cost Test | Energy Efficiency | 99182.9168 | 99771.8474 | 100296.39 | 100781.0315 | 101243.4704 | 101669.6514 | 102082.7823 | 102516.7279 | 102961.5144 | 103401.6129 | 103821.4888 | 104220.2301 | 104604.841
Scenario 3: Aggressive Fuel Sub | SCE | Ag | WholeBlg | Ag - Irrigated Agriculture, vineyards, forestry and greenhouses | Participant Cost Test | Energy Efficiency | 238730.6688 | 251153.3588 | 262604.498 | 273495.1051 | 284041.4545 | 293853.9148 | 303228.6801 | 312865.3158 | 322695.3988 | 332649.63 | 342516.1027 | 352268.7009 | 361984.7196
Scenario 3: Aggressive Fuel Sub | SCE | Ag | WholeBlg | Ag - Irrigated Agriculture, vineyards, forestry and greenhouses | Program Administrator Cost Test | Energy Efficiency | 238730.6688 | 251153.3588 | 262604.498 | 273495.1051 | 284041.4545 | 293853.9148 | 303228.6801 | 312865.3158 | 322695.3988 | 332649.63 | 342516.1027 | 352268.7009 | 361984.7196
Scenario 3: Aggressive Fuel Sub | SCE | Ag | WholeBlg | Ag - Irrigated Agriculture, vineyards, forestry and greenhouses | Rate Impact Measure Test | Energy Efficiency | 238730.6688 | 251153.3588 | 262604.498 | 273495.1051 | 284041.4545 | 293853.9148 | 303228.6801 | 312865.3158 | 322695.3988 | 332649.63 | 342516.1027 | 352268.7009 | 361984.7196
Scenario 3: Aggressive Fuel Sub | SCE | Ag | WholeBlg | Ag - Irrigated Agriculture, vineyards, forestry and greenhouses | Total Resource Cost Test | Energy Efficiency | 238730.6688 | 251153.3588 | 262604.498 | 273495.1051 | 284041.4545 | 293853.9148 | 303228.6801 | 312865.3158 | 322695.3988 | 332649.63 | 342516.1027 | 352268.7009 | 361984.7196
Scenario 3: Aggressive Fuel Sub | SCE | Ag | WholeBlg | Ag - Water pumping | Participant Cost Test | Energy Efficiency | 1381632.4523 | 1380502.119 | 1379288.1277 | 1377977.4162 | 1376641.9775 | 1375439.5334 | 1374453.5272 | 1373540.8244 | 1372606.5568 | 1371464.5514 | 1370070.2142 | 1368433.671 | 1366592.4236
Scenario 3: Aggressive Fuel Sub | SCE | Ag | WholeBlg | Ag - Water pumping | Program Administrator Cost Test | Energy Efficiency | 1381632.4523 | 1380502.119 | 1379288.1277 | 1377977.4162 | 1376641.9775 | 1375439.5334 | 1374453.5272 | 1373540.8244 | 1372606.5568 | 1371464.5514 | 1370070.2142 | 1368433.671 | 1366592.4236
Scenario 3: Aggressive Fuel Sub | SCE | Ag | WholeBlg | Ag - Water pumping | Rate Impact Measure Test | Energy Efficiency | 1381632.4523 | 1380502.119 | 1379288.1277 | 1377977.4162 | 1376641.9775 | 1375439.5334 | 1374453.5272 | 1373540.8244 | 1372606.5568 | 1371464.5514 | 1370070.2142 | 1368433.671 | 1366592.4236
Scenario 3: Aggressive Fuel Sub | SCE | Ag | WholeBlg | Ag - Water pumping | Total Resource Cost Test | Energy Efficiency | 1381632.4523 | 1380502.119 | 1379288.1277 | 1377977.4162 | 1376641.9775 | 1375439.5334 | 1374453.5272 | 1373540.8244 | 1372606.5568 | 1371464.5514 | 1370070.2142 | 1368433.671 | 1366592.4236
Scenario 3: Aggressive Fuel Sub | SCE | Com | BROs | Com - Lodging | Participant Cost Test | Energy Efficiency | 4925.7645 | 10084.1032 | 15488.077 | 21252.3088 | 27426.0145 | 33953.7384 | 40984.7581 | 48295.2563 | 55989.6609 | 64126.985 | 72516.9056 | 80914.5621 | 89038.5031
Scenario 3: Aggressive Fuel Sub | SCE | Com | BROs | Com - Lodging | Program Administrator Cost Test | Energy Efficiency | 4925.7645 | 10084.1032 | 15488.077 | 21252.3088 | 27426.0145 | 33953.7384 | 40984.7581 | 48295.2563 | 55989.6609 | 64126.985 | 72516.9056 | 80914.5621 | 89038.5031
Scenario 3: Aggressive Fuel Sub | SCE | Com | BROs | Com - Lodging | Rate Impact Measure Test | Energy Efficiency | 4925.7645 | 10084.1032 | 15488.077 | 21252.3088 | 27426.0145 | 33953.7384 | 40984.7581 | 48295.2563 | 55989.6609 | 64126.985 | 72516.9056 | 80914.5621 | 89038.5031
Scenario 3: Aggressive Fuel Sub | SCE | Com | BROs | Com - Lodging | Total Resource Cost Test | Energy Efficiency | 4925.7645 | 10084.1032 | 15488.077 | 21252.3088 | 27426.0145 | 33953.7384 | 40984.7581 | 48295.2563 | 55989.6609 | 64126.985 | 72516.9056 | 80914.5621 | 89038.5031
Scenario 3: Aggressive Fuel Sub | SCE | Com | BROs | Com - Other | Participant Cost Test | Energy Efficiency | 7915.0287 | 16134.8831 | 24689.051 | 33739.8118 | 43364.0451 | 53470.8756 | 64346.0374 | 75559.9215 | 87295.0666 | 99618.7426 | 112250.8865 | 124839.1999 | 139018.6653
Scenario 3: Aggressive Fuel Sub | SCE | Com | BROs | Com - Other | Program Administrator Cost Test | Energy Efficiency | 7915.0287 | 16134.8831 | 24689.051 | 33739.8118 | 43364.0451 | 53470.8756 | 64346.0374 | 75559.9215 | 87295.0666 | 99618.7426 | 112250.8865 | 124839.1999 | 139018.6653
Scenario 3: Aggressive Fuel Sub | SCE | Com | BROs | Com - Other | Rate Impact Measure Test | Energy Efficiency | 7915.0287 | 16134.8831 | 24689.051 | 33739.8118 | 43364.0451 | 53470.8756 | 64346.0374 | 75559.9215 | 87295.0666 | 99618.7426 | 112250.8865 | 124839.1999 | 139018.6653
Scenario 3: Aggressive Fuel Sub | SCE | Com | BROs | Com - Other | Total Resource Cost Test | Energy Efficiency | 7915.0287 | 16134.8831 | 24689.051 | 33739.8118 | 43364.0451 | 53470.8756 | 64346.0374 | 75559.9215 | 87295.0666 | 99618.7426 | 112250.8865 | 124839.1999 | 139018.6653
Scenario 3: Aggressive Fuel Sub | SCE | Com | BROs | Com - Retail | Participant Cost Test | Energy Efficiency | 15823.1786 | 32154.8564 | 49100.7349 | 66837.0492 | 85576.7622 | 105136.9576 | 126065.0016 | 147502.9288 | 169755.1603 | 192916.0686 | 216381.0251 | 239593.8877 | 264938.8491
Scenario 3: Aggressive Fuel Sub | SCE | Com | BROs | Com - Retail | Program Administrator Cost Test | Energy Efficiency | 15823.1786 | 32154.8564 | 49100.7349 | 66837.0492 | 85576.7622 | 105136.9576 | 126065.0016 | 147502.9288 | 169755.1603 | 192916.0686 | 216381.0251 | 239593.8877 | 264938.8491
Scenario 3: Aggressive Fuel Sub | SCE | Com | BROs | Com - Retail | Rate Impact Measure Test | Energy Efficiency | 15823.1786 | 32154.8564 | 49100.7349 | 66837.0492 | 85576.7622 | 105136.9576 | 126065.0016 | 147502.9288 | 169755.1603 | 192916.0686 | 216381.0251 | 239593.8877 | 264938.8491
Scenario 3: Aggressive Fuel Sub | SCE | Com | BROs | Com - Retail | Total Resource Cost Test | Energy Efficiency | 15823.1786 | 32154.8564 | 49100.7349 | 66837.0492 | 85576.7622 | 105136.9576 | 126065.0016 | 147502.9288 | 169755.1603 | 192916.0686 | 216381.0251 | 239593.8877 | 264938.8491
Scenario 3: Aggressive Fuel Sub | SCE | Com | BldgEnv | Com - College | Participant Cost Test | Energy Efficiency | 8019.2988 | 8658.9656 | 9040.8248 | 9105.0748 | 8822.2875 | 8214.6062 | 7333.8809 | 6262.5112 | 153.7648 | 0 | 0 | 0 | 0
Scenario 3: Aggressive Fuel Sub | SCE | Com | BldgEnv | Com - College | Program Administrator Cost Test | Energy Efficiency | 241.1325 | 255.2729 | 261.6353 | 258.8875 | 246.4798 | 226.0349 | 199.1288 | 168.151 | 11.4902 | 0 | 0 | 0 | 0
Scenario 3: Aggressive Fuel Sub | SCE | Com | BldgEnv | Com - College | Rate Impact Measure Test | Energy Efficiency | 12867.356 | 13843.9511 | 14423.0541 | 14507.1796 | 14037.4279 | 13094.6832 | 11730.3712 | 9255.3455 | 509.3462 | 0 | 0 | 0 | 0
Scenario 3: Aggressive Fuel Sub | SCE | Com | BldgEnv | Com - College | Total Resource Cost Test | Energy Efficiency | 5854.6416 | 6316.5489 | 6590.2126 | 6632.4399 | 6422.081 | 5976.2593 | 5332.8454 | 4551.9088 | 119.1256 | 0 | 0 | 0 | 0
Scenario 3: Aggressive Fuel Sub | SCE | Com | BldgEnv | Com - Grocery | Participant Cost Test | Energy Efficiency | 310.2804 | 321.9053 | 331.5599 | 342.7295 | 356.4404 | 369.1774 | 380.3364 | 393.7977 | 406.1587 | 0 | 0 | 0 | 0
Scenario 3: Aggressive Fuel Sub | SCE | Com | BldgEnv | Com - Grocery | Program Administrator Cost Test | Energy Efficiency | 21.3568 | 22.4824 | 23.3732 | 24.3859 | 25.593 | 26.6384 | 27.4726 | 28.4714 | 29.3108 | 0 | 0 | 0 | 0
Scenario 3: Aggressive Fuel Sub | SCE | Com | BldgEnv | Com - Grocery | Rate Impact Measure Test | Energy Efficiency | 1153.9838 | 1191.8341 | 1205.1759 | 1212.9037 | 1216.0677 | 1195.0783 | 1147.3692 | 1075.8284 | 970.9109 | 0 | 0 | 0 | 0
Scenario 3: Aggressive Fuel Sub | SCE | Com | BldgEnv | Com - Grocery | Total Resource Cost Test | Energy Efficiency | 238.553 | 247.8161 | 255.4652 | 264.2966 | 275.1013 | 285.0626 | 293.7081 | 304.1298 | 313.6219 | 0 | 0 | 0 | 0
Scenario 3: Aggressive Fuel Sub | SCE | Com | BldgEnv | Com - Health | Participant Cost Test | Energy Efficiency | 14061.7945 | 12686.4721 | 950.2335 | 824.7067 | 696.2739 | 569.2306 | 456.8736 | 382.7664 | 387.6342 | 0 | 0 | 0 | 0
Scenario 3: Aggressive Fuel Sub | SCE | Com | BldgEnv | Com - Health | Program Administrator Cost Test | Energy Efficiency | 622.6084 | 553.5523 | 79.3443 | 68.9062 | 58.8834 | 49.1891 | 41.1274 | 35.8005 | 36.1429 | 0 | 0 | 0 | 0
Scenario 3: Aggressive Fuel Sub | SCE | Com | BldgEnv | Com - Health | Rate Impact Measure Test | Energy Efficiency | 19011.6177 | 17219.4471 | 2228.8308 | 2011.3851 | 1795.2255 | 1556.7403 | 1334.7707 | 1118.6855 | 990.6799 | 0 | 0 | 0 | 0
Scenario 3: Aggressive Fuel Sub | SCE | Com | BldgEnv | Com - Health | Total Resource Cost Test | Energy Efficiency | 10465.8646 | 9434.0827 | 744.5078 | 646.2009 | 546.2751 | 447.6505 | 360.9389 | 303.7369 | 307.4869 | 0 | 0 | 0 | 0
Scenario 3: Aggressive Fuel Sub | SCE | Com | BldgEnv | Com - Lodging | Participant Cost Test | Energy Efficiency | 639.3525 | 790.9848 | 976.5607 | 1203.0722 | 1478.7335 | 1812.8209 | 2215.7218 | 2698.6541 | 13.0708 | 0 | 0 | 0 | 0
Scenario 3: Aggressive Fuel Sub | SCE | Com | BldgEnv | Com - Lodging | Program Administrator Cost Test | Energy Efficiency | 37.1679 | 45.063 | 54.5232 | 65.8239 | 79.2905 | 95.2635 | 114.1117 | 136.2118 | 1.3559 | 0 | 0 | 0 | 0
Scenario 3: Aggressive Fuel Sub | SCE | Com | BldgEnv | Com - Lodging | Rate Impact Measure Test | Energy Efficiency | 495.7054 | 610.5344 | 749.6883 | 918.1812 | 1122.7152 | 1371.0695 | 1671.3591 | 1872.8035 | 9.14 | 0 | 0 | 0 | 0
Scenario 3: Aggressive Fuel Sub | SCE | Com | BldgEnv | Com - Lodging | Total Resource Cost Test | Energy Efficiency | 484.7147 | 598.7524 | 738.1157 | 907.9745 | 1114.404 | 1364.2381 | 1665.117 | 2025.2697 | 10.5055 | 0 | 0 | 0 | 0
Scenario 3: Aggressive Fuel Sub | SCE | Com | BldgEnv | Com - Office (Large) | Participant Cost Test | Energy Efficiency | 7968.9637 | 8150.6812 | 8303.7863 | 8463.5979 | 8667.6311 | 8861.9609 | 9003.808 | 9150.2965 | 9226.6649 | 0 | 0 | 0 | 0
Scenario 3: Aggressive Fuel Sub | SCE | Com | BldgEnv | Com - Office (Large) | Program Administrator Cost Test | Energy Efficiency | 577.3604 | 591.9564 | 602.6423 | 613.0782 | 626.8535 | 638.7386 | 644.919 | 650.8536 | 649.9709 | 0 | 0 | 0 | 0
Scenario 3: Aggressive Fuel Sub | SCE | Com | BldgEnv | Com - Office (Large) | Rate Impact Measure Test | Energy Efficiency | 14310.8398 | 14309.8022 | 14101.2223 | 13775.5186 | 13408.3092 | 12869.074 | 12078.7851 | 11044.6371 | 9704.8761 | 0 | 0 | 0 | 0
Scenario 3: Aggressive Fuel Sub | SCE | Com | BldgEnv | Com - Office (Large) | Total Resource Cost Test | Energy Efficiency | 6155.635 | 6297.4333 | 6415.2927 | 6537.5967 | 6694.1952 | 6842.1112 | 6947.5846 | 7056.0612 | 7108.6363 | 0 | 0 | 0 | 0
Scenario 3: Aggressive Fuel Sub | SCE | Com | BldgEnv | Com - Office (Small) | Participant Cost Test | Energy Efficiency | 286.7461 | 298.0231 | 308.7533 | 319.1287 | 107.8848 | 2802.7932 | 326.2863 | 335.3597 | 343.917 | 0 | 0 | 0 | 0
Scenario 3: Aggressive Fuel Sub | SCE | Com | BldgEnv | Com - Office (Small) | Program Administrator Cost Test | Energy Efficiency | 21.6276 | 22.6347 | 23.5583 | 24.4094 | 3.1127 | 266.7156 | 24.37 | 24.9538 | 25.4515 | 0 | 0 | 0 | 0
Scenario 3: Aggressive Fuel Sub | SCE | Com | BldgEnv | Com - Office (Small) | Rate Impact Measure Test | Energy Efficiency | 619.4918 | 633.0142 | 638.3835 | 635.4994 | 62.7419 | 6309.2421 | 527.8471 | 489.4808 | 438.8796 | 0 | 0 | 0 | 0
Scenario 3: Aggressive Fuel Sub | SCE | Com | BldgEnv | Com - Office (Small) | Total Resource Cost Test | Energy Efficiency | 222.3498 | 231.2508 | 239.6856 | 247.7995 | 78.6321 | 2228.6708 | 252.7704 | 259.7056 | 266.1934 | 0 | 0 | 0 | 0
Scenario 3: Aggressive Fuel Sub | SCE | Com | BldgEnv | Com - Other | Participant Cost Test | Energy Efficiency | 30686.0815 | 27945.2963 | 24074.4096 | 19481.6539 | 14617.042 | 9871.1988 | 5538.4414 | 3506.3455 | 3431.6876 | 0 | 0 | 0 | 0
Scenario 3: Aggressive Fuel Sub | SCE | Com | BldgEnv | Com - Other | Program Administrator Cost Test | Energy Efficiency | 1003.8835 | 915.4176 | 798.2967 | 665.2493 | 529.8077 | 402.6239 | 291.8553 | 243.5275 | 245.1483 | 0 | 0 | 0 | 0
Scenario 3: Aggressive Fuel Sub | SCE | Com | BldgEnv | Com - Other | Rate Impact Measure Test | Energy Efficiency | 36955.9629 | 33776.0833 | 29251.1036 | 23855.9739 | 18115.9166 | 12470.8007 | 7233.6183 | 4470.4376 | 3865.2445 | 0 | 0 | 0 | 0
Scenario 3: Aggressive Fuel Sub | SCE | Com | BldgEnv | Com - Other | Total Resource Cost Test | Energy Efficiency | 22484.1406 | 20477.125 | 17650.3835 | 14302.407 | 10761.7371 | 7312.463 | 4168.7643 | 2697.9693 | 2647.3296 | 0 | 0 | 0 | 0
Scenario 3: Aggressive Fuel Sub | SCE | Com | BldgEnv | Com - Refrig. Warehouse | Participant Cost Test | Energy Efficiency | 14.3261 | 1.5549 | 1.648 | 1.7075 | 1.7963 | 1.906 | 2.031 | 2.1459 | 2.2781 | 0 | 0 | 0 | 0
Scenario 3: Aggressive Fuel Sub | SCE | Com | BldgEnv | Com - Refrig. Warehouse | Program Administrator Cost Test | Energy Efficiency | 5.3463 | 0.53619 | 0.55865 | 0.56777 | 0.58609 | 0.61021 | 0.63786 | 0.66048 | 0.6871 | 0 | 0 | 0 | 0
Scenario 3: Aggressive Fuel Sub | SCE | Com | BldgEnv | Com - Refrig. Warehouse | Rate Impact Measure Test | Energy Efficiency | 193.175 | 18.5261 | 18.5226 | 17.9194 | 17.4507 | 16.9551 | 16.311 | 15.2338 | 13.9195 | 0 | 0 | 0 | 0
Scenario 3: Aggressive Fuel Sub | SCE | Com | BldgEnv | Com - Refrig. Warehouse | Total Resource Cost Test | Energy Efficiency | 15.3745 | 1.6246 | 1.7123 | 1.7631 | 1.8435 | 1.9444 | 2.0595 | 2.1626 | 2.2817 | 0 | 0 | 0 | 0
Scenario 3: Aggressive Fuel Sub | SCE | Com | BldgEnv | Com - Restaurant | Participant Cost Test | Energy Efficiency | 0 | 0 | 0 | 0 | 0 | 0 | 0 | 0 | 0 | 0 | 0 | 0 | 0
Scenario 3: Aggressive Fuel Sub | SCE | Com | BldgEnv | Com - Restaurant | Program Administrator Cost Test | Energy Efficiency | 0 | 0 | 0 | 0 | 0 | 0 | 0 | 0 | 0 | 0 | 0 | 0 | 0
Scenario 3: Aggressive Fuel Sub | SCE | Com | BldgEnv | Com - Restaurant | Rate Impact Measure Test | Energy Efficiency | 0 | 0 | 0 | 0 | 0 | 0 | 0 | 0 | 0 | 0 | 0 | 0 | 0
Scenario 3: Aggressive Fuel Sub | SCE | Com | BldgEnv | Com - Restaurant | Total Resource Cost Test | Energy Efficiency | 0 | 0 | 0 | 0 | 0 | 0 | 0 | 0 | 0 | 0 | 0 | 0 | 0
Scenario 3: Aggressive Fuel Sub | SCE | Com | BldgEnv | Com - Retail | Participant Cost Test | Energy Efficiency | 841.8156 | 872.2565 | 896.0667 | 921.6297 | 949.0266 | 968.3754 | 980.861 | 995.8248 | 1001.9796 | 0 | 0 | 0 | 0
Scenario 3: Aggressive Fuel Sub | SCE | Com | BldgEnv | Com - Retail | Program Administrator Cost Test | Energy Efficiency | 57.917 | 60.3133 | 62.0014 | 63.8308 | 65.7969 | 66.9709 | 67.4666 | 68.1162 | 67.9288 | 0 | 0 | 0 | 0
Scenario 3: Aggressive Fuel Sub | SCE | Com | BldgEnv | Com - Retail | Rate Impact Measure Test | Energy Efficiency | 1697.8194 | 1729.7246 | 1725.5707 | 1710.6593 | 1682.9613 | 1617.0425 | 1517.5956 | 1388.9215 | 1217.6863 | 0 | 0 | 0 | 0
Scenario 3: Aggressive Fuel Sub | SCE | Com | BldgEnv | Com - Retail | Total Resource Cost Test | Energy Efficiency | 647.188 | 670.8929 | 689.2481 | 708.9716 | 730.1156 | 744.8336 | 754.0693 | 765.1936 | 769.3145 | 0 | 0 | 0 | 0
Scenario 3: Aggressive Fuel Sub | SCE | Com | BldgEnv | Com - School | Participant Cost Test | Energy Efficiency | 443.4068 | 454.6934 | 466.4632 | 477.0647 | 485.7116 | 495.3028 | 502.141 | 509.9861 | 518.0396 | 0 | 0 | 0 | 0
Scenario 3: Aggressive Fuel Sub | SCE | Com | BldgEnv | Com - School | Program Administrator Cost Test | Energy Efficiency | 32.4718 | 33.5001 | 34.5099 | 35.3339 | 35.9036 | 36.5172 | 36.8173 | 37.1752 | 37.5137 | 0 | 0 | 0 | 0
Scenario 3: Aggressive Fuel Sub | SCE | Com | BldgEnv | Com - School | Rate Impact Measure Test | Energy Efficiency | 923.4215 | 930.7754 | 929.8373 | 915.4396 | 886.171 | 849.751 | 797.1547 | 729.2129 | 646.8804 | 0 | 0 | 0 | 0
Scenario 3: Aggressive Fuel Sub | SCE | Com | BldgEnv | Com - School | Total Resource Cost Test | Energy Efficiency | 342.8566 | 351.7854 | 361.0342 | 369.2791 | 375.9017 | 383.2292 | 388.316 | 394.1655 | 400.1414 | 0 | 0 | 0 | 0
Scenario 3: Aggressive Fuel Sub | SCE | Com | BldgEnv | Com - Warehouse | Participant Cost Test | Energy Efficiency | 3336.6742 | 3855.2548 | 4380.853 | 4899.9108 | 5383.0223 | 5775.5676 | 6047.8047 | 6180.1288 | 837.2341 | 0 | 0 | 0 | 0
Scenario 3: Aggressive Fuel Sub | SCE | Com | BldgEnv | Com - Warehouse | Program Administrator Cost Test | Energy Efficiency | 351.0522 | 399.7059 | 446.9554 | 491.5197 | 530.5652 | 558.8601 | 574.1604 | 575.41 | 68.1282 | 0 | 0 | 0 | 0
Scenario 3: Aggressive Fuel Sub | SCE | Com | BldgEnv | Com - Warehouse | Rate Impact Measure Test | Energy Efficiency | 7988.3728 | 9185.7982 | 10367.0332 | 11508.1926 | 12541.9974 | 13345.3459 | 13854.1817 | 12966.6052 | 1107.3267 | 0 | 0 | 0 | 0
Scenario 3: Aggressive Fuel Sub | SCE | Com | BldgEnv | Com - Warehouse | Total Resource Cost Test | Energy Efficiency | 2686.7241 | 3098.3843 | 3513.5526 | 3921.4573 | 4298.6808 | 4601.7574 | 4807.6237 | 4901.5001 | 654.1921 | 0 | 0 | 0 | 0
Scenario 3: Aggressive Fuel Sub | SCE | Com | ComRefrig | Com - College | Participant Cost Test | Energy Efficiency | 741.2646 | 520.6902 | 340.8083 | 206.1663 | 110.9632 | 73.5795 | 17735.7936 | 20774.2119 | 21398.102 | 21994.441 | 22613.4309 | 23407.4713 | 24059.7888
Scenario 3: Aggressive Fuel Sub | SCE | Com | ComRefrig | Com - College | Program Administrator Cost Test | Energy Efficiency | 567.532 | 393.9557 | 255.1221 | 153.0778 | 82.2991 | 52.9208 | 9087.9488 | 10432.0504 | 10534.1817 | 10615.02 | 10699.3618 | 10857.4866 | 10940.8872
Scenario 3: Aggressive Fuel Sub | SCE | Com | ComRefrig | Com - College | Rate Impact Measure Test | Energy Efficiency | 2511.6509 | 1686.5788 | 1049.3139 | 600.5914 | 306.214 | 185.3501 | 27564.178 | 29228.4132 | 26896.1279 | 24274.5146 | 21408.1743 | 18374.3546 | 14877.1193
Scenario 3: Aggressive Fuel Sub | SCE | Com | ComRefrig | Com - College | Total Resource Cost Test | Energy Efficiency | 1004.385 | 700.8821 | 456.0533 | 274.6453 | 147.7305 | 96.3313 | 19602.8307 | 22751.2601 | 23226.3028 | 23663.8184 | 24118.3793 | 24750.7257 | 25224.355
Scenario 3: Aggressive Fuel Sub | SCE | Com | ComRefrig | Com - Grocery | Participant Cost Test | Energy Efficiency | 1064589.6071 | 641213.2691 | 324712.9047 | 180227.1543 | 112147.3041 | 77268.0674 | 73791.4444 | 70471.5387 | 67301.2723 | 64273.8876 | 61382.9328 | 58622.2479 | 55985.9517
Scenario 3: Aggressive Fuel Sub | SCE | Com | ComRefrig | Com - Grocery | Program Administrator Cost Test | Energy Efficiency | 823171.3997 | 493176.0016 | 251034.4649 | 137113.2526 | 81100.1796 | 52871.1324 | 49493.8512 | 46332.5056 | 43373.2762 | 40603.2285 | 38010.2566 | 35583.0301 | 33310.9443
Scenario 3: Aggressive Fuel Sub | SCE | Com | ComRefrig | Com - Grocery | Rate Impact Measure Test | Energy Efficiency | 3643000.2739 | 2111354.5941 | 1032501.3403 | 537955.3446 | 301753.2253 | 185176.2724 | 161672.305 | 139543.2274 | 118703.2196 | 99113.9141 | 80675.5454 | 63254.8242 | 46789.9821
Scenario 3: Aggressive Fuel Sub | SCE | Com | ComRefrig | Com - Grocery | Total Resource Cost Test | Energy Efficiency | 1450458.4671 | 871034.0697 | 442365.3223 | 243339.571 | 147258.8446 | 98495.4832 | 93079.2733 | 87970.0216 | 83149.8541 | 78601.962 | 74310.5371 | 70260.7107 | 66438.4971
Scenario 3: Aggressive Fuel Sub | SCE | Com | ComRefrig | Com - Health | Participant Cost Test | Energy Efficiency | 0 | 0 | 0 | 0 | 0 | 0 | 120212.6472 | 143163.0075 | 147496.2289 | 151401.9436 | 155208.7535 | 159937.3689 | 165045.1817
Scenario 3: Aggressive Fuel Sub | SCE | Com | ComRefrig | Com - Health | Program Administrator Cost Test | Energy Efficiency | 0 | 0 | 0 | 0 | 0 | 0 | 61536.3136 | 71847.5489 | 72570.7963 | 73031.8413 | 73400.1317 | 74153.2865 | 75021.0494
Scenario 3: Aggressive Fuel Sub | SCE | Com | ComRefrig | Com - Health | Rate Impact Measure Test | Energy Efficiency | 0 | 0 | 0 | 0 | 0 | 0 | 186585.9283 | 201262.9427 | 185257.7691 | 166984.8796 | 146846.7526 | 125479.179 | 102005.6433
Scenario 3: Aggressive Fuel Sub | SCE | Com | ComRefrig | Com - Health | Total Resource Cost Test | Energy Efficiency | 0 | 0 | 0 | 0 | 0 | 0 | 132806.7071 | 156744.5241 | 160057.6296 | 162855.6811 | 165502.9272 | 169082.7598 | 173003.1225
Scenario 3: Aggressive Fuel Sub | SCE | Com | ComRefrig | Com - Refrig. Warehouse | Participant Cost Test | Energy Efficiency | 1745.7056 | 1311.0367 | 911.3706 | 588.0664 | 348.4637 | 180.8707 | 124.417 | 87.1853 | 73.2017 | 69.9086 | 66.7638 | 63.7608 | 60.8931
Scenario 3: Aggressive Fuel Sub | SCE | Com | ComRefrig | Com - Refrig. Warehouse | Program Administrator Cost Test | Energy Efficiency | 1327.2991 | 984.0737 | 675.9977 | 431.587 | 253.7537 | 131.7849 | 87.2958 | 58.2303 | 47.1863 | 44.1725 | 41.3513 | 38.7105 | 36.2385
Scenario 3: Aggressive Fuel Sub | SCE | Com | ComRefrig | Com - Refrig. Warehouse | Rate Impact Measure Test | Energy Efficiency | 5874.0513 | 4212.9555 | 2780.3692 | 1693.3049 | 944.1532 | 461.5645 | 285.1527 | 175.3767 | 129.1386 | 107.8266 | 87.7669 | 68.8145 | 50.9022
Scenario 3: Aggressive Fuel Sub | SCE | Com | ComRefrig | Com - Refrig. Warehouse | Total Resource Cost Test | Energy Efficiency | 2356.2333 | 1756.9877 | 1213.4035 | 778.4149 | 459.2972 | 238.4715 | 160.7299 | 109.7303 | 90.45 | 85.5023 | 80.8336 | 76.4278 | 72.2696
Scenario 3: Aggressive Fuel Sub | SCE | Com | ComRefrig | Com - Restaurant | Participant Cost Test | Energy Efficiency | 43297.6418 | 26139.5221 | 13381.1313 | 7408.047 | 4731.5549 | 3418.7939 | 3265.0334 | 3118.201 | 2977.9838 | 2844.0834 | 2716.2145 | 2594.1051 | 2477.4951
Scenario 3: Aggressive Fuel Sub | SCE | Com | ComRefrig | Com - Restaurant | Program Administrator Cost Test | Energy Efficiency | 33411.3875 | 20043.7549 | 10291.9555 | 5609.2613 | 3404.6121 | 2337.3952 | 2188.1351 | 2048.4153 | 1917.6254 | 1795.1942 | 1680.5869 | 1573.303 | 1472.8742
Scenario 3: Aggressive Fuel Sub | SCE | Com | ComRefrig | Com - Restaurant | Rate Impact Measure Test | Energy Efficiency | 147864.3376 | 85810.0838 | 42330.673 | 22007.589 | 12667.6993 | 8186.5113 | 7147.5716 | 6169.3725 | 5248.1236 | 4382.1324 | 3566.9915 | 2796.8109 | 2068.8624
Scenario 3: Aggressive Fuel Sub | SCE | Com | ComRefrig | Com - Restaurant | Total Resource Cost Test | Energy Efficiency | 58924.5552 | 35448.2606 | 18177.2683 | 9975.9531 | 6196.1192 | 4356.1118 | 4116.6746 | 3890.8017 | 3677.7034 | 3476.6373 | 3286.9052 | 3107.8501 | 2938.8543
Scenario 3: Aggressive Fuel Sub | SCE | Com | ComRefrig | Com - Retail | Participant Cost Test | Energy Efficiency | 514761.424 | 316198.4602 | 167234.3748 | 87585.865 | 55715.872 | 36080.6705 | 34457.1465 | 32906.8113 | 31426.3595 | 30012.6348 | 28662.6239 | 27373.4501 | 26142.3664
Scenario 3: Aggressive Fuel Sub | SCE | Com | ComRefrig | Com - Retail | Program Administrator Cost Test | Energy Efficiency | 397506.3721 | 242552.3497 | 128422.606 | 66784.8295 | 40512.1328 | 24691.3366 | 23114.0419 | 21637.6006 | 20255.5577 | 18961.872 | 17750.8893 | 16617.3173 | 15556.2031
Scenario 3: Aggressive Fuel Sub | SCE | Com | ComRefrig | Com - Retail | Rate Impact Measure Test | Energy Efficiency | 1759191.1271 | 1038400.1174 | 528200.4322 | 262026.1376 | 150735.384 | 86479.1325 | 75502.3169 | 65167.6522 | 55435.0541 | 46286.5991 | 37675.6908 | 29540.0781 | 21850.9105
Scenario 3: Aggressive Fuel Sub | SCE | Com | ComRefrig | Com - Retail | Total Resource Cost Test | Energy Efficiency | 700826.0018 | 428892.6954 | 226974.3166 | 118406.0424 | 73377.3259 | 45995.791 | 43466.3535 | 41080.2777 | 38829.2155 | 36705.3159 | 34701.1955 | 32809.9098 | 31024.9265
Scenario 3: Aggressive Fuel Sub | SCE | Com | ComRefrig | Com - School | Participant Cost Test | Energy Efficiency | 198.1051 | 92.5878 | 72.856 | 69.5824 | 66.4562 | 63.4706 | 60.6195 | 57.8966 | 55.2963 | 52.8129 | 50.4413 | 48.1764 | 46.0133
Scenario 3: Aggressive Fuel Sub | SCE | Com | ComRefrig | Com - School | Program Administrator Cost Test | Energy Efficiency | 161.069 | 69.996 | 52.7627 | 49.3958 | 46.2439 | 43.2933 | 40.5312 | 37.9454 | 35.5248 | 33.2587 | 31.1373 | 29.1513 | 27.2922
Scenario 3: Aggressive Fuel Sub | SCE | Com | ComRefrig | Com - School | Rate Impact Measure Test | Energy Efficiency | 712.8216 | 299.6625 | 217.0122 | 193.8012 | 172.0618 | 151.6308 | 132.3956 | 114.2832 | 97.2236 | 81.1857 | 66.0879 | 51.8214 | 38.3358
Scenario 3: Aggressive Fuel Sub | SCE | Com | ComRefrig | Com - School | Total Resource Cost Test | Energy Efficiency | 277.6884 | 124.5736 | 95.7413 | 90.4571 | 85.4734 | 80.7726 | 76.3383 | 72.1548 | 68.2077 | 64.4832 | 60.9684 | 57.6511 | 54.52
Scenario 3: Aggressive Fuel Sub | SCE | Com | FoodServ | Com - College | Participant Cost Test | Energy Efficiency | 6531.2071 | 13918.9602 | 15983.8523 | 17298.8403 | 19743.1708 | 21236.72 | 22436.7665 | 23348.9137 | 33820.792 | 36163.4253 | 37253.2897 | 39147.8553 | 40227.6002
Scenario 3: Aggressive Fuel Sub | SCE | Com | FoodServ | Com - College | Participant Cost Test | Fuel Substitution | 4795.8259 | 5517.22 | 6068.3584 | 6556.8554 | 7005.8047 | 7406.486 | 7755.5515 | 8045.6781 | 8278.4384 | 8448.4444 | 8552.2164 | 8577.3552 | 8530.769
Scenario 3: Aggressive Fuel Sub | SCE | Com | FoodServ | Com - College | Program Administrator Cost Test | Energy Efficiency | 10006.8956 | 21595.9901 | 24410.665 | 26004.342 | 29093.5482 | 30833.0944 | 32128.5951 | 32990.338 | 43705.0632 | 45812.4447 | 46623.997 | 48460.9018 | 49111.8772
Scenario 3: Aggressive Fuel Sub | SCE | Com | FoodServ | Com - College | Program Administrator Cost Test | Fuel Substitution | 4254.8999 | 5106.6926 | 6019.3637 | 7002.5778 | 8103.0747 | 9290.2446 | 10450.9605 | 11564.5554 | 12718.4322 | 13887.4801 | 15162.9786 | 16424.2985 | 17711.1408
Scenario 3: Aggressive Fuel Sub | SCE | Com | FoodServ | Com - College | Rate Impact Measure Test | Energy Efficiency | 36936.6772 | 76316.4901 | 83120.2975 | 84839.9285 | 94060.9807 | 94154.83 | 91475.5939 | 86747.1397 | 101573.8131 | 95518.0757 | 85760.2418 | 76453.5337 | 63798.556
Scenario 3: Aggressive Fuel Sub | SCE | Com | FoodServ | Com - College | Rate Impact Measure Test | Fuel Substitution | 4277.3567 | 5140.6694 | 6061.6351 | 7054.3442 | 8163.411 | 9358.1109 | 10524.7928 | 11642.5466 | 12798.8067 | 13966.6412 | 15235.2186 | 16482.8552 | 17745.94
Scenario 3: Aggressive Fuel Sub | SCE | Com | FoodServ | Com - College | Total Resource Cost Test | Energy Efficiency | 11966.2577 | 26073.4467 | 29573.8498 | 31592.904 | 35442.1726 | 37656.2529 | 39335.9945 | 40492.5798 | 54850.541 | 57761.8122 | 58935.3736 | 61383.3975 | 62460.2826
Scenario 3: Aggressive Fuel Sub | SCE | Com | FoodServ | Com - College | Total Resource Cost Test | Fuel Substitution | 5676.5717 | 6790.427 | 7981.6235 | 9261.4916 | 10677.8644 | 12201.3921 | 13721.2577 | 15217.4991 | 16781.7074 | 18386.8077 | 20122.8908 | 21870.0961 | 23666.4932
Scenario 3: Aggressive Fuel Sub | SCE | Com | FoodServ | Com - Grocery | Participant Cost Test | Energy Efficiency | 29052.242 | 88397.2028 | 104427.9973 | 112084.1476 | 132454.0687 | 141885.7271 | 148350.5102 | 154933.6057 | 239164.2148 | 260984.9052 | 269561.6886 | 277730.1732 | 285912.0794
Scenario 3: Aggressive Fuel Sub | SCE | Com | FoodServ | Com - Grocery | Participant Cost Test | Fuel Substitution | 50376.4345 | 57331.0881 | 62472.8276 | 66892.8875 | 70859.9225 | 74320.8589 | 77281.7629 | 79681.4399 | 81557.3217 | 82857.1678 | 83587.1551 | 83626.9775 | 83088.8551
Scenario 3: Aggressive Fuel Sub | SCE | Com | FoodServ | Com - Grocery | Program Administrator Cost Test | Energy Efficiency | 44512.8671 | 138350.9742 | 160711.2507 | 169654.4386 | 196011.4904 | 206726.3538 | 213134.798 | 219573.459 | 306099.8598 | 326669.4988 | 333389.7804 | 339442.4429 | 344575.2414
Scenario 3: Aggressive Fuel Sub | SCE | Com | FoodServ | Com - Grocery | Program Administrator Cost Test | Fuel Substitution | 44253.0764 | 52571.0191 | 61362.2573 | 70705.2089 | 81057.5626 | 92114.2487 | 102781.138 | 112864.6848 | 123214.5174 | 133572.7138 | 144856.5746 | 155881.5354 | 167070.5017
Scenario 3: Aggressive Fuel Sub | SCE | Com | FoodServ | Com - Grocery | Rate Impact Measure Test | Energy Efficiency | 164302.4436 | 487775.0581 | 546655.1034 | 553705.1051 | 639756.3836 | 638808.9015 | 613909.3006 | 583647.5784 | 713226.8035 | 681672.3958 | 613622.4593 | 535757.6386 | 447763.3827
Scenario 3: Aggressive Fuel Sub | SCE | Com | FoodServ | Com - Grocery | Rate Impact Measure Test | Fuel Substitution | 44348.8814 | 52716.183 | 61542.97 | 70926.5152 | 81315.4027 | 92404.0614 | 103096.3806 | 113199.0216 | 123560.274 | 133913.4091 | 145167.6751 | 156133.8241 | 167220.5226
Scenario 3: Aggressive Fuel Sub | SCE | Com | FoodServ | Com - Grocery | Total Resource Cost Test | Energy Efficiency | 53228.5397 | 167311.0043 | 195112.6681 | 206610.6123 | 239322.0088 | 253086.6772 | 261631.4314 | 270230.5383 | 386106.8768 | 414198.3088 | 423797.1191 | 432594.6372 | 441034.0237
Scenario 3: Aggressive Fuel Sub | SCE | Com | FoodServ | Com - Grocery | Total Resource Cost Test | Fuel Substitution | 59900.73 | 70899.1381 | 82497.2634 | 94785.1296 | 108229.6662 | 122543.6088 | 136663.1004 | 150395.966 | 164629.4417 | 179076.2016 | 194652.4744 | 210169.8812 | 226047.1655
Scenario 3: Aggressive Fuel Sub | SCE | Com | FoodServ | Com - Health | Participant Cost Test | Energy Efficiency | 20021.7009 | 38313.4763 | 44323.0168 | 46807.6739 | 52418.0888 | 55292.807 | 58091.7484 | 60055.3794 | 75383.2597 | 78920.8584 | 80183.0611 | 82957.2058 | 86191.2743
Scenario 3: Aggressive Fuel Sub | SCE | Com | FoodServ | Com - Health | Participant Cost Test | Fuel Substitution | 13578.5765 | 15594.9303 | 17143.6717 | 18512.289 | 19769.8636 | 20902.3228 | 21899.6935 | 22759.2085 | 23468.1605 | 24012.2855 | 24388.5016 | 24567.0137 | 24577.2853
Scenario 3: Aggressive Fuel Sub | SCE | Com | FoodServ | Com - Health | Program Administrator Cost Test | Energy Efficiency | 30676.576 | 59294.8231 | 67561.7085 | 70272.6514 | 77281.4122 | 80342.7199 | 83255.4805 | 84930.3049 | 100351.6338 | 103104.8489 | 103415.6695 | 105706.1323 | 108401.0954
Scenario 3: Aggressive Fuel Sub | SCE | Com | FoodServ | Com - Health | Program Administrator Cost Test | Fuel Substitution | 12258.6112 | 14686.2392 | 17276.9641 | 20052.9079 | 23146.8617 | 26480.0843 | 29733.3303 | 32875.362 | 36117.149 | 39385.3395 | 42945.4502 | 46460.926 | 50058.5548
Scenario 3: Aggressive Fuel Sub | SCE | Com | FoodServ | Com - Health | Rate Impact Measure Test | Energy Efficiency | 113230.9987 | 209754.9318 | 230157.4579 | 229263.6416 | 246161.1954 | 241800.3372 | 233821.2294 | 220464.1772 | 233653.1125 | 215572.261 | 190717.1944 | 167126.4037 | 140990.2392
Scenario 3: Aggressive Fuel Sub | SCE | Com | FoodServ | Com - Health | Rate Impact Measure Test | Fuel Substitution | 12334.8851 | 14802.2821 | 17422.0269 | 20231.3027 | 23355.5808 | 26715.6668 | 29991.5069 | 33152.1022 | 36404.6398 | 39669.4314 | 43205.4388 | 46672.2069 | 50184.4512
Scenario 3: Aggressive Fuel Sub | SCE | Com | FoodServ | Com - Health | Total Resource Cost Test | Energy Efficiency | 36683.0863 | 71505.8 | 81763.2717 | 85295.4394 | 94060.1916 | 98049.1026 | 101863.6969 | 104181.4416 | 124927.2853 | 128910.1724 | 129662.3938 | 132858.1655 | 136694.8994
Scenario 3: Aggressive Fuel Sub | SCE | Com | FoodServ | Com - Health | Total Resource Cost Test | Fuel Substitution | 16470.6865 | 19665.0144 | 23067.2336 | 26702.6193 | 30707.3079 | 35009.539 | 39296.0477 | 43545.6924 | 47970.5834 | 52490.7937 | 57370.7263 | 62276.9983 | 67336.8334
Scenario 3: Aggressive Fuel Sub | SCE | Com | FoodServ | Com - Lodging | Participant Cost Test | Energy Efficiency | 16945.5288 | 82205.1623 | 100654.9224 | 107204.2494 | 119223.8845 | 126567.786 | 132405.1951 | 137925.5779 | 149195.4285 | 155406.3169 | 160409.1776 | 165325.4042 | 170228.5116
Scenario 3: Aggressive Fuel Sub | SCE | Com | FoodServ | Com - Lodging | Participant Cost Test | Fuel Substitution | 13295.7734 | 15199.0513 | 16622.7087 | 17857.9445 | 18980.3542 | 19972.637 | 20819.5606 | 21520.8532 | 22064.788 | 22444.8315 | 22661.3241 | 22680.6791 | 22533.6785
Scenario 3: Aggressive Fuel Sub | SCE | Com | FoodServ | Com - Lodging | Program Administrator Cost Test | Energy Efficiency | 25963.3688 | 143620.5239 | 172509.2265 | 180135.7599 | 195202.4201 | 203499.6666 | 209553.749 | 215038.5393 | 226185.4541 | 231797.3444 | 236064.0803 | 240115.2352 | 243987.2718
Scenario 3: Aggressive Fuel Sub | SCE | Com | FoodServ | Com - Lodging | Program Administrator Cost Test | Fuel Substitution | 11725.3887 | 13990.4725 | 16396.5275 | 18963.8963 | 21824.365 | 24897.2889 | 27871.6237 | 30714.6868 | 33625.9328 | 36546.7089 | 39728.5489 | 42847.2208 | 46023.7192
Scenario 3: Aggressive Fuel Sub | SCE | Com | FoodServ | Com - Lodging | Rate Impact Measure Test | Energy Efficiency | 95833.9736 | 502651.92 | 587727.2815 | 594604.9944 | 624900.6728 | 615432.5027 | 591374.1047 | 560712.3019 | 536248.4001 | 493554.1964 | 442455.7127 | 384693.5142 | 319976.5031
Scenario 3: Aggressive Fuel Sub | SCE | Com | FoodServ | Com - Lodging | Rate Impact Measure Test | Fuel Substitution | 11766.4432 | 14052.7272 | 16474.1404 | 19059.124 | 21935.5567 | 25022.5679 | 28009.0925 | 30861.9852 | 33778.9444 | 36697.9477 | 39867.0391 | 42959.8198 | 46090.8324
Scenario 3: Aggressive Fuel Sub | SCE | Com | FoodServ | Com - Lodging | Total Resource Cost Test | Energy Efficiency | 31047.0274 | 170504.4746 | 205594.1845 | 215428.0134 | 234329.6082 | 245040.2407 | 253037.8757 | 260356.4988 | 275357.8481 | 283058.3436 | 288987.1726 | 294670.5965 | 300215.2794
Scenario 3: Aggressive Fuel Sub | SCE | Com | FoodServ | Com - Lodging | Total Resource Cost Test | Fuel Substitution | 15761.1456 | 18739.0691 | 21895.6898 | 25254.1503 | 28951.648 | 32912.3791 | 36827.7374 | 40673.5479 | 44649.5829 | 48693.5859 | 53057.0776 | 57415.0778 | 61889.1253
Scenario 3: Aggressive Fuel Sub | SCE | Com | FoodServ | Com - Office (Large) | Participant Cost Test | Energy Efficiency | 0 | 4097.919 | 5244.3277 | 5359.7334 | 5489.7673 | 5623.9958 | 5754.6754 | 5892.4133 | 6023.9755 | 6155.2487 | 6296.5914 | 6437.1404 | 6585.1002
Scenario 3: Aggressive Fuel Sub | SCE | Com | FoodServ | Com - Office (Large) | Program Administrator Cost Test | Energy Efficiency | 0 | 11190.1647 | 14091.2745 | 14171.5312 | 14284.5569 | 14402.0233 | 14504.134 | 14617.8569 | 14710.2698 | 14796.4561 | 14901.169 | 14998.1922 | 15106.6487
Scenario 3: Aggressive Fuel Sub | SCE | Com | FoodServ | Com - Office (Large) | Rate Impact Measure Test | Energy Efficiency | 0 | 38424.0639 | 48376.0576 | 48565.2005 | 46427.3273 | 44094.3464 | 41482.7678 | 38656.726 | 35510.55 | 32085.088 | 28406.9477 | 24376.5637 | 20000.7643
Scenario 3: Aggressive Fuel Sub | SCE | Com | FoodServ | Com - Office (Large) | Total Resource Cost Test | Energy Efficiency | 0 | 12419.5404 | 15664.5729 | 15779.4512 | 15931.487 | 16089.222 | 16230.5367 | 16385.5809 | 16517.4624 | 16643.0307 | 16790.1464 | 16929.3343 | 17082.1787
Scenario 3: Aggressive Fuel Sub | SCE | Com | FoodServ | Com - Office (Small) | Participant Cost Test | Energy Efficiency | 0 | 1154.0821 | 1374.2022 | 1412.1521 | 1047.4587 | 3591.7272 | 1512.7111 | 1554.5859 | 1597.3246 | 1640.7159 | 1685.5659 | 1731.4041 | 1778.5881
Scenario 3: Aggressive Fuel Sub | SCE | Com | FoodServ | Com - Office (Small) | Program Administrator Cost Test | Energy Efficiency | 0 | 3151.4456 | 3692.4199 | 3733.8344 | 2725.5222 | 9197.7556 | 3812.6503 | 3856.6055 | 3900.5928 | 3944.0779 | 3988.9681 | 4034.0789 | 4080.1968
Scenario 3: Aggressive Fuel Sub | SCE | Com | FoodServ | Com - Office (Small) | Rate Impact Measure Test | Energy Efficiency | 0 | 10821.2302 | 12676.264 | 12795.6825 | 8858.4276 | 28160.5586 | 10904.428 | 10198.7414 | 9416.0201 | 8552.4591 | 7604.3972 | 6556.5889 | 5402.0621
Scenario 3: Aggressive Fuel Sub | SCE | Com | FoodServ | Com - Office (Small) | Total Resource Cost Test | Energy Efficiency | 0 | 3497.6703 | 4104.6805 | 4157.48 | 3039.7598 | 10275.2737 | 4266.4636 | 4322.9812 | 4379.7902 | 4436.2927 | 4494.6378 | 4553.5001 | 4613.7732
Scenario 3: Aggressive Fuel Sub | SCE | Com | FoodServ | Com - Other | Participant Cost Test | Energy Efficiency | 28407.9446 | 261661.5368 | 326647.4025 | 354372.5144 | 430427.9584 | 464932.171 | 489599.5146 | 512087.83 | 609279.6386 | 646421.8894 | 669590.8427 | 692241.4851 | 715251.5881
Scenario 3: Aggressive Fuel Sub | SCE | Com | FoodServ | Com - Other | Participant Cost Test | Fuel Substitution | 58644.9966 | 67319.6849 | 73566.6973 | 78853.915 | 83074.4427 | 87270.2789 | 90305.3538 | 92459.8655 | 93661.8878 | 93914.7139 | 93211.1606 | 91402.7994 | 88658.6209
Scenario 3: Aggressive Fuel Sub | SCE | Com | FoodServ | Com - Other | Program Administrator Cost Test | Energy Efficiency | 43525.6962 | 371953.8757 | 457904.7518 | 490449.2863 | 589108.4915 | 628501.2958 | 653647.0076 | 675259.4487 | 773125.9196 | 807315.1628 | 826433.7021 | 844431.138 | 861626.6118
Scenario 3: Aggressive Fuel Sub | SCE | Com | FoodServ | Com - Other | Program Administrator Cost Test | Fuel Substitution | 49373.8474 | 59193.6316 | 69620.1182 | 80737.2018 | 92637.3073 | 106201.935 | 118891.0715 | 130862.5969 | 142940.8569 | 154928.0338 | 167904.9908 | 180479.5066 | 193289.8754
Scenario 3: Aggressive Fuel Sub | SCE | Com | FoodServ | Com - Other | Rate Impact Measure Test | Energy Efficiency | 160658.6749 | 1314108.5985 | 1550529.273 | 1581835.4227 | 1935576.663 | 1958222.5091 | 1896457.9924 | 1806609.7396 | 1854844.8186 | 1734168.2947 | 1560394.565 | 1360536.7188 | 1133969.9212
Scenario 3: Aggressive Fuel Sub | SCE | Com | FoodServ | Com - Other | Rate Impact Measure Test | Fuel Substitution | 49473.4913 | 59344.9528 | 69808.9538 | 80969.0476 | 92907.753 | 106507.7985 | 119227.8587 | 131225.4226 | 143317.6072 | 155300.2434 | 168245.6525 | 180756.3395 | 193454.8041
Scenario 3: Aggressive Fuel Sub | SCE | Com | FoodServ | Com - Other | Total Resource Cost Test | Energy Efficiency | 52048.0796 | 461987.2327 | 570559.6898 | 612694.0508 | 735352.8221 | 786186.6372 | 819751.5604 | 849038.0055 | 980745.2312 | 1027740.7757 | 1054770.6284 | 1080500.4973 | 1106101.9082
Scenario 3: Aggressive Fuel Sub | SCE | Com | FoodServ | Com - Other | Total Resource Cost Test | Fuel Substitution | 64827.8623 | 77462.723 | 90849.6599 | 105082.8956 | 120132.9472 | 137269.6678 | 153609.7581 | 169434.6584 | 185556.0539 | 201775.6283 | 219171.6396 | 236349.401 | 253983.1784
Scenario 3: Aggressive Fuel Sub | SCE | Com | FoodServ | Com - Restaurant | Participant Cost Test | Energy Efficiency | 148653.0172 | 658901.1892 | 798232.7389 | 856888.6929 | 1066364.6015 | 1148437.8096 | 1197909.1638 | 1246456.4177 | 1452577.8746 | 1530989.8379 | 1580467.1328 | 1628199.3145 | 1676550.5029
Scenario 3: Aggressive Fuel Sub | SCE | Com | FoodServ | Com - Restaurant | Participant Cost Test | Fuel Substitution | 228125.2466 | 260335.132 | 283832.2905 | 303864.9932 | 321630.4447 | 336997.7102 | 349591.4489 | 359335.7862 | 366162.2853 | 369957.9326 | 370739.5015 | 367960.3379 | 362335.1799
Scenario 3: Aggressive Fuel Sub | SCE | Com | FoodServ | Com - Restaurant | Program Administrator Cost Test | Energy Efficiency | 227761.148 | 1035712.4412 | 1232643.9512 | 1301175.9746 | 1576970.4383 | 1671341.0949 | 1719223.6474 | 1764821.2489 | 1971690.0283 | 2042381.2169 | 2082087.113 | 2118573.4708 | 2153312.8954
Scenario 3: Aggressive Fuel Sub | SCE | Com | FoodServ | Com - Restaurant | Program Administrator Cost Test | Fuel Substitution | 196638.6728 | 234297.0791 | 274162.8786 | 316569.0187 | 363589.8143 | 414012.0506 | 462432.6769 | 508173.0718 | 554758.301 | 601195.5456 | 651652.5574 | 700777.6658 | 751040.274
Scenario 3: Aggressive Fuel Sub | SCE | Com | FoodServ | Com - Restaurant | Rate Impact Measure Test | Energy Efficiency | 840694.2893 | 3645089.7265 | 4189220.4845 | 4246874.0859 | 5280409.5793 | 5315498.3905 | 5092736.2054 | 4819896.761 | 4832796.4573 | 4477338.7842 | 4004116.3924 | 3465809.7537 | 2862000.8192
Scenario 3: Aggressive Fuel Sub | SCE | Com | FoodServ | Com - Restaurant | Rate Impact Measure Test | Fuel Substitution | 196986.1516 | 234823.088 | 274817.727 | 317371.5486 | 364525.9743 | 415065.9631 | 463587.3624 | 509404.118 | 556036.7894 | 602459.1853 | 652809.8504 | 701718.8751 | 751601.5164
Scenario 3: Aggressive Fuel Sub | SCE | Com | FoodServ | Com - Restaurant | Total Resource Cost Test | Energy Efficiency | 272357.0532 | 1254979.4024 | 1499589.8487 | 1588038.0264 | 1928851.1921 | 2049775.6685 | 2114238.5887 | 2176030.6764 | 2454266.0947 | 2551665.4334 | 2607922.9167 | 2660381.0493 | 2712439.7912
Scenario 3: Aggressive Fuel Sub | SCE | Com | FoodServ | Com - Restaurant | Total Resource Cost Test | Fuel Substitution | 263138.9634 | 312405.9536 | 364445.1761 | 419633.8879 | 480089.2881 | 544736.5995 | 608151.5152 | 669745.5728 | 733100.6811 | 797150.1671 | 866058.1094 | 934461.9879 | 1004969.1812
Scenario 3: Aggressive Fuel Sub | SCE | Com | FoodServ | Com - Retail | Participant Cost Test | Energy Efficiency | 9166.4649 | 14364.1508 | 15755.5466 | 16549.9238 | 17403.8917 | 18145.8542 | 18785.1262 | 19490.2749 | 20099.871 | 20652.3338 | 21229.6836 | 21743.9249 | 22271.6812
Scenario 3: Aggressive Fuel Sub | SCE | Com | FoodServ | Com - Retail | Program Administrator Cost Test | Energy Efficiency | 14044.5489 | 27127.6685 | 29741.3447 | 30659.7297 | 31647.1974 | 32443.1292 | 33068.1799 | 33774.7806 | 34326.7943 | 34784.1585 | 35265.3179 | 35647.0897 | 36037.7986
Scenario 3: Aggressive Fuel Sub | SCE | Com | FoodServ | Com - Retail | Rate Impact Measure Test | Energy Efficiency | 51840.1498 | 95090.6475 | 101877.6137 | 102314.4165 | 100124.2416 | 96681.4308 | 92077.2128 | 87000.5671 | 80796.6019 | 73662.1133 | 65812.6784 | 56934.2961 | 47177.1977
Scenario 3: Aggressive Fuel Sub | SCE | Com | FoodServ | Com - Retail | Total Resource Cost Test | Energy Efficiency | 16794.4883 | 31436.9137 | 34468.0087 | 35624.7069 | 36868.365 | 37886.8854 | 38703.7178 | 39621.863 | 40356.7556 | 40979.8586 | 41634.223 | 42170.2672 | 42719.3029
Scenario 3: Aggressive Fuel Sub | SCE | Com | FoodServ | Com - School | Participant Cost Test | Energy Efficiency | 25799.9997 | 89086.1894 | 109839.8532 | 116663.4457 | 126761.2907 | 133284.5843 | 137960.577 | 142398.5231 | 156959.9298 | 163458.9811 | 167477.1722 | 171725.2681 | 175605.6848
Scenario 3: Aggressive Fuel Sub | SCE | Com | FoodServ | Com - School | Participant Cost Test | Fuel Substitution | 7969.0721 | 9161.445 | 10071.4582 | 10875.8962 | 11615.1891 | 12279.5421 | 12856.8212 | 13344.5805 | 13736.7908 | 14026.8043 | 14211.6552 | 14269.0944 | 14213.7732
Scenario 3: Aggressive Fuel Sub | SCE | Com | FoodServ | Com - School | Program Administrator Cost Test | Energy Efficiency | 39529.8909 | 139554.9042 | 169166.1307 | 176734.8976 | 188623.04 | 195341.2401 | 199369.1644 | 202994.0645 | 216948.311 | 222285.8432 | 224880.0871 | 227718.1392 | 229897.9393
Scenario 3: Aggressive Fuel Sub | SCE | Com | FoodServ | Com - School | Program Administrator Cost Test | Fuel Substitution | 7103.145 | 8515.0574 | 10023.4313 | 11644.2326 | 13456.3738 | 15413.9764 | 17321.7733 | 19160.8654 | 21061.0321 | 22981.6413 | 25079.0396 | 27150.3022 | 29266.2988
Scenario 3: Aggressive Fuel Sub | SCE | Com | FoodServ | Com - School | Rate Impact Measure Test | Energy Efficiency | 145909.6681 | 491664.1467 | 575126.6483 | 576760.8538 | 594406.2596 | 581480.2112 | 553979.9735 | 521399.3756 | 505915.35 | 465843.9741 | 415533.3314 | 360586.9932 | 299250.2475
Scenario 3: Aggressive Fuel Sub | SCE | Com | FoodServ | Com - School | Rate Impact Measure Test | Fuel Substitution | 7143.3984 | 8575.641 | 10098.4328 | 11735.6482 | 13562.4411 | 15532.7572 | 17450.4977 | 19297.1427 | 21201.6652 | 23119.8228 | 25204.8725 | 27252.0892 | 29326.6802
Scenario 3: Aggressive Fuel Sub | SCE | Com | FoodServ | Com - School | Total Resource Cost Test | Energy Efficiency | 47269.8908 | 168947.4592 | 205659.0881 | 215547.2849 | 230705.7333 | 239598.4501 | 245217.2458 | 250345.3339 | 269345.1503 | 276906.3057 | 280862.6816 | 285133.323 | 288703.2365
Scenario 3: Aggressive Fuel Sub | SCE | Com | FoodServ | Com - School | Total Resource Cost Test | Fuel Substitution | 9506.7582 | 11358.8741 | 13333.5077 | 15449.4112 | 17787.8694 | 20306.8858 | 22812.1624 | 25290.5717 | 27874.0655 | 30519.2927 | 33382.2258 | 36259.9896 | 39222.604
Scenario 3: Aggressive Fuel Sub | SCE | Com | HVAC | Com - College | Participant Cost Test | Energy Efficiency | 21598.9476 | 22680.8835 | 23856.0224 | 25056.941 | 26124.0333 | 27334.9919 | 28535.7262 | 29654.6486 | 30758.6837 | 31819.9292 | 32912.9633 | 34279.1381 | 35402.6209
Scenario 3: Aggressive Fuel Sub | SCE | Com | HVAC | Com - College | Participant Cost Test | Fuel Substitution | 27437.5438 | 28736.3005 | 29794.3573 | 30666.9318 | 31389.0887 | 0 | 0 | 0 | 0 | 0 | 0 | 0 | 0
Scenario 3: Aggressive Fuel Sub | SCE | Com | HVAC | Com - College | Program Administrator Cost Test | Energy Efficiency | 42039.8197 | 43835.3432 | 46096.3316 | 48474.1519 | 50153.916 | 52533.0162 | 54797.6928 | 56577.7123 | 58219.0689 | 59575.8451 | 61023.7818 | 63754.6866 | 65113.6904
Scenario 3: Aggressive Fuel Sub | SCE | Com | HVAC | Com - College | Program Administrator Cost Test | Fuel Substitution | 8188.542 | 8535.3485 | 8805.8849 | 9018.5053 | 9192.4527 | 0 | 0 | 0 | 0 | 0 | 0 | 0 | 0
Scenario 3: Aggressive Fuel Sub | SCE | Com | HVAC | Com - College | Rate Impact Measure Test | Energy Efficiency | 195722.7105 | 197000.9703 | 198961.4123 | 199601.8588 | 195418.2724 | 192641.2572 | 187258.4976 | 177831.3557 | 165765.6125 | 150652.3903 | 133526.4869 | 116373.5494 | 92995.5736
Scenario 3: Aggressive Fuel Sub | SCE | Com | HVAC | Com - College | Rate Impact Measure Test | Fuel Substitution | 40577.7846 | 40505.1102 | 39788.9267 | 38553.1715 | 36942.1793 | 0 | 0 | 0 | 0 | 0 | 0 | 0 | 0
Scenario 3: Aggressive Fuel Sub | SCE | Com | HVAC | Com - College | Total Resource Cost Test | Energy Efficiency | 51219.3725 | 53474.7187 | 56235.1411 | 59123.3518 | 61256.6301 | 64150.3877 | 66925.3765 | 69180.9379 | 71291.5095 | 73099.315 | 75011.7912 | 78323.3203 | 80159.8043
Scenario 3: Aggressive Fuel Sub | SCE | Com | HVAC | Com - College | Total Resource Cost Test | Fuel Substitution | 33468.5163 | 35080.8088 | 36402.1663 | 37499.0625 | 38417.2467 | 0 | 0 | 0 | 0 | 0 | 0 | 0 | 0
Scenario 3: Aggressive Fuel Sub | SCE | Com | HVAC | Com - Grocery | Participant Cost Test | Energy Efficiency | 94291.0956 | 147040.4499 | 169405.9091 | 188777.5159 | 209559.3523 | 231164.0141 | 253483.4045 | 277260.9438 | 298983.4991 | 323321.7778 | 349612.3119 | 376758.8613 | 405016.8119
Scenario 3: Aggressive Fuel Sub | SCE | Com | HVAC | Com - Grocery | Participant Cost Test | Fuel Substitution | 811018.8224 | 813804.4918 | 803811.6089 | 785518.3233 | 764567.8379 | 70846.5822 | 72856.1387 | 74464.4609 | 75794.1305 | 76944.4834 | 77981.934 | 78950.7073 | 79879.2807
Scenario 3: Aggressive Fuel Sub | SCE | Com | HVAC | Com - Grocery | Program Administrator Cost Test | Energy Efficiency | 134514.1341 | 206280.9047 | 234517.4151 | 258154.4039 | 283098.4029 | 308511.4695 | 334229.0385 | 361203.2633 | 385723.28 | 412415.4604 | 440714.8844 | 469394.6753 | 498752.728
Scenario 3: Aggressive Fuel Sub | SCE | Com | HVAC | Com - Grocery | Program Administrator Cost Test | Fuel Substitution | 1091638.5974 | 1147573.7082 | 1190954.0611 | 1225495.2721 | 1261028.9237 | 13487.1226 | 13792.7894 | 14023.713 | 14203.8383 | 14351.5714 | 14478.9227 | 14593.8224 | 14701.375
Scenario 3: Aggressive Fuel Sub | SCE | Com | HVAC | Com - Grocery | Rate Impact Measure Test | Energy Efficiency | 407737.9489 | 596831.6937 | 651378.2495 | 685498.3554 | 715635.902 | 738490.1352 | 752690.2338 | 759337.6714 | 749482.341 | 732411.5537 | 704882.1763 | 662719.2875 | 604746.5711
Scenario 3: Aggressive Fuel Sub | SCE | Com | HVAC | Com - Grocery | Rate Impact Measure Test | Fuel Substitution | 1549874.2348 | 1599277.1652 | 1628545.1067 | 1642759.7689 | 1653059.1895 | 128352.654 | 118639.2564 | 107229.6482 | 94455.0407 | 80581.7717 | 65704.6887 | 49796.5024 | 32857.6281
Scenario 3: Aggressive Fuel Sub | SCE | Com | HVAC | Com - Grocery | Total Resource Cost Test | Energy Efficiency | 159464.7353 | 244490.3186 | 278386.4363 | 306936.0251 | 337147.7692 | 368032.6262 | 399398.5484 | 432389.4476 | 462411.3476 | 495257.8867 | 530201.3519 | 565738.5841 | 602232.9094
Scenario 3: Aggressive Fuel Sub | SCE | Com | HVAC | Com - Grocery | Total Resource Cost Test | Fuel Substitution | 1442640.0106 | 1515519.4605 | 1572732.0959 | 1618876.2181 | 1663887.7627 | 81074.816 | 83362.7335 | 85194.898 | 86711.3834 | 88024.8885 | 89210.5343 | 90318.3304 | 91380.5101
Scenario 3: Aggressive Fuel Sub | SCE | Com | HVAC | Com - Health | Participant Cost Test | Energy Efficiency | 44916.0007 | 47491.3519 | 136638.9589 | 167336.6432 | 208744.7828 | 232825.8263 | 255660.2623 | 277214.6496 | 99192.7428 | 64155.6302 | 66096.5062 | 68459.0343 | 70977.3203
Scenario 3: Aggressive Fuel Sub | SCE | Com | HVAC | Com - Health | Participant Cost Test | Fuel Substitution | 484162.18 | 501881.3306 | 514401.6842 | 523293.9987 | 530388.8819 | 64351.3561 | 66824.1771 | 68906.6115 | 70686.7976 | 72264.4004 | 73715.07 | 75091.3882 | 76387.8337
Scenario 3: Aggressive Fuel Sub | SCE | Com | HVAC | Com - Health | Program Administrator Cost Test | Energy Efficiency | 101563.3684 | 105638.7967 | 215330.5581 | 251629.7536 | 298673.0923 | 324969.1945 | 348942.087 | 371036.2084 | 167906.8781 | 128337.8921 | 130275.8703 | 132957.8045 | 135841.6064
Scenario 3: Aggressive Fuel Sub | SCE | Com | HVAC | Com - Health | Program Administrator Cost Test | Fuel Substitution | 279443.9384 | 294139.2071 | 305908.4836 | 315544.0912 | 325123.1265 | 11956.9247 | 12354.1431 | 12678.4924 | 12947.2388 | 13178.8132 | 13386.9218 | 13581.0229 | 13756.7523
Scenario 3: Aggressive Fuel Sub | SCE | Com | HVAC | Com - Health | Rate Impact Measure Test | Energy Efficiency | 493659.1071 | 494377.3386 | 772476.4072 | 833869.4976 | 908871.0052 | 921397.3315 | 918410.6438 | 899452.1037 | 444387.9915 | 329520.3857 | 288558.3671 | 244311.6847 | 194735.6585
Scenario 3: Aggressive Fuel Sub | SCE | Com | HVAC | Com - Health | Rate Impact Measure Test | Fuel Substitution | 586998.414 | 598031.5353 | 600627.4187 | 596591.6641 | 589287.3058 | 106511.4076 | 99489.234 | 90818.1531 | 80748.4988 | 69525.622 | 57251.002 | 43910.5017 | 29485.752
Scenario 3: Aggressive Fuel Sub | SCE | Com | HVAC | Com - Health | Total Resource Cost Test | Energy Efficiency | 120427.3583 | 125567.1174 | 257984.4066 | 302343.1985 | 360152.4436 | 392863.8518 | 423014.5282 | 450913.0417 | 203600.4773 | 155604.0349 | 158366.8854 | 162052.8941 | 166006.9675
Scenario 3: Aggressive Fuel Sub | SCE | Com | HVAC | Com - Health | Total Resource Cost Test | Fuel Substitution | 684163.6174 | 718386.0737 | 746188.7454 | 769326.8096 | 790648.2608 | 73625.7725 | 76447.3829 | 78824.3019 | 80857.4552 | 82660.3291 | 84318.9075 | 85892.9547 | 87372.3887
Scenario 3: Aggressive Fuel Sub | SCE | Com | HVAC | Com - Lodging | Participant Cost Test | Energy Efficiency | 135854.7838 | 153845.3355 | 172758.0917 | 273535.5782 | 345666.4514 | 398924.0237 | 441483.6489 | 486251.4305 | 136192.5833 | 36138.6501 | 37466.9304 | 38799.1302 | 40143.3674
Scenario 3: Aggressive Fuel Sub | SCE | Com | HVAC | Com - Lodging | Participant Cost Test | Fuel Substitution | 385883.7855 | 289307.1564 | 289628.3382 | 290166.9696 | 263782.9564 | 28764.3669 | 29650.9076 | 30368.2486 | 30892.7528 | 31406.4234 | 31869.2729 | 32301.0316 | 32714.7618
Scenario 3: Aggressive Fuel Sub | SCE | Com | HVAC | Com - Lodging | Program Administrator Cost Test | Energy Efficiency | 174036.4801 | 192778.9684 | 212058.2958 | 299912.1094 | 361457.1946 | 422406.3858 | 456002.4697 | 490214.2344 | 155689.8217 | 66671.1115 | 68123.9733 | 69533.8618 | 70915.5648
Scenario 3: Aggressive Fuel Sub | SCE | Com | HVAC | Com - Lodging | Program Administrator Cost Test | Fuel Substitution | 223966.2714 | 210574.6089 | 218019.4559 | 224147.7992 | 223952.833 | 5331.3873 | 5469.099 | 5575.7091 | 5654.1549 | 5724.1736 | 5785.056 | 5840.3272 | 5892.3109
Scenario 3: Aggressive Fuel Sub | SCE | Com | HVAC | Com - Lodging | Rate Impact Measure Test | Energy Efficiency | 581880.6516 | 615624.8745 | 644103.126 | 823941.2636 | 926624.7684 | 1020168.7474 | 1036570.6598 | 1041199.0263 | 349398.5335 | 168021.8622 | 148340.8845 | 125940.1867 | 100677.1205
Scenario 3: Aggressive Fuel Sub | SCE | Com | HVAC | Com - Lodging | Rate Impact Measure Test | Fuel Substitution | 352519.5679 | 337191.4531 | 340506.731 | 340726.8327 | 333301.0408 | 45853.191 | 42537.3554 | 38592.3136 | 34081.4095 | 29217.3508 | 23978.0094 | 18356.446 | 12354.3411
Scenario 3: Aggressive Fuel Sub | SCE | Com | HVAC | Com - Lodging | Total Resource Cost Test | Energy Efficiency | 212272.8359 | 235762.2597 | 260024.3494 | 376193.2516 | 458320.2214 | 535104.1042 | 581506.6998 | 629342.1329 | 198667.1483 | 81972.7285 | 83984.8581 | 85955.5464 | 87902.7036
Scenario 3: Aggressive Fuel Sub | SCE | Com | HVAC | Com - Lodging | Total Resource Cost Test | Fuel Substitution | 527664.2669 | 420018.291 | 431772.2964 | 443511.8674 | 422181.4223 | 32946.1445 | 33958.2279 | 34777.42 | 35382.7544 | 35970.2971 | 36500.017 | 36994.3488 | 37468.1491
Scenario 3: Aggressive Fuel Sub | SCE | Com | HVAC | Com - Office (Large) | Participant Cost Test | Energy Efficiency | 28586.35 | 29809.9689 | 30980.1823 | 32154.7738 | 33393.7457 | 34619.5951 | 35773.4409 | 36940.245 | 38016.8664 | 39053.0939 | 40134.7194 | 41176.1443 | 42246.2646
Scenario 3: Aggressive Fuel Sub | SCE | Com | HVAC | Com - Office (Large) | Participant Cost Test | Fuel Substitution | 1493.367 | 1482.2133 | 1452.6458 | 1411.7468 | 1366.892 | 0 | 0 | 0 | 0 | 0 | 0 | 0 | 0
Scenario 3: Aggressive Fuel Sub | SCE | Com | HVAC | Com - Office (Large) | Program Administrator Cost Test | Energy Efficiency | 37204.6098 | 38328.6582 | 39355.9652 | 40362.4202 | 41423.1215 | 42441.0956 | 43346.4319 | 44244.7472 | 45014.1426 | 45717.2789 | 46455.7089 | 47130.3057 | 47821.2045
Scenario 3: Aggressive Fuel Sub | SCE | Com | HVAC | Com - Office (Large) | Program Administrator Cost Test | Fuel Substitution | 1069.0565 | 1096.0204 | 1109.7735 | 1114.2274 | 1118.2577 | 0 | 0 | 0 | 0 | 0 | 0 | 0 | 0
Scenario 3: Aggressive Fuel Sub | SCE | Com | HVAC | Com - Office (Large) | Rate Impact Measure Test | Energy Efficiency | 151033.9268 | 149796.3193 | 147107.6154 | 143330.3432 | 138992.9867 | 133651.081 | 127037.872 | 119448.8955 | 110520.5045 | 100455.6185 | 89414.8384 | 77066.8192 | 63489.4805
Scenario 3: Aggressive Fuel Sub | SCE | Com | HVAC | Com - Office (Large) | Rate Impact Measure Test | Fuel Substitution | 1210.2412 | 1232.3109 | 1239.2349 | 1235.3927 | 1229.9616 | 0 | 0 | 0 | 0 | 0 | 0 | 0 | 0
Scenario 3: Aggressive Fuel Sub | SCE | Com | HVAC | Com - Office (Large) | Total Resource Cost Test | Energy Efficiency | 49353.8086 | 50997.895 | 52522.5427 | 54028.1991 | 55615.4635 | 57154.4235 | 58550.1443 | 59944.3514 | 61171.3108 | 62314.8438 | 63512.9646 | 64630.1671 | 65775.867
Scenario 3: Aggressive Fuel Sub | SCE | Com | HVAC | Com - Office (Large) | Total Resource Cost Test | Fuel Substitution | 2069.2563 | 2111.7858 | 2131.1308 | 2134.5175 | 2133.247 | 0 | 0 | 0 | 0 | 0 | 0 | 0 | 0
Scenario 3: Aggressive Fuel Sub | SCE | Com | HVAC | Com - Office (Small) | Participant Cost Test | Energy Efficiency | 16342.4266 | 17170.6469 | 17986.4987 | 18791.716 | 13444.9546 | 57712.7071 | 20614.2973 | 21395.5114 | 22171.1875 | 22938.5044 | 23713.2083 | 24487.6839 | 25269.4523
Scenario 3: Aggressive Fuel Sub | SCE | Com | HVAC | Com - Office (Small) | Participant Cost Test | Fuel Substitution | 9944.6176 | 10344.3787 | 10650.6936 | 10886.0474 | 11069.7088 | 0 | 0 | 0 | 0 | 0 | 0 | 0 | 0
Scenario 3: Aggressive Fuel Sub | SCE | Com | HVAC | Com - Office (Small) | Program Administrator Cost Test | Energy Efficiency | 32687.6756 | 34325.2035 | 35908.1436 | 37438.2563 | 16188.7619 | 253324.2619 | 39471.8661 | 40806.0096 | 42044.5065 | 43167.2401 | 44257.8508 | 45269.4796 | 46240.9464
Scenario 3: Aggressive Fuel Sub | SCE | Com | HVAC | Com - Office (Small) | Program Administrator Cost Test | Fuel Substitution | 4039.6338 | 4204.193 | 4329.607 | 4425.37 | 4382.9989 | 0 | 0 | 0 | 0 | 0 | 0 | 0 | 0
Scenario 3: Aggressive Fuel Sub | SCE | Com | HVAC | Com - Office (Small) | Rate Impact Measure Test | Energy Efficiency | 148436.0394 | 150689.9814 | 151359.9977 | 150452.0394 | 53542.7546 | 1007085.0113 | 130913.4786 | 124657.2222 | 116548.4026 | 106529.8008 | 94764.0327 | 80983.6208 | 65171.0384
Scenario 3: Aggressive Fuel Sub | SCE | Com | HVAC | Com - Office (Small) | Rate Impact Measure Test | Fuel Substitution | 13480.5853 | 13476.5983 | 13271.4679 | 12907.397 | 12313.927 | 0 | 0 | 0 | 0 | 0 | 0 | 0 | 0
Scenario 3: Aggressive Fuel Sub | SCE | Com | HVAC | Com - Office (Small) | Total Resource Cost Test | Energy Efficiency | 39633.2069 | 41622.7284 | 43552.4055 | 45424.7356 | 21902.8676 | 277852.1624 | 48232.9424 | 49899.102 | 51467.2612 | 52916.1045 | 54335.9644 | 55676.7452 | 56980.4637
Scenario 3: Aggressive Fuel Sub | SCE | Com | HVAC | Com - Office (Small) | Total Resource Cost Test | Fuel Substitution | 13088.2724 | 13654.8863 | 14101.9786 | 14457.429 | 14677.2011 | 0 | 0 | 0 | 0 | 0 | 0 | 0 | 0
Scenario 3: Aggressive Fuel Sub | SCE | Com | HVAC | Com - Other | Participant Cost Test | Energy Efficiency | 70506.2302 | 74059.8177 | 78955.4253 | 81656.095 | 83328.8639 | 83754.1632 | 83209.2368 | 81898.0268 | 31591.3824 | 30478.2044 | 31620.4696 | 32766.6978 | 33942.4599
Scenario 3: Aggressive Fuel Sub | SCE | Com | HVAC | Com - Other | Participant Cost Test | Fuel Substitution | 2098625.3678 | 2515875.881 | 2564165.4931 | 2593530.438 | 2680458.9963 | 403.7684 | 415.0135 | 424.2104 | 432.1355 | 439.2888 | 445.974 | 452.3867 | 458.6524
Scenario 3: Aggressive Fuel Sub | SCE | Com | HVAC | Com - Other | Program Administrator Cost Test | Energy Efficiency | 407242.3508 | 437626.1834 | 468226.238 | 495856.6869 | 521915.8031 | 545595.2124 | 569647.4512 | 589204.2823 | 536232.0503 | 558473.6979 | 581519.7382 | 602655.7046 | 624181.6785
Scenario 3: Aggressive Fuel Sub | SCE | Com | HVAC | Com - Other | Program Administrator Cost Test | Fuel Substitution | 1279384.9077 | 1384838.492 | 1436216.6395 | 1477210.6594 | 1524867.4318 | 57.8993 | 59.2309 | 60.2619 | 61.1065 | 61.8379 | 62.5 | 63.1213 | 63.7199
Scenario 3: Aggressive Fuel Sub | SCE | Com | HVAC | Com - Other | Rate Impact Measure Test | Energy Efficiency | 2061433.344 | 2162397.5025 | 2243172.8703 | 2289188.119 | 2307357.4728 | 2292472.5669 | 2252657.1588 | 2163934.8552 | 1813359.757 | 1667170.9023 | 1483651.0705 | 1252621.4867 | 975416.9856
Scenario 3: Aggressive Fuel Sub | SCE | Com | HVAC | Com - Other | Rate Impact Measure Test | Fuel Substitution | 1923174.2722 | 2286074.1513 | 2308786.8526 | 2308296.2174 | 2340758.6406 | 549.2527 | 507.4228 | 458.6789 | 404.4015 | 345.528 | 282.2921 | 214.4547 | 141.9331
Scenario 3: Aggressive Fuel Sub | SCE | Com | HVAC | Com - Other | Total Resource Cost Test | Energy Efficiency | 430986.1613 | 462590.4716 | 494969.5375 | 523641.759 | 550379.5898 | 574384.7084 | 598489.7001 | 617874.0821 | 549503.3305 | 571426.9347 | 594958.4378 | 616581.5512 | 638607.2239
Scenario 3: Aggressive Fuel Sub | SCE | Com | HVAC | Com - Other | Total Resource Cost Test | Fuel Substitution | 2929222.0286 | 3451011.2883 | 3572348.37 | 3670563.9944 | 3831558.5296 | 447.728 | 460.1974 | 470.3955 | 479.1835 | 487.1157 | 494.5287 | 501.6396 | 508.5874
Scenario 3: Aggressive Fuel Sub | SCE | Com | HVAC | Com - Restaurant | Participant Cost Test | Energy Efficiency | 7734.9527 | 8158.6357 | 8583.1453 | 9010.3715 | 9444.8554 | 9853.22 | 10250.7923 | 10656.744 | 11057.961 | 11451.82 | 11849.1911 | 12240.4221 | 12635.6763
Scenario 3: Aggressive Fuel Sub | SCE | Com | HVAC | Com - Restaurant | Participant Cost Test | Fuel Substitution | 33187.5143 | 34619.9138 | 35750.7452 | 36650.2304 | 37384.2785 | 53.5489 | 54.9655 | 56.1009 | 57.0548 | 57.8961 | 58.6679 | 59.3982 | 60.1047
Scenario 3: Aggressive Fuel Sub | SCE | Com | HVAC | Com - Restaurant | Program Administrator Cost Test | Energy Efficiency | 19198.3699 | 20353.9363 | 21513.0486 | 22687.2846 | 23902.5765 | 24879.2642 | 25740.7175 | 26638.9197 | 27458.9323 | 28175.5134 | 28874.5124 | 29472.479 | 30051.4834
Scenario 3: Aggressive Fuel Sub | SCE | Com | HVAC | Com - Restaurant | Program Administrator Cost Test | Fuel Substitution | 10140.452 | 10537.1291 | 10833.9699 | 11057.3826 | 11239.0537 | 7.9485 | 8.1161 | 8.2411 | 8.3387 | 8.4193 | 8.4895 | 8.5535 | 8.6138
Scenario 3: Aggressive Fuel Sub | SCE | Com | HVAC | Com - Restaurant | Rate Impact Measure Test | Energy Efficiency | 101787.2001 | 104605.2984 | 106428.9748 | 107259.2451 | 107298.8198 | 104979.9198 | 100976.4246 | 95943.2622 | 89269.7207 | 80873.3051 | 70989.2059 | 59272.4068 | 45857.151
Scenario 3: Aggressive Fuel Sub | SCE | Com | HVAC | Com - Restaurant | Rate Impact Measure Test | Fuel Substitution | 54029.3571 | 53677.5194 | 52462.3199 | 50563.5138 | 48194.3173 | 82.6205 | 76.1363 | 68.6181 | 60.2767 | 51.2632 | 41.6216 | 31.3224 | 20.3587
Scenario 3: Aggressive Fuel Sub | SCE | Com | HVAC | Com - Restaurant | Total Resource Cost Test | Energy Efficiency | 22485.7248 | 23821.3565 | 25160.8854 | 26516.6925 | 27916.64 | 29066.8827 | 30097.3042 | 31168.0359 | 32158.5657 | 33042.5369 | 33910.4186 | 34674.6584 | 35421.6459
Scenario 3: Aggressive Fuel Sub | SCE | Com | HVAC | Com - Restaurant | Total Resource Cost Test | Fuel Substitution | 40565.225 | 42365.8998 | 43799.6873 | 44953.0367 | 45911.736 | 59.379 | 60.9498 | 62.2087 | 63.2665 | 64.1995 | 65.0553 | 65.8651 | 66.6485
Scenario 3: Aggressive Fuel Sub | SCE | Com | HVAC | Com - Retail | Participant Cost Test | Energy Efficiency | 423448.5227 | 482862.7004 | 780244.0271 | 986425.2695 | 1122879.7902 | 1251921.9213 | 1386654.9469 | 1537088.2673 | 339818.6707 | 24418.1344 | 25212.5965 | 25988.0457 | 26767.1697
Scenario 3: Aggressive Fuel Sub | SCE | Com | HVAC | Com - Retail | Participant Cost Test | Fuel Substitution | 89924.0346 | 93874.2024 | 97010.6241 | 99520.6524 | 101282.1191 | 109852.2259 | 114009.6742 | 117360.2868 | 5713.6245 | 5818.0387 | 5909.3356 | 5992.4521 | 162.2722
Scenario 3: Aggressive Fuel Sub | SCE | Com | HVAC | Com - Retail | Program Administrator Cost Test | Energy Efficiency | 437495.5045 | 488361.0398 | 699665.2149 | 844446.7942 | 938835.0101 | 1024969.148 | 1110417.3955 | 1208021.1711 | 310120.3785 | 77316.4056 | 78992.5186 | 80267.4598 | 81426.8232
Scenario 3: Aggressive Fuel Sub | SCE | Com | HVAC | Com - Retail | Program Administrator Cost Test | Fuel Substitution | 26118.6385 | 27157.4238 | 27947.1006 | 28547.7375 | 28954.6343 | 19497.494 | 20158.3184 | 20674.4544 | 1491.6338 | 1515.0285 | 1534.9373 | 1552.673 | 22.9904
Scenario 3: Aggressive Fuel Sub | SCE | Com | HVAC | Com - Retail | Rate Impact Measure Test | Energy Efficiency | 1214522.0895 | 1311252.7563 | 1767100.2033 | 2032569.5762 | 2159896.5143 | 2244812.6338 | 2302951.3678 | 2353596.2142 | 625185.0844 | 198758.4272 | 175541.887 | 148150.2152 | 117197.4107
Scenario 3: Aggressive Fuel Sub | SCE | Com | HVAC | Com - Retail | Rate Impact Measure Test | Fuel Substitution | 159235.1445 | 158000.7884 | 154166.1772 | 148268.1863 | 140622.1256 | 144386.196 | 135179.2863 | 123641.4435 | 6274.5608 | 5474.1987 | 4603.775 | 3665.0026 | 53.1941
Scenario 3: Aggressive Fuel Sub | SCE | Com | HVAC | Com - Retail | Total Resource Cost Test | Energy Efficiency | 553940.3973 | 621979.1508 | 927759.727 | 1138539.435 | 1277007.7283 | 1405403.0245 | 1536233.734 | 1685018.4444 | 418577.9839 | 87694.1127 | 89707.8721 | 91312.3792 | 92802.8703
Scenario 3: Aggressive Fuel Sub | SCE | Com | HVAC | Com - Retail | Total Resource Cost Test | Fuel Substitution | 108931.4479 | 113838.1461 | 117770.2838 | 120949.8752 | 123237.4516 | 125806.6306 | 130563.0725 | 134396.7491 | 7009.389 | 7137.5296 | 7249.5616 | 7351.5468 | 179.9393
Scenario 3: Aggressive Fuel Sub | SCE | Com | HVAC | Com - School | Participant Cost Test | Energy Efficiency | 10548.7409 | 11043.2826 | 11538.0176 | 12018.4093 | 12478.8833 | 12945.7054 | 18274.0915 | 17279.0142 | 14294.8922 | 14750.9294 | 15197.7805 | 15662.3428 | 16112.0505
Scenario 3: Aggressive Fuel Sub | SCE | Com | HVAC | Com - School | Participant Cost Test | Fuel Substitution | 15062.718 | 15424.2402 | 15631.3062 | 15724.9295 | 45420.2657 | 0 | 0 | 0 | 0 | 0 | 0 | 0 | 0
Scenario 3: Aggressive Fuel Sub | SCE | Com | HVAC | Com - School | Program Administrator Cost Test | Energy Efficiency | 34859.6491 | 36546.0358 | 38246.9453 | 39789.1019 | 41092.1518 | 42448.9245 | 52474.907 | 50814.9735 | 45635.5132 | 46637.8975 | 47449.1066 | 48353.7658 | 48883.9214
Scenario 3: Aggressive Fuel Sub | SCE | Com | HVAC | Com - School | Program Administrator Cost Test | Fuel Substitution | 7515.9988 | 7707.3892 | 7819.4416 | 7873.3983 | 13341.2346 | 0 | 0 | 0 | 0 | 0 | 0 | 0 | 0
Scenario 3: Aggressive Fuel Sub | SCE | Com | HVAC | Com - School | Rate Impact Measure Test | Energy Efficiency | 185385.8586 | 188024.9276 | 189094.963 | 187608.9706 | 183466.6431 | 178040.0759 | 189946.5997 | 173629.9752 | 147423.365 | 133157.9843 | 116132.1842 | 96996.838 | 74559.1713
Scenario 3: Aggressive Fuel Sub | SCE | Com | HVAC | Com - School | Rate Impact Measure Test | Fuel Substitution | 18346.3501 | 18232.969 | 17879.0204 | 17341.6838 | 38892.4296 | 0 | 0 | 0 | 0 | 0 | 0 | 0 | 0
Scenario 3: Aggressive Fuel Sub | SCE | Com | HVAC | Com - School | Total Resource Cost Test | Energy Efficiency | 39342.864 | 41239.4309 | 43150.6028 | 44896.9259 | 46395.6772 | 47950.8493 | 59630.7578 | 57739.0461 | 51744.0862 | 52964.2215 | 53990.1817 | 55145.2833 | 56001.9185
Scenario 3: Aggressive Fuel Sub | SCE | Com | HVAC | Com - School | Total Resource Cost Test | Fuel Substitution | 20665.2778 | 21253.1176 | 21634.3909 | 21861.1812 | 55983.5566 | 0 | 0 | 0 | 0 | 0 | 0 | 0 | 0
Scenario 3: Aggressive Fuel Sub | SCE | Com | HVAC | Com - Warehouse | Participant Cost Test | Energy Efficiency | 5404.0846 | 5727.7644 | 6046.266 | 6377.2702 | 6856.3104 | 7208.5672 | 7557.482 | 7914.8287 | 6918.143 | 7171.6405 | 7427.7803 | 7678.3818 | 7936.4694
Scenario 3: Aggressive Fuel Sub | SCE | Com | HVAC | Com - Warehouse | Participant Cost Test | Fuel Substitution | 286374.4495 | 295287.6866 | 300835.8151 | 304068.6133 | 306305.4475 | 46.1668 | 47.6927 | 48.9609 | 0 | 0 | 0 | 0 | 0
Scenario 3: Aggressive Fuel Sub | SCE | Com | HVAC | Com - Warehouse | Program Administrator Cost Test | Energy Efficiency | 5189.2792 | 5426.9495 | 5652.5942 | 5883.9497 | 6215.8508 | 6438.0296 | 6599.6682 | 6758.5361 | 6257.6536 | 6359.973 | 6458.1975 | 6545.4263 | 6633.0348
Scenario 3: Aggressive Fuel Sub | SCE | Com | HVAC | Com - Warehouse | Program Administrator Cost Test | Fuel Substitution | 215187.9515 | 226812.6826 | 236129.2985 | 243757.35 | 251457.9117 | 6.4375 | 6.6217 | 6.769 | 0 | 0 | 0 | 0 | 0
Scenario 3: Aggressive Fuel Sub | SCE | Com | HVAC | Com - Warehouse | Rate Impact Measure Test | Energy Efficiency | 18108.8046 | 18245.2533 | 18199.1656 | 18032.6679 | 17985.9195 | 17561.5374 | 16922.8483 | 16138.9441 | 13872.895 | 12781.7708 | 11537.592 | 10112.0647 | 8513.6977
Scenario 3: Aggressive Fuel Sub | SCE | Com | HVAC | Com - Warehouse | Rate Impact Measure Test | Fuel Substitution | 316124.7191 | 326769.6391 | 333401.1647 | 336925.3516 | 339391.4862 | 56.1783 | 52.2227 | 47.4815 | 0 | 0 | 0 | 0 | 0
Scenario 3: Aggressive Fuel Sub | SCE | Com | HVAC | Com - Warehouse | Total Resource Cost Test | Energy Efficiency | 7453.6337 | 7827.1531 | 8186.6009 | 8557.2457 | 9083.2197 | 9462.9712 | 9823.967 | 10189.6326 | 9388.8015 | 9661.6402 | 9934.429 | 10196.3455 | 10464.838
Scenario 3: Aggressive Fuel Sub | SCE | Com | HVAC | Com - Warehouse | Total Resource Cost Test | Fuel Substitution | 435047.1555 | 457321.4429 | 475389.0757 | 490394.1198 | 504508.3243 | 51.1931 | 52.8851 | 54.2914 | 0 | 0 | 0 | 0 | 0
Scenario 3: Aggressive Fuel Sub | SCE | Com | Lighting | Com - College | Participant Cost Test | Energy Efficiency | 0 | 22535.5537 | 30120.5313 | 33162.2459 | 36005.2547 | 39162.3515 | 42336.5853 | 45362.8564 | 48363.3249 | 51264.3381 | 54223.6422 | 57814.2378 | 61403.6145
Scenario 3: Aggressive Fuel Sub | SCE | Com | Lighting | Com - College | Program Administrator Cost Test | Energy Efficiency | 0 | 11127.7803 | 14581.5189 | 15739.2452 | 16753.5051 | 17865.2206 | 18934.5626 | 19890.2239 | 20790.0368 | 21605.001 | 22404.0973 | 23419.2723 | 24385.5389
Scenario 3: Aggressive Fuel Sub | SCE | Com | Lighting | Com - College | Rate Impact Measure Test | Energy Efficiency | 0 | 55677.0113 | 69946.1918 | 71836.1665 | 72302.12 | 72323.2157 | 71188.4784 | 68589.8431 | 64713.5995 | 59459.0294 | 52965.8004 | 45540.8019 | 36365.8738
Scenario 3: Aggressive Fuel Sub | SCE | Com | Lighting | Com - College | Total Resource Cost Test | Energy Efficiency | 0 | 29755.0117 | 39527.5448 | 43257.6247 | 46687.6559 | 50484.4966 | 54261.7181 | 57809.8198 | 61288.0288 | 64605.2207 | 67962.2705 | 72073.366 | 76142.7074
Scenario 3: Aggressive Fuel Sub | SCE | Com | Lighting | Com - Grocery | Participant Cost Test | Energy Efficiency | 101579.1895 | 108852.5789 | 115886.4945 | 123036.6903 | 130393.7163 | 137607.6989 | 144622.7326 | 151846.9322 | 158949.8526 | 165888.2476 | 172923.6813 | 179558.1985 | 185844.285
Scenario 3: Aggressive Fuel Sub | SCE | Com | Lighting | Com - Grocery | Program Administrator Cost Test | Energy Efficiency | 85372.4598 | 89942.3567 | 94115.6959 | 98198.146 | 102261.5599 | 106024.7236 | 109454.3612 | 112874.0861 | 116031.8568 | 118904.9205 | 121692.9827 | 124112.3298 | 126246.7751
Scenario 3: Aggressive Fuel Sub | SCE | Com | Lighting | Com - Grocery | Rate Impact Measure Test | Energy Efficiency | 430619.7112 | 438162.1512 | 439575.9048 | 436400.5726 | 429768.0517 | 418071.3619 | 400975.068 | 379472.1137 | 352401.1559 | 319684.2894 | 281602.1701 | 236985.0217 | 185937.6882
Scenario 3: Aggressive Fuel Sub | SCE | Com | Lighting | Com - Grocery | Total Resource Cost Test | Energy Efficiency | 163385.2012 | 173801.7639 | 183670.8492 | 193570.2168 | 203641.9798 | 213334.0528 | 222567.9079 | 231983.8662 | 241071.7652 | 249773.3426 | 258492.5854 | 266540.5761 | 274034.7295
Scenario 3: Aggressive Fuel Sub | SCE | Com | Lighting | Com - Health | Participant Cost Test | Energy Efficiency | 118864.25 | 127742.5659 | 136953.8092 | 145307.217 | 154150.3044 | 162668.7653 | 171613.644 | 179938.7723 | 188173.8142 | 195735.1949 | 203058.1043 | 211294.1495 | 219564.1538
Scenario 3: Aggressive Fuel Sub | SCE | Com | Lighting | Com - Health | Program Administrator Cost Test | Energy Efficiency | 93580.2737 | 98871.3709 | 104195.4688 | 108630.3083 | 113230.5826 | 117378.3028 | 121637.3316 | 125247.952 | 128610.4966 | 131330.5263 | 133732.4985 | 136686.1991 | 139608.0171
Scenario 3: Aggressive Fuel Sub | SCE | Com | Lighting | Com - Health | Rate Impact Measure Test | Energy Efficiency | 482239.2154 | 492075.493 | 497170.9188 | 493183.5172 | 486091.7115 | 472700.1586 | 454967.9601 | 429731.1637 | 398375.6065 | 359758.7975 | 314813.947 | 264833.5723 | 207677.9746
Scenario 3: Aggressive Fuel Sub | SCE | Com | Lighting | Com - Health | Total Resource Cost Test | Energy Efficiency | 185935.6482 | 198412.042 | 211218.8248 | 222505.9658 | 234376.1985 | 245574.9296 | 257254.203 | 267830.6485 | 278118.954 | 287260.2707 | 295920.2591 | 305869.7108 | 315823.5695
Scenario 3: Aggressive Fuel Sub | SCE | Com | Lighting | Com - Lodging | Participant Cost Test | Energy Efficiency | 0 | 0 | 0 | 0 | 0 | 0 | 0 | 0 | 0 | 0 | 0 | 0 | 0
Scenario 3: Aggressive Fuel Sub | SCE | Com | Lighting | Com - Lodging | Program Administrator Cost Test | Energy Efficiency | 0 | 0 | 0 | 0 | 0 | 0 | 0 | 0 | 0 | 0 | 0 | 0 | 0
Scenario 3: Aggressive Fuel Sub | SCE | Com | Lighting | Com - Lodging | Rate Impact Measure Test | Energy Efficiency | 0 | 0 | 0 | 0 | 0 | 0 | 0 | 0 | 0 | 0 | 0 | 0 | 0
Scenario 3: Aggressive Fuel Sub | SCE | Com | Lighting | Com - Lodging | Total Resource Cost Test | Energy Efficiency | 0 | 0 | 0 | 0 | 0 | 0 | 0 | 0 | 0 | 0 | 0 | 0 | 0
Scenario 3: Aggressive Fuel Sub | SCE | Com | Lighting | Com - Office (Large) | Participant Cost Test | Energy Efficiency | 0 | 82237.9841 | 133622.5451 | 145262.4681 | 157400.6754 | 169568.8563 | 181345.8781 | 193212.2543 | 204447.714 | 215322.3364 | 226409.6045 | 237090.7855 | 247851.1507
Scenario 3: Aggressive Fuel Sub | SCE | Com | Lighting | Com - Office (Large) | Program Administrator Cost Test | Energy Efficiency | 0 | 39183.3936 | 62417.9007 | 66524.6603 | 70670.0936 | 74640.5781 | 78259.3831 | 81745.3819 | 84802.8888 | 87562.328 | 90265.7283 | 92670.7224 | 94977.0422
Scenario 3: Aggressive Fuel Sub | SCE | Com | Lighting | Com - Office (Large) | Rate Impact Measure Test | Energy Efficiency | 0 | 199309.3181 | 304385.2445 | 308664.7418 | 310022.4753 | 307112.1742 | 298984.6004 | 286350.7917 | 268010.0452 | 244486.1559 | 216247.3476 | 182259.0976 | 142744.1489
Scenario 3: Aggressive Fuel Sub | SCE | Com | Lighting | Com - Office (Large) | Total Resource Cost Test | Energy Efficiency | 0 | 107399.6292 | 173468.4416 | 187473.6631 | 201964.4629 | 216337.1486 | 230061.619 | 243757.0344 | 256522.2209 | 268711.3383 | 281047.3927 | 292765.9197 | 304474.5016
Scenario 3: Aggressive Fuel Sub | SCE | Com | Lighting | Com - Office (Small) | Participant Cost Test | Energy Efficiency | 0 | 0 | 0 | 0 | 0 | 0 | 0 | 0 | 0 | 0 | 0 | 0 | 0
Scenario 3: Aggressive Fuel Sub | SCE | Com | Lighting | Com - Office (Small) | Program Administrator Cost Test | Energy Efficiency | 0 | 0 | 0 | 0 | 0 | 0 | 0 | 0 | 0 | 0 | 0 | 0 | 0
Scenario 3: Aggressive Fuel Sub | SCE | Com | Lighting | Com - Office (Small) | Rate Impact Measure Test | Energy Efficiency | 0 | 0 | 0 | 0 | 0 | 0 | 0 | 0 | 0 | 0 | 0 | 0 | 0
Scenario 3: Aggressive Fuel Sub | SCE | Com | Lighting | Com - Office (Small) | Total Resource Cost Test | Energy Efficiency | 0 | 0 | 0 | 0 | 0 | 0 | 0 | 0 | 0 | 0 | 0 | 0 | 0
Scenario 3: Aggressive Fuel Sub | SCE | Com | Lighting | Com - Other | Participant Cost Test | Energy Efficiency | 0 | 0 | 0 | 0 | 0 | 0 | 0 | 0 | 0 | 0 | 0 | 0 | 0
Scenario 3: Aggressive Fuel Sub | SCE | Com | Lighting | Com - Other | Program Administrator Cost Test | Energy Efficiency | 0 | 0 | 0 | 0 | 0 | 0 | 0 | 0 | 0 | 0 | 0 | 0 | 0
Scenario 3: Aggressive Fuel Sub | SCE | Com | Lighting | Com - Other | Rate Impact Measure Test | Energy Efficiency | 0 | 0 | 0 | 0 | 0 | 0 | 0 | 0 | 0 | 0 | 0 | 0 | 0
Scenario 3: Aggressive Fuel Sub | SCE | Com | Lighting | Com - Other | Total Resource Cost Test | Energy Efficiency | 0 | 0 | 0 | 0 | 0 | 0 | 0 | 0 | 0 | 0 | 0 | 0 | 0
Scenario 3: Aggressive Fuel Sub | SCE | Com | Lighting | Com - Refrig. Warehouse | Participant Cost Test | Energy Efficiency | 4319.4428 | 1816.9845 | 1934.4167 | 2043.4897 | 2156.9703 | 2273.4396 | 2392.0447 | 2507.937 | 2626.6635 | 2745.0496 | 2861.7788 | 2976.1799 | 3086.1251
Scenario 3: Aggressive Fuel Sub | SCE | Com | Lighting | Com - Refrig. Warehouse | Program Administrator Cost Test | Energy Efficiency | 4784.1838 | 1951.9766 | 2042.1915 | 2119.4952 | 2197.7455 | 2275.3305 | 2351.3144 | 2420.8725 | 2489.6274 | 2554.4892 | 2614.3323 | 2671.0034 | 2722.0801
Scenario 3: Aggressive Fuel Sub | SCE | Com | Lighting | Com - Refrig. Warehouse | Rate Impact Measure Test | Energy Efficiency | 25506.2885 | 10050.2542 | 10080.5469 | 9954.15 | 9758.3937 | 9474.7273 | 9089.8021 | 8578.9554 | 7956.9322 | 7208.9806 | 6324.7961 | 5297.4124 | 4114.8084
Scenario 3: Aggressive Fuel Sub | SCE | Com | Lighting | Com - Refrig. Warehouse | Total Resource Cost Test | Energy Efficiency | 7906.5528 | 3275.6314 | 3457.467 | 3620.9662 | 3789.2627 | 3959.7263 | 4130.8028 | 4294.0705 | 4459.2498 | 4620.8842 | 4776.8399 | 4928.0409 | 5070.538
Scenario 3: Aggressive Fuel Sub | SCE | Com | Lighting | Com - Restaurant | Participant Cost Test | Energy Efficiency | 84358.6106 | 90726.6516 | 97135.3355 | 103609.2662 | 110199.8733 | 116496.9351 | 122659.1886 | 128923.9562 | 135136.798 | 141255.0283 | 147413.4474 | 153494.4668 | 159416.3012
Scenario 3: Aggressive Fuel Sub | SCE | Com | Lighting | Com - Restaurant | Program Administrator Cost Test | Energy Efficiency | 54413.4411 | 57529.022 | 60537.3875 | 63455.272 | 66314.9052 | 68867.2166 | 71218.7123 | 73514.9123 | 75666.8372 | 77654.8713 | 79559.2481 | 81317.7614 | 82931.6409
Scenario 3: Aggressive Fuel Sub | SCE | Com | Lighting | Com - Restaurant | Rate Impact Measure Test | Energy Efficiency | 282829.7259 | 288791.0584 | 291348.9607 | 290572.1286 | 287128.9533 | 279698.7366 | 268619.9276 | 254306.0034 | 236245.6428 | 214330.8127 | 188585.4194 | 158486.9917 | 123866.7054
Scenario 3: Aggressive Fuel Sub | SCE | Com | Lighting | Com - Restaurant | Total Resource Cost Test | Energy Efficiency | 121986.2154 | 130370.3128 | 138702.2946 | 147018.4574 | 155392.3865 | 163243.7919 | 170805.6353 | 178414.8135 | 185856.8405 | 193076.5708 | 200263.3501 | 207258.477 | 213988.5488
Scenario 3: Aggressive Fuel Sub | SCE | Com | Lighting | Com - Retail | Participant Cost Test | Energy Efficiency | 527144.1532 | 565380.8179 | 602451.2655 | 640036.9477 | 678406.3941 | 715898.7307 | 752488.1111 | 789794.9548 | 826190.3984 | 861985.5202 | 898020.0846 | 931552.2754 | 963582.5855
Scenario 3: Aggressive Fuel Sub | SCE | Com | Lighting | Com - Retail | Program Administrator Cost Test | Energy Efficiency | 343758.1194 | 362473.1824 | 379630.4109 | 396352.6171 | 412806.3648 | 427964.4859 | 441856.4929 | 455486.2472 | 467901.07 | 479323.6631 | 490259.7666 | 499551.0105 | 507833.5961
Scenario 3: Aggressive Fuel Sub | SCE | Com | Lighting | Com - Retail | Rate Impact Measure Test | Energy Efficiency | 1808813.0654 | 1841988.9382 | 1849528.9908 | 1837266.3038 | 1809221.2212 | 1759222.7723 | 1686514.3688 | 1594097.7837 | 1477444.8522 | 1337215.5342 | 1173597.8498 | 981838.7709 | 762893.805
Scenario 3: Aggressive Fuel Sub | SCE | Com | Lighting | Com - Retail | Total Resource Cost Test | Energy Efficiency | 765378.7716 | 815727.1484 | 863719.641 | 911819.4752 | 960409.4344 | 1007124.5028 | 1051965.6866 | 1097241.8188 | 1140678.9175 | 1182745.1381 | 1224624.958 | 1262860.6698 | 1298891.4323
Scenario 3: Aggressive Fuel Sub | SCE | Com | Lighting | Com - School | Participant Cost Test | Energy Efficiency | 0 | 0 | 0 | 0 | 0 | 0 | 0 | 0 | 0 | 0 | 0 | 0 | 0
Scenario 3: Aggressive Fuel Sub | SCE | Com | Lighting | Com - School | Program Administrator Cost Test | Energy Efficiency | 0 | 0 | 0 | 0 | 0 | 0 | 0 | 0 | 0 | 0 | 0 | 0 | 0
Scenario 3: Aggressive Fuel Sub | SCE | Com | Lighting | Com - School | Rate Impact Measure Test | Energy Efficiency | 0 | 0 | 0 | 0 | 0 | 0 | 0 | 0 | 0 | 0 | 0 | 0 | 0
Scenario 3: Aggressive Fuel Sub | SCE | Com | Lighting | Com - School | Total Resource Cost Test | Energy Efficiency | 0 | 0 | 0 | 0 | 0 | 0 | 0 | 0 | 0 | 0 | 0 | 0 | 0
Scenario 3: Aggressive Fuel Sub | SCE | Com | Lighting | Com - Warehouse | Participant Cost Test | Energy Efficiency | 13635.1965 | 15270.5208 | 16910.9802 | 18632.8061 | 20460.7525 | 68445.7464 | 78037.6784 | 82068.8891 | 11858.1424 | 0 | 0 | 0 | 0
Scenario 3: Aggressive Fuel Sub | SCE | Com | Lighting | Com - Warehouse | Program Administrator Cost Test | Energy Efficiency | 5593.3695 | 6141.3773 | 6667.7689 | 7202.6092 | 7754.129 | 21833.3957 | 24303.4393 | 25102.1333 | 3662.2339 | 0 | 0 | 0 | 0
Scenario 3: Aggressive Fuel Sub | SCE | Com | Lighting | Com - Warehouse | Rate Impact Measure Test | Energy Efficiency | 29232.7506 | 30998.2017 | 32265.8045 | 33162.3633 | 33756.4811 | 90248.6085 | 93304.8894 | 88341.1204 | 11599.089 | 0 | 0 | 0 | 0
Scenario 3: Aggressive Fuel Sub | SCE | Com | Lighting | Com - Warehouse | Total Resource Cost Test | Energy Efficiency | 17056.3563 | 18999.9193 | 20930.191 | 22941.5276 | 25063.2952 | 80430.1081 | 91211.4772 | 95543.6276 | 13834.3815 | 0 | 0 | 0 | 0
Scenario 3: Aggressive Fuel Sub | SCE | Com | WaterHeat | Com - College | Participant Cost Test | Energy Efficiency | 21.7333 | 26.8231 | 33.1185 | 40.8278 | 50.019 | 61.4605 | 75.3884 | 92.1472 | 112.4746 | 137.007 | 166.8894 | 204.5032 | 248.8818
Scenario 3: Aggressive Fuel Sub | SCE | Com | WaterHeat | Com - College | Participant Cost Test | Fuel Substitution | 1996313.2064 | 1942729.9494 | 1822897.0754 | 1687431.3906 | 1423016.1161 | 112768.9119 | 135038.4119 | 155979.2997 | 136989.1578 | 149297.9252 | 158769.72 | 166237.1819 | 172309.9824
Scenario 3: Aggressive Fuel Sub | SCE | Com | WaterHeat | Com - College | Program Administrator Cost Test | Energy Efficiency | 339.2127 | 411.2942 | 498.9175 | 604.2887 | 727.3945 | 878.203 | 1058.4849 | 1271.3361 | 1524.9241 | 1825.4518 | 2185.2853 | 2631.7816 | 3147.9791
Scenario 3: Aggressive Fuel Sub | SCE | Com | WaterHeat | Com - College | Program Administrator Cost Test | Fuel Substitution | 2174432.2019 | 2278736.6465 | 2389287.4732 | 2507123.5298 | 2582291.4429 | 141955.4872 | 169426.1544 | 195058.1152 | 169156.9298 | 183755.1444 | 194786.1908 | 203304.0343 | 210076.9563
Scenario 3: Aggressive Fuel Sub | SCE | Com | WaterHeat | Com - College | Rate Impact Measure Test | Energy Efficiency | 1405.7034 | 1647.3318 | 1918.4535 | 2215.4849 | 2528.4256 | 2873.706 | 3231.9938 | 3583.1924 | 3913.2754 | 4192.003 | 4386.6963 | 4464.067 | 4285.5115
Scenario 3: Aggressive Fuel Sub | SCE | Com | WaterHeat | Com - College | Rate Impact Measure Test | Fuel Substitution | 2174432.2019 | 2278736.6465 | 2389287.4732 | 2507123.5298 | 2582291.4429 | 2526952.9649 | 2786233.4419 | 2888876.3598 | 2743309.3893 | 2464083.9579 | 2045286.2681 | 1518386.9757 | 904934.1479
Scenario 3: Aggressive Fuel Sub | SCE | Com | WaterHeat | Com - College | Total Resource Cost Test | Energy Efficiency | 345.7327 | 419.3411 | 508.8531 | 616.5371 | 742.4001 | 896.6411 | 1081.1015 | 1298.9803 | 1558.6665 | 1866.5539 | 2235.3521 | 2693.1325 | 3222.6436
Scenario 3: Aggressive Fuel Sub | SCE | Com | WaterHeat | Com - College | Total Resource Cost Test | Fuel Substitution | 2824321.5643 | 2944997.6768 | 3020277.0942 | 3096998.6911 | 3001005.0148 | 218517.1251 | 260123.5149 | 299046.8921 | 247964.5498 | 270246.2084 | 287391.6139 | 300908.2129 | 311899.977
Scenario 3: Aggressive Fuel Sub | SCE | Com | WaterHeat | Com - Grocery | Participant Cost Test | Energy Efficiency | 52.2032 | 64.5149 | 79.3989 | 97.6103 | 119.9648 | 147.113 | 180.0113 | 220.323 | 269.2737 | 328.6054 | 400.9427 | 488.6849 | 595.3743
Scenario 3: Aggressive Fuel Sub | SCE | Com | WaterHeat | Com - Grocery | Participant Cost Test | Fuel Substitution | 54282.3536 | 53345.8218 | 51956.663 | 50362.7043 | 48974.8706 | 0 | 0 | 0 | 0 | 0 | 0 | 0 | 0
Scenario 3: Aggressive Fuel Sub | SCE | Com | WaterHeat | Com - Grocery | Program Administrator Cost Test | Energy Efficiency | 1297.6302 | 1574.2667 | 1901.9835 | 2295.4791 | 2769.6677 | 3334.5124 | 4005.896 | 4813.8186 | 5776.5097 | 6921.4922 | 8292.2619 | 9924.2453 | 11872.6877
Scenario 3: Aggressive Fuel Sub | SCE | Com | WaterHeat | Com - Grocery | Program Administrator Cost Test | Fuel Substitution | 88566.4769 | 92922.2386 | 97295.9102 | 101865.8743 | 107128.968 | 0 | 0 | 0 | 0 | 0 | 0 | 0 | 0
Scenario 3: Aggressive Fuel Sub | SCE | Com | WaterHeat | Com - Grocery | Rate Impact Measure Test | Energy Efficiency | 5552.6611 | 6512.3456 | 7554.7955 | 8693.7477 | 9944.5498 | 11268.3283 | 12626.3667 | 13995.3022 | 15274.0746 | 16349.5478 | 17077.0048 | 17196.9533 | 16392.651
Scenario 3: Aggressive Fuel Sub | SCE | Com | WaterHeat | Com - Grocery | Rate Impact Measure Test | Fuel Substitution | 88566.4769 | 92922.2386 | 97295.9102 | 101865.8743 | 107128.968 | 0 | 0 | 0 | 0 | 0 | 0 | 0 | 0
Scenario 3: Aggressive Fuel Sub | SCE | Com | WaterHeat | Com - Grocery | Total Resource Cost Test | Energy Efficiency | 1313.2912 | 1593.6212 | 1925.8032 | 2324.7622 | 2805.6571 | 3378.6463 | 4059.8994 | 4879.9155 | 5857.2918 | 7020.0738 | 8412.5447 | 10070.8507 | 12051.3
Scenario 3: Aggressive Fuel Sub | SCE | Com | WaterHeat | Com - Grocery | Total Resource Cost Test | Fuel Substitution | 111608.6195 | 116707.3285 | 121828.1413 | 127197.4041 | 133314.9063 | 0 | 0 | 0 | 0 | 0 | 0 | 0 | 0
Scenario 3: Aggressive Fuel Sub | SCE | Com | WaterHeat | Com - Health | Participant Cost Test | Energy Efficiency | 70.2763 | 87.2341 | 108.1685 | 133.1471 | 164.0382 | 201.4505 | 247.5845 | 303.0823 | 370.5528 | 451.4473 | 549.1545 | 670.9219 | 820.3957
Scenario 3: Aggressive Fuel Sub | SCE | Com | WaterHeat | Com - Health | Participant Cost Test | Fuel Substitution | 4003152.5963 | 3863170.0438 | 3612751.1416 | 3339932.159 | 3010770.489 | 267162.5377 | 308288.6013 | 345765.9964 | 178412.2378 | 195343.3609 | 208504.9534 | 219006.747 | 227703.5759
Scenario 3: Aggressive Fuel Sub | SCE | Com | WaterHeat | Com - Health | Program Administrator Cost Test | Energy Efficiency | 2023.8397 | 2465.6998 | 3000.8953 | 3625.6609 | 4384.4527 | 5285.2224 | 6376.0675 | 7661.8642 | 9195.5693 | 10997.6681 | 13132.99 | 15751.6948 | 18909.3204
Scenario 3: Aggressive Fuel Sub | SCE | Com | WaterHeat | Com - Health | Program Administrator Cost Test | Fuel Substitution | 5081262.49 | 5352999.1424 | 5631787.288 | 5923687.2139 | 6250991.3076 | 269111.0004 | 315307.7488 | 358255.6624 | 233527.4857 | 255701.3603 | 272935.8964 | 286684.801 | 298068.614
Scenario 3: Aggressive Fuel Sub | SCE | Com | WaterHeat | Com - Health | Rate Impact Measure Test | Energy Efficiency | 8723.29 | 10274.9321 | 12007.8003 | 13833.2486 | 15858.8688 | 17991.6604 | 20242.9581 | 22433.821 | 24481.5342 | 26146.4953 | 27205.3099 | 27429.5631 | 26193.6995
Scenario 3: Aggressive Fuel Sub | SCE | Com | WaterHeat | Com - Health | Rate Impact Measure Test | Fuel Substitution | 5081262.49 | 5352999.1424 | 5631787.288 | 5923687.2139 | 6250991.3076 | 6176026.1903 | 6832337.1285 | 7109370.0551 | 6721635.7708 | 6030236.2489 | 4976513.932 | 3640046.0906 | 2075346.3965
Scenario 3: Aggressive Fuel Sub | SCE | Com | WaterHeat | Com - Health | Total Resource Cost Test | Energy Efficiency | 2044.9226 | 2491.87 | 3033.3458 | 3665.605 | 4433.6642 | 5345.6575 | 6450.3429 | 7752.7889 | 9306.7352 | 11133.1023 | 13297.7363 | 15952.9714 | 19155.4392
Scenario 3: Aggressive Fuel Sub | SCE | Com | WaterHeat | Com - Health | Total Resource Cost Test | Fuel Substitution | 5900123.9454 | 6192329.1361 | 6417737.6044 | 6658814.2609 | 6876102.9451 | 483275.103 | 557696.1326 | 625514.4159 | 322733.6045 | 353373.0408 | 377188.3731 | 396188.1745 | 411920.4019
Scenario 3: Aggressive Fuel Sub | SCE | Com | WaterHeat | Com - Lodging | Participant Cost Test | Energy Efficiency | 11.846 | 14.7233 | 18.2513 | 22.5414 | 27.8253 | 34.285 | 42.1754 | 51.817 | 63.5423 | 77.8092 | 95.2306 | 116.4482 | 142.2862
Scenario 3: Aggressive Fuel Sub | SCE | Com | WaterHeat | Com - Lodging | Participant Cost Test | Fuel Substitution | 4250481.9461 | 4103256.2364 | 3875539.8375 | 3618078.3499 | 3338421.2335 | 564063.9759 | 255104.6909 | 286966.4579 | 148256.8726 | 162645.8491 | 173862.2805 | 182737.0713 | 189961.2838
Scenario 3: Aggressive Fuel Sub | SCE | Com | WaterHeat | Com - Lodging | Program Administrator Cost Test | Energy Efficiency | 407.0091 | 496.4159 | 603.8792 | 731.9138 | 886.648 | 1072.1508 | 1294.3703 | 1560.7333 | 1878.3881 | 2257.4985 | 2711.7905 | 3254.6539 | 3903.3413
Scenario 3: Aggressive Fuel Sub | SCE | Com | WaterHeat | Com - Lodging | Program Administrator Cost Test | Fuel Substitution | 5083661.4321 | 5352407.4787 | 5628756.8943 | 5926469.713 | 6310973.6822 | 290667.0573 | 261020.2195 | 297518.1125 | 194203.9809 | 213064.0609 | 227763.5272 | 239391.8419 | 248855.6759
Scenario 3: Aggressive Fuel Sub | SCE | Com | WaterHeat | Com - Lodging | Rate Impact Measure Test | Energy Efficiency | 1767.2749 | 2084.0453 | 2434.4657 | 2813.4928 | 3231.128 | 3676.991 | 4139.7183 | 4602.8121 | 5035.768 | 5402.5214 | 5651.2564 | 5696.0887 | 5425.1242
Scenario 3: Aggressive Fuel Sub | SCE | Com | WaterHeat | Com - Lodging | Rate Impact Measure Test | Fuel Substitution | 5083661.4321 | 5352407.4787 | 5628756.8943 | 5926469.713 | 6310973.6822 | 6134458.1087 | 6746534.5113 | 7043634.1193 | 6695413.1641 | 6010731.4834 | 4957237.0575 | 3613406.6386 | 2036780.2526
Scenario 3: Aggressive Fuel Sub | SCE | Com | WaterHeat | Com - Lodging | Total Resource Cost Test | Energy Efficiency | 410.5629 | 500.8329 | 609.3546 | 738.6762 | 894.9956 | 1082.4363 | 1307.0229 | 1576.2784 | 1897.4508 | 2280.8413 | 2740.3597 | 3289.5883 | 3946.0272
Scenario 3: Aggressive Fuel Sub | SCE | Com | WaterHeat | Com - Lodging | Total Resource Cost Test | Fuel Substitution | 6040678.7751 | 6335297.2412 | 6593943.6026 | 6862205.5152 | 7169688.5332 | 811244.305 | 461734.6214 | 519424.8263 | 268332.4172 | 294386.9855 | 314694.6675 | 330760.3776 | 343836.3178
Scenario 3: Aggressive Fuel Sub | SCE | Com | WaterHeat | Com - Office (Large) | Participant Cost Test | Energy Efficiency | 86.9375 | 107.723 | 132.8202 | 163.3612 | 200.8484 | 246.4492 | 301.4839 | 368.523 | 449.1315 | 546.4419 | 664.9734 | 807.9239 | 981.4496
Scenario 3: Aggressive Fuel Sub | SCE | Com | WaterHeat | Com - Office (Large) | Participant Cost Test | Fuel Substitution | 1323629.844 | 1273974.9143 | 1209577.2587 | 1121858.5339 | 958007.4963 | 128099.1876 | 150051.8284 | 171085.8648 | 113360.0133 | 123628.5585 | 131346.2297 | 137149.0582 | 141570.4494
Scenario 3: Aggressive Fuel Sub | SCE | Com | WaterHeat | Com - Office (Large) | Program Administrator Cost Test | Energy Efficiency | 1236.2146 | 1505.1533 | 1823.6424 | 2204.1702 | 2663.1972 | 3211.5847 | 3861.2817 | 4639.0197 | 5557.103 | 6645.8651 | 7949.9442 | 9495.1625 | 11339.4575
Scenario 3: Aggressive Fuel Sub | SCE | Com | WaterHeat | Com - Office (Large) | Program Administrator Cost Test | Fuel Substitution | 1398895.8063 | 1449546.3858 | 1532917.4305 | 1626650.2811 | 1709982.3708 | 142243.4059 | 167565.6093 | 191699.3261 | 137720.7068 | 149745.6104 | 158624.3504 | 165151.8088 | 169989.8067
Scenario 3: Aggressive Fuel Sub | SCE | Com | WaterHeat | Com - Office (Large) | Rate Impact Measure Test | Energy Efficiency | 5079.0848 | 5976.6097 | 6951.7562 | 8011.267 | 9177.5733 | 10419.3728 | 11690.8691 | 12967.4155 | 14147.9453 | 15148.1477 | 15851.184 | 16015.6797 | 15380.1637
Scenario 3: Aggressive Fuel Sub | SCE | Com | WaterHeat | Com - Office (Large) | Rate Impact Measure Test | Fuel Substitution | 1398895.8063 | 1449546.3858 | 1532917.4305 | 1626650.2811 | 1709982.3708 | 1890604.784 | 2103097.7272 | 2195363.3218 | 2057620.1563 | 1851638.807 | 1538397.6719 | 1143031.2305 | 684535.5045
Scenario 3: Aggressive Fuel Sub | SCE | Com | WaterHeat | Com - Office (Large) | Total Resource Cost Test | Energy Efficiency | 1262.2959 | 1537.4702 | 1863.4885 | 2253.1786 | 2723.4517 | 3285.5194 | 3951.7269 | 4749.5766 | 5691.8424 | 6809.7977 | 8149.4362 | 9737.5397 | 11633.8924
Scenario 3: Aggressive Fuel Sub | SCE | Com | WaterHeat | Com - Office (Large) | Total Resource Cost Test | Fuel Substitution | 1837088.0869 | 1893544.8748 | 1962152.8314 | 2021890.0426 | 1995204.1691 | 242314.5737 | 282968.3895 | 321911.5606 | 205192.4604 | 223780.4064 | 237749.909 | 248252.6756 | 256254.6157
Scenario 3: Aggressive Fuel Sub | SCE | Com | WaterHeat | Com - Office (Small) | Participant Cost Test | Energy Efficiency | 21.1792 | 26.176 | 32.2504 | 39.6327 | 34.6611 | 150.0865 | 73.0596 | 90.4482 | 111.3496 | 136.504 | 166.8984 | 203.6001 | 247.987
Scenario 3: Aggressive Fuel Sub | SCE | Com | WaterHeat | Com - Office (Small) | Participant Cost Test | Fuel Substitution | 289019.6893 | 277741.7189 | 264016.5676 | 248816.0107 | 203229.4921 | 16930.549 | 21120.7163 | 25137.1906 | 28486.0464 | 31094.1039 | 33088.093 | 34632.9977 | 35865.2465
Scenario 3: Aggressive Fuel Sub | SCE | Com | WaterHeat | Com - Office (Small) | Program Administrator Cost Test | Energy Efficiency | 276.8716 | 336.3136 | 407.2562 | 491.9212 | 422.8761 | 1799.9528 | 861.3221 | 1048.2789 | 1268.7453 | 1529.1875 | 1838.3091 | 2205.0393 | 2640.954
Scenario 3: Aggressive Fuel Sub | SCE | Com | WaterHeat | Com - Office (Small) | Program Administrator Cost Test | Fuel Substitution | 351600.8416 | 367310.2434 | 382721.0534 | 398017.9685 | 360803.0994 | 20468.6131 | 25460.9879 | 30216.2165 | 34145.1998 | 37168.1579 | 39444.1143 | 41175.5334 | 42528.7245
Scenario 3: Aggressive Fuel Sub | SCE | Com | WaterHeat | Com - Office (Small) | Rate Impact Measure Test | Energy Efficiency | 1127.8727 | 1323.9932 | 1539.1388 | 1772.5884 | 1444.8014 | 5790.0967 | 2586.0667 | 2906.3802 | 3204.8259 | 3459.863 | 3640.9767 | 3698.7345 | 3569.0448
Scenario 3: Aggressive Fuel Sub | SCE | Com | WaterHeat | Com - Office (Small) | Rate Impact Measure Test | Fuel Substitution | 351600.8416 | 367310.2434 | 382721.0534 | 398017.9685 | 360803.0994 | 420551.5918 | 468200.0388 | 488331.6746 | 473173.7202 | 426689.1522 | 355745.0243 | 265885.0867 | 161150.6919
Scenario 3: Aggressive Fuel Sub | SCE | Com | WaterHeat | Com - Office (Small) | Total Resource Cost Test | Energy Efficiency | 283.2254 | 344.1663 | 416.9313 | 503.811 | 433.2744 | 1844.9788 | 883.24 | 1075.4133 | 1302.1502 | 1570.1387 | 1888.3786 | 2266.1193 | 2715.3501
Scenario 3: Aggressive Fuel Sub | SCE | Com | WaterHeat | Com - Office (Small) | Total Resource Cost Test | Fuel Substitution | 408925.0966 | 426111.2497 | 442913.7643 | 459685.294 | 415743.9756 | 30650.0671 | 38237.7602 | 45510.4453 | 51573.9308 | 56295.9138 | 59905.978 | 62702.8841 | 64933.6916
Scenario 3: Aggressive Fuel Sub | SCE | Com | WaterHeat | Com - Other | Participant Cost Test | Energy Efficiency | 861.1147 | 1067.3053 | 1319.1701 | 1626.0877 | 2000.5681 | 2457.374 | 3017.0768 | 3697.1576 | 4521.6336 | 5530.4013 | 6760.5836 | 8257.3916 | 10083.8068
Scenario 3: Aggressive Fuel Sub | SCE | Com | WaterHeat | Com - Other | Participant Cost Test | Fuel Substitution | 24319160.5293 | 23546216.8141 | 22051547.5033 | 20416956.7066 | 18258475.9042 | 1974658.9405 | 2271735.6274 | 2544552.0476 | 1313714.7539 | 1435926.1644 | 1530777.3175 | 1605405.4655 | 1665806.0564
Scenario 3: Aggressive Fuel Sub | SCE | Com | WaterHeat | Com - Other | Program Administrator Cost Test | Energy Efficiency | 16740.8163 | 20376.3064 | 24732.7224 | 29940.7629 | 36177.0924 | 43644.2338 | 52629.7578 | 63345.6307 | 76096.0851 | 91423.243 | 109782.2711 | 131720.7546 | 158020.943
Scenario 3: Aggressive Fuel Sub | SCE | Com | WaterHeat | Com - Other | Program Administrator Cost Test | Fuel Substitution | 27326497.2258 | 28668875.2195 | 30055682.2647 | 31520137.8469 | 32983796.5775 | 1989916.2887 | 2319944.1161 | 2624745.3189 | 1695174.8193 | 1845588.603 | 1959870.7731 | 2047550.627 | 2116565.3039
Scenario 3: Aggressive Fuel Sub | SCE | Com | WaterHeat | Com - Other | Rate Impact Measure Test | Energy Efficiency | 70572.255 | 83031.3063 | 96763.912 | 111689.3905 | 127943.587 | 145285.9877 | 163441.9297 | 181511.2273 | 198412.2625 | 213118.7397 | 223388.3161 | 225970.6253 | 216734.7284
Scenario 3: Aggressive Fuel Sub | SCE | Com | WaterHeat | Com - Other | Rate Impact Measure Test | Fuel Substitution | 27326497.2258 | 28668875.2195 | 30055682.2647 | 31520137.8469 | 32983796.5775 | 30810749.7613 | 34005386.4878 | 35343788.2052 | 33060575.9921 | 29712547.1432 | 24629995.0705 | 18184954.8482 | 10652187.5474
Scenario 3: Aggressive Fuel Sub | SCE | Com | WaterHeat | Com - Other | Total Resource Cost Test | Energy Efficiency | 16999.1507 | 20696.498 | 25128.4734 | 30428.5892 | 36777.2628 | 44381.446 | 53534.8809 | 64454.778 | 77452.5752 | 93082.3634 | 111810.4462 | 134197.9721 | 161046.085
Scenario 3: Aggressive Fuel Sub | SCE | Com | WaterHeat | Com - Other | Total Resource Cost Test | Fuel Substitution | 33522209.2022 | 35022495.3301 | 36043695.5092 | 37133758.2422 | 37744884.5011 | 3575139.1201 | 4113060.7909 | 4607013.9725 | 2378360.2567 | 2599634.0527 | 2771358.4072 | 2906460.6642 | 3015800.4694
Scenario 3: Aggressive Fuel Sub | SCE | Com | WaterHeat | Com - Refrig. Warehouse | Participant Cost Test | Energy Efficiency | 6.2844 | 3.5358 | 4.3998 | 5.4268 | 6.6795 | 8.2063 | 10.0669 | 12.3166 | 15.0615 | 18.3944 | 22.4319 | 27.3631 | 33.3441
Scenario 3: Aggressive Fuel Sub | SCE | Com | WaterHeat | Com - Refrig. Warehouse | Participant Cost Test | Fuel Substitution | 19900.8595 | 19080.2885 | 16272.2461 | 16437.1061 | 15566.4736 | 560.3408 | 704.3342 | 844.962 | 964.169 | 1058.3307 | 1131.2762 | 1188.7638 | 1235.5512
Scenario 3: Aggressive Fuel Sub | SCE | Com | WaterHeat | Com - Refrig. Warehouse | Program Administrator Cost Test | Energy Efficiency | 191.7404 | 105.8751 | 129.3014 | 156.529 | 189.0947 | 228.0252 | 274.5573 | 329.7186 | 395.7695 | 474.4532 | 567.9597 | 680.0976 | 813.5587
Scenario 3: Aggressive Fuel Sub | SCE | Com | WaterHeat | Com - Refrig. Warehouse | Program Administrator Cost Test | Fuel Substitution | 28630.2967 | 30173.2418 | 28574.3119 | 32365.609 | 34520.5488 | 733.328 | 922.0433 | 1106.3575 | 1262.5879 | 1385.9791 | 1481.5527 | 1556.8572 | 1618.1334
Scenario 3: Aggressive Fuel Sub | SCE | Com | WaterHeat | Com - Refrig. Warehouse | Rate Impact Measure Test | Energy Efficiency | 828.5688 | 442.3365 | 518.7308 | 598.7711 | 685.7471 | 778.2378 | 873.9013 | 967.8268 | 1056.2118 | 1130.5704 | 1178.9878 | 1186.3669 | 1128.2702
Scenario 3: Aggressive Fuel Sub | SCE | Com | WaterHeat | Com - Refrig. Warehouse | Rate Impact Measure Test | Fuel Substitution | 28630.2967 | 30173.2418 | 28574.3119 | 32365.609 | 34520.5488 | 33913.0431 | 37931.1873 | 39716.7789 | 38527.5579 | 34637.2217 | 28605.7669 | 20903.2498 | 11868.2987
Scenario 3: Aggressive Fuel Sub | SCE | Com | WaterHeat | Com - Refrig. Warehouse | Total Resource Cost Test | Energy Efficiency | 193.6257 | 106.9359 | 130.6213 | 158.1571 | 191.0985 | 230.4871 | 277.5773 | 333.4136 | 400.288 | 479.9715 | 574.6893 | 688.3065 | 823.5619
Scenario 3: Aggressive Fuel Sub | SCE | Com | WaterHeat | Com - Refrig. Warehouse | Total Resource Cost Test | Fuel Substitution | 31186.5756 | 32807.3587 | 31026.8725 | 35121.2986 | 37380.1882 | 1013.4984 | 1274.2105 | 1528.8385 | 1744.6724 | 1915.1445 | 2047.1908 | 2151.239 | 2235.909
Scenario 3: Aggressive Fuel Sub | SCE | Com | WaterHeat | Com - Restaurant | Participant Cost Test | Energy Efficiency | 349.458 | 433.6222 | 536.4368 | 662.1598 | 816.2239 | 1002.1955 | 1227.8096 | 1503.4951 | 1838.4653 | 2244.6781 | 2738.8938 | 3337.593 | 4064.8431
Scenario 3: Aggressive Fuel Sub | SCE | Com | WaterHeat | Com - Restaurant | Participant Cost Test | Fuel Substitution | 13596614.3655 | 13075186.7964 | 12462442.8217 | 11903452.2862 | 11383504.541 | 933143.0392 | 1161234.2214 | 1381198.1377 | 1566530.7013 | 1713090.1805 | 1827394.7718 | 1917948.7173 | 1991705.4616
Scenario 3: Aggressive Fuel Sub | SCE | Com | WaterHeat | Com - Restaurant | Program Administrator Cost Test | Energy Efficiency | 5223.8361 | 6368.3241 | 7740.466 | 9387.7628 | 11370.3873 | 13718.3568 | 16515.1368 | 19873.3804 | 23881.4549 | 28655.8108 | 34364.1026 | 41157.8064 | 49268.5665
Scenario 3: Aggressive Fuel Sub | SCE | Com | WaterHeat | Com - Restaurant | Program Administrator Cost Test | Fuel Substitution | 18140371.4687 | 18996174.0641 | 19888715.6814 | 21024220.2338 | 22379974.7202 | 1154591.6872 | 1432139.6975 | 1697899.803 | 1919561.9011 | 2092535.1038 | 2225245.3311 | 2328405.9492 | 2410715.4319
Scenario 3: Aggressive Fuel Sub | SCE | Com | WaterHeat | Com - Restaurant | Rate Impact Measure Test | Energy Efficiency | 21564.012 | 25407.3388 | 29647.4387 | 34283.2191 | 39368.9702 | 44715.6555 | 50234.3284 | 55802.2452 | 61063.5766 | 65581.8562 | 68769.1982 | 69633.1798 | 66958.4067
Scenario 3: Aggressive Fuel Sub | SCE | Com | WaterHeat | Com - Restaurant | Rate Impact Measure Test | Fuel Substitution | 18140371.4687 | 18996174.0641 | 19888715.6814 | 21024220.2338 | 22379974.7202 | 26775702.5146 | 29715707.401 | 30945699.8529 | 29972660.8544 | 27027882.969 | 22522792.0743 | 16787809.0294 | 10064875.2484
Scenario 3: Aggressive Fuel Sub | SCE | Com | WaterHeat | Com - Restaurant | Total Resource Cost Test | Energy Efficiency | 5328.6735 | 6498.4107 | 7901.397 | 9586.4108 | 11615.2545 | 14019.0154 | 16883.4796 | 20324.429 | 24432.9945 | 29329.2143 | 35185.7708 | 42159.0843 | 50488.0194
Scenario 3: Aggressive Fuel Sub | SCE | Com | WaterHeat | Com - Restaurant | Total Resource Cost Test | Fuel Substitution | 20674703.6347 | 21605910.5857 | 22578896.1365 | 23824336.5095 | 25303425.8573 | 1688851.7112 | 2101782.0887 | 2499961.4877 | 2835424.4417 | 3100689.6707 | 3307565.7193 | 3471448.7974 | 3604928.1435
Scenario 3: Aggressive Fuel Sub | SCE | Com | WaterHeat | Com - Retail | Participant Cost Test | Energy Efficiency | 70.8781 | 87.608 | 107.8292 | 132.5277 | 224.3667 | 261.6055 | 305.4101 | 357.7596 | 362.8776 | 441.8549 | 537.7131 | 653.4409 | 793.5628
Scenario 3: Aggressive Fuel Sub | SCE | Com | WaterHeat | Com - Retail | Participant Cost Test | Fuel Substitution | 662027.5906 | 636381.8267 | 680304.2989 | 622278.4146 | 541775.3025 | 88890.3863 | 102066.1637 | 114260.5917 | 58943.0368 | 64336.7056 | 68509.0527 | 71780.2309 | 74416.4358
Scenario 3: Aggressive Fuel Sub | SCE | Com | WaterHeat | Com - Retail | Program Administrator Cost Test | Energy Efficiency | 1056.3104 | 1282.761 | 1551.2346 | 1873.2823 | 2365.3363 | 2824.3404 | 3368.0204 | 4018.6466 | 4699.7813 | 5624.0951 | 6726.6152 | 8034.2014 | 9590.1651
Scenario 3: Aggressive Fuel Sub | SCE | Com | WaterHeat | Com - Retail | Program Administrator Cost Test | Fuel Substitution | 772352.1221 | 808243.4581 | 865825.676 | 907159.2289 | 947358.094 | 87277.3986 | 101362.3199 | 114476.9425 | 72252.584 | 78616.6668 | 83457.0602 | 87177.1547 | 90109.8676
Scenario 3: Aggressive Fuel Sub | SCE | Com | WaterHeat | Com - Retail | Rate Impact Measure Test | Energy Efficiency | 4359.2385 | 5116.3247 | 5939.8515 | 6839.1298 | 7998.1273 | 9037.1371 | 10101.9988 | 11170.1865 | 12013.9983 | 12868.2242 | 13458.3082 | 13590.2529 | 13031.9418
Scenario 3: Aggressive Fuel Sub | SCE | Com | WaterHeat | Com - Retail | Rate Impact Measure Test | Fuel Substitution | 772352.1221 | 808243.4581 | 865825.676 | 907159.2289 | 947358.094 | 1062010.9957 | 1170092.8982 | 1215551.4122 | 1125898.6153 | 1013415.3752 | 843057.8177 | 627366.2796 | 375585.9928
Scenario 3: Aggressive Fuel Sub | SCE | Com | WaterHeat | Com - Retail | Total Resource Cost Test | Energy Efficiency | 1077.5738 | 1309.0435 | 1583.5834 | 1913.0406 | 2436.2742 | 2906.7831 | 3463.8618 | 4130.353 | 4808.6446 | 5756.6515 | 6887.9292 | 8230.2336 | 9828.2339
Scenario 3: Aggressive Fuel Sub | SCE | Com | WaterHeat | Com - Retail | Total Resource Cost Test | Fuel Substitution | 896793.0692 | 935808.963 | 1071566.89 | 1092808.8789 | 1092254.5773 | 160979.2987 | 184836.7737 | 206915.7325 | 106734.9124 | 116501.337 | 124056.0468 | 129978.829 | 134751.7989
Scenario 3: Aggressive Fuel Sub | SCE | Com | WaterHeat | Com - School | Participant Cost Test | Energy Efficiency | 118.5725 | 146.9747 | 181.5185 | 223.331 | 273.8213 | 335.3157 | 409.4601 | 499.7116 | 609.3653 | 742.5069 | 903.5542 | 1099.7764 | 1336.5612
Scenario 3: Aggressive Fuel Sub | SCE | Com | WaterHeat | Com - School | Participant Cost Test | Fuel Substitution | 3029822.9344 | 2919617.9683 | 2826090.9845 | 2726657.9332 | 2823884.9277 | 468249.7582 | 547208.6175 | 621501.1681 | 411431.0009 | 447874.5138 | 475450.1477 | 496553.5814 | 513044.8662
Scenario 3: Aggressive Fuel Sub | SCE | Com | WaterHeat | Com - School | Program Administrator Cost Test | Energy Efficiency | 1242.9584 | 1515.1364 | 1840.3017 | 2226.89 | 2685.4805 | 3234.7217 | 3885.4987 | 4664.7751 | 5596.1528 | 6708.6873 | 8032.329 | 9619.8263 | 11504.1058
Scenario 3: Aggressive Fuel Sub | SCE | Com | WaterHeat | Com - School | Program Administrator Cost Test | Fuel Substitution | 3663320.7381 | 3808158.1269 | 4005175.6061 | 4221972.5494 | 4658983.873 | 503665.5469 | 590276.0202 | 671166.5018 | 470555.2325 | 510010.1505 | 539104.3944 | 560677.305 | 576916.1354
Scenario 3: Aggressive Fuel Sub | SCE | Com | WaterHeat | Com - School | Rate Impact Measure Test | Energy Efficiency | 4930.2605 | 5807.1338 | 6770.7968 | 7812.0445 | 8933.578 | 10134.0121 | 11366.5452 | 12609.7422 | 13796.1903 | 14836.3917 | 15585.3548 | 15864.2411 | 15375.3792
Scenario 3: Aggressive Fuel Sub | SCE | Com | WaterHeat | Com - School | Rate Impact Measure Test | Fuel Substitution | 3663320.7381 | 3808158.1269 | 4005175.6061 | 4221972.5494 | 4658983.873 | 5021001.1059 | 5574358.7717 | 5810440.772 | 5379658.3637 | 4853478.5097 | 4057548.7586 | 3054744.456 | 1890486.1034
Scenario 3: Aggressive Fuel Sub | SCE | Com | WaterHeat | Com - School | Total Resource Cost Test | Energy Efficiency | 1278.5301 | 1559.2288 | 1894.7572 | 2293.8892 | 2767.6269 | 3335.3164 | 4008.3367 | 4814.6886 | 5778.9624 | 6931.4394 | 8303.3953 | 9949.7592 | 11905.0742
Scenario 3: Aggressive Fuel Sub | SCE | Com | WaterHeat | Com - School | Total Resource Cost Test | Fuel Substitution | 4513281.015 | 4676003.8044 | 4901022.8098 | 5149933.5762 | 5816687.7158 | 885770.9754 | 1031967.6342 | 1169405.7282 | 744836.0892 | 810802.0685 | 860714.7891 | 898911.7248 | 928760.3288
Scenario 3: Aggressive Fuel Sub | SCE | Com | WaterHeat | Com - Warehouse | Participant Cost Test | Energy Efficiency | 13.4163 | 16.5533 | 20.3421 | 24.9792 | 30.6772 | 37.553 | 45.8691 | 56.0017 | 68.2327 | 83.0621 | 101.0577 | 122.7724 | 149.1547
Scenario 3: Aggressive Fuel Sub | SCE | Com | WaterHeat | Com - Warehouse | Participant Cost Test | Fuel Substitution | 68193.5847 | 66016.4521 | 71576.4812 | 66768.1018 | 60591.3316 | 6602.245 | 7580.8209 | 8466.4051 | 4361.2314 | 4760.4819 | 5069.773 | 5313.1685 | 5511.2315
Scenario 3: Aggressive Fuel Sub | SCE | Com | WaterHeat | Com - Warehouse | Program Administrator Cost Test | Energy Efficiency | 213.5402 | 258.8242 | 312.467 | 376.9562 | 454.8276 | 547.0263 | 656.4975 | 787.553 | 942.872 | 1127.8771 | 1348.4758 | 1609.9279 | 1922.1689
Scenario 3: Aggressive Fuel Sub | SCE | Com | WaterHeat | Com - Warehouse | Program Administrator Cost Test | Fuel Substitution | 83446.5218 | 87581.5987 | 93616.5628 | 98231.7633 | 103390.7908 | 6516.9278 | 7569.2424 | 8533.3064 | 5406.1141 | 5881.4748 | 6243.1781 | 6521.9243 | 6743.7123
Scenario 3: Aggressive Fuel Sub | SCE | Com | WaterHeat | Com - Warehouse | Rate Impact Measure Test | Energy Efficiency | 886.4171 | 1038.4234 | 1203.566 | 1384.3882 | 1583.6764 | 1793.0329 | 2007.8902 | 2223.2711 | 2423.3737 | 2593.8664 | 2710.4757 | 2733.7769 | 2618.6337
Scenario 3: Aggressive Fuel Sub | SCE | Com | WaterHeat | Com - Warehouse | Rate Impact Measure Test | Fuel Substitution | 83446.5218 | 87581.5987 | 93616.5628 | 98231.7633 | 103390.7908 | 84002.3848 | 92433.9033 | 95934.8387 | 89037.7514 | 80083.1719 | 66545.3022 | 49416.5976 | 29424.5923
Scenario 3: Aggressive Fuel Sub | SCE | Com | WaterHeat | Com - Warehouse | Total Resource Cost Test | Energy Efficiency | 217.5651 | 263.7902 | 318.5696 | 384.45 | 464.0307 | 558.2922 | 670.2582 | 804.3535 | 963.3418 | 1152.7957 | 1378.7931 | 1646.7596 | 1966.9153
Scenario 3: Aggressive Fuel Sub | SCE | Com | WaterHeat | Com - Warehouse | Total Resource Cost Test | Fuel Substitution | 99232.9237 | 103855.7762 | 118691.7301 | 122126.9972 | 124696.339 | 11954.4826 | 13726.459 | 15329.9539 | 7896.4303 | 8619.3442 | 9179.3432 | 9620.0114 | 9978.5933
Scenario 3: Aggressive Fuel Sub | SCE | Com | WholeBlg | Com - College | Participant Cost Test | Energy Efficiency | 325351.0975 | 332617.8426 | 340581.3632 | 350229.8928 | 361216.9325 | 372569.0627 | 385653.9415 | 397686.1076 | 409874.5882 | 422795.8011 | 434432.0779 | 444620.3166 | 454070.4501
Scenario 3: Aggressive Fuel Sub | SCE | Com | WholeBlg | Com - College | Program Administrator Cost Test | Energy Efficiency | 325351.0975 | 332617.8426 | 340581.3632 | 350229.8928 | 361216.9325 | 372569.0627 | 385653.9415 | 397686.1076 | 409874.5882 | 422795.8011 | 434432.0779 | 444620.3166 | 454070.4501
Scenario 3: Aggressive Fuel Sub | SCE | Com | WholeBlg | Com - College | Rate Impact Measure Test | Energy Efficiency | 325351.0975 | 332617.8426 | 340581.3632 | 350229.8928 | 361216.9325 | 372569.0627 | 385653.9415 | 397686.1076 | 409874.5882 | 422795.8011 | 434432.0779 | 444620.3166 | 454070.4501
Scenario 3: Aggressive Fuel Sub | SCE | Com | WholeBlg | Com - College | Total Resource Cost Test | Energy Efficiency | 325351.0975 | 332617.8426 | 340581.3632 | 350229.8928 | 361216.9325 | 372569.0627 | 385653.9415 | 397686.1076 | 409874.5882 | 422795.8011 | 434432.0779 | 444620.3166 | 454070.4501
Scenario 3: Aggressive Fuel Sub | SCE | Com | WholeBlg | Com - Grocery | Participant Cost Test | Energy Efficiency | 1115569.3041 | 1141465.8225 | 1171108.3166 | 1205028.4189 | 1244496.1131 | 1284513.8096 | 1325290.0129 | 1364826.5925 | 1405846.8453 | 1446184.6915 | 1486001.0748 | 1520032.1042 | 1511166.0171
Scenario 3: Aggressive Fuel Sub | SCE | Com | WholeBlg | Com - Grocery | Program Administrator Cost Test | Energy Efficiency | 1115569.3041 | 1141465.8225 | 1171108.3166 | 1205028.4189 | 1244496.1131 | 1284513.8096 | 1325290.0129 | 1364826.5925 | 1405846.8453 | 1446184.6915 | 1486001.0748 | 1520032.1042 | 1511166.0171
Scenario 3: Aggressive Fuel Sub | SCE | Com | WholeBlg | Com - Grocery | Rate Impact Measure Test | Energy Efficiency | 1115569.3041 | 1141465.8225 | 1171108.3166 | 1205028.4189 | 1244496.1131 | 1284513.8096 | 1325290.0129 | 1364826.5925 | 1405846.8453 | 1446184.6915 | 1486001.0748 | 1520032.1042 | 1511166.0171
Scenario 3: Aggressive Fuel Sub | SCE | Com | WholeBlg | Com - Grocery | Total Resource Cost Test | Energy Efficiency | 1115569.3041 | 1141465.8225 | 1171108.3166 | 1205028.4189 | 1244496.1131 | 1284513.8096 | 1325290.0129 | 1364826.5925 | 1405846.8453 | 1446184.6915 | 1486001.0748 | 1520032.1042 | 1511166.0171
Scenario 3: Aggressive Fuel Sub | SCE | Com | WholeBlg | Com - Health | Participant Cost Test | Energy Efficiency | 1063666.3216 | 1092461.8246 | 1123550.816 | 1159479.6306 | 1200417.7431 | 1241638.9504 | 1287718.3814 | 1330372.8005 | 1373865.4775 | 1418449.2715 | 1460842.4909 | 1497239.1945 | 1530343.0089
Scenario 3: Aggressive Fuel Sub | SCE | Com | WholeBlg | Com - Health | Program Administrator Cost Test | Energy Efficiency | 1063666.3216 | 1092461.8246 | 1123550.816 | 1159479.6306 | 1200417.7431 | 1241638.9504 | 1287718.3814 | 1330372.8005 | 1373865.4775 | 1418449.2715 | 1460842.4909 | 1497239.1945 | 1530343.0089
Scenario 3: Aggressive Fuel Sub | SCE | Com | WholeBlg | Com - Health | Rate Impact Measure Test | Energy Efficiency | 1063666.3216 | 1092461.8246 | 1123550.816 | 1159479.6306 | 1200417.7431 | 1241638.9504 | 1287718.3814 | 1330372.8005 | 1373865.4775 | 1418449.2715 | 1460842.4909 | 1497239.1945 | 1530343.0089
Scenario 3: Aggressive Fuel Sub | SCE | Com | WholeBlg | Com - Health | Total Resource Cost Test | Energy Efficiency | 1063666.3216 | 1092461.8246 | 1123550.816 | 1159479.6306 | 1200417.7431 | 1241638.9504 | 1287718.3814 | 1330372.8005 | 1373865.4775 | 1418449.2715 | 1460842.4909 | 1497239.1945 | 1530343.0089
Scenario 3: Aggressive Fuel Sub | SCE | Com | WholeBlg | Com - Lodging | Participant Cost Test | Energy Efficiency | 503149.0874 | 515190.233 | 527683.8855 | 543226.4664 | 561002.3162 | 578955.8214 | 599198.188 | 618013.0946 | 637067.583 | 656898.0126 | 675523.7297 | 691156.4002 | 702266.9135
Scenario 3: Aggressive Fuel Sub | SCE | Com | WholeBlg | Com - Lodging | Program Administrator Cost Test | Energy Efficiency | 503149.0874 | 515190.233 | 527683.8855 | 543226.4664 | 561002.3162 | 578955.8214 | 599198.188 | 618013.0946 | 637067.583 | 656898.0126 | 675523.7297 | 691156.4002 | 702266.9135
Scenario 3: Aggressive Fuel Sub | SCE | Com | WholeBlg | Com - Lodging | Rate Impact Measure Test | Energy Efficiency | 503149.0874 | 515190.233 | 527683.8855 | 543226.4664 | 561002.3162 | 578955.8214 | 599198.188 | 618013.0946 | 637067.583 | 656898.0126 | 675523.7297 | 691156.4002 | 702266.9135
Scenario 3: Aggressive Fuel Sub | SCE | Com | WholeBlg | Com - Lodging | Total Resource Cost Test | Energy Efficiency | 503149.0874 | 515190.233 | 527683.8855 | 543226.4664 | 561002.3162 | 578955.8214 | 599198.188 | 618013.0946 | 637067.583 | 656898.0126 | 675523.7297 | 691156.4002 | 702266.9135
Scenario 3: Aggressive Fuel Sub | SCE | Com | WholeBlg | Com - Office (Large) | Participant Cost Test | Energy Efficiency | 2116939.0111 | 2149832.2914 | 2186037.7562 | 2229593.0267 | 2281595.1986 | 2333373.2906 | 2394312.5885 | 2447317.9797 | 2500115.1025 | 2554177.7349 | 2602281.5976 | 2639354.9447 | 2704530.784
Scenario 3: Aggressive Fuel Sub | SCE | Com | WholeBlg | Com - Office (Large) | Program Administrator Cost Test | Energy Efficiency | 2116939.0111 | 2149832.2914 | 2186037.7562 | 2229593.0267 | 2281595.1986 | 2333373.2906 | 2394312.5885 | 2447317.9797 | 2500115.1025 | 2554177.7349 | 2602281.5976 | 2639354.9447 | 2704530.784
Scenario 3: Aggressive Fuel Sub | SCE | Com | WholeBlg | Com - Office (Large) | Rate Impact Measure Test | Energy Efficiency | 2116939.0111 | 2149832.2914 | 2186037.7562 | 2229593.0267 | 2281595.1986 | 2333373.2906 | 2394312.5885 | 2447317.9797 | 2500115.1025 | 2554177.7349 | 2602281.5976 | 2639354.9447 | 2704530.784
Scenario 3: Aggressive Fuel Sub | SCE | Com | WholeBlg | Com - Office (Large) | Total Resource Cost Test | Energy Efficiency | 2116939.0111 | 2149832.2914 | 2186037.7562 | 2229593.0267 | 2281595.1986 | 2333373.2906 | 2394312.5885 | 2447317.9797 | 2500115.1025 | 2554177.7349 | 2602281.5976 | 2639354.9447 | 2704530.784
Scenario 3: Aggressive Fuel Sub | SCE | Com | WholeBlg | Com - Office (Small) | Participant Cost Test | Energy Efficiency | 371635.626 | 378423.4566 | 386075.8289 | 395162.0477 | 405813.4692 | 416457.2256 | 428262.856 | 438983.2239 | 449846.1625 | 461183.0168 | 471330.6308 | 479546.2253 | 486626.6271
Scenario 3: Aggressive Fuel Sub | SCE | Com | WholeBlg | Com - Office (Small) | Program Administrator Cost Test | Energy Efficiency | 371635.626 | 378423.4566 | 386075.8289 | 395162.0477 | 405813.4692 | 416457.2256 | 428262.856 | 438983.2239 | 449846.1625 | 461183.0168 | 471330.6308 | 479546.2253 | 486626.6271
Scenario 3: Aggressive Fuel Sub | SCE | Com | WholeBlg | Com - Office (Small) | Rate Impact Measure Test | Energy Efficiency | 371635.626 | 378423.4566 | 386075.8289 | 395162.0477 | 405813.4692 | 416457.2256 | 428262.856 | 438983.2239 | 449846.1625 | 461183.0168 | 471330.6308 | 479546.2253 | 486626.6271
Scenario 3: Aggressive Fuel Sub | SCE | Com | WholeBlg | Com - Office (Small) | Total Resource Cost Test | Energy Efficiency | 371635.626 | 378423.4566 | 386075.8289 | 395162.0477 | 405813.4692 | 416457.2256 | 428262.856 | 438983.2239 | 449846.1625 | 461183.0168 | 471330.6308 | 479546.2253 | 486626.6271
Scenario 3: Aggressive Fuel Sub | SCE | Com | WholeBlg | Com - Other | Participant Cost Test | Energy Efficiency | 1616983.2907 | 1648641.2375 | 1682328.1977 | 1724834.5927 | 1774033.1711 | 1823497.2777 | 1881481.3488 | 1933813.9789 | 1986540.2378 | 2040930.3214 | 2091323.0342 | 2132704.1686 | 2192943.6276
Scenario 3: Aggressive Fuel Sub | SCE | Com | WholeBlg | Com - Other | Program Administrator Cost Test | Energy Efficiency | 1616983.2907 | 1648641.2375 | 1682328.1977 | 1724834.5927 | 1774033.1711 | 1823497.2777 | 1881481.3488 | 1933813.9789 | 1986540.2378 | 2040930.3214 | 2091323.0342 | 2132704.1686 | 2192943.6276
Scenario 3: Aggressive Fuel Sub | SCE | Com | WholeBlg | Com - Other | Rate Impact Measure Test | Energy Efficiency | 1616983.2907 | 1648641.2375 | 1682328.1977 | 1724834.5927 | 1774033.1711 | 1823497.2777 | 1881481.3488 | 1933813.9789 | 1986540.2378 | 2040930.3214 | 2091323.0342 | 2132704.1686 | 2192943.6276
Scenario 3: Aggressive Fuel Sub | SCE | Com | WholeBlg | Com - Other | Total Resource Cost Test | Energy Efficiency | 1616983.2907 | 1648641.2375 | 1682328.1977 | 1724834.5927 | 1774033.1711 | 1823497.2777 | 1881481.3488 | 1933813.9789 | 1986540.2378 | 2040930.3214 | 2091323.0342 | 2132704.1686 | 2192943.6276
Scenario 3: Aggressive Fuel Sub | SCE | Com | WholeBlg | Com - Refrig. Warehouse | Participant Cost Test | Energy Efficiency | 124418.2599 | 129017.1678 | 133956.5269 | 139814.6805 | 146282.8015 | 152574.6135 | 158819.3959 | 165116.1503 | 171696.5551 | 178104.8829 | 184723.4472 | 190611.0069 | 188743.4929
Scenario 3: Aggressive Fuel Sub | SCE | Com | WholeBlg | Com - Refrig. Warehouse | Program Administrator Cost Test | Energy Efficiency | 124418.2599 | 129017.1678 | 133956.5269 | 139814.6805 | 146282.8015 | 152574.6135 | 158819.3959 | 165116.1503 | 171696.5551 | 178104.8829 | 184723.4472 | 190611.0069 | 188743.4929
Scenario 3: Aggressive Fuel Sub | SCE | Com | WholeBlg | Com - Refrig. Warehouse | Rate Impact Measure Test | Energy Efficiency | 124418.2599 | 129017.1678 | 133956.5269 | 139814.6805 | 146282.8015 | 152574.6135 | 158819.3959 | 165116.1503 | 171696.5551 | 178104.8829 | 184723.4472 | 190611.0069 | 188743.4929
Scenario 3: Aggressive Fuel Sub | SCE | Com | WholeBlg | Com - Refrig. Warehouse | Total Resource Cost Test | Energy Efficiency | 124418.2599 | 129017.1678 | 133956.5269 | 139814.6805 | 146282.8015 | 152574.6135 | 158819.3959 | 165116.1503 | 171696.5551 | 178104.8829 | 184723.4472 | 190611.0069 | 188743.4929
Scenario 3: Aggressive Fuel Sub | SCE | Com | WholeBlg | Com - Restaurant | Participant Cost Test | Energy Efficiency | 974005.8009 | 1009890.3111 | 1049618.0624 | 1096854.2475 | 1151002.5854 | 1206080.9464 | 1264151.6956 | 1324174.5404 | 1387512.6434 | 1452400.4752 | 1519877.5499 | 1584541.7719 | 1619984.5083
Scenario 3: Aggressive Fuel Sub | SCE | Com | WholeBlg | Com - Restaurant | Program Administrator Cost Test | Energy Efficiency | 1007740.5695 | 1048484.3033 | 1093562.2244 | 1146635.0634 | 1207193.4132 | 1268245.6907 | 1332217.406 | 1398726.3776 | 1468685.3207 | 1540123.201 | 1614466.2499 | 1685926.8092 | 1728410.0555
Scenario 3: Aggressive Fuel Sub | SCE | Com | WholeBlg | Com - Restaurant | Rate Impact Measure Test | Energy Efficiency | 1348695.0962 | 1428825 | 1512068.4044 | 1600425.678 | 1693472.8214 | 1773408.0426 | 1844129.3839 | 1907742.4814 | 1958538.5451 | 1990301.942 | 2002453.2304 | 1981932.9329 | 1897887.0244
Scenario 3: Aggressive Fuel Sub | SCE | Com | WholeBlg | Com - Restaurant | Total Resource Cost Test | Energy Efficiency | 1036520.3121 | 1082682.2506 | 1134034.7042 | 1194324.7249 | 1263230.601 | 1332836.4435 | 1405967.0694 | 1483042.6634 | 1564609.6579 | 1648558.9598 | 1736914.1621 | 1823548.3393 | 1882948.3078
Scenario 3: Aggressive Fuel Sub | SCE | Com | WholeBlg | Com - Retail | Participant Cost Test | Energy Efficiency | 1466741.3719 | 1522178.8335 | 1583475.401 | 1656016.3007 | 1742142.4007 | 1833455.236 | 1936285.4043 | 2045402.0747 | 2160358.8712 | 2283135.8265 | 2413440.5574 | 2545386.988 | 2699648.7418
Scenario 3: Aggressive Fuel Sub | SCE | Com | WholeBlg | Com - Retail | Program Administrator Cost Test | Energy Efficiency | 1574004.5397 | 1644868.123 | 1721850.833 | 1812252.6198 | 1918768.8441 | 2030950.7847 | 2154908.6687 | 2287792.1971 | 2426594.151 | 2573479.659 | 2729523.7846 | 2887155.4713 | 3068187.9458
Scenario 3: Aggressive Fuel Sub | SCE | Com | WholeBlg | Com - Retail | Rate Impact Measure Test | Energy Efficiency | 2730800.6403 | 2934748.9829 | 3127708.6089 | 3331804.117 | 3549666.2543 | 3743269.04 | 3909102.782 | 4053293.0565 | 4140371.6013 | 4162552.8912 | 4111832.001 | 3950701.753 | 3681765.9129
Scenario 3: Aggressive Fuel Sub | SCE | Com | WholeBlg | Com - Retail | Total Resource Cost Test | Energy Efficiency | 1661394.5435 | 1748604.6376 | 1843353.1161 | 1954816.9609 | 2086382.3211 | 2226013.8409 | 2379834.7916 | 2547789.3625 | 2724609.8107 | 2912982.3487 | 3116030.5516 | 3324692.059 | 3562762.6537
Scenario 3: Aggressive Fuel Sub | SCE | Com | WholeBlg | Com - School | Participant Cost Test | Energy Efficiency | 390889.3058 | 397890.8585 | 405365.8936 | 414928.4976 | 425997.2239 | 437071.427 | 450069.6894 | 461689.9025 | 473205.7437 | 485107.2711 | 495632.0341 | 503940.2492 | 515174.7759
Scenario 3: Aggressive Fuel Sub | SCE | Com | WholeBlg | Com - School | Program Administrator Cost Test | Energy Efficiency | 390889.3058 | 397890.8585 | 405365.8936 | 414928.4976 | 425997.2239 | 437071.427 | 450069.6894 | 461689.9025 | 473205.7437 | 485107.2711 | 495632.0341 | 503940.2492 | 515174.7759
Scenario 3: Aggressive Fuel Sub | SCE | Com | WholeBlg | Com - School | Rate Impact Measure Test | Energy Efficiency | 390889.3058 | 397890.8585 | 405365.8936 | 414928.4976 | 425997.2239 | 437071.427 | 450069.6894 | 461689.9025 | 473205.7437 | 485107.2711 | 495632.0341 | 503940.2492 | 515174.7759
Scenario 3: Aggressive Fuel Sub | SCE | Com | WholeBlg | Com - School | Total Resource Cost Test | Energy Efficiency | 390889.3058 | 397890.8585 | 405365.8936 | 414928.4976 | 425997.2239 | 437071.427 | 450069.6894 | 461689.9025 | 473205.7437 | 485107.2711 | 495632.0341 | 503940.2492 | 515174.7759
Scenario 3: Aggressive Fuel Sub | SCE | Com | WholeBlg | Com - Warehouse | Participant Cost Test | Energy Efficiency | 725596.0923 | 755251.2864 | 787642.7989 | 828359.0426 | 877707.1895 | 928835.5283 | 984727.8955 | 1044119.1357 | 1106169.3325 | 1173603.8035 | 1244747.7204 | 1315721.7422 | 1397551.7823
Scenario 3: Aggressive Fuel Sub | SCE | Com | WholeBlg | Com - Warehouse | Program Administrator Cost Test | Energy Efficiency | 726530.831 | 754596.733 | 784767.2314 | 822421.841 | 867552.6397 | 913360.24 | 962701.1078 | 1013847.9279 | 1066140.8603 | 1121905.2743 | 1179111.8309 | 1234012.4272 | 1296582.6108
Scenario 3: Aggressive Fuel Sub | SCE | Com | WholeBlg | Com - Warehouse | Rate Impact Measure Test | Energy Efficiency | 956854.4493 | 1016622.3697 | 1075747.3371 | 1144922.3967 | 1224632.703 | 1295150.1784 | 1358886.6763 | 1416810.8015 | 1459370.5572 | 1488859.3257 | 1499698.3551 | 1481064.8462 | 1439869.4321
Scenario 3: Aggressive Fuel Sub | SCE | Com | WholeBlg | Com - Warehouse | Total Resource Cost Test | Energy Efficiency | 767650.5093 | 805134.6588 | 845963.2805 | 897116.6991 | 959417.3736 | 1023713.6277 | 1093303.6355 | 1168389.9742 | 1246474.9792 | 1331216.2291 | 1421299.2359 | 1511859.4603 | 1615855.4544
Scenario 3: Aggressive Fuel Sub | SCE | Ind | WholeBlg | Ind - All Other Industrial | Participant Cost Test | Energy Efficiency | 56663.4851 | 56564.6965 | 56609.9097 | 56745.6593 | 56833.0043 | 56888.6516 | 56930.6442 | 56961.0197 | 56983.5697 | 56989.0275 | 56956.3194 | 56933.5194 | 56897.4216
Scenario 3: Aggressive Fuel Sub | SCE | Ind | WholeBlg | Ind - All Other Industrial | Program Administrator Cost Test | Energy Efficiency | 56663.4851 | 56564.6965 | 56609.9097 | 56745.6593 | 56833.0043 | 56888.6516 | 56930.6442 | 56961.0197 | 56983.5697 | 56989.0275 | 56956.3194 | 56933.5194 | 56897.4216
Scenario 3: Aggressive Fuel Sub | SCE | Ind | WholeBlg | Ind - All Other Industrial | Rate Impact Measure Test | Energy Efficiency | 56663.4851 | 56564.6965 | 56609.9097 | 56745.6593 | 56833.0043 | 56888.6516 | 56930.6442 | 56961.0197 | 56983.5697 | 56989.0275 | 56956.3194 | 56933.5194 | 56897.4216
Scenario 3: Aggressive Fuel Sub | SCE | Ind | WholeBlg | Ind - All Other Industrial | Total Resource Cost Test | Energy Efficiency | 56663.4851 | 56564.6965 | 56609.9097 | 56745.6593 | 56833.0043 | 56888.6516 | 56930.6442 | 56961.0197 | 56983.5697 | 56989.0275 | 56956.3194 | 56933.5194 | 56897.4216
Scenario 3: Aggressive Fuel Sub | SCE | Ind | WholeBlg | Ind - Chemicals | Participant Cost Test | Energy Efficiency | 171573.4365 | 172724.9257 | 174285.2673 | 176043.3498 | 177604.8012 | 178914.659 | 180023.2403 | 180932.7045 | 181855.3523 | 182703.9954 | 183381.1473 | 184005.4913 | 184522.6092
Scenario 3: Aggressive Fuel Sub | SCE | Ind | WholeBlg | Ind - Chemicals | Program Administrator Cost Test | Energy Efficiency | 171573.4365 | 172724.9257 | 174285.2673 | 176043.3498 | 177604.8012 | 178914.659 | 180023.2403 | 180932.7045 | 181855.3523 | 182703.9954 | 183381.1473 | 184005.4913 | 184522.6092
Scenario 3: Aggressive Fuel Sub | SCE | Ind | WholeBlg | Ind - Chemicals | Rate Impact Measure Test | Energy Efficiency | 171573.4365 | 172724.9257 | 174285.2673 | 176043.3498 | 177604.8012 | 178914.659 | 180023.2403 | 180932.7045 | 181855.3523 | 182703.9954 | 183381.1473 | 184005.4913 | 184522.6092
Scenario 3: Aggressive Fuel Sub | SCE | Ind | WholeBlg | Ind - Chemicals | Total Resource Cost Test | Energy Efficiency | 171573.4365 | 172724.9257 | 174285.2673 | 176043.3498 | 177604.8012 | 178914.659 | 180023.2403 | 180932.7045 | 181855.3523 | 182703.9954 | 183381.1473 | 184005.4913 | 184522.6092
Scenario 3: Aggressive Fuel Sub | SCE | Ind | WholeBlg | Ind - Electronics | Participant Cost Test | Energy Efficiency | 84350.6238 | 84379.9444 | 84669.5101 | 85110.7291 | 85484.3297 | 85831.1783 | 86167.1352 | 86489.6326 | 86794.7965 | 87059.0155 | 87246.5617 | 87429.7042 | 87578.5544
Scenario 3: Aggressive Fuel Sub | SCE | Ind | WholeBlg | Ind - Electronics | Program Administrator Cost Test | Energy Efficiency | 84350.6238 | 84379.9444 | 84669.5101 | 85110.7291 | 85484.3297 | 85831.1783 | 86167.1352 | 86489.6326 | 86794.7965 | 87059.0155 | 87246.5617 | 87429.7042 | 87578.5544
Scenario 3: Aggressive Fuel Sub | SCE | Ind | WholeBlg | Ind - Electronics | Rate Impact Measure Test | Energy Efficiency | 84350.6238 | 84379.9444 | 84669.5101 | 85110.7291 | 85484.3297 | 85831.1783 | 86167.1352 | 86489.6326 | 86794.7965 | 87059.0155 | 87246.5617 | 87429.7042 | 87578.5544
Scenario 3: Aggressive Fuel Sub | SCE | Ind | WholeBlg | Ind - Electronics | Total Resource Cost Test | Energy Efficiency | 84350.6238 | 84379.9444 | 84669.5101 | 85110.7291 | 85484.3297 | 85831.1783 | 86167.1352 | 86489.6326 | 86794.7965 | 87059.0155 | 87246.5617 | 87429.7042 | 87578.5544
Scenario 3: Aggressive Fuel Sub | SCE | Ind | WholeBlg | Ind - Fabricated Metals | Participant Cost Test | Energy Efficiency | 116553.6951 | 117277.3632 | 118415.4586 | 119399.8749 | 120133.2949 | 120648.088 | 121053.1455 | 121375.8723 | 121663.7995 | 121901.2327 | 122005.2552 | 122057.4864 | 122017.8619
Scenario 3: Aggressive Fuel Sub | SCE | Ind | WholeBlg | Ind - Fabricated Metals | Program Administrator Cost Test | Energy Efficiency | 116553.6951 | 117277.3632 | 118415.4586 | 119399.8749 | 120133.2949 | 120648.088 | 121053.1455 | 121375.8723 | 121663.7995 | 121901.2327 | 122005.2552 | 122057.4864 | 122017.8619
Scenario 3: Aggressive Fuel Sub | SCE | Ind | WholeBlg | Ind - Fabricated Metals | Rate Impact Measure Test | Energy Efficiency | 116553.6951 | 117277.3632 | 118415.4586 | 119399.8749 | 120133.2949 | 120648.088 | 121053.1455 | 121375.8723 | 121663.7995 | 121901.2327 | 122005.2552 | 122057.4864 | 122017.8619
Scenario 3: Aggressive Fuel Sub | SCE | Ind | WholeBlg | Ind - Fabricated Metals | Total Resource Cost Test | Energy Efficiency | 116553.6951 | 117277.3632 | 118415.4586 | 119399.8749 | 120133.2949 | 120648.088 | 121053.1455 | 121375.8723 | 121663.7995 | 121901.2327 | 122005.2552 | 122057.4864 | 122017.8619
Scenario 3: Aggressive Fuel Sub | SCE | Ind | WholeBlg | Ind - Food | Participant Cost Test | Energy Efficiency | 242617.6759 | 241527.589 | 241150.7272 | 241198.044 | 241053.4228 | 240842.5422 | 240642.995 | 240358.6112 | 240042.1541 | 239635.5165 | 239033.978 | 238421.5483 | 237730.2686
Scenario 3: Aggressive Fuel Sub | SCE | Ind | WholeBlg | Ind - Food | Program Administrator Cost Test | Energy Efficiency | 242617.6759 | 241527.589 | 241150.7272 | 241198.044 | 241053.4228 | 240842.5422 | 240642.995 | 240358.6112 | 240042.1541 | 239635.5165 | 239033.978 | 238421.5483 | 237730.2686
Scenario 3: Aggressive Fuel Sub | SCE | Ind | WholeBlg | Ind - Food | Rate Impact Measure Test | Energy Efficiency | 242617.6759 | 241527.589 | 241150.7272 | 241198.044 | 241053.4228 | 240842.5422 | 240642.995 | 240358.6112 | 240042.1541 | 239635.5165 | 239033.978 | 238421.5483 | 237730.2686
Scenario 3: Aggressive Fuel Sub | SCE | Ind | WholeBlg | Ind - Food | Total Resource Cost Test | Energy Efficiency | 242617.6759 | 241527.589 | 241150.7272 | 241198.044 | 241053.4228 | 240842.5422 | 240642.995 | 240358.6112 | 240042.1541 | 239635.5165 | 239033.978 | 238421.5483 | 237730.2686
Scenario 3: Aggressive Fuel Sub | SCE | Ind | WholeBlg | Ind - Industrial Machinery | Participant Cost Test | Energy Efficiency | 36457.5747 | 36708.7684 | 37105.2674 | 37420.3932 | 37619.9153 | 37752.7939 | 37886.6875 | 38001.1704 | 38111.8069 | 38209.9512 | 38260.6649 | 38292.1456 | 38293.0873
Scenario 3: Aggressive Fuel Sub | SCE | Ind | WholeBlg | Ind - Industrial Machinery | Program Administrator Cost Test | Energy Efficiency | 36457.5747 | 36708.7684 | 37105.2674 | 37420.3932 | 37619.9153 | 37752.7939 | 37886.6875 | 38001.1704 | 38111.8069 | 38209.9512 | 38260.6649 | 38292.1456 | 38293.0873
Scenario 3: Aggressive Fuel Sub | SCE | Ind | WholeBlg | Ind - Industrial Machinery | Rate Impact Measure Test | Energy Efficiency | 36457.5747 | 36708.7684 | 37105.2674 | 37420.3932 | 37619.9153 | 37752.7939 | 37886.6875 | 38001.1704 | 38111.8069 | 38209.9512 | 38260.6649 | 38292.1456 | 38293.0873
Scenario 3: Aggressive Fuel Sub | SCE | Ind | WholeBlg | Ind - Industrial Machinery | Total Resource Cost Test | Energy Efficiency | 36457.5747 | 36708.7684 | 37105.2674 | 37420.3932 | 37619.9153 | 37752.7939 | 37886.6875 | 38001.1704 | 38111.8069 | 38209.9512 | 38260.6649 | 38292.1456 | 38293.0873
Scenario 3: Aggressive Fuel Sub | SCE | Ind | WholeBlg | Ind - Lumber & Furniture | Participant Cost Test | Energy Efficiency | 20083.9394 | 20038.5942 | 20055.3207 | 20105.6838 | 20142.9249 | 20158.4438 | 20155.3053 | 20148.1427 | 20138.1987 | 20121.0585 | 20089.4828 | 20057.3036 | 20017.111
Scenario 3: Aggressive Fuel Sub | SCE | Ind | WholeBlg | Ind - Lumber & Furniture | Program Administrator Cost Test | Energy Efficiency | 20083.9394 | 20038.5942 | 20055.3207 | 20105.6838 | 20142.9249 | 20158.4438 | 20155.3053 | 20148.1427 | 20138.1987 | 20121.0585 | 20089.4828 | 20057.3036 | 20017.111
Scenario 3: Aggressive Fuel Sub | SCE | Ind | WholeBlg | Ind - Lumber & Furniture | Rate Impact Measure Test | Energy Efficiency | 20083.9394 | 20038.5942 | 20055.3207 | 20105.6838 | 20142.9249 | 20158.4438 | 20155.3053 | 20148.1427 | 20138.1987 | 20121.0585 | 20089.4828 | 20057.3036 | 20017.111
Scenario 3: Aggressive Fuel Sub | SCE | Ind | WholeBlg | Ind - Lumber & Furniture | Total Resource Cost Test | Energy Efficiency | 20083.9394 | 20038.5942 | 20055.3207 | 20105.6838 | 20142.9249 | 20158.4438 | 20155.3053 | 20148.1427 | 20138.1987 | 20121.0585 | 20089.4828 | 20057.3036 | 20017.111
Scenario 3: Aggressive Fuel Sub | SCE | Ind | WholeBlg | Ind - Paper | Participant Cost Test | Energy Efficiency | 78641.2646 | 77092.6094 | 75967.5351 | 75197.3188 | 74458.5544 | 73685.6931 | 73030.8369 | 72466.1099 | 72018.8344 | 71664.3303 | 71337.2791 | 71064.5593 | 70812.1605
Scenario 3: Aggressive Fuel Sub | SCE | Ind | WholeBlg | Ind - Paper | Program Administrator Cost Test | Energy Efficiency | 78641.2646 | 77092.6094 | 75967.5351 | 75197.3188 | 74458.5544 | 73685.6931 | 73030.8369 | 72466.1099 | 72018.8344 | 71664.3303 | 71337.2791 | 71064.5593 | 70812.1605
Scenario 3: Aggressive Fuel Sub | SCE | Ind | WholeBlg | Ind - Paper | Rate Impact Measure Test | Energy Efficiency | 78641.2646 | 77092.6094 | 75967.5351 | 75197.3188 | 74458.5544 | 73685.6931 | 73030.8369 | 72466.1099 | 72018.8344 | 71664.3303 | 71337.2791 | 71064.5593 | 70812.1605
Scenario 3: Aggressive Fuel Sub | SCE | Ind | WholeBlg | Ind - Paper | Total Resource Cost Test | Energy Efficiency | 78641.2646 | 77092.6094 | 75967.5351 | 75197.3188 | 74458.5544 | 73685.6931 | 73030.8369 | 72466.1099 | 72018.8344 | 71664.3303 | 71337.2791 | 71064.5593 | 70812.1605
Scenario 3: Aggressive Fuel Sub | SCE | Ind | WholeBlg | Ind - Petroleum | Participant Cost Test | Energy Efficiency | 301120.7674 | 299685.2079 | 299208.2969 | 299335.4106 | 299240.1693 | 299070.6108 | 298842.5425 | 298560.0842 | 298232.1113 | 297765.4671 | 297043.1811 | 296322.5281 | 295518.9518
Scenario 3: Aggressive Fuel Sub | SCE | Ind | WholeBlg | Ind - Petroleum | Program Administrator Cost Test | Energy Efficiency | 301120.7674 | 299685.2079 | 299208.2969 | 299335.4106 | 299240.1693 | 299070.6108 | 298842.5425 | 298560.0842 | 298232.1113 | 297765.4671 | 297043.1811 | 296322.5281 | 295518.9518
Scenario 3: Aggressive Fuel Sub | SCE | Ind | WholeBlg | Ind - Petroleum | Rate Impact Measure Test | Energy Efficiency | 301120.7674 | 299685.2079 | 299208.2969 | 299335.4106 | 299240.1693 | 299070.6108 | 298842.5425 | 298560.0842 | 298232.1113 | 297765.4671 | 297043.1811 | 296322.5281 | 295518.9518
Scenario 3: Aggressive Fuel Sub | SCE | Ind | WholeBlg | Ind - Petroleum | Total Resource Cost Test | Energy Efficiency | 301120.7674 | 299685.2079 | 299208.2969 | 299335.4106 | 299240.1693 | 299070.6108 | 298842.5425 | 298560.0842 | 298232.1113 | 297765.4671 | 297043.1811 | 296322.5281 | 295518.9518
Scenario 3: Aggressive Fuel Sub | SCE | Ind | WholeBlg | Ind - Plastics | Participant Cost Test | Energy Efficiency | 138262.3346 | 138045.199 | 138234.8435 | 138659.2843 | 138965.5138 | 139197.1887 | 139342.5052 | 139406.6269 | 139453.9148 | 139436.1888 | 139296.8914 | 139148.4822 | 138949.4618
Scenario 3: Aggressive Fuel Sub | SCE | Ind | WholeBlg | Ind - Plastics | Program Administrator Cost Test | Energy Efficiency | 138262.3346 | 138045.199 | 138234.8435 | 138659.2843 | 138965.5138 | 139197.1887 | 139342.5052 | 139406.6269 | 139453.9148 | 139436.1888 | 139296.8914 | 139148.4822 | 138949.4618
Scenario 3: Aggressive Fuel Sub | SCE | Ind | WholeBlg | Ind - Plastics | Rate Impact Measure Test | Energy Efficiency | 138262.3346 | 138045.199 | 138234.8435 | 138659.2843 | 138965.5138 | 139197.1887 | 139342.5052 | 139406.6269 | 139453.9148 | 139436.1888 | 139296.8914 | 139148.4822 | 138949.4618
Scenario 3: Aggressive Fuel Sub | SCE | Ind | WholeBlg | Ind - Plastics | Total Resource Cost Test | Energy Efficiency | 138262.3346 | 138045.199 | 138234.8435 | 138659.2843 | 138965.5138 | 139197.1887 | 139342.5052 | 139406.6269 | 139453.9148 | 139436.1888 | 139296.8914 | 139148.4822 | 138949.4618
Scenario 3: Aggressive Fuel Sub | SCE | Ind | WholeBlg | Ind - Primary Metals | Participant Cost Test | Energy Efficiency | 65605.4549 | 66307.3748 | 67316.5391 | 68344.2852 | 69210.4272 | 69984.4458 | 70782.863 | 71555.4117 | 72316.7084 | 73043.1703 | 73670.2845 | 74259.0579 | 74795.036
Scenario 3: Aggressive Fuel Sub | SCE | Ind | WholeBlg | Ind - Primary Metals | Program Administrator Cost Test | Energy Efficiency | 65605.4549 | 66307.3748 | 67316.5391 | 68344.2852 | 69210.4272 | 69984.4458 | 70782.863 | 71555.4117 | 72316.7084 | 73043.1703 | 73670.2845 | 74259.0579 | 74795.036
Scenario 3: Aggressive Fuel Sub | SCE | Ind | WholeBlg | Ind - Primary Metals | Rate Impact Measure Test | Energy Efficiency | 65605.4549 | 66307.3748 | 67316.5391 | 68344.2852 | 69210.4272 | 69984.4458 | 70782.863 | 71555.4117 | 72316.7084 | 73043.1703 | 73670.2845 | 74259.0579 | 74795.036
Scenario 3: Aggressive Fuel Sub | SCE | Ind | WholeBlg | Ind - Primary Metals | Total Resource Cost Test | Energy Efficiency | 65605.4549 | 66307.3748 | 67316.5391 | 68344.2852 | 69210.4272 | 69984.4458 | 70782.863 | 71555.4117 | 72316.7084 | 73043.1703 | 73670.2845 | 74259.0579 | 74795.036
Scenario 3: Aggressive Fuel Sub | SCE | Ind | WholeBlg | Ind - Printing & Publishing | Participant Cost Test | Energy Efficiency | 23227.5195 | 23124.0688 | 23096.2042 | 23112.2558 | 23104.8458 | 23077.6897 | 23051.1976 | 23021.6923 | 22997.4411 | 22968.6789 | 22920.1431 | 22868.4819 | 22807.5207
Scenario 3: Aggressive Fuel Sub | SCE | Ind | WholeBlg | Ind - Printing & Publishing | Program Administrator Cost Test | Energy Efficiency | 23227.5195 | 23124.0688 | 23096.2042 | 23112.2558 | 23104.8458 | 23077.6897 | 23051.1976 | 23021.6923 | 22997.4411 | 22968.6789 | 22920.1431 | 22868.4819 | 22807.5207
Scenario 3: Aggressive Fuel Sub | SCE | Ind | WholeBlg | Ind - Printing & Publishing | Rate Impact Measure Test | Energy Efficiency | 23227.5195 | 23124.0688 | 23096.2042 | 23112.2558 | 23104.8458 | 23077.6897 | 23051.1976 | 23021.6923 | 22997.4411 | 22968.6789 | 22920.1431 | 22868.4819 | 22807.5207
Scenario 3: Aggressive Fuel Sub | SCE | Ind | WholeBlg | Ind - Printing & Publishing | Total Resource Cost Test | Energy Efficiency | 23227.5195 | 23124.0688 | 23096.2042 | 23112.2558 | 23104.8458 | 23077.6897 | 23051.1976 | 23021.6923 | 22997.4411 | 22968.6789 | 22920.1431 | 22868.4819 | 22807.5207
Scenario 3: Aggressive Fuel Sub | SCE | Ind | WholeBlg | Ind - Stone-Glass-Clay | Participant Cost Test | Energy Efficiency | 117617.8915 | 118968.9321 | 120425.6471 | 121911.4248 | 123212.3416 | 124330.4471 | 125300.2433 | 126221.5651 | 127087.2549 | 127900.3104 | 128621.6402 | 129354.8881 | 130015.2281
Scenario 3: Aggressive Fuel Sub | SCE | Ind | WholeBlg | Ind - Stone-Glass-Clay | Program Administrator Cost Test | Energy Efficiency | 117617.8915 | 118968.9321 | 120425.6471 | 121911.4248 | 123212.3416 | 124330.4471 | 125300.2433 | 126221.5651 | 127087.2549 | 127900.3104 | 128621.6402 | 129354.8881 | 130015.2281
Scenario 3: Aggressive Fuel Sub | SCE | Ind | WholeBlg | Ind - Stone-Glass-Clay | Rate Impact Measure Test | Energy Efficiency | 117617.8915 | 118968.9321 | 120425.6471 | 121911.4248 | 123212.3416 | 124330.4471 | 125300.2433 | 126221.5651 | 127087.2549 | 127900.3104 | 128621.6402 | 129354.8881 | 130015.2281
Scenario 3: Aggressive Fuel Sub | SCE | Ind | WholeBlg | Ind - Stone-Glass-Clay | Total Resource Cost Test | Energy Efficiency | 117617.8915 | 118968.9321 | 120425.6471 | 121911.4248 | 123212.3416 | 124330.4471 | 125300.2433 | 126221.5651 | 127087.2549 | 127900.3104 | 128621.6402 | 129354.8881 | 130015.2281
Scenario 3: Aggressive Fuel Sub | SCE | Ind | WholeBlg | Ind - Textiles | Participant Cost Test | Energy Efficiency | 16462.7742 | 16416.7664 | 16416.0205 | 16418.0886 | 16398.896 | 16363.2372 | 16328.5011 | 16282.4946 | 16237.9614 | 16192.299 | 16135.0995 | 16080.1216 | 16022.1663
Scenario 3: Aggressive Fuel Sub | SCE | Ind | WholeBlg | Ind - Textiles | Program Administrator Cost Test | Energy Efficiency | 16462.7742 | 16416.7664 | 16416.0205 | 16418.0886 | 16398.896 | 16363.2372 | 16328.5011 | 16282.4946 | 16237.9614 | 16192.299 | 16135.0995 | 16080.1216 | 16022.1663
Scenario 3: Aggressive Fuel Sub | SCE | Ind | WholeBlg | Ind - Textiles | Rate Impact Measure Test | Energy Efficiency | 16462.7742 | 16416.7664 | 16416.0205 | 16418.0886 | 16398.896 | 16363.2372 | 16328.5011 | 16282.4946 | 16237.9614 | 16192.299 | 16135.0995 | 16080.1216 | 16022.1663
Scenario 3: Aggressive Fuel Sub | SCE | Ind | WholeBlg | Ind - Textiles | Total Resource Cost Test | Energy Efficiency | 16462.7742 | 16416.7664 | 16416.0205 | 16418.0886 | 16398.896 | 16363.2372 | 16328.5011 | 16282.4946 | 16237.9614 | 16192.299 | 16135.0995 | 16080.1216 | 16022.1663
Scenario 3: Aggressive Fuel Sub | SCE | Ind | WholeBlg | Ind - Transportation Equipment | Participant Cost Test | Energy Efficiency | 138660.1074 | 138978.1632 | 140554.847 | 141623.2351 | 142173.6048 | 142434.9673 | 142960.6799 | 143468.601 | 144102.1256 | 144753.1149 | 145181.5494 | 145445.6242 | 145508.6223
Scenario 3: Aggressive Fuel Sub | SCE | Ind | WholeBlg | Ind - Transportation Equipment | Program Administrator Cost Test | Energy Efficiency | 138660.1074 | 138978.1632 | 140554.847 | 141623.2351 | 142173.6048 | 142434.9673 | 142960.6799 | 143468.601 | 144102.1256 | 144753.1149 | 145181.5494 | 145445.6242 | 145508.6223
Scenario 3: Aggressive Fuel Sub | SCE | Ind | WholeBlg | Ind - Transportation Equipment | Rate Impact Measure Test | Energy Efficiency | 138660.1074 | 138978.1632 | 140554.847 | 141623.2351 | 142173.6048 | 142434.9673 | 142960.6799 | 143468.601 | 144102.1256 | 144753.1149 | 145181.5494 | 145445.6242 | 145508.6223
Scenario 3: Aggressive Fuel Sub | SCE | Ind | WholeBlg | Ind - Transportation Equipment | Total Resource Cost Test | Energy Efficiency | 138660.1074 | 138978.1632 | 140554.847 | 141623.2351 | 142173.6048 | 142434.9673 | 142960.6799 | 143468.601 | 144102.1256 | 144753.1149 | 145181.5494 | 145445.6242 | 145508.6223
Scenario 3: Aggressive Fuel Sub | SCE | Res | AppPlug | Res - Multi Family | Participant Cost Test | Energy Efficiency | 0 | 0 | 0 | 0 | 0 | 0 | 0 | 0 | 0 | 0 | 0 | 0 | 0
Scenario 3: Aggressive Fuel Sub | SCE | Res | AppPlug | Res - Multi Family | Participant Cost Test | Fuel Substitution | 25134.8666 | 28027.4967 | 31076.4919 | 34290.4089 | 37673.911 | 0 | 0 | 0 | 0 | 0 | 0 | 0 | 0
Scenario 3: Aggressive Fuel Sub | SCE | Res | AppPlug | Res - Multi Family | Program Administrator Cost Test | Energy Efficiency | 0 | 0 | 0 | 0 | 0 | 0 | 0 | 0 | 0 | 0 | 0 | 0 | 0
Scenario 3: Aggressive Fuel Sub | SCE | Res | AppPlug | Res - Multi Family | Program Administrator Cost Test | Fuel Substitution | 57444.1496 | 64732.8477 | 72447.8077 | 80593.5082 | 89408.8767 | 0 | 0 | 0 | 0 | 0 | 0 | 0 | 0
Scenario 3: Aggressive Fuel Sub | SCE | Res | AppPlug | Res - Multi Family | Rate Impact Measure Test | Energy Efficiency | 0 | 0 | 0 | 0 | 0 | 0 | 0 | 0 | 0 | 0 | 0 | 0 | 0
Scenario 3: Aggressive Fuel Sub | SCE | Res | AppPlug | Res - Multi Family | Rate Impact Measure Test | Fuel Substitution | 73676.8911 | 82431.5476 | 91610.7092 | 101150.7197 | 111074.604 | 0 | 0 | 0 | 0 | 0 | 0 | 0 | 0
Scenario 3: Aggressive Fuel Sub | SCE | Res | AppPlug | Res - Multi Family | Total Resource Cost Test | Energy Efficiency | 0 | 0 | 0 | 0 | 0 | 0 | 0 | 0 | 0 | 0 | 0 | 0 | 0
Scenario 3: Aggressive Fuel Sub | SCE | Res | AppPlug | Res - Multi Family | Total Resource Cost Test | Fuel Substitution | 70011.5829 | 78746.596 | 87986.0536 | 97738.7127 | 108245.8322 | 0 | 0 | 0 | 0 | 0 | 0 | 0 | 0
Scenario 3: Aggressive Fuel Sub | SCE | Res | AppPlug | Res - Single Family | Participant Cost Test | Energy Efficiency | 0 | 0 | 0 | 0 | 0 | 0 | 0 | 0 | 0 | 0 | 0 | 0 | 0
Scenario 3: Aggressive Fuel Sub | SCE | Res | AppPlug | Res - Single Family | Participant Cost Test | Fuel Substitution | 298596.7649 | 332458.7813 | 367903.6361 | 405062.7555 | 444031.1238 | 0 | 0 | 0 | 0 | 0 | 0 | 0 | 0
Scenario 3: Aggressive Fuel Sub | SCE | Res | AppPlug | Res - Single Family | Program Administrator Cost Test | Energy Efficiency | 0 | 0 | 0 | 0 | 0 | 0 | 0 | 0 | 0 | 0 | 0 | 0 | 0
Scenario 3: Aggressive Fuel Sub | SCE | Res | AppPlug | Res - Single Family | Program Administrator Cost Test | Fuel Substitution | 540968.0521 | 607260.0749 | 676902.2002 | 750016.4046 | 828425.9454 | 0 | 0 | 0 | 0 | 0 | 0 | 0 | 0
Scenario 3: Aggressive Fuel Sub | SCE | Res | AppPlug | Res - Single Family | Rate Impact Measure Test | Energy Efficiency | 0 | 0 | 0 | 0 | 0 | 0 | 0 | 0 | 0 | 0 | 0 | 0 | 0
Scenario 3: Aggressive Fuel Sub | SCE | Res | AppPlug | Res - Single Family | Rate Impact Measure Test | Fuel Substitution | 658038.7512 | 734757.1831 | 814733.9854 | 897618.3168 | 983697.4793 | 0 | 0 | 0 | 0 | 0 | 0 | 0 | 0
Scenario 3: Aggressive Fuel Sub | SCE | Res | AppPlug | Res - Single Family | Total Resource Cost Test | Energy Efficiency | 0 | 0 | 0 | 0 | 0 | 0 | 0 | 0 | 0 | 0 | 0 | 0 | 0
Scenario 3: Aggressive Fuel Sub | SCE | Res | AppPlug | Res - Single Family | Total Resource Cost Test | Fuel Substitution | 690266.4346 | 773489.4656 | 860854.0183 | 952547.7823 | 1050441.5073 | 0 | 0 | 0 | 0 | 0 | 0 | 0 | 0
Scenario 3: Aggressive Fuel Sub | SCE | Res | BROs | Income Qualified - Multi Family IQ | Participant Cost Test | Energy Efficiency | 1495113.667 | 1558745.752 | 1626191.5317 | 1685817.6178 | 1725308.6454 | 1767625.0625 | 1804981.7739 | 1848045.7173 | 1888685.6951 | 1931171.1253 | 1967133.8437 | 2012027.8644 | 2057955.0896
Scenario 3: Aggressive Fuel Sub | SCE | Res | BROs | Income Qualified - Multi Family IQ | Program Administrator Cost Test | Energy Efficiency | 1495113.667 | 1558745.752 | 1626191.5317 | 1685817.6178 | 1725308.6454 | 1767625.0625 | 1804981.7739 | 1848045.7173 | 1888685.6951 | 1931171.1253 | 1967133.8437 | 2012027.8644 | 2057955.0896
Scenario 3: Aggressive Fuel Sub | SCE | Res | BROs | Income Qualified - Multi Family IQ | Rate Impact Measure Test | Energy Efficiency | 1495113.667 | 1558745.752 | 1626191.5317 | 1685817.6178 | 1725308.6454 | 1767625.0625 | 1804981.7739 | 1848045.7173 | 1888685.6951 | 1931171.1253 | 1967133.8437 | 2012027.8644 | 2057955.0896
Scenario 3: Aggressive Fuel Sub | SCE | Res | BROs | Income Qualified - Multi Family IQ | Total Resource Cost Test | Energy Efficiency | 1495113.667 | 1558745.752 | 1626191.5317 | 1685817.6178 | 1725308.6454 | 1767625.0625 | 1804981.7739 | 1848045.7173 | 1888685.6951 | 1931171.1253 | 1967133.8437 | 2012027.8644 | 2057955.0896
Scenario 3: Aggressive Fuel Sub | SCE | Res | BROs | Income Qualified - Single Family IQ | Participant Cost Test | Energy Efficiency | 5096999.1268 | 5277964.5166 | 5468499.3626 | 5649443.9056 | 5762028.0152 | 5884224.0348 | 5992257.0432 | 6117124.8684 | 6233685.4479 | 6351360.6813 | 6447500.0391 | 6572867.1552 | 6701458.7803
Scenario 3: Aggressive Fuel Sub | SCE | Res | BROs | Income Qualified - Single Family IQ | Program Administrator Cost Test | Energy Efficiency | 5096999.1268 | 5277964.5166 | 5468499.3626 | 5649443.9056 | 5762028.0152 | 5884224.0348 | 5992257.0432 | 6117124.8684 | 6233685.4479 | 6351360.6813 | 6447500.0391 | 6572867.1552 | 6701458.7803
Scenario 3: Aggressive Fuel Sub | SCE | Res | BROs | Income Qualified - Single Family IQ | Rate Impact Measure Test | Energy Efficiency | 5096999.1268 | 5277964.5166 | 5468499.3626 | 5649443.9056 | 5762028.0152 | 5884224.0348 | 5992257.0432 | 6117124.8684 | 6233685.4479 | 6351360.6813 | 6447500.0391 | 6572867.1552 | 6701458.7803
Scenario 3: Aggressive Fuel Sub | SCE | Res | BROs | Income Qualified - Single Family IQ | Total Resource Cost Test | Energy Efficiency | 5096999.1268 | 5277964.5166 | 5468499.3626 | 5649443.9056 | 5762028.0152 | 5884224.0348 | 5992257.0432 | 6117124.8684 | 6233685.4479 | 6351360.6813 | 6447500.0391 | 6572867.1552 | 6701458.7803
Scenario 3: Aggressive Fuel Sub | SCE | Res | BROs | Res - Multi Family | Participant Cost Test | Energy Efficiency | 11099129.6277 | 11496110.1277 | 11914203.1387 | 12310122.5777 | 12557210.2882 | 12825252.2573 | 13062261.5502 | 13336160.1365 | 13591996.8148 | 13850686.9514 | 14062447.4038 | 14337989.4691 | 14620611.4872
Scenario 3: Aggressive Fuel Sub | SCE | Res | BROs | Res - Multi Family | Program Administrator Cost Test | Energy Efficiency | 11099129.6277 | 11496110.1277 | 11914203.1387 | 12310122.5777 | 12557210.2882 | 12825252.2573 | 13062261.5502 | 13336160.1365 | 13591996.8148 | 13850686.9514 | 14062447.4038 | 14337989.4691 | 14620611.4872
Scenario 3: Aggressive Fuel Sub | SCE | Res | BROs | Res - Multi Family | Rate Impact Measure Test | Energy Efficiency | 11099129.6277 | 11496110.1277 | 11914203.1387 | 12310122.5777 | 12557210.2882 | 12825252.2573 | 13062261.5502 | 13336160.1365 | 13591996.8148 | 13850686.9514 | 14062447.4038 | 14337989.4691 | 14620611.4872
Scenario 3: Aggressive Fuel Sub | SCE | Res | BROs | Res - Multi Family | Total Resource Cost Test | Energy Efficiency | 11099129.6277 | 11496110.1277 | 11914203.1387 | 12310122.5777 | 12557210.2882 | 12825252.2573 | 13062261.5502 | 13336160.1365 | 13591996.8148 | 13850686.9514 | 14062447.4038 | 14337989.4691 | 14620611.4872
Scenario 3: Aggressive Fuel Sub | SCE | Res | BROs | Res - Single Family | Participant Cost Test | Energy Efficiency | 2654186.7139 | 2767793.0372 | 2888237.4204 | 2994469.7221 | 3064940.2214 | 3140422.1147 | 3207041.8501 | 3283837.3547 | 3356324.9372 | 3432183.3475 | 3496444.6172 | 3576574.5389 | 3658535.908
Scenario 3: Aggressive Fuel Sub | SCE | Res | BROs | Res - Single Family | Program Administrator Cost Test | Energy Efficiency | 2654186.7139 | 2767793.0372 | 2888237.4204 | 2994469.7221 | 3064940.2214 | 3140422.1147 | 3207041.8501 | 3283837.3547 | 3356324.9372 | 3432183.3475 | 3496444.6172 | 3576574.5389 | 3658535.908
Scenario 3: Aggressive Fuel Sub | SCE | Res | BROs | Res - Single Family | Rate Impact Measure Test | Energy Efficiency | 2654186.7139 | 2767793.0372 | 2888237.4204 | 2994469.7221 | 3064940.2214 | 3140422.1147 | 3207041.8501 | 3283837.3547 | 3356324.9372 | 3432183.3475 | 3496444.6172 | 3576574.5389 | 3658535.908
Scenario 3: Aggressive Fuel Sub | SCE | Res | BROs | Res - Single Family | Total Resource Cost Test | Energy Efficiency | 2654186.7139 | 2767793.0372 | 2888237.4204 | 2994469.7221 | 3064940.2214 | 3140422.1147 | 3207041.8501 | 3283837.3547 | 3356324.9372 | 3432183.3475 | 3496444.6172 | 3576574.5389 | 3658535.908
Scenario 3: Aggressive Fuel Sub | SCE | Res | BldgEnv | Res - Single Family | Participant Cost Test | Energy Efficiency | 3704582.7121 | 3953245.0649 | 4066674.0163 | 4065828.0513 | 4097902.7552 | 4061498.887 | 3993069.113 | 3909885.6763 | 1612086.0243 | 0 | 0 | 0 | 0
Scenario 3: Aggressive Fuel Sub | SCE | Res | BldgEnv | Res - Single Family | Program Administrator Cost Test | Energy Efficiency | 148792.0705 | 146671.3461 | 143723.782 | 140113.9644 | 136811.3008 | 133159.1452 | 129416.0753 | 125720.1673 | 8493.1627 | 0 | 0 | 0 | 0
Scenario 3: Aggressive Fuel Sub | SCE | Res | BldgEnv | Res - Single Family | Rate Impact Measure Test | Energy Efficiency | 1033401.1107 | 1035522.6319 | 1026317.2127 | 1008932.2508 | 933584.4386 | 852481.5301 | 767825.6698 | 680642.6258 | 47483.7467 | 0 | 0 | 0 | 0
Scenario 3: Aggressive Fuel Sub | SCE | Res | BldgEnv | Res - Single Family | Total Resource Cost Test | Energy Efficiency | 1159449.2601 | 1226115.5982 | 1255522.7433 | 1253339.1187 | 1260508.0901 | 1248602.9105 | 1227762.6108 | 1203661.0974 | 446227.9326 | 0 | 0 | 0 | 0
Scenario 3: Aggressive Fuel Sub | SCE | Res | HVAC | Res - Multi Family | Participant Cost Test | Energy Efficiency | 47708.0126 | 127431.4766 | 155688.3259 | 168554.5629 | 181194.7702 | 184145.3978 | 194968.804 | 205230.6381 | 215044.3892 | 224465.1114 | 233628.8304 | 242618.7783 | 251238.7042
Scenario 3: Aggressive Fuel Sub | SCE | Res | HVAC | Res - Multi Family | Participant Cost Test | Fuel Substitution | 252.6878 | 261.2881 | 267.7018 | 291.5348 | 416.4681 | 4.3585 | 4.7267 | 5.0494 | 5.3123 | 5.5268 | 5.7074 | 5.8663 | 6.012
Scenario 3: Aggressive Fuel Sub | SCE | Res | HVAC | Res - Multi Family | Program Administrator Cost Test | Energy Efficiency | 542353.0558 | 507247.2261 | 447047.0634 | 386170.3372 | 334555.3482 | 286411.3713 | 251708.1857 | 224164.5283 | 202661.8778 | 186102.9407 | 173564.094 | 164241.6351 | 157326.131
Scenario 3: Aggressive Fuel Sub | SCE | Res | HVAC | Res - Multi Family | Program Administrator Cost Test | Fuel Substitution | 120.8846 | 123.4136 | 124.8622 | 132.2668 | 161.5792 | 1.0351 | 1.1105 | 1.1743 | 1.2226 | 1.2583 | 1.2852 | 1.3062 | 1.3235
Scenario 3: Aggressive Fuel Sub | SCE | Res | HVAC | Res - Multi Family | Rate Impact Measure Test | Energy Efficiency | 1634214.1766 | 1535036.9956 | 1346753.3453 | 1145805.0327 | 972550.8301 | 810896.611 | 685409.7861 | 579132.955 | 488794.685 | 411628.1708 | 344433.1172 | 284257.3424 | 213459.4983
Scenario 3: Aggressive Fuel Sub | SCE | Res | HVAC | Res - Multi Family | Rate Impact Measure Test | Fuel Substitution | 338.6235 | 336.6235 | 330.4003 | 333.6823 | 395.4796 | 5.3186 | 5.2377 | 5.0139 | 4.6436 | 4.1548 | 3.5701 | 2.9017 | 2.1577
Scenario 3: Aggressive Fuel Sub | SCE | Res | HVAC | Res - Multi Family | Total Resource Cost Test | Energy Efficiency | 556665.4596 | 548024.6163 | 497608.8696 | 441466.2932 | 394582.5499 | 347996.6511 | 317514.9081 | 294054.9006 | 276530.5712 | 263858.4041 | 255157.6653 | 249650.5739 | 246455.4539
Scenario 3: Aggressive Fuel Sub | SCE | Res | HVAC | Res - Multi Family | Total Resource Cost Test | Fuel Substitution | 282.2231 | 291.528 | 298.3648 | 324.857 | 454.8736 | 4.63 | 5.024 | 5.3703 | 5.653 | 5.8839 | 6.0785 | 6.2497 | 6.4067
Scenario 3: Aggressive Fuel Sub | SCE | Res | HVAC | Res - Single Family | Participant Cost Test | Energy Efficiency | 7505155.7963 | 8528935.3366 | 9452211.9516 | 10240383.735 | 11055215.5039 | 11770066.4369 | 12420795.4894 | 13029965.7943 | 1853853.8979 | 13371.1773 | 13900.0121 | 14415.3413 | 14911.4885
Scenario 3: Aggressive Fuel Sub | SCE | Res | HVAC | Res - Single Family | Participant Cost Test | Fuel Substitution | 8206.7654 | 8667.2523 | 8926.2849 | 10236.2421 | 9742.088 | 169.0457 | 181.8829 | 186.2434 | 64.401 | 67.0565 | 69.2986 | 71.2741 | 73.0909
Scenario 3: Aggressive Fuel Sub | SCE | Res | HVAC | Res - Single Family | Program Administrator Cost Test | Energy Efficiency | 4236164.3268 | 3901677.8997 | 3579079.4164 | 3276868.8663 | 3029401.6531 | 2818056.6883 | 2644714.1271 | 2506896.5681 | 790835.0496 | 419490.5926 | 324737.815 | 250040.3363 | 191273.3195
Scenario 3: Aggressive Fuel Sub | SCE | Res | HVAC | Res - Single Family | Program Administrator Cost Test | Fuel Substitution | 4609.2427 | 4805.8626 | 4906.7403 | 5265.5749 | 5303.8068 | 44.5202 | 47.9701 | 48.874 | 16.289 | 16.8506 | 17.2835 | 17.6309 | 17.9247
Scenario 3: Aggressive Fuel Sub | SCE | Res | HVAC | Res - Single Family | Rate Impact Measure Test | Energy Efficiency | 12284522.4993 | 11290969.2842 | 10197168.4793 | 9077478.4521 | 8106970.937 | 7230382.9876 | 6447653.1635 | 5748416.4667 | 2115145.2006 | 1279002.9512 | 989582.8167 | 760806.9456 | 431486.9414
Scenario 3: Aggressive Fuel Sub | SCE | Res | HVAC | Res - Single Family | Rate Impact Measure Test | Fuel Substitution | 7125.5881 | 7332.9449 | 7387.9347 | 7918.5979 | 7853.5204 | 148.235 | 147.214 | 137.6866 | 52.865 | 47.8676 | 41.7811 | 34.7532 | 26.8848
Scenario 3: Aggressive Fuel Sub | SCE | Res | HVAC | Res - Single Family | Total Resource Cost Test | Energy Efficiency | 8185141.2613 | 8401299.6151 | 8578206.9406 | 8707168.104 | 8906921.856 | 9091413.254 | 9281226.6022 | 9485675.9736 | 1784238.4626 | 424297.1445 | 329800.0238 | 255356.8748 | 196840.4381
Scenario 3: Aggressive Fuel Sub | SCE | Res | HVAC | Res - Single Family | Total Resource Cost Test | Fuel Substitution | 10701.4414 | 11291.1103 | 11628.0238 | 13099.1859 | 12627.5893 | 194.9175 | 210.1459 | 215.2424 | 71.2053 | 74.209 | 76.744 | 78.9749 | 81.0241
Scenario 3: Aggressive Fuel Sub | SCE | Res | WaterHeat | Res - Multi Family | Participant Cost Test | Energy Efficiency | 215191.0043 | 230469.0229 | 248070.5224 | 265138.8974 | 282823.8576 | 299309.2989 | 316961.0569 | 334917.8587 | 353260.9466 | 372076.9208 | 391543.2592 | 417113.1586 | 446321.6396
Scenario 3: Aggressive Fuel Sub | SCE | Res | WaterHeat | Res - Multi Family | Participant Cost Test | Fuel Substitution | 117623433.3661 | 115037100.9728 | 111605867.3725 | 107593867.5682 | 103431940.4536 | 668986.4072 | 812101.7665 | 961588.9735 | 1084465.8984 | 1180128.3436 | 1254238.8602 | 1313258.2942 | 1362361.2361
Scenario 3: Aggressive Fuel Sub | SCE | Res | WaterHeat | Res - Multi Family | Program Administrator Cost Test | Energy Efficiency | 162297.8237 | 171229.057 | 181584.5335 | 191236.4864 | 201029.4297 | 209667.4698 | 218855.4939 | 227968.6724 | 237061.6287 | 246189.6197 | 255464.4053 | 268350.2675 | 283147.1233
Scenario 3: Aggressive Fuel Sub | SCE | Res | WaterHeat | Res - Multi Family | Program Administrator Cost Test | Fuel Substitution | 98296998.088 | 102508972.0649 | 106417471.1155 | 110160958.2421 | 114535291.594 | 260160.3612 | 314966.0843 | 371975.7472 | 418442.406 | 454218.8824 | 481562.4239 | 503011.8169 | 520588.5296
Scenario 3: Aggressive Fuel Sub | SCE | Res | WaterHeat | Res - Multi Family | Rate Impact Measure Test | Energy Efficiency | 571875.7927 | 582942.5305 | 593774.4538 | 596901.1056 | 595319.3156 | 585457.4541 | 571876.9162 | 552296.689 | 526381.6076 | 493906.4644 | 454416.079 | 412202.0333 | 361611.3483
Scenario 3: Aggressive Fuel Sub | SCE | Res | WaterHeat | Res - Multi Family | Rate Impact Measure Test | Fuel Substitution | 98399149.8154 | 102625022.4376 | 106552327.6838 | 110318987.0293 | 114711084.2197 | 1749760.0904 | 1919622.6522 | 2024838.4893 | 1995551.0055 | 1849680.7975 | 1613601.3033 | 1307713.8788 | 946233.5983
Scenario 3: Aggressive Fuel Sub | SCE | Res | WaterHeat | Res - Multi Family | Total Resource Cost Test | Energy Efficiency | 247233.2953 | 262875.5288 | 280953.4226 | 298202.5244 | 315927.8 | 332096.0776 | 349367.3419 | 366770.1939 | 384393.0494 | 402328.0407 | 420763.0176 | 445488.6783 | 473790.5496
Scenario 3: Aggressive Fuel Sub | SCE | Res | WaterHeat | Res - Multi Family | Total Resource Cost Test | Fuel Substitution | 131128176.9173 | 136322501.4199 | 141196930.2675 | 145945754.4975 | 151373036.8083 | 894439.4132 | 1085777.21 | 1285633.2826 | 1449912.5001 | 1577807.7067 | 1676889.5429 | 1755795.7528 | 1821444.3577
Scenario 3: Aggressive Fuel Sub | SCE | Res | WaterHeat | Res - Single Family | Participant Cost Test | Energy Efficiency | 160600.6219 | 182491.4601 | 201857.1962 | 219070.8751 | 238148.7649 | 256468.7189 | 274619.6226 | 292958.8593 | 277508.4674 | 292116.784 | 310563.0875 | 331170.1432 | 352690.0434
Scenario 3: Aggressive Fuel Sub | SCE | Res | WaterHeat | Res - Single Family | Participant Cost Test | Fuel Substitution | 8177899.1493 | 7954473.8707 | 7682038.8225 | 7452700.5922 | 7330639.7145 | 4742093.7476 | 5708389.4492 | 6742633.6844 | 7589708.3196 | 8249207.837 | 8761803.4835 | 9172232.1488 | 9516007.4922
Scenario 3: Aggressive Fuel Sub | SCE | Res | WaterHeat | Res - Single Family | Program Administrator Cost Test | Energy Efficiency | 119018.566 | 133122.6443 | 145114.7385 | 155300.4027 | 166406.8101 | 176648.9422 | 186461.4084 | 196101.0984 | 187468.1456 | 194932.6111 | 204355.8839 | 214930.6508 | 225769.8163
Scenario 3: Aggressive Fuel Sub | SCE | Res | WaterHeat | Res - Single Family | Program Administrator Cost Test | Fuel Substitution | 15974432.4743 | 16176673.4106 | 16232564.0772 | 16349387.6226 | 16659436.0012 | 1846576.7276 | 2216901.4396 | 2611700.6247 | 2932260.664 | 3179032.0687 | 3368229.2631 | 3517450.935 | 3640586.6737
Scenario 3: Aggressive Fuel Sub | SCE | Res | WaterHeat | Res - Single Family | Rate Impact Measure Test | Energy Efficiency | 414492.5748 | 447924.5517 | 469069.1413 | 479300.1352 | 487718.4462 | 488610.5904 | 483024.3822 | 471357.6038 | 415536.3136 | 390722.4445 | 363306.0581 | 330098.1378 | 288348.0455
Scenario 3: Aggressive Fuel Sub | SCE | Res | WaterHeat | Res - Single Family | Rate Impact Measure Test | Fuel Substitution | 16005137.5074 | 16257022.7537 | 16389878.6829 | 16584803.2422 | 16970492.228 | 12523886.7027 | 13625923.7658 | 14334727.3673 | 14096596.0111 | 13045515.3987 | 11367220.2215 | 9202310.2558 | 6647832.2735
Scenario 3: Aggressive Fuel Sub | SCE | Res | WaterHeat | Res - Single Family | Total Resource Cost Test | Energy Efficiency | 182826.7978 | 206211.4494 | 226548.8983 | 244284.662 | 263810.7203 | 282256.2903 | 300290.4573 | 318314.3095 | 302756.5836 | 316959.4898 | 334893.0112 | 354958.9664 | 375771.6645
Scenario 3: Aggressive Fuel Sub | SCE | Res | WaterHeat | Res - Single Family | Total Resource Cost Test | Fuel Substitution | 21685273.0104 | 21923506.7338 | 21977982.111 | 22129597.4975 | 22522492.4175 | 6339891.4358 | 7631716.642 | 9014377.7495 | 10146812.2369 | 11028482.5069 | 11713762.1628 | 12262458.8527 | 12722049.3274
Scenario 3: Aggressive Fuel Sub | SCE | Res | WholeBlg | Res - Multi Family | Participant Cost Test | Energy Efficiency | 0 | 0 | 0 | 0 | 189568.7733 | 178931.1314 | 169222.971 | 158984.3881 | 148596.3667 | 138226.4203 | 129521.3453 | 122748.6016 | 116217.3692
Scenario 3: Aggressive Fuel Sub | SCE | Res | WholeBlg | Res - Multi Family | Program Administrator Cost Test | Energy Efficiency | 0 | 0 | 0 | 0 | 88468.4053 | 82540.679 | 77169.1225 | 71677.4198 | 66240.1578 | 60930.0137 | 56461.2493 | 52922.0415 | 49561.4548
Scenario 3: Aggressive Fuel Sub | SCE | Res | WholeBlg | Res - Multi Family | Rate Impact Measure Test | Energy Efficiency | 0 | 0 | 0 | 0 | 331673.9841 | 289768.0074 | 251390.1486 | 214268.397 | 179160.7489 | 146460.5681 | 117720.4376 | 92390.0246 | 68640.5598
Scenario 3: Aggressive Fuel Sub | SCE | Res | WholeBlg | Res - Multi Family | Total Resource Cost Test | Energy Efficiency | 0 | 0 | 0 | 0 | 249326.9925 | 234904.0501 | 221758.4768 | 207972.3995 | 194045.4607 | 180195.5138 | 168564.1439 | 159486.692 | 150756.4395
Scenario 3: Aggressive Fuel Sub | SCE | Res | WholeBlg | Res - Single Family | Participant Cost Test | Energy Efficiency | 0 | 0 | 663644.4117 | 678887.7718 | 671349.6333 | 640208.8384 | 599044.4089 | 554536.6973 | 512919.4169 | 473446.6637 | 438646.3225 | 410079.0344 | 383194.9519
Scenario 3: Aggressive Fuel Sub | SCE | Res | WholeBlg | Res - Single Family | Program Administrator Cost Test | Energy Efficiency | 0 | 0 | 217165.6723 | 218663.7721 | 212852.2128 | 199815.6114 | 184065.8434 | 167756.4918 | 152778.3405 | 138859.7519 | 126689.8694 | 116639.7962 | 107344.7471
Scenario 3: Aggressive Fuel Sub | SCE | Res | WholeBlg | Res - Single Family | Rate Impact Measure Test | Energy Efficiency | 0 | 0 | 1155805.4876 | 1103598.3436 | 1012089.5147 | 887724.963 | 756171.3794 | 629042.2338 | 514222.584 | 410476.3026 | 319013.0974 | 238853.489 | 165644.963
Scenario 3: Aggressive Fuel Sub | SCE | Res | WholeBlg | Res - Single Family | Total Resource Cost Test | Energy Efficiency | 0 | 0 | 786600.3324 | 803067.5526 | 792599.0291 | 754383.4819 | 704547.1275 | 650993.1366 | 601041.8032 | 553796.3918 | 512189.8306 | 478007.8988 | 445914.6734
Scenario 3: Aggressive Fuel Sub | SCG | Ag | WholeBlg | Ag - Dairies, fishing, hunting | Participant Cost Test | Energy Efficiency | 10379.2505 | 10379.2505 | 10379.2505 | 10379.2505 | 10379.2505 | 10379.2505 | 10379.2505 | 10379.2505 | 10379.2505 | 10379.2505 | 10379.2505 | 10379.2505 | 10379.2505
Scenario 3: Aggressive Fuel Sub | SCG | Ag | WholeBlg | Ag - Dairies, fishing, hunting | Program Administrator Cost Test | Energy Efficiency | 10379.2505 | 10379.2505 | 10379.2505 | 10379.2505 | 10379.2505 | 10379.2505 | 10379.2505 | 10379.2505 | 10379.2505 | 10379.2505 | 10379.2505 | 10379.2505 | 10379.2505
Scenario 3: Aggressive Fuel Sub | SCG | Ag | WholeBlg | Ag - Dairies, fishing, hunting | Rate Impact Measure Test | Energy Efficiency | 10379.2505 | 10379.2505 | 10379.2505 | 10379.2505 | 10379.2505 | 10379.2505 | 10379.2505 | 10379.2505 | 10379.2505 | 10379.2505 | 10379.2505 | 10379.2505 | 10379.2505
Scenario 3: Aggressive Fuel Sub | SCG | Ag | WholeBlg | Ag - Dairies, fishing, hunting | Total Resource Cost Test | Energy Efficiency | 10379.2505 | 10379.2505 | 10379.2505 | 10379.2505 | 10379.2505 | 10379.2505 | 10379.2505 | 10379.2505 | 10379.2505 | 10379.2505 | 10379.2505 | 10379.2505 | 10379.2505
Scenario 3: Aggressive Fuel Sub | SCG | Ag | WholeBlg | Ag - Irrigated Agriculture, vineyards, forestry and greenhouses | Participant Cost Test | Energy Efficiency | 44526.5557 | 44526.5557 | 44526.5557 | 44526.5557 | 44526.5557 | 44526.5557 | 44526.5557 | 44526.5557 | 44526.5557 | 44526.5557 | 44526.5557 | 44526.5557 | 44526.5557
Scenario 3: Aggressive Fuel Sub | SCG | Ag | WholeBlg | Ag - Irrigated Agriculture, vineyards, forestry and greenhouses | Program Administrator Cost Test | Energy Efficiency | 44526.5557 | 44526.5557 | 44526.5557 | 44526.5557 | 44526.5557 | 44526.5557 | 44526.5557 | 44526.5557 | 44526.5557 | 44526.5557 | 44526.5557 | 44526.5557 | 44526.5557
Scenario 3: Aggressive Fuel Sub | SCG | Ag | WholeBlg | Ag - Irrigated Agriculture, vineyards, forestry and greenhouses | Rate Impact Measure Test | Energy Efficiency | 44526.5557 | 44526.5557 | 44526.5557 | 44526.5557 | 44526.5557 | 44526.5557 | 44526.5557 | 44526.5557 | 44526.5557 | 44526.5557 | 44526.5557 | 44526.5557 | 44526.5557
Scenario 3: Aggressive Fuel Sub | SCG | Ag | WholeBlg | Ag - Irrigated Agriculture, vineyards, forestry and greenhouses | Total Resource Cost Test | Energy Efficiency | 44526.5557 | 44526.5557 | 44526.5557 | 44526.5557 | 44526.5557 | 44526.5557 | 44526.5557 | 44526.5557 | 44526.5557 | 44526.5557 | 44526.5557 | 44526.5557 | 44526.5557
Scenario 3: Aggressive Fuel Sub | SCG | Ag | WholeBlg | Ag - Water pumping | Participant Cost Test | Energy Efficiency | 14623.9307 | 14623.9307 | 14623.9307 | 14623.9307 | 14623.9307 | 14623.9307 | 14623.9307 | 14623.9307 | 14623.9307 | 14623.9307 | 14623.9307 | 14623.9307 | 14623.9307
Scenario 3: Aggressive Fuel Sub | SCG | Ag | WholeBlg | Ag - Water pumping | Program Administrator Cost Test | Energy Efficiency | 14623.9307 | 14623.9307 | 14623.9307 | 14623.9307 | 14623.9307 | 14623.9307 | 14623.9307 | 14623.9307 | 14623.9307 | 14623.9307 | 14623.9307 | 14623.9307 | 14623.9307
Scenario 3: Aggressive Fuel Sub | SCG | Ag | WholeBlg | Ag - Water pumping | Rate Impact Measure Test | Energy Efficiency | 14623.9307 | 14623.9307 | 14623.9307 | 14623.9307 | 14623.9307 | 14623.9307 | 14623.9307 | 14623.9307 | 14623.9307 | 14623.9307 | 14623.9307 | 14623.9307 | 14623.9307
Scenario 3: Aggressive Fuel Sub | SCG | Ag | WholeBlg | Ag - Water pumping | Total Resource Cost Test | Energy Efficiency | 14623.9307 | 14623.9307 | 14623.9307 | 14623.9307 | 14623.9307 | 14623.9307 | 14623.9307 | 14623.9307 | 14623.9307 | 14623.9307 | 14623.9307 | 14623.9307 | 14623.9307
Scenario 3: Aggressive Fuel Sub | SCG | Com | AppPlug | Com - College | Participant Cost Test | Energy Efficiency | 0 | 0 | 0 | 0 | 0 | 0 | 0 | 0 | 0 | 0 | 0 | 0 | 42708.4016
Scenario 3: Aggressive Fuel Sub | SCG | Com | AppPlug | Com - College | Program Administrator Cost Test | Energy Efficiency | 0 | 0 | 0 | 0 | 0 | 0 | 0 | 0 | 0 | 0 | 0 | 0 | 9022.3844
Scenario 3: Aggressive Fuel Sub | SCG | Com | AppPlug | Com - College | Rate Impact Measure Test | Energy Efficiency | 0 | 0 | 0 | 0 | 0 | 0 | 0 | 0 | 0 | 0 | 0 | 0 | 14880.0785
Scenario 3: Aggressive Fuel Sub | SCG | Com | AppPlug | Com - College | Total Resource Cost Test | Energy Efficiency | 0 | 0 | 0 | 0 | 0 | 0 | 0 | 0 | 0 | 0 | 0 | 0 | 42092.4432
Scenario 3: Aggressive Fuel Sub | SCG | Com | AppPlug | Com - Health | Participant Cost Test | Energy Efficiency | 1735272.2202 | 1964044.1187 | 2190488.9697 | 2362791.6713 | 2534750.8959 | 2683744.862 | 2818359.256 | 2908816.4105 | 2960807.1196 | 2961511.5679 | 2917775.8446 | 2860758.0184 | 2773515.2035
Scenario 3: Aggressive Fuel Sub | SCG | Com | AppPlug | Com - Health | Program Administrator Cost Test | Energy Efficiency | 2374587.1189 | 2652345.3622 | 2920576.0881 | 3114054.8743 | 3302044.8154 | 3456534.3549 | 3588731.4431 | 3663230.6029 | 3688413.9301 | 3629486.9874 | 3516089.628 | 3388652.9803 | 3229246.8955
Scenario 3: Aggressive Fuel Sub | SCG | Com | AppPlug | Com - Health | Rate Impact Measure Test | Energy Efficiency | 7001143.46 | 7937582.8951 | 8849751.8903 | 9433959.4389 | 9867931.5333 | 10193602.1837 | 10470585.3958 | 10562978.2718 | 10513557.9385 | 10263126.6928 | 9350981.1678 | 7331368.0232 | 5201840.0635
Scenario 3: Aggressive Fuel Sub | SCG | Com | AppPlug | Com - Health | Total Resource Cost Test | Energy Efficiency | 3039224.5107 | 3404362.929 | 3759158.0161 | 4018920.2511 | 4273043.8825 | 4484983.0265 | 4669108.3829 | 4778788.5009 | 4824481.8853 | 4782379.3075 | 4669826.2745 | 4536694.2701 | 4358128.2299
Scenario 3: Aggressive Fuel Sub | SCG | Com | AppPlug | Com - Lodging | Participant Cost Test | Energy Efficiency | 1371969.9578 | 1539928.4121 | 1728368.4822 | 1843871.4251 | 1957618.1942 | 2062668.7942 | 2153655.4598 | 2225787.4767 | 2272932.3717 | 2293969.5952 | 2290385.7108 | 2259861.2228 | 2204944.4946
Scenario 3: Aggressive Fuel Sub | SCG | Com | AppPlug | Com - Lodging | Program Administrator Cost Test | Energy Efficiency | 1730047.7991 | 1918155.6362 | 2134054.9514 | 2245636.9683 | 2352134.6922 | 2445463.15 | 2519865.6167 | 2570559.8226 | 2591375.5044 | 2565579.6923 | 2511046.3631 | 2428965.7493 | 2323924.2143
Scenario 3: Aggressive Fuel Sub | SCG | Com | AppPlug | Com - Lodging | Rate Impact Measure Test | Energy Efficiency | 5426716.3398 | 6114021.1956 | 6855473.1153 | 7218132.7631 | 7380155.6746 | 7495701.2211 | 7543193.6943 | 7509155.6716 | 7372867.9644 | 7119368.605 | 6473260.1731 | 5118638.8591 | 3675799.0476
Scenario 3: Aggressive Fuel Sub | SCG | Com | AppPlug | Com - Lodging | Total Resource Cost Test | Energy Efficiency | 2268351.1457 | 2523448.9029 | 2812845.9782 | 2972307.614 | 3126160.3911 | 3263578.2524 | 3376629.2881 | 3458558.9455 | 3500720.7774 | 3498325.1619 | 3458473.579 | 3379274.7776 | 3265767.2865
Scenario 3: Aggressive Fuel Sub | SCG | Com | AppPlug | Com - Other | Participant Cost Test | Energy Efficiency | 4156.6013 | 4912.7614 | 5739.6484 | 69153.8915 | 60069.8957 | 71678.3301 | 58834.9498 | 53116.0036 | 46996.8718 | 41031.6354 | 35505.8578 | 30565.3232 | 26364.6619
Scenario 3: Aggressive Fuel Sub | SCG | Com | AppPlug | Com - Other | Program Administrator Cost Test | Energy Efficiency | 6281.507 | 7326.8167 | 8448.4508 | 100472.854 | 86152.4757 | 101488.3532 | 82246.9987 | 73317.1433 | 64059.5539 | 55234.2111 | 47206.6812 | 40140.8482 | 34203.772
Scenario 3: Aggressive Fuel Sub | SCG | Com | AppPlug | Com - Other | Rate Impact Measure Test | Energy Efficiency | 17873.8984 | 21017.1846 | 24426.4439 | 181921.3642 | 147170.0183 | 202721.625 | 158202.1159 | 145415.5993 | 131885.7538 | 112765.2405 | 93545.7868 | 74369.766 | 50855.3907
Scenario 3: Aggressive Fuel Sub | SCG | Com | AppPlug | Com - Other | Total Resource Cost Test | Energy Efficiency | 7528.4874 | 8800.6451 | 10170.3453 | 121219.0215 | 104173.4444 | 122991.8522 | 99897.4837 | 89251.9444 | 78158.6154 | 67543.7017 | 57858.4386 | 49310.4452 | 42113.1706
Scenario 3: Aggressive Fuel Sub | SCG | Com | BldgEnv | Com - College | Participant Cost Test | Energy Efficiency | 23236.2492 | 23532.5771 | 23095.6803 | 21696.7761 | 19567.5134 | 16944.5773 | 14049.9505 | 11098.1152 | 8284.0133 | 5723.7596 | 3492.5233 | 1634.678 | 1352.8443
Scenario 3: Aggressive Fuel Sub | SCG | Com | BldgEnv | Com - College | Program Administrator Cost Test | Energy Efficiency | 15944.1274 | 15831.8883 | 15177.2417 | 13960.8276 | 12319.0436 | 10424.3186 | 8431.9089 | 6480.6402 | 4684.796 | 3105.72 | 1774.716 | 702.1328 | 537.5169
Scenario 3: Aggressive Fuel Sub | SCG | Com | BldgEnv | Com - College | Rate Impact Measure Test | Energy Efficiency | 47172.9008 | 47399.0005 | 46006.7757 | 42852.2628 | 38292.1207 | 32852.9341 | 26949.4611 | 19829.6113 | 13177.3966 | 7898.2725 | 4000.1896 | 1391.8268 | 829.144
Scenario 3: Aggressive Fuel Sub | SCG | Com | BldgEnv | Com - College | Total Resource Cost Test | Energy Efficiency | 25989.2967 | 26129.2042 | 25425.6587 | 23706.9905 | 21217.4627 | 18228.8304 | 14990.4289 | 11736.5326 | 8673.5709 | 5920.007 | 3547.8545 | 1595.218 | 1297.6885
Scenario 3: Aggressive Fuel Sub | SCG | Com | BldgEnv | Com - Grocery | Participant Cost Test | Energy Efficiency | 22252.8166 | 14902.2229 | 7477.0704 | 2400.2421 | 2465.8725 | 2534.596 | 2596.5449 | 2668.759 | 2732.4931 | 2788.9029 | 2851.0553 | 2906.8367 | 2964.6675
Scenario 3: Aggressive Fuel Sub | SCG | Com | BldgEnv | Com - Grocery | Program Administrator Cost Test | Energy Efficiency | 12232.8285 | 7828.0199 | 3543.6707 | 719.4322 | 741.0637 | 763.1342 | 781.6402 | 803.1811 | 820.5875 | 834.4802 | 849.7422 | 861.9727 | 874.2665
Scenario 3: Aggressive Fuel Sub | SCG | Com | BldgEnv | Com - Grocery | Rate Impact Measure Test | Energy Efficiency | 37144.5877 | 24470.9858 | 11807.8921 | 3257.8397 | 3254.1644 | 3220.4599 | 3135.9952 | 2989.1015 | 2766.3245 | 2490.4081 | 2173.5313 | 1800.0121 | 1372.1412
Scenario 3: Aggressive Fuel Sub | SCG | Com | BldgEnv | Com - Grocery | Total Resource Cost Test | Energy Efficiency | 23048.5999 | 15224.8165 | 7421.6128 | 2150.8506 | 2211.3859 | 2274.2297 | 2329.782 | 2394.4174 | 2450.2145 | 2498.4109 | 2551.4214 | 2597.8418 | 2645.632
Scenario 3: Aggressive Fuel Sub | SCG | Com | BldgEnv | Com - Health | Participant Cost Test | Energy Efficiency | 33121.3349 | 30087.9947 | 25864.1012 | 20853.2991 | 15611.5656 | 10504.6803 | 5872.11 | 3163.2868 | 3209.1591 | 3216.5961 | 3209.1791 | 3290.4112 | 3385.907
Scenario 3: Aggressive Fuel Sub | SCG | Com | BldgEnv | Com - Health | Program Administrator Cost Test | Energy Efficiency | 15775.046 | 14018.8353 | 11763.3999 | 9225.2684 | 6677.0402 | 4284.7817 | 2191.3227 | 1001.0462 | 1011.9818 | 1005.629 | 993.2632 | 1019.6484 | 1051.6638
Scenario 3: Aggressive Fuel Sub | SCG | Com | BldgEnv | Com - Health | Rate Impact Measure Test | Energy Efficiency | 48830.9832 | 44044.633 | 37562.236 | 29959.2301 | 22141.0889 | 14590.8671 | 7787.2922 | 3648.6231 | 3341.8121 | 2941.1738 | 2492.5465 | 2095.1099 | 1632.4261
Scenario 3: Aggressive Fuel Sub | SCG | Com | BldgEnv | Com - Health | Total Resource Cost Test | Energy Efficiency | 32773.9376 | 29585.8233 | 25261.4309 | 20213.7771 | 14998.6772 | 9972.2679 | 5459.5775 | 2840.9921 | 2879.5511 | 2880.1907 | 2866.6033 | 2939.4838 | 3025.7843
Scenario 3: Aggressive Fuel Sub | SCG | Com | BldgEnv | Com - Lodging | Participant Cost Test | Energy Efficiency | 914.3324 | 1129.0843 | 1391.4168 | 3125.2117 | 3834.6435 | 4691.4051 | 5720.1371 | 6946.621 | 8396.0163 | 10090.4444 | 12044.9616 | 14262.2234 | 16725.4909
Scenario 3: Aggressive Fuel Sub | SCG | Com | BldgEnv | Com - Lodging | Program Administrator Cost Test | Energy Efficiency | 261.5322 | 317.0572 | 383.5409 | 805.6485 | 969.7382 | 1163.8191 | 1391.9887 | 1658.2305 | 1965.9954 | 2317.6867 | 2713.4718 | 3150.8701 | 3623.6064
Scenario 3: Aggressive Fuel Sub | SCG | Com | BldgEnv | Com - Lodging | Rate Impact Measure Test | Energy Efficiency | 864.0501 | 1058.2783 | 1292.531 | 2737.8778 | 3330.1868 | 4043.1346 | 4896.8272 | 5552.5667 | 5986.3304 | 6284.4325 | 6361.4282 | 6113.3283 | 5409.1377
Scenario 3: Aggressive Fuel Sub | SCG | Com | BldgEnv | Com - Lodging | Total Resource Cost Test | Energy Efficiency | 798.0145 | 981.8098 | 1205.499 | 2672.9283 | 3268.2377 | 3984.6881 | 4841.9786 | 5860.5368 | 7060.0313 | 8457.3709 | 10063.2814 | 11878.1394 | 13886.3655
Scenario 3: Aggressive Fuel Sub | SCG | Com | BldgEnv | Com - Office (Large) | Participant Cost Test | Energy Efficiency | 13444.8657 | 13686.8995 | 13875.2845 | 14070.2152 | 14304.0532 | 14539.6419 | 14713.1093 | 14878.2289 | 14949.2557 | 14982.5169 | 15046.4161 | 15062.5587 | 15090.8457
Scenario 3: Aggressive Fuel Sub | SCG | Com | BldgEnv | Com - Office (Large) | Program Administrator Cost Test | Energy Efficiency | 3122.0636 | 3196.2874 | 3249.4343 | 3287.9003 | 3334.6593 | 3377.8764 | 3398.3415 | 3413.1733 | 3397.6502 | 3369.6919 | 3349.1201 | 3314.0329 | 3281.3928
Scenario 3: Aggressive Fuel Sub | SCG | Com | BldgEnv | Com - Office (Large) | Rate Impact Measure Test | Energy Efficiency | 14948.897 | 14971.4619 | 14789.7457 | 14493.4695 | 14144.1072 | 13679.0148 | 13015.2314 | 12109.7747 | 10934.6191 | 9624.7337 | 8231.1303 | 6690.889 | 5033.2427
Scenario 3: Aggressive Fuel Sub | SCG | Com | BldgEnv | Com - Office (Large) | Total Resource Cost Test | Energy Efficiency | 11281.5438 | 11491.57 | 11651.0971 | 11810.296 | 12001.7448 | 12192.3079 | 12325.8241 | 12450.1547 | 12490.5733 | 12497.1464 | 12529.5705 | 12519.9146 | 12520.2196
Scenario 3: Aggressive Fuel Sub | SCG | Com | BldgEnv | Com - Office (Small) | Participant Cost Test | Energy Efficiency | 12099.5316 | 8231.8116 | 4413.3312 | 2203.5518 | 898.376 | 14386.4475 | 2248.2295 | 2294.4478 | 2337.7464 | 2377.3362 | 2417.7594 | 2455.2065 | 2493.3562
Scenario 3: Aggressive Fuel Sub | SCG | Com | BldgEnv | Com - Office (Small) | Program Administrator Cost Test | Energy Efficiency | 3155.219 | 2090.4205 | 1079.3075 | 511.0467 | 97.433 | 4250.4812 | 511.7383 | 520.5405 | 527.7743 | 533.3141 | 538.5134 | 542.3393 | 545.8531
Scenario 3: Aggressive Fuel Sub | SCG | Com | BldgEnv | Com - Office (Small) | Rate Impact Measure Test | Energy Efficiency | 10479.2257 | 7248.242 | 4086.1398 | 2244.5647 | 345.7749 | 17539.3221 | 1957.2906 | 1845.5141 | 1697.5671 | 1522.6378 | 1323.0983 | 1094.7462 | 837.19
Scenario 3: Aggressive Fuel Sub | SCG | Com | BldgEnv | Com - Office (Small) | Total Resource Cost Test | Energy Efficiency | 10376.9795 | 7024.2361 | 3738.3721 | 1847.3505 | 687.1696 | 12604.191 | 1878.979 | 1916.5616 | 1951.1725 | 1982.178 | 2013.5643 | 2042.0491 | 2070.8399
Scenario 3: Aggressive Fuel Sub | SCG | Com | BldgEnv | Com - Other | Participant Cost Test | Energy Efficiency | 63636.6036 | 57615.8904 | 49430.1853 | 154638.885 | 110192.5518 | 73805.9839 | 32429.7348 | 5948.7391 | 4945.7674 | 5095.7001 | 5251.0997 | 5397.7979 | 5555.4213
Scenario 3: Aggressive Fuel Sub | SCG | Com | BldgEnv | Com - Other | Program Administrator Cost Test | Energy Efficiency | 36390.1078 | 32298.7957 | 27080.6869 | 38308.226 | 25783.6765 | 18683.1616 | 7798.8317 | 2481.9591 | 2380.617 | 2442.0955 | 2503.6149 | 2557.2847 | 2614.1944
Scenario 3: Aggressive Fuel Sub | SCG | Com | BldgEnv | Com - Other | Rate Impact Measure Test | Energy Efficiency | 109668.4706 | 98767.5443 | 84130.8769 | 124518.1028 | 83568.8549 | 64033.8194 | 26974.4798 | 8506.6752 | 7430.245 | 6779.5434 | 5996.7976 | 5052.1258 | 3950.1125
Scenario 3: Aggressive Fuel Sub | SCG | Com | BldgEnv | Com - Other | Total Resource Cost Test | Energy Efficiency | 66737.0183 | 60036.4517 | 51134.0405 | 131498.124 | 92741.5037 | 63104.1094 | 27488.9441 | 5739.8428 | 4977.9771 | 5121.1767 | 5268.0329 | 5403.5837 | 5548.6696
Scenario 3: Aggressive Fuel Sub | SCG | Com | BldgEnv | Com - Refrig. Warehouse | Participant Cost Test | Energy Efficiency | 2378.5266 | 176.8768 | 1111.4832 | 3985.1498 | 3065.8039 | 3571.183 | 4109.8112 | 4661.0396 | 5202.979 | 5701.7381 | 6120.62 | 6426.546 | 6584.6539
Scenario 3: Aggressive Fuel Sub | SCG | Com | BldgEnv | Com - Refrig. Warehouse | Program Administrator Cost Test | Energy Efficiency | 962.6344 | 79.3638 | 300.4105 | 1344.0662 | 800.0299 | 910.6197 | 1024.9509 | 1137.271 | 1243.1303 | 1334.661 | 1404.1082 | 1446.0289 | 1454.0332
Scenario 3: Aggressive Fuel Sub | SCG | Com | BldgEnv | Com - Refrig. Warehouse | Rate Impact Measure Test | Energy Efficiency | 4176.3507 | 368.1508 | 950.8908 | 5122.7987 | 2659.0817 | 3034.3451 | 3430.8264 | 3619.0625 | 3606.7447 | 3460.0936 | 3161.8594 | 2713.3203 | 2122.5142
Scenario 3: Aggressive Fuel Sub | SCG | Com | BldgEnv | Com - Refrig. Warehouse | Total Resource Cost Test | Energy Efficiency | 2248.0405 | 171.7173 | 960.6488 | 3602.1 | 2631.0134 | 3051.7249 | 3497.9429 | 3951.7283 | 4395.0571 | 4799.4446 | 5134.5671 | 5373.9759 | 5489.3678
Scenario 3: Aggressive Fuel Sub | SCG | Com | BldgEnv | Com - Restaurant | Participant Cost Test | Energy Efficiency | 2870.2552 | 2920.5408 | 2976.7118 | 3039.922 | 3112.4818 | 3173.4695 | 3228.9106 | 3291.5442 | 3352.8321 | 3409.1211 | 3468.5214 | 3523.0919 | 3580.8482
Scenario 3: Aggressive Fuel Sub | SCG | Com | BldgEnv | Com - Restaurant | Program Administrator Cost Test | Energy Efficiency | 1066.0227 | 1100.4742 | 1135.5486 | 1172.0725 | 1211.4759 | 1241.9558 | 1267.4009 | 1295.1167 | 1320.3873 | 1341.5246 | 1362.9732 | 1380.7771 | 1399.0242
Scenario 3: Aggressive Fuel Sub | SCG | Com | BldgEnv | Com - Restaurant | Rate Impact Measure Test | Energy Efficiency | 4556.8915 | 4672.9192 | 4754.7433 | 4803.2384 | 4821.9427 | 4758.5253 | 4629.3959 | 4400.2431 | 4078.3211 | 3687.2359 | 3234.6996 | 2706.2717 | 2102.3499
Scenario 3: Aggressive Fuel Sub | SCG | Com | BldgEnv | Com - Restaurant | Total Resource Cost Test | Energy Efficiency | 2675.762 | 2733.0946 | 2794.7983 | 2862.2096 | 2937.8544 | 2999.5978 | 3054.1472 | 3115.0597 | 3173.3817 | 3225.4928 | 3279.8819 | 3328.5042 | 3379.5473
Scenario 3: Aggressive Fuel Sub | SCG | Com | BldgEnv | Com - Retail | Participant Cost Test | Energy Efficiency | 113924.5912 | 98327.3314 | 79217.9976 | 8024.8437 | 40913.2382 | 31688.4326 | 8971.1879 | 9291.178 | 9575.5524 | 9843.6553 | 10120.4819 | 10361.0366 | 10603.5796
Scenario 3: Aggressive Fuel Sub | SCG | Com | BldgEnv | Com - Retail | Program Administrator Cost Test | Energy Efficiency | 108082.1414 | 91820.8334 | 72244.1471 | 4090.315 | 36330.1821 | 23882.7584 | 4520.6882 | 4655.8524 | 4763.2003 | 4857.0974 | 4953.5176 | 5030.8089 | 5102.73
Scenario 3: Aggressive Fuel Sub | SCG | Com | BldgEnv | Com - Retail | Rate Impact Measure Test | Energy Efficiency | 340982.3794 | 292348.7269 | 232528.3537 | 19003.2753 | 115139.8666 | 86294.7654 | 18400.3945 | 17560.3985 | 16275.7412 | 14693.9741 | 12840.548 | 10635.7981 | 8085.9117
Scenario 3: Aggressive Fuel Sub | SCG | Com | BldgEnv | Com - Retail | Total Resource Cost Test | Energy Efficiency | 149493.0532 | 127814.0868 | 101673.1257 | 8454.3968 | 51514.901 | 37772.3838 | 9416.1354 | 9733.7173 | 10006.2654 | 10257.5978 | 10516.5867 | 10736.4715 | 10955.8669
Scenario 3: Aggressive Fuel Sub | SCG | Com | BldgEnv | Com - School | Participant Cost Test | Energy Efficiency | 3121.8193 | 3182.8868 | 3248.2807 | 3307.8948 | 3338.5256 | 3391.0497 | 3422.8544 | 3453.2552 | 3489.2836 | 3531.4345 | 3564.1253 | 3610.4603 | 3642.0764
Scenario 3: Aggressive Fuel Sub | SCG | Com | BldgEnv | Com - School | Program Administrator Cost Test | Energy Efficiency | 701.0206 | 720.8644 | 741.2166 | 755.6698 | 759.8757 | 770.128 | 773.1755 | 775.1289 | 778.0661 | 782.0923 | 782.782 | 786.6434 | 785.8777
Scenario 3: Aggressive Fuel Sub | SCG | Com | BldgEnv | Com - School | Rate Impact Measure Test | Energy Efficiency | 3323.7685 | 3350.2546 | 3354.6714 | 3317.4691 | 3212.2816 | 3112.0875 | 2958.5491 | 2749.0118 | 2503.2004 | 2233.2868 | 1923.4498 | 1587.9893 | 1205.3475
Scenario 3: Aggressive Fuel Sub | SCG | Com | BldgEnv | Com - School | Total Resource Cost Test | Energy Efficiency | 2605.1722 | 2658.9634 | 2715.9885 | 2766.2913 | 2790.2134 | 2833.0652 | 2857.1189 | 2879.5414 | 2906.4998 | 2938.3936 | 2961.6772 | 2996.4025 | 3018.067
Scenario 3: Aggressive Fuel Sub | SCG | Com | BldgEnv | Com - Warehouse | Participant Cost Test | Energy Efficiency | 58644.4668 | 68214.2306 | 77943.8456 | 157404.9704 | 173076.5352 | 185859.0344 | 194541.4629 | 198195.1794 | 196202.7022 | 188598.3463 | 175969.2468 | 159340.0746 | 140125.8909
Scenario 3: Aggressive Fuel Sub | SCG | Com | BldgEnv | Com - Warehouse | Program Administrator Cost Test | Energy Efficiency | 16506.2376 | 18880.1739 | 21200.789 | 40109.8116 | 43281.829 | 45607.5414 | 46839.8534 | 46822.7351 | 45480.0472 | 42898.0247 | 39275.644 | 34898.9992 | 30126.7893
Scenario 3: Aggressive Fuel Sub | SCG | Com | BldgEnv | Com - Warehouse | Rate Impact Measure Test | Energy Efficiency | 53420.5954 | 61512.793 | 69501.3977 | 131053.0964 | 142751.4394 | 151980.2548 | 157818.8937 | 150305.6612 | 133118.6699 | 112189.6957 | 89197.7335 | 65989.3342 | 44229.1319
Scenario 3: Aggressive Fuel Sub | SCG | Com | BldgEnv | Com - Warehouse | Total Resource Cost Test | Energy Efficiency | 51074.6594 | 59209.9665 | 67423.425 | 134479.6758 | 147365.0769 | 157714.5595 | 164531.1745 | 167070.7764 | 164855.7689 | 157962.8886 | 146925.6165 | 132634.0944 | 116294.5076
Scenario 3: Aggressive Fuel Sub | SCG | Com | FoodServ | Com - College | Participant Cost Test | Energy Efficiency | 160951.0542 | 170973.5486 | 181324.6863 | 191705.121 | 201104.0854 | 211245.6946 | 265726.4052 | 290039.1219 | 305028.3008 | 319693.5595 | 334887.2992 | 352767.687 | 368721.3617
Scenario 3: Aggressive Fuel Sub | SCG | Com | FoodServ | Com - College | Program Administrator Cost Test | Energy Efficiency | 111967.6849 | 117029.3696 | 122136.5014 | 127099.7516 | 131314.0008 | 135830.4704 | 147938.1734 | 154001.9208 | 157989.1232 | 161487.0973 | 164935.6496 | 169267.8341 | 172450.4342
Scenario 3: Aggressive Fuel Sub | SCG | Com | FoodServ | Com - College | Rate Impact Measure Test | Energy Efficiency | 395933.6717 | 416990.7207 | 422853.7356 | 423706.2112 | 418669.7703 | 411518.3432 | 414879.4727 | 400890.6534 | 378054.3609 | 349247.4035 | 315151.9575 | 276911.2671 | 229735.842
Scenario 3: Aggressive Fuel Sub | SCG | Com | FoodServ | Com - College | Total Resource Cost Test | Energy Efficiency | 168618.2659 | 177769.5465 | 187132.47 | 196407.7875 | 204608.3064 | 213431.5837 | 243708.8821 | 258571.0808 | 268495.7723 | 277840.6778 | 287359.5848 | 298806.4522 | 308396.0911
Scenario 3: Aggressive Fuel Sub | SCG | Com | FoodServ | Com - Grocery | Participant Cost Test | Energy Efficiency | 1209700.8022 | 1293514.2327 | 1374575.5078 | 1456748.5431 | 1539879.8662 | 1622996.7207 | 2730579.3155 | 3250410.5355 | 3489843.2567 | 3735868.2262 | 3994510.4174 | 4260832.1194 | 4539075.0897
Scenario 3: Aggressive Fuel Sub | SCG | Com | FoodServ | Com - Grocery | Program Administrator Cost Test | Energy Efficiency | 921823.3848 | 972126.8184 | 1019353.3275 | 1066239.4712 | 1112656.7512 | 1157834.8752 | 1380909.9405 | 1494190.1911 | 1553120.1248 | 1609806.4977 | 1666600.2985 | 1721496.4233 | 1775987.2567
Scenario 3: Aggressive Fuel Sub | SCG | Com | FoodServ | Com - Grocery | Rate Impact Measure Test | Energy Efficiency | 2938935.6198 | 3115788.1857 | 3196900.0151 | 3215061.8185 | 3207406.216 | 3170238.7711 | 3443437.5187 | 3451370.2276 | 3312697.8999 | 3125975.6298 | 2891179.4941 | 2600109.2168 | 2247710.0003
Scenario 3: Aggressive Fuel Sub | SCG | Com | FoodServ | Com - Grocery | Total Resource Cost Test | Energy Efficiency | 1285720.4496 | 1364330.2032 | 1439147.6325 | 1514163.3429 | 1589216.2779 | 1663311.3791 | 2234995.7607 | 2515197.6086 | 2654356.3733 | 2793872.4106 | 2938084.8965 | 3083394.3795 | 3232703.6105
Scenario 3: Aggressive Fuel Sub | SCG | Com | FoodServ | Com - Health | Participant Cost Test | Energy Efficiency | 387357.8289 | 415299.2799 | 443993.4421 | 469587.7132 | 496996.0143 | 523083.0159 | 771576.1958 | 882088.8966 | 939459.4396 | 994410.7436 | 1049326.5757 | 1116499.3521 | 1188317.8202
Scenario 3: Aggressive Fuel Sub | SCG | Com | FoodServ | Com - Health | Program Administrator Cost Test | Energy Efficiency | 295375.1539 | 312006.8264 | 328735.4602 | 342976.3098 | 358042.4109 | 371817.4654 | 425308.6916 | 451239.4754 | 466640.633 | 479769.5729 | 491775.4768 | 507773.5771 | 524333.6081
Scenario 3: Aggressive Fuel Sub | SCG | Com | FoodServ | Com - Health | Rate Impact Measure Test | Energy Efficiency | 1020943.0283 | 1085434.6513 | 1114161.1878 | 1116889.7679 | 1114180.8043 | 1097856.0366 | 1148737.3989 | 1127530.9335 | 1072212.8694 | 997536.6816 | 905809.7724 | 805250.801 | 684513.2785
Scenario 3: Aggressive Fuel Sub | SCG | Com | FoodServ | Com - Health | Total Resource Cost Test | Energy Efficiency | 419784.8193 | 446486.0104 | 473623.4157 | 497277.199 | 522464.2494 | 546013.1857 | 678810.4863 | 741288.9183 | 776827.7201 | 809348.3064 | 840816.1766 | 880626.7354 | 922721.5195
Scenario 3: Aggressive Fuel Sub | SCG | Com | FoodServ | Com - Lodging | Participant Cost Test | Energy Efficiency | 330069.1983 | 354338.4125 | 378920.2839 | 403023.7435 | 427813.0516 | 452758.0735 | 737412.102 | 879110.4822 | 943549.3879 | 1009825.966 | 1079179.4214 | 1150862.6214 | 1225242.4367
Scenario 3: Aggressive Fuel Sub | SCG | Com | FoodServ | Com - Lodging | Program Administrator Cost Test | Energy Efficiency | 254580.2448 | 269340.6933 | 283933.5378 | 297814.6524 | 311776.7336 | 325442.3291 | 384485.7045 | 416229.7109 | 433135.8004 | 449458.7409 | 465720.4991 | 481595.2647 | 497181.1186
Scenario 3: Aggressive Fuel Sub | SCG | Com | FoodServ | Com - Lodging | Rate Impact Measure Test | Energy Efficiency | 893292.8552 | 947066.1702 | 972775.4533 | 978977.0566 | 977813.5586 | 967323.4487 | 1033878.0136 | 1031095.2522 | 986248.0892 | 926298.5553 | 850955.8646 | 758120.2766 | 645664.7059
Scenario 3: Aggressive Fuel Sub | SCG | Com | FoodServ | Com - Lodging | Total Resource Cost Test | Energy Efficiency | 357403.4783 | 380660.3227 | 403932.7418 | 426413.224 | 449306.48 | 472071.8584 | 621261.8894 | 699012.9389 | 738015.8517 | 777194.6413 | 817481.6377 | 858303.9531 | 899889.7635
Scenario 3: Aggressive Fuel Sub | SCG | Com | FoodServ | Com - Other | Participant Cost Test | Energy Efficiency | 1673452.3635 | 1804977.1215 | 1937535.1813 | 2070567.2376 | 1792789.3528 | 2749072.5515 | 2796825.6212 | 3073505.6183 | 3261844.082 | 3459054.7738 | 3663704.0019 | 3873354.8805 | 4091545.0402
Scenario 3: Aggressive Fuel Sub | SCG | Com | FoodServ | Com - Other | Program Administrator Cost Test | Energy Efficiency | 1198740.8966 | 1269130.1846 | 1337856.292 | 1404552.4778 | 1218276.9548 | 1776649.0824 | 1652050.761 | 1734795.8885 | 1798647.8774 | 1863179.2675 | 1927550.6089 | 1990520.1236 | 2053345.0682
Scenario 3: Aggressive Fuel Sub | SCG | Com | FoodServ | Com - Other | Rate Impact Measure Test | Energy Efficiency | 4771455.0253 | 5053538.9936 | 5149656.5076 | 5182836.173 | 4246313.7056 | 5938252.2175 | 5077004.2236 | 4921299.8254 | 4661325.3779 | 4332841.1128 | 3924217.8478 | 3424884.4023 | 2824670.9186
Scenario 3: Aggressive Fuel Sub | SCG | Com | FoodServ | Com - Other | Total Resource Cost Test | Energy Efficiency | 1802775.3512 | 1928321.1492 | 2053346.5302 | 2177271.9008 | 1884950.0795 | 2832664.7022 | 2704271.0093 | 2893357.4908 | 3036820.6387 | 3185178.7192 | 3337057.1866 | 3490260.5002 | 3647555.6592
Scenario 3: Aggressive Fuel Sub | SCG | Com | FoodServ | Com - Restaurant | Participant Cost Test | Energy Efficiency | 5084457.6051 | 5478238.9842 | 5876794.6532 | 6285202.4294 | 6706309.4643 | 7116341.202 | 11541791.1674 | 13767361.4236 | 14823044.5215 | 15916069.7415 | 17062611.9717 | 18250516.6769 | 19493193.6493
Scenario 3: Aggressive Fuel Sub | SCG | Com | FoodServ | Com - Restaurant | Program Administrator Cost Test | Energy Efficiency | 3958186.9843 | 4201455.1154 | 4440985.7512 | 4681158.6435 | 4923727.6603 | 5151636.7188 | 6080130.8726 | 6595555.391 | 6891043.2514 | 7180133.6691 | 7469526.2339 | 7754125.4435 | 8036992.4394
Scenario 3: Aggressive Fuel Sub | SCG | Com | FoodServ | Com - Restaurant | Rate Impact Measure Test | Energy Efficiency | 14175846.9602 | 15063335.6208 | 15488584.3084 | 15650707.3605 | 15688376.0846 | 15537906.7643 | 16565389.6327 | 16536746.6025 | 15866477.593 | 14946973.2036 | 13766778.4457 | 12290288.7945 | 10481716.7991
Scenario 3: Aggressive Fuel Sub | SCG | Com | FoodServ | Com - Restaurant | Total Resource Cost Test | Energy Efficiency | 5540450.4541 | 5921981.7981 | 6303080.681 | 6689550.8991 | 7084234.5973 | 7462773.5571 | 9795061.4382 | 11035607.5277 | 11694823.2799 | 12362878.1929 | 13051880.736 | 13752566.4527 | 14472762.8185
Scenario 3: Aggressive Fuel Sub | SCG | Com | FoodServ | Com - Retail | Participant Cost Test | Energy Efficiency | 4391.7984 | 4968.6447 | 5538.9639 | 6177.5875 | 0 | 16112.2061 | 8361.6531 | 9192.2953 | 10005.8456 | 10831.8701 | 11710.7438 | 12581.9583 | 13493.8171
Scenario 3: Aggressive Fuel Sub | SCG | Com | FoodServ | Com - Retail | Program Administrator Cost Test | Energy Efficiency | 1943.4695 | 2155.6245 | 2355.9362 | 2576.0467 | 0 | 6457.8728 | 3285.689 | 3541.2624 | 3779.0946 | 4010.8575 | 4251.2643 | 4477.9753 | 4708.3431
Scenario 3: Aggressive Fuel Sub | SCG | Com | FoodServ | Com - Retail | Rate Impact Measure Test | Energy Efficiency | 20199.3023 | 21556.3089 | 22485.9692 | 23265.9838 | 0 | 50930.2019 | 23797.427 | 23181.9092 | 21891.3876 | 19976.3082 | 17444.7201 | 14116.3518 | 9985.1044
Scenario 3: Aggressive Fuel Sub | SCG | Com | FoodServ | Com - Retail | Total Resource Cost Test | Energy Efficiency | 3638.8385 | 4094.5197 | 4540.1679 | 5037.0243 | 0 | 13002.6737 | 6713.9784 | 7344.3617 | 7955.3271 | 8570.6422 | 9222.1313 | 9861.9513 | 10528.0465
Scenario 3: Aggressive Fuel Sub | SCG | Com | FoodServ | Com - School | Participant Cost Test | Energy Efficiency | 444393.2172 | 473677.6798 | 503220.9481 | 532336.7287 | 559240.5731 | 587718.8236 | 707062.8562 | 777436.253 | 817810.0396 | 859571.3128 | 901294.8945 | 945267.1549 | 988813.7395
Scenario 3: Aggressive Fuel Sub | SCG | Com | FoodServ | Com - School | Program Administrator Cost Test | Energy Efficiency | 286121.4822 | 298646.5019 | 310762.9449 | 322098.2098 | 331701.6768 | 341667.7306 | 366624.9965 | 381762.1043 | 390993.1174 | 400093.6645 | 408456.4488 | 417052.3167 | 424763.0499
Scenario 3: Aggressive Fuel Sub | SCG | Com | FoodServ | Com - School | Rate Impact Measure Test | Energy Efficiency | 1116134.6793 | 1163469.6294 | 1173169.9533 | 1168260.076 | 1148327.0639 | 1121139.2303 | 1110794.3081 | 1068116.5377 | 1001687.1408 | 921945.4437 | 825874.3837 | 714359.7882 | 583018.9748
Scenario 3: Aggressive Fuel Sub | SCG | Com | FoodServ | Com - School | Total Resource Cost Test | Energy Efficiency | 453525.6302 | 479367.2178 | 505111.3105 | 530103.0596 | 552654.4579 | 576411.6384 | 643506.3737 | 685792.2924 | 713062.7586 | 740887.6265 | 768074.881 | 796529.4358 | 824029.7399
Scenario 3: Aggressive Fuel Sub | SCG | Com | HVAC | Com - College | Participant Cost Test | Energy Efficiency | 833933.7047 | 856948.0431 | 882908.4878 | 910143.8843 | 1029847.1336 | 600715.6305 | 125993.6652 | 129812.0505 | 133496.18 | 115405.7825 | 139340.3819 | 148097.1044 | 151491.8898
Scenario 3: Aggressive Fuel Sub | SCG | Com | HVAC | Com - College | Program Administrator Cost Test | Energy Efficiency | 74983.7392 | 75512.8126 | 76366.8457 | 77306.4475 | 84703.9 | 14423.0414 | 14859.9999 | 15005.566 | 15124.3122 | 13816.7443 | 15163.8938 | 15794.844 | 15833.83
Scenario 3: Aggressive Fuel Sub | SCG | Com | HVAC | Com - College | Rate Impact Measure Test | Energy Efficiency | 286874.6972 | 279961.1589 | 275078.773 | 269438.1807 | 282725.687 | 134494.2936 | 127333.2664 | 116217.5945 | 103560.4356 | 85591.1232 | 72925.6077 | 57658.3314 | 37738.965
Scenario 3: Aggressive Fuel Sub | SCG | Com | HVAC | Com - College | Total Resource Cost Test | Energy Efficiency | 235077.9097 | 240160.4573 | 246140.522 | 252457.343 | 320187.905 | 180025.7711 | 87900.9251 | 90312.2607 | 92620.7897 | 80838.3623 | 96159.2808 | 101935.2814 | 104003.7094
Scenario 3: Aggressive Fuel Sub | SCG | Com | HVAC | Com - Grocery | Participant Cost Test | Energy Efficiency | 109309.6222 | 114195.9112 | 117827.2536 | 122121.8515 | 126890.5548 | 131848.4993 | 136117.7937 | 141246.2174 | 145646.0361 | 149488.1414 | 153870.6407 | 157824.8415 | 162040.3635
Scenario 3: Aggressive Fuel Sub | SCG | Com | HVAC | Com - Grocery | Program Administrator Cost Test | Energy Efficiency | 16603.2627 | 17004.8492 | 17199.2133 | 17468.6865 | 17782.0988 | 18097.8907 | 18298.9696 | 18594.532 | 18776.2229 | 18872.6425 | 19024.4574 | 19111.9357 | 19220.6197
Scenario 3: Aggressive Fuel Sub | SCG | Com | HVAC | Com - Grocery | Rate Impact Measure Test | Energy Efficiency | 66108.7783 | 65920.514 | 64624.1655 | 63295.7399 | 61750.3257 | 59793.7273 | 56997.115 | 53989.6668 | 50081.4677 | 45288.3288 | 39998.961 | 33890.1038 | 27027.651
Scenario 3: Aggressive Fuel Sub | SCG | Com | HVAC | Com - Grocery | Total Resource Cost Test | Energy Efficiency | 77335.2944 | 80551.2559 | 82867.6056 | 85635.0608 | 88718.0731 | 91916.3142 | 94620.187 | 97906.3999 | 100674.8671 | 103048.3629 | 105785.2964 | 108219.722 | 110825.9469
Scenario 3: Aggressive Fuel Sub | SCG | Com | HVAC | Com - Health | Participant Cost Test | Energy Efficiency | 2426192.4238 | 2526212.7 | 2599760.5277 | 2625727.6743 | 2626573.272 | 2079177.1031 | 1480709.1539 | 1367932.2594 | 1241655.0101 | 1105144.4327 | 968337.5137 | 849414.1376 | 742193.5778
Scenario 3: Aggressive Fuel Sub | SCG | Com | HVAC | Com - Health | Program Administrator Cost Test | Energy Efficiency | 563538.7163 | 576551.5412 | 580411.7035 | 571212.9899 | 553762.685 | 449362.0323 | 416202.9593 | 376962.214 | 335453.2149 | 292716.9089 | 251450.9749 | 216244.0554 | 185242.3675
Scenario 3: Aggressive Fuel Sub | SCG | Com | HVAC | Com - Health | Rate Impact Measure Test | Energy Efficiency | 1438194.2711 | 1474053.9288 | 1486933.058 | 1463150.8684 | 1417905.9555 | 1193247.9482 | 1109781.0888 | 1007102.5683 | 894748.0758 | 702427.3174 | 528676.1926 | 383453.2306 | 260484.1126
Scenario 3: Aggressive Fuel Sub | SCG | Com | HVAC | Com - Health | Total Resource Cost Test | Energy Efficiency | 1517936.4593 | 1575153.9133 | 1609361.1376 | 1608404.1387 | 1584662.1595 | 1360762.2725 | 1182957.0873 | 1087521.7119 | 982380.9636 | 870231.6982 | 758945.1562 | 662676.4828 | 576405.3875
Scenario 3: Aggressive Fuel Sub | SCG | Com | HVAC | Com - Lodging | Participant Cost Test | Energy Efficiency | 1626709.593 | 1682823.5406 | 1711679.2162 | 1708611.5564 | 1677682.8261 | 1407885.7882 | 1103837.2648 | 997443.4537 | 182046.8135 | 185460.5208 | 189359.1405 | 193084.7774 | 196870.9883
Scenario 3: Aggressive Fuel Sub | SCG | Com | HVAC | Com - Lodging | Program Administrator Cost Test | Energy Efficiency | 276715.0423 | 280764.5469 | 279405.1794 | 272174.6562 | 259994.635 | 211373.2768 | 191374.2021 | 169531.4716 | 30436.2111 | 30380.5992 | 30393.892 | 30369.0414 | 30344.2721
Scenario 3: Aggressive Fuel Sub | SCG | Com | HVAC | Com - Lodging | Rate Impact Measure Test | Energy Efficiency | 708851.7144 | 720592.2943 | 718506.871 | 700707.7801 | 669457.4631 | 562762.346 | 511409.2952 | 453737.1318 | 81181.9357 | 72903.7584 | 63903.2206 | 53851.6863 | 42669.5087
Scenario 3: Aggressive Fuel Sub | SCG | Com | HVAC | Com - Lodging | Total Resource Cost Test | Energy Efficiency | 1031395.1675 | 1063386.5286 | 1075096.4051 | 1063706.8093 | 1031725.0322 | 909255.6266 | 797730.8745 | 718437.2872 | 130766.6803 | 132775.5501 | 135124.1288 | 137341.9251 | 139596.1233
Scenario 3: Aggressive Fuel Sub | SCG | Com | HVAC | Com - Office (Large) | Participant Cost Test | Energy Efficiency | 6354829.1943 | 6477528.7623 | 6586500.4565 | 6703624.2117 | 6838911.956 | 3492396.4013 | 2699.2107 | 2715.5852 | 2711.5041 | 2702.84 | 2707.1961 | 2703.4239 | 2706.7294
Scenario 3: Aggressive Fuel Sub | SCG | Com | HVAC | Com - Office (Large) | Program Administrator Cost Test | Energy Efficiency | 530126.593 | 529764.5553 | 528112.2881 | 526962.1749 | 527054.1961 | 231.8629 | 228.4387 | 225.3181 | 220.5681 | 215.5523 | 211.6664 | 207.2269 | 203.412
Scenario 3: Aggressive Fuel Sub | SCG | Com | HVAC | Com - Office (Large) | Rate Impact Measure Test | Energy Efficiency | 1207462.0705 | 1181278.0685 | 1148728.1337 | 1113723.9276 | 1077797.6241 | 770.4309 | 714.2522 | 655.4428 | 588.3172 | 517.2568 | 445.029 | 367.4636 | 286.0339
Scenario 3: Aggressive Fuel Sub | SCG | Com | HVAC | Com - Office (Large) | Total Resource Cost Test | Energy Efficiency | 1750442.9257 | 1774658.1765 | 1794958.7601 | 1817346.7344 | 1844495.8636 | 699717.7419 | 1781.1841 | 1788.8005 | 1782.9904 | 1774.2425 | 1774.1062 | 1768.7012 | 1767.9849
Scenario 3: Aggressive Fuel Sub | SCG | Com | HVAC | Com - Office (Small) | Participant Cost Test | Energy Efficiency | 1329693.7169 | 1368367.6342 | 1403388.8388 | 1439989.5328 | 996772.797 | 81.9856 | 78.0503 | 74.3039 | 70.7373 | 67.3419 | 64.1095 | 61.0323 | 58.1027
Scenario 3: Aggressive Fuel Sub | SCG | Com | HVAC | Com - Office (Small) | Program Administrator Cost Test | Energy Efficiency | 226377.0503 | 228359.2521 | 229895.1293 | 231339.051 | 153620.4634 | 46839.7262 | 4640.5033 | 4647.1944 | 4648.0241 | 4641.0759 | 4639.4292 | 4632.0552 | 4628.6496
Scenario 3: Aggressive Fuel Sub | SCG | Com | HVAC | Com - Office (Small) | Rate Impact Measure Test | Energy Efficiency | 653841.6586 | 641982.3693 | 626223.0497 | 607821.9392 | 314091.7845 | 1053613.6453 | 94854.9313 | 85018.0326 | 74207.7553 | 62398.4861 | 49707.6716 | 35879.8931 | 20904.0723
Scenario 3: Aggressive Fuel Sub | SCG | Com | HVAC | Com - Office (Small) | Total Resource Cost Test | Energy Efficiency | 470774.0974 | 480297.4509 | 488686.5573 | 497309.3862 | 338034.591 | 46881.9475 | 4680.8281 | 4685.7051 | 4684.7996 | 4676.192 | 4672.9584 | 4664.0672 | 4659.211
Scenario 3: Aggressive Fuel Sub | SCG | Com | HVAC | Com - Other | Participant Cost Test | Energy Efficiency | 274754.381 | 282059.5405 | 289522.8305 | 296564.306 | 62353.7803 | 556714.7734 | 319519.0081 | 327146.6032 | 294019.635 | 303572.0983 | 313785.8183 | 323534.7954 | 334413.7231
Scenario 3: Aggressive Fuel Sub | SCG | Com | HVAC | Com - Other | Program Administrator Cost Test | Energy Efficiency | 174023.9789 | 176767.8484 | 179672.3321 | 182228.3819 | 17810.0391 | 353667.7379 | 190272.73 | 192552.2906 | 187046.6519 | 189391.1535 | 191951.8453 | 194036.9651 | 196594.7262
Scenario 3: Aggressive Fuel Sub | SCG | Com | HVAC | Com - Other | Rate Impact Measure Test | Energy Efficiency | 3740862.8181 | 3669964.9094 | 3573184.74 | 3439672.5426 | 180908.2108 | 5957366.3465 | 2886461.6439 | 2632003.8457 | 2296417.0542 | 1967589.825 | 1600247.4154 | 1183668.8674 | 719637.1294
Scenario 3: Aggressive Fuel Sub | SCG | Com | HVAC | Com - Other | Total Resource Cost Test | Energy Efficiency | 328731.6159 | 335975.3243 | 343474.5772 | 350386.9346 | 51520.3269 | 672240.4177 | 372560.8921 | 379532.4898 | 356507.5738 | 364538.7757 | 373169.8799 | 381058.1923 | 390074.6395
Scenario 3: Aggressive Fuel Sub | SCG | Com | HVAC | Com - Restaurant | Participant Cost Test | Energy Efficiency | 5419718.7095 | 5724660.2886 | 5989499.1533 | 6231463.2176 | 6465163.7931 | 6680883.2937 | 6890176.3779 | 7107746.8501 | 7328575.6221 | 7551450.9691 | 7783633.1107 | 8020205.1955 | 8267018.6114
Scenario 3: Aggressive Fuel Sub | SCG | Com | HVAC | Com - Restaurant | Program Administrator Cost Test | Energy Efficiency | 1427034.6253 | 1477233.7226 | 1514849.9738 | 1544806.6705 | 1571025.0453 | 1591433.6714 | 1608993.9636 | 1627147.8989 | 1644726.4585 | 1661470.8585 | 1678933.2394 | 1696023.5963 | 1713917.8324
Scenario 3: Aggressive Fuel Sub | SCG | Com | HVAC | Com - Restaurant | Rate Impact Measure Test | Energy Efficiency | 5868333.9461 | 5906520.2649 | 5862415.4304 | 5755227.7207 | 5598506.638 | 5383288.9385 | 5118257.6326 | 4812292.3922 | 4456222.7169 | 4045088.8088 | 3575737.9558 | 3039483.2727 | 2426908.1644
Scenario 3: Aggressive Fuel Sub | SCG | Com | HVAC | Com - Restaurant | Total Resource Cost Test | Energy Efficiency | 4264542.1171 | 4483085.4828 | 4668665.1618 | 4835105.6248 | 4993953.2057 | 5137870.5407 | 5275902.6167 | 5419332.3123 | 5564305.2898 | 5709906.4642 | 5861604.076 | 6015664.8077 | 6176443.4511
Scenario 3: Aggressive Fuel Sub | SCG | Com | HVAC | Com - Retail | Participant Cost Test | Energy Efficiency | 1128578.2991 | 1165580.764 | 1199642.1122 | 1235376.4202 | 970160.6766 | 821904.3121 | 1136.6899 | 1163.0858 | 1184.7407 | 1205.5553 | 1229.7205 | 1251.7157 | 1276.277
Scenario 3: Aggressive Fuel Sub | SCG | Com | HVAC | Com - Retail | Program Administrator Cost Test | Energy Efficiency | 102637.594 | 103945.3331 | 104861.7174 | 105891.1095 | 74812.9561 | 19259.5811 | 9239.8382 | 9379.5003 | 9463.4649 | 9529.705 | 9615.8779 | 9672.89 | 9742.1268
Scenario 3: Aggressive Fuel Sub | SCG | Com | HVAC | Com - Retail | Rate Impact Measure Test | Energy Efficiency | 554821.2399 | 544207.9228 | 526755.8483 | 508161.1114 | 153076.9563 | 570007.942 | 248229.3708 | 225098.5132 | 197702.2546 | 167069.2381 | 133631.2375 | 96250.5919 | 55169.7054
Scenario 3: Aggressive Fuel Sub | SCG | Com | HVAC | Com - Retail | Total Resource Cost Test | Energy Efficiency | 319535.4906 | 328139.2035 | 335791.3178 | 343886.6944 | 261620.8694 | 184412.8386 | 9872.0331 | 10028.2474 | 10126.0328 | 10205.5761 | 10306.9235 | 10377.8417 | 10462.4188
Scenario 3: Aggressive Fuel Sub | SCG | Com | HVAC | Com - School | Participant Cost Test | Energy Efficiency | 2230789.7381 | 1969705.635 | 2010432.5298 | 2049671.5603 | 1928700.3296 | 545290.2773 | 544876.4963 | 547665.3827 | 552804.8863 | 560195.5564 | 566023.0427 | 575628.0725 | 582394.3113
Scenario 3: Aggressive Fuel Sub | SCG | Com | HVAC | Com - School | Program Administrator Cost Test | Energy Efficiency | 289313.4079 | 288887.8582 | 288980.89 | 288751.491 | 286653.9226 | 80405.5531 | 79115.8603 | 77952.474 | 77132.2075 | 76621.6083 | 75891.1009 | 75655.7483 | 75033.6442
Scenario 3: Aggressive Fuel Sub | SCG | Com | HVAC | Com - School | Rate Impact Measure Test | Energy Efficiency | 1088745.2482 | 1052141.9032 | 1014531.6838 | 971612.7853 | 917018.7615 | 461879.7504 | 421122.9811 | 378939.3723 | 335932.6753 | 291330.4645 | 242573.6704 | 191574.2956 | 135167.4521
Scenario 3: Aggressive Fuel Sub | SCG | Com | HVAC | Com - School | Total Resource Cost Test | Energy Efficiency | 903422.3611 | 852819.9567 | 863962.4821 | 874181.1977 | 848015.0086 | 387854.6415 | 387598.6844 | 388378.5567 | 390831.9814 | 394873.5368 | 397808.3784 | 403389.4124 | 406970.3553
Scenario 3: Aggressive Fuel Sub | SCG | Com | HVAC | Com - Warehouse | Participant Cost Test | Energy Efficiency | 83.6304 | 90.1932 | 95.2174 | 101.583 | 109.5649 | 116.8931 | 123.3452 | 130.3393 | 136.2662 | 142.2355 | 148.5329 | 154.0794 | 160.5538
Scenario 3: Aggressive Fuel Sub | SCG | Com | HVAC | Com - Warehouse | Program Administrator Cost Test | Energy Efficiency | 7.2392 | 7.6542 | 7.9221 | 8.286 | 8.7618 | 9.1646 | 9.4808 | 9.8219 | 10.0672 | 10.3022 | 10.5474 | 10.7267 | 10.9583
Scenario 3: Aggressive Fuel Sub | SCG | Com | HVAC | Com - Warehouse | Rate Impact Measure Test | Energy Efficiency | 29.1768 | 30.0127 | 30.0795 | 30.2987 | 30.6558 | 30.4519 | 29.6433 | 28.5717 | 26.8521 | 24.722 | 22.1759 | 19.021 | 15.4093
Scenario 3: Aggressive Fuel Sub | SCG | Com | HVAC | Com - Warehouse | Total Resource Cost Test | Energy Efficiency | 55.3012 | 59.5325 | 62.7366 | 66.8135 | 71.9393 | 76.6213 | 80.7164 | 85.1542 | 88.8839 | 92.6318 | 96.5837 | 100.0385 | 104.087
Scenario 3: Aggressive Fuel Sub | SCG | Com | WaterHeat | Com - College | Participant Cost Test | Energy Efficiency | 341355.4126 | 334998.5538 | 293123.5675 | 318123.8678 | 309349.329 | 150460.1107 | 34322.8775 | 29948.4748 | 18446.8595 | 17135.079 | 15923.3245 | 14805.1022 | 13771.5962
Scenario 3: Aggressive Fuel Sub | SCG | Com | WaterHeat | Com - College | Program Administrator Cost Test | Energy Efficiency | 156697.8003 | 146045.3788 | 142029.3264 | 144766.3718 | 138977.1982 | 31520.437 | 27929.9315 | 25075.3988 | 20845.7322 | 19037.2176 | 17393.3956 | 15903.5557 | 14550.5177
Scenario 3: Aggressive Fuel Sub | SCG | Com | WaterHeat | Com - College | Rate Impact Measure Test | Energy Efficiency | 635379.5519 | 600882.2624 | 578284.3003 | 565866.1779 | 533901.5298 | 64213.4588 | 57564.0654 | 52283.9957 | 44292.5829 | 40725.2289 | 34308.0132 | 26826.4801 | 19803.1972
Scenario 3: Aggressive Fuel Sub | SCG | Com | WaterHeat | Com - College | Total Resource Cost Test | Energy Efficiency | 346470.0027 | 335606.6946 | 291566.2207 | 309082.2973 | 299920.5698 | 112404.0628 | 40100.6656 | 35405.7013 | 25400.1146 | 23323.7634 | 21429.7087 | 19704.8635 | 18130.7152
Scenario 3: Aggressive Fuel Sub | SCG | Com | WaterHeat | Com - Grocery | Participant Cost Test | Energy Efficiency | 216690.2743 | 125899.876 | 72787.9714 | 69783.9117 | 68642.7833 | 52896.4844 | 36469.5784 | 35027.1827 | 33716.9091 | 32545.2768 | 31499.6624 | 30565.97 | 29740.8316
Scenario 3: Aggressive Fuel Sub | SCG | Com | WaterHeat | Com - Grocery | Program Administrator Cost Test | Energy Efficiency | 260801.4512 | 143411.5901 | 75592.8489 | 70459.6463 | 67454.9159 | 49959.6114 | 47425.9904 | 45163.8136 | 43130.3512 | 41310.3899 | 39691.2374 | 38247.4939 | 36969.6895
Scenario 3: Aggressive Fuel Sub | SCG | Com | WaterHeat | Com - Grocery | Rate Impact Measure Test | Energy Efficiency | 562191.1397 | 333754.3975 | 200212.4811 | 189202.4362 | 182175.4403 | 121278.0086 | 117580.9956 | 114528.819 | 112003.9686 | 101743.3471 | 87265.4896 | 70619.7073 | 53498.2667
Scenario 3: Aggressive Fuel Sub | SCG | Com | WaterHeat | Com - Grocery | Total Resource Cost Test | Energy Efficiency | 316530.9297 | 178971.1419 | 99453.4924 | 93942.3602 | 91068.249 | 68550.1506 | 56851.4307 | 54343.8881 | 52082.7893 | 50060.5038 | 48260.6447 | 46654.7309 | 45233.8133
Scenario 3: Aggressive Fuel Sub | SCG | Com | WaterHeat | Com - Health | Participant Cost Test | Energy Efficiency | 3096271.1339 | 13462672.3094 | 9626508.0833 | 6663850.9829 | 4616776.9664 | 2970655.2396 | 1806887.9766 | 1110562.3123 | 25690.6367 | 23988.9254 | 23409.1879 | 21920.7739 | 20550.0822
Scenario 3: Aggressive Fuel Sub | SCG | Com | WaterHeat | Com - Health | Program Administrator Cost Test | Energy Efficiency | 838099.3721 | 2535516.5253 | 1853473.4573 | 1336617.2144 | 986663.6168 | 474300.5187 | 309194.6968 | 196148.2314 | 29532.4366 | 27165.9719 | 25179.8806 | 23229.9774 | 21466.547
Scenario 3: Aggressive Fuel Sub | SCG | Com | WaterHeat | Com - Health | Rate Impact Measure Test | Energy Efficiency | 2797914.6113 | 7303506.7947 | 5516786.5081 | 4117678.2347 | 3140280.0754 | 1289492.0927 | 845084.9169 | 536815.1296 | 64791.6707 | 59457.6452 | 50612.1548 | 39825.57 | 29550.9802
Scenario 3: Aggressive Fuel Sub | SCG | Com | WaterHeat | Com - Health | Total Resource Cost Test | Energy Efficiency | 2517651.3439 | 10014474.0399 | 7179166.6742 | 5013147.8964 | 3522236.3513 | 2136520.1774 | 1314412.1897 | 811847.141 | 35937.2716 | 33227.4132 | 31474.0473 | 29199.464 | 27131.7374
Scenario 3: Aggressive Fuel Sub | SCG | Com | WaterHeat | Com - Lodging | Participant Cost Test | Energy Efficiency | 5175444.3282 | 4390379.3931 | 3596541.135 | 3045138.4355 | 2675889.6617 | 1372108.1514 | 171250.479 | 158045.2707 | 26992.6971 | 23682.01 | 21047.7665 | 18916.8562 | 17326.3393
Scenario 3: Aggressive Fuel Sub | SCG | Com | WaterHeat | Com - Lodging | Program Administrator Cost Test | Energy Efficiency | 1931590.2876 | 1793194.9031 | 1669210.2047 | 1577993.9938 | 1521902.4869 | 86764.1642 | 53468.4577 | 47857.1089 | 25982.4438 | 23295.1416 | 21030.0596 | 19099.809 | 17460.69
Scenario 3: Aggressive Fuel Sub | SCG | Com | WaterHeat | Com - Lodging | Rate Impact Measure Test | Energy Efficiency | 7981327.9923 | 7478698.7312 | 6976335.5311 | 6513175.719 | 6103909.4304 | 210061.3774 | 124908.7186 | 113812.9048 | 57355.9367 | 51292.4585 | 42635.5187 | 32975.035 | 24130.5833
Scenario 3: Aggressive Fuel Sub | SCG | Com | WaterHeat | Com - Lodging | Total Resource Cost Test | Energy Efficiency | 4628233.1483 | 4051232.7926 | 3458678.0256 | 3056422.7675 | 2789754.6871 | 886934.124 | 141495.9134 | 129430.3346 | 34445.6961 | 30507.9864 | 27292.4834 | 24627.6518 | 22502.6719
Scenario 3: Aggressive Fuel Sub | SCG | Com | WaterHeat | Com - Office (Large) | Participant Cost Test | Energy Efficiency | 896812.0787 | 901406.6302 | 855890.5068 | 861466.1627 | 870016.2419 | 450585.07 | 65464.2311 | 60446.8422 | 52994.081 | 49117.4686 | 45525.6198 | 42197.4692 | 39113.5277
Scenario 3: Aggressive Fuel Sub | SCG | Com | WaterHeat | Com - Office (Large) | Program Administrator Cost Test | Energy Efficiency | 373984.9719 | 362224.9594 | 350789.1331 | 340446.7774 | 331205.2667 | 79546.0278 | 72309.5417 | 65738.3838 | 59130.886 | 53805.9911 | 48960.393 | 44553.1735 | 40544.7041
Scenario 3: Aggressive Fuel Sub | SCG | Com | WaterHeat | Com - Office (Large) | Rate Impact Measure Test | Energy Efficiency | 1439800.1616 | 1381000.0356 | 1316124.4333 | 1249924.2187 | 1182964.7993 | 160306.2964 | 147122.5027 | 135152.2127 | 123113.9696 | 113491.4191 | 95351.0087 | 74179.3996 | 54684.4862
Scenario 3: Aggressive Fuel Sub | SCG | Com | WaterHeat | Com - Office (Large) | Total Resource Cost Test | Energy Efficiency | 845529.8566 | 839999.4423 | 784698.099 | 780583.0835 | 779239.1943 | 325269.342 | 88999.6433 | 81284.9347 | 72074.6605 | 65965.4715 | 60380.1395 | 55274.1017 | 50605.7499
Scenario 3: Aggressive Fuel Sub | SCG | Com | WaterHeat | Com - Office (Small) | Participant Cost Test | Energy Efficiency | 44902.0535 | 42527.0923 | 40345.2337 | 38355.4686 | 32626.1037 | 24258.1068 | 22482.4613 | 20837.3908 | 19310.8706 | 17898.957 | 16590.6693 | 15378.3526 | 14254.9238
Scenario 3: Aggressive Fuel Sub | SCG | Com | WaterHeat | Com - Office (Small) | Program Administrator Cost Test | Energy Efficiency | 52284.1163 | 48509.7776 | 45058.4089 | 41851.5122 | 35998.0343 | 28597.5045 | 26019.1365 | 23674.3984 | 21541.2649 | 19601.9731 | 17837.2317 | 16232.0673 | 14772.0579
Scenario 3: Aggressive Fuel Sub | SCG | Com | WaterHeat | Com - Office (Small) | Rate Impact Measure Test | Energy Efficiency | 135964.079 | 127720.6474 | 119793.6037 | 112120.15 | 88779.9204 | 57696.292 | 52995.3988 | 48721.6195 | 44851.0649 | 41346.9328 | 34737.1206 | 27023.2568 | 19922.6452
Scenario 3: Aggressive Fuel Sub | SCG | Com | WaterHeat | Com - Office (Small) | Total Resource Cost Test | Energy Efficiency | 66725.2602 | 62576.8679 | 58797.5131 | 55341.5862 | 46586.3488 | 34272.5248 | 31357.5805 | 28693.9426 | 26257.6773 | 24032.9477 | 21998.8926 | 20139.2753 | 18438.9644
Scenario 3: Aggressive Fuel Sub | SCG | Com | WaterHeat | Com - Other | Participant Cost Test | Energy Efficiency | 1594236.8045 | 1545658.2015 | 1108497.7021 | 1099797.1029 | 869853.9051 | 455452.1014 | 167314.7808 | 155854.4681 | 135113.4372 | 129322.8906 | 124106.4322 | 119412.9881 | 115221.9834
Scenario 3: Aggressive Fuel Sub | SCG | Com | WaterHeat | Com - Other | Program Administrator Cost Test | Energy Efficiency | 971317.1659 | 905484.7193 | 886115.2148 | 870562.7453 | 685546.8444 | 208144.4168 | 192526.0898 | 181051.8101 | 168403.7786 | 159814.3331 | 152129.6834 | 145269.4181 | 139183.9367
Scenario 3: Aggressive Fuel Sub | SCG | Com | WaterHeat | Com - Other | Rate Impact Measure Test | Energy Efficiency | 4449737.6422 | 4240599.0938 | 4104681.7853 | 3956212.8806 | 2897955.3227 | 487173.2349 | 457711.4948 | 440086.1829 | 420537.0291 | 383109.7249 | 328045.9282 | 264341.4918 | 199503.1822
Scenario 3: Aggressive Fuel Sub | SCG | Com | WaterHeat | Com - Other | Total Resource Cost Test | Energy Efficiency | 1930030.3178 | 1862480.0451 | 1422721.9888 | 1410410.2445 | 1108215.482 | 425203.0741 | 240664.7024 | 225461.2795 | 203792.2856 | 194125.8527 | 185472.6577 | 177733.1811 | 170857.7891
Scenario 3: Aggressive Fuel Sub | SCG | Com | WaterHeat | Com - Refrig. Warehouse | Participant Cost Test | Energy Efficiency | 21587.4807 | 6188.3324 | 6280.7294 | 7071.1434 | 5165.4276 | 3858.2178 | 3573.4442 | 3309.9063 | 3065.9938 | 2840.2217 | 2631.2202 | 2438.5891 | 2259.3935
Scenario 3: Aggressive Fuel Sub | SCG | Com | WaterHeat | Com - Refrig. Warehouse | Program Administrator Cost Test | Energy Efficiency | 27552.2661 | 7831.4426 | 7816.3207 | 8826.287 | 6277.4737 | 4552.6837 | 4139.569 | 3764.2467 | 3423.2236 | 3113.3336 | 2831.3833 | 2575.2704 | 2342.3834
Scenario 3: Aggressive Fuel Sub | SCG | Com | WaterHeat | Com - Refrig. Warehouse | Rate Impact Measure Test | Energy Efficiency | 66704.3718 | 19631.5547 | 18261.9912 | 27520.6887 | 15923.9284 | 9179.1736 | 8425.7931 | 7741.5053 | 7122.5165 | 6562.3713 | 5515.1445 | 4292.4762 | 3161.4358
Scenario 3: Aggressive Fuel Sub | SCG | Com | WaterHeat | Com - Refrig. Warehouse | Total Resource Cost Test | Energy Efficiency | 32810.5249 | 9369.6551 | 9336.4219 | 10812.0881 | 7606.9037 | 5458.1442 | 4990.4432 | 4563.5242 | 4173.7599 | 3817.8534 | 3492.6776 | 3196.2715 | 2924.8953
Scenario 3: Aggressive Fuel Sub | SCG | Com | WaterHeat | Com - Restaurant | Participant Cost Test | Energy Efficiency | 663613.9173 | 681830.1159 | 698031.8694 | 711265.4233 | 725180.7485 | 78666.9139 | 79497.7603 | 80494.13 | 81627.6295 | 82884.2531 | 84283.5986 | 85802.1405 | 87457.4151
Scenario 3: Aggressive Fuel Sub | SCG | Com | WaterHeat | Com - Restaurant | Program Administrator Cost Test | Energy Efficiency | 597489.0411 | 601712.9113 | 604020.1485 | 603732.0722 | 603767.9912 | 120081.7014 | 120164.3066 | 120468.9161 | 120944.3476 | 121563.8562 | 122351.8022 | 123268.532 | 124335.7951
Scenario 3: Aggressive Fuel Sub | SCG | Com | WaterHeat | Com - Restaurant | Rate Impact Measure Test | Energy Efficiency | 3404878.1429 | 3345894.3617 | 3258997.7252 | 3140513.8103 | 3008122.4012 | 352142.4398 | 357661.418 | 364387.2006 | 371998.5604 | 335727.4818 | 292573.6083 | 243170.07 | 187628.7334
Scenario 3: Aggressive Fuel Sub | SCG | Com | WaterHeat | Com - Restaurant | Total Resource Cost Test | Energy Efficiency | 987040.764 | 1006614.1723 | 1022992.0056 | 1034811.3955 | 1047417.3012 | 142692.4792 | 143145.4299 | 143856.7677 | 144768.1638 | 145849.9065 | 147133.7518 | 148573.5319 | 150197.1241
Scenario 3: Aggressive Fuel Sub | SCG | Com | WaterHeat | Com - Retail | Participant Cost Test | Energy Efficiency | 352385.8837 | 241764.5959 | 193278.5516 | 145525.222 | 146676.0128 | 113328.2703 | 98651.9064 | 90961.7327 | 77518.7888 | 71877.5294 | 66646.9872 | 61797.2359 | 57300.5329
Scenario 3: Aggressive Fuel Sub | SCG | Com | WaterHeat | Com - Retail | Program Administrator Cost Test | Energy Efficiency | 322598.8743 | 199750.1018 | 180473.6027 | 157636.4057 | 143979.1524 | 118431.0684 | 106286.2538 | 96626.861 | 86414.8786 | 78663.236 | 71608.5331 | 65188.3376 | 59345.4745
Scenario 3: Aggressive Fuel Sub | SCG | Com | WaterHeat | Com - Retail | Rate Impact Measure Test | Energy Efficiency | 699054.9122 | 460480.453 | 422155.8952 | 376885.5081 | 328706.1828 | 238369.0637 | 216223.1418 | 198638.7557 | 180005.0824 | 166002.186 | 139433.953 | 108440.8898 | 79999.0622
Scenario 3: Aggressive Fuel Sub | SCG | Com | WaterHeat | Com - Retail | Total Resource Cost Test | Energy Efficiency | 452486.1451 | 299365.797 | 248529.0354 | 203155.4754 | 192484.8483 | 149818.0325 | 132246.7323 | 120722.2894 | 105320.1157 | 96434.2604 | 88306.2323 | 80870.8933 | 74068.6166
Scenario 3: Aggressive Fuel Sub | SCG | Com | WaterHeat | Com - School | Participant Cost Test | Energy Efficiency | 413807.461 | 417171.1132 | 420188.6454 | 423515.0959 | 425799.1777 | 36245.2668 | 34368.6411 | 32759.7533 | 30968.0548 | 29508.9921 | 28177.2467 | 26971.167 | 25873.6023
Scenario 3: Aggressive Fuel Sub | SCG | Com | WaterHeat | Com - School | Program Administrator Cost Test | Energy Efficiency | 251197.112 | 246281.9378 | 241196.4808 | 236358.3274 | 231054.2179 | 46049.8418 | 43136.0903 | 40525.1379 | 38107.4711 | 35966.3891 | 34032.5179 | 32300.1213 | 30738.8423
Scenario 3: Aggressive Fuel Sub | SCG | Com | WaterHeat | Com - School | Rate Impact Measure Test | Energy Efficiency | 1190915.1877 | 1148564.2815 | 1099148.4712 | 1046133.5995 | 986366.2756 | 106150.4913 | 101390.9554 | 97279.018 | 93576.0777 | 85201.8981 | 72654.3156 | 58230.1421 | 43784.3414
Scenario 3: Aggressive Fuel Sub | SCG | Com | WaterHeat | Com - School | Total Resource Cost Test | Energy Efficiency | 482229.0923 | 481529.4641 | 480182.5599 | 479218.7254 | 477165.4287 | 55052.1698 | 51814.1915 | 48960.9457 | 46139.8036 | 43722.3307 | 41533.3281 | 39567.1643 | 37789.9609
Scenario 3: Aggressive Fuel Sub | SCG | Com | WaterHeat | Com - Warehouse | Participant Cost Test | Energy Efficiency | 502939.1687 | 305869.3277 | 244002.4811 | 211738.2804 | 186318.904 | 148036.9194 | 113891.8659 | 101396.9811 | 83096.1201 | 76974.9555 | 71308.7484 | 66063.1812 | 61206.5868
Scenario 3: Aggressive Fuel Sub | SCG | Com | WaterHeat | Com - Warehouse | Program Administrator Cost Test | Energy Efficiency | 468653.4235 | 244715.1124 | 195083.3862 | 174805.4465 | 156827.6786 | 129855.0022 | 116200.065 | 104715.2716 | 92779.2038 | 84377.8428 | 76734.0231 | 69787.3069 | 63474.3994
Scenario 3: Aggressive Fuel Sub | SCG | Com | WaterHeat | Com - Warehouse | Rate Impact Measure Test | Energy Efficiency | 935894.3644 | 502505.1202 | 407540.7018 | 369080.1813 | 334845.9589 | 260697.1069 | 235809.4073 | 214868.5279 | 193033.0518 | 177846.9714 | 149468.4843 | 116327.9012 | 85671.9717
Scenario 3: Aggressive Fuel Sub | SCG | Com | WaterHeat | Com - Warehouse | Total Resource Cost Test | Energy Efficiency | 635165.607 | 358092.8121 | 284787.8836 | 250434.822 | 222075.6527 | 178869.0301 | 148490.9888 | 132723.2793 | 113123.2728 | 103473.8335 | 94657.8855 | 86605.4934 | 79249.6325
Scenario 3: Aggressive Fuel Sub | SCG | Com | WholeBlg | Com - College | Participant Cost Test | Energy Efficiency | 93862.8656 | 93833.7827 | 93553.8514 | 93506.5038 | 93496.6768 | 93625.8707 | 93846.3565 | 93865.1214 | 93870.0496 | 93992.0272 | 93792.2374 | 93364.3103 | 93295.0751
Scenario 3: Aggressive Fuel Sub | SCG | Com | WholeBlg | Com - College | Program Administrator Cost Test | Energy Efficiency | 93862.8656 | 93833.7827 | 93553.8514 | 93506.5038 | 93496.6768 | 93625.8707 | 93846.3565 | 93865.1214 | 93870.0496 | 93992.0272 | 93792.2374 | 93364.3103 | 93295.0751
Scenario 3: Aggressive Fuel Sub | SCG | Com | WholeBlg | Com - College | Rate Impact Measure Test | Energy Efficiency | 93862.8656 | 93833.7827 | 93553.8514 | 93506.5038 | 93496.6768 | 93625.8707 | 93846.3565 | 93865.1214 | 93870.0496 | 93992.0272 | 93792.2374 | 93364.3103 | 93295.0751
Scenario 3: Aggressive Fuel Sub | SCG | Com | WholeBlg | Com - College | Total Resource Cost Test | Energy Efficiency | 93862.8656 | 93833.7827 | 93553.8514 | 93506.5038 | 93496.6768 | 93625.8707 | 93846.3565 | 93865.1214 | 93870.0496 | 93992.0272 | 93792.2374 | 93364.3103 | 93295.0751
Scenario 3: Aggressive Fuel Sub | SCG | Com | WholeBlg | Com - Grocery | Participant Cost Test | Energy Efficiency | 35302.398 | 35754.7783 | 36124.1948 | 36587.1695 | 37079.6926 | 37428.7335 | 37787.2507 | 38128.3494 | 38478.3908 | 38722.0701 | 38951.165 | 39072.7324 | 39168.9083
Scenario 3: Aggressive Fuel Sub | SCG | Com | WholeBlg | Com - Grocery | Program Administrator Cost Test | Energy Efficiency | 35302.398 | 35754.7783 | 36124.1948 | 36587.1695 | 37079.6926 | 37428.7335 | 37787.2507 | 38128.3494 | 38478.3908 | 38722.0701 | 38951.165 | 39072.7324 | 39168.9083
Scenario 3: Aggressive Fuel Sub | SCG | Com | WholeBlg | Com - Grocery | Rate Impact Measure Test | Energy Efficiency | 35302.398 | 35754.7783 | 36124.1948 | 36587.1695 | 37079.6926 | 37428.7335 | 37787.2507 | 38128.3494 | 38478.3908 | 38722.0701 | 38951.165 | 39072.7324 | 39168.9083
Scenario 3: Aggressive Fuel Sub | SCG | Com | WholeBlg | Com - Grocery | Total Resource Cost Test | Energy Efficiency | 35302.398 | 35754.7783 | 36124.1948 | 36587.1695 | 37079.6926 | 37428.7335 | 37787.2507 | 38128.3494 | 38478.3908 | 38722.0701 | 38951.165 | 39072.7324 | 39168.9083
Scenario 3: Aggressive Fuel Sub | SCG | Com | WholeBlg | Com - Health | Participant Cost Test | Energy Efficiency | 129607.5112 | 131701.9534 | 133493.9354 | 135617.1457 | 137856.4201 | 139699.9323 | 141620.7849 | 143386.4063 | 145172.0179 | 146578.0358 | 147914.4655 | 148808.9923 | 149036.6603
Scenario 3: Aggressive Fuel Sub | SCG | Com | WholeBlg | Com - Health | Program Administrator Cost Test | Energy Efficiency | 129607.5112 | 131701.9534 | 133493.9354 | 135617.1457 | 137856.4201 | 139699.9323 | 141620.7849 | 143386.4063 | 145172.0179 | 146578.0358 | 147914.4655 | 148808.9923 | 149036.6603
Scenario 3: Aggressive Fuel Sub | SCG | Com | WholeBlg | Com - Health | Rate Impact Measure Test | Energy Efficiency | 129607.5112 | 131701.9534 | 133493.9354 | 135617.1457 | 137856.4201 | 139699.9323 | 141620.7849 | 143386.4063 | 145172.0179 | 146578.0358 | 147914.4655 | 148808.9923 | 149036.6603
Scenario 3: Aggressive Fuel Sub | SCG | Com | WholeBlg | Com - Health | Total Resource Cost Test | Energy Efficiency | 129607.5112 | 131701.9534 | 133493.9354 | 135617.1457 | 137856.4201 | 139699.9323 | 141620.7849 | 143386.4063 | 145172.0179 | 146578.0358 | 147914.4655 | 148808.9923 | 149036.6603
Scenario 3: Aggressive Fuel Sub | SCG | Com | WholeBlg | Com - Lodging | Participant Cost Test | Energy Efficiency | 63438.1692 | 64343.962 | 65098.534 | 66015.1523 | 66989.9557 | 67765.515 | 68566.3763 | 69319.7467 | 70094.1132 | 70743.6497 | 71318.6 | 71699.9791 | 71834.8996
Scenario 3: Aggressive Fuel Sub | SCG | Com | WholeBlg | Com - Lodging | Program Administrator Cost Test | Energy Efficiency | 63438.1692 | 64343.962 | 65098.534 | 66015.1523 | 66989.9557 | 67765.515 | 68566.3763 | 69319.7467 | 70094.1132 | 70743.6497 | 71318.6 | 71699.9791 | 71834.8996
Scenario 3: Aggressive Fuel Sub | SCG | Com | WholeBlg | Com - Lodging | Rate Impact Measure Test | Energy Efficiency | 63438.1692 | 64343.962 | 65098.534 | 66015.1523 | 66989.9557 | 67765.515 | 68566.3763 | 69319.7467 | 70094.1132 | 70743.6497 | 71318.6 | 71699.9791 | 71834.8996
Scenario 3: Aggressive Fuel Sub | SCG | Com | WholeBlg | Com - Lodging | Total Resource Cost Test | Energy Efficiency | 63438.1692 | 64343.962 | 65098.534 | 66015.1523 | 66989.9557 | 67765.515 | 68566.3763 | 69319.7467 | 70094.1132 | 70743.6497 | 71318.6 | 71699.9791 | 71834.8996
Scenario 3: Aggressive Fuel Sub | SCG | Com | WholeBlg | Com - Office (Large) | Participant Cost Test | Energy Efficiency | 203111.3185 | 204126.9051 | 204531.4287 | 205375.9674 | 206359.383 | 207268.6432 | 208502.9035 | 209330.8881 | 210097.7378 | 211704.6808 | 211920.4635 | 211549.0281 | 211285.3666
Scenario 3: Aggressive Fuel Sub | SCG | Com | WholeBlg | Com - Office (Large) | Program Administrator Cost Test | Energy Efficiency | 203111.3185 | 204126.9051 | 204531.4287 | 205375.9674 | 206359.383 | 207268.6432 | 208502.9035 | 209330.8881 | 210097.7378 | 211704.6808 | 211920.4635 | 211549.0281 | 211285.3666
Scenario 3: Aggressive Fuel Sub | SCG | Com | WholeBlg | Com - Office (Large) | Rate Impact Measure Test | Energy Efficiency | 203111.3185 | 204126.9051 | 204531.4287 | 205375.9674 | 206359.383 | 207268.6432 | 208502.9035 | 209330.8881 | 210097.7378 | 211704.6808 | 211920.4635 | 211549.0281 | 211285.3666
Scenario 3: Aggressive Fuel Sub | SCG | Com | WholeBlg | Com - Office (Large) | Total Resource Cost Test | Energy Efficiency | 203111.3185 | 204126.9051 | 204531.4287 | 205375.9674 | 206359.383 | 207268.6432 | 208502.9035 | 209330.8881 | 210097.7378 | 211704.6808 | 211920.4635 | 211549.0281 | 211285.3666
Scenario 3: Aggressive Fuel Sub | SCG | Com | WholeBlg | Com - Office (Small) | Participant Cost Test | Energy Efficiency | 24185.4852 | 24444.1335 | 24648.3909 | 24916.9634 | 25204.1135 | 25382.77 | 25562.1846 | 25731.3173 | 25907.8696 | 26069.2998 | 26165.3811 | 26192.8426 | 26252.1731
Scenario 3: Aggressive Fuel Sub | SCG | Com | WholeBlg | Com - Office (Small) | Program Administrator Cost Test | Energy Efficiency | 24185.4852 | 24444.1335 | 24648.3909 | 24916.9634 | 25204.1135 | 25382.77 | 25562.1846 | 25731.3173 | 25907.8696 | 26069.2998 | 26165.3811 | 26192.8426 | 26252.1731
Scenario 3: Aggressive Fuel Sub | SCG | Com | WholeBlg | Com - Office (Small) | Rate Impact Measure Test | Energy Efficiency | 24185.4852 | 24444.1335 | 24648.3909 | 24916.9634 | 25204.1135 | 25382.77 | 25562.1846 | 25731.3173 | 25907.8696 | 26069.2998 | 26165.3811 | 26192.8426 | 26252.1731
Scenario 3: Aggressive Fuel Sub | SCG | Com | WholeBlg | Com - Office (Small) | Total Resource Cost Test | Energy Efficiency | 24185.4852 | 24444.1335 | 24648.3909 | 24916.9634 | 25204.1135 | 25382.77 | 25562.1846 | 25731.3173 | 25907.8696 | 26069.2998 | 26165.3811 | 26192.8426 | 26252.1731
Scenario 3: Aggressive Fuel Sub | SCG | Com | WholeBlg | Com - Other | Participant Cost Test | Energy Efficiency | 422496.5961 | 428503.7024 | 433625.3649 | 439933.333 | 446621.1227 | 451763.7151 | 457184.2916 | 462295.1791 | 467540.6243 | 471735.366 | 475626.2063 | 478214.2881 | 479145.0248
Scenario 3: Aggressive Fuel Sub | SCG | Com | WholeBlg | Com - Other | Program Administrator Cost Test | Energy Efficiency | 422496.5961 | 428503.7024 | 433625.3649 | 439933.333 | 446621.1227 | 451763.7151 | 457184.2916 | 462295.1791 | 467540.6243 | 471735.366 | 475626.2063 | 478214.2881 | 479145.0248
Scenario 3: Aggressive Fuel Sub | SCG | Com | WholeBlg | Com - Other | Rate Impact Measure Test | Energy Efficiency | 422496.5961 | 428503.7024 | 433625.3649 | 439933.333 | 446621.1227 | 451763.7151 | 457184.2916 | 462295.1791 | 467540.6243 | 471735.366 | 475626.2063 | 478214.2881 | 479145.0248
Scenario 3: Aggressive Fuel Sub | SCG | Com | WholeBlg | Com - Other | Total Resource Cost Test | Energy Efficiency | 422496.5961 | 428503.7024 | 433625.3649 | 439933.333 | 446621.1227 | 451763.7151 | 457184.2916 | 462295.1791 | 467540.6243 | 471735.366 | 475626.2063 | 478214.2881 | 479145.0248
Scenario 3: Aggressive Fuel Sub | SCG | Com | WholeBlg | Com - Refrig. Warehouse | Participant Cost Test | Energy Efficiency | 8192.3271 | 8342.9645 | 8477.7529 | 8635.6241 | 8800.9056 | 8921.0106 | 9041.005 | 9159.4151 | 9281.5657 | 9368.5938 | 9460.1524 | 9525.4623 | 9554.3427
Scenario 3: Aggressive Fuel Sub | SCG | Com | WholeBlg | Com - Refrig. Warehouse | Program Administrator Cost Test | Energy Efficiency | 8192.3271 | 8342.9645 | 8477.7529 | 8635.6241 | 8800.9056 | 8921.0106 | 9041.005 | 9159.4151 | 9281.5657 | 9368.5938 | 9460.1524 | 9525.4623 | 9554.3427
Scenario 3: Aggressive Fuel Sub | SCG | Com | WholeBlg | Com - Refrig. Warehouse | Rate Impact Measure Test | Energy Efficiency | 8192.3271 | 8342.9645 | 8477.7529 | 8635.6241 | 8800.9056 | 8921.0106 | 9041.005 | 9159.4151 | 9281.5657 | 9368.5938 | 9460.1524 | 9525.4623 | 9554.3427
Scenario 3: Aggressive Fuel Sub | SCG | Com | WholeBlg | Com - Refrig. Warehouse | Total Resource Cost Test | Energy Efficiency | 8192.3271 | 8342.9645 | 8477.7529 | 8635.6241 | 8800.9056 | 8921.0106 | 9041.005 | 9159.4151 | 9281.5657 | 9368.5938 | 9460.1524 | 9525.4623 | 9554.3427
Scenario 3: Aggressive Fuel Sub | SCG | Com | WholeBlg | Com - Restaurant | Participant Cost Test | Energy Efficiency | 179686.9989 | 183044.2158 | 186034.5768 | 189532.5818 | 193215.2847 | 195985.0684 | 198760.4168 | 201497.9233 | 204315.5216 | 206449.1176 | 208609.7113 | 210194.746 | 210799.2365
Scenario 3: Aggressive Fuel Sub | SCG | Com | WholeBlg | Com - Restaurant | Program Administrator Cost Test | Energy Efficiency | 179686.9989 | 183044.2158 | 186034.5768 | 189532.5818 | 193215.2847 | 195985.0684 | 198760.4168 | 201497.9233 | 204315.5216 | 206449.1176 | 208609.7113 | 210194.746 | 210799.2365
Scenario 3: Aggressive Fuel Sub | SCG | Com | WholeBlg | Com - Restaurant | Rate Impact Measure Test | Energy Efficiency | 179686.9989 | 183044.2158 | 186034.5768 | 189532.5818 | 193215.2847 | 195985.0684 | 198760.4168 | 201497.9233 | 204315.5216 | 206449.1176 | 208609.7113 | 210194.746 | 210799.2365
Scenario 3: Aggressive Fuel Sub | SCG | Com | WholeBlg | Com - Restaurant | Total Resource Cost Test | Energy Efficiency | 179686.9989 | 183044.2158 | 186034.5768 | 189532.5818 | 193215.2847 | 195985.0684 | 198760.4168 | 201497.9233 | 204315.5216 | 206449.1176 | 208609.7113 | 210194.746 | 210799.2365
Scenario 3: Aggressive Fuel Sub | SCG | Com | WholeBlg | Com - Retail | Participant Cost Test | Energy Efficiency | 48687.4356 | 49396.5958 | 49998.0749 | 50733.5027 | 51514.3482 | 52078.1713 | 52648.6896 | 53204.2101 | 53777.0991 | 54219.4549 | 54622.2114 | 54876.0832 | 422197.8962
Scenario 3: Aggressive Fuel Sub | SCG | Com | WholeBlg | Com - Retail | Program Administrator Cost Test | Energy Efficiency | 48687.4356 | 49396.5958 | 49998.0749 | 50733.5027 | 51514.3482 | 52078.1713 | 52648.6896 | 53204.2101 | 53777.0991 | 54219.4549 | 54622.2114 | 54876.0832 | 103064.2743
Scenario 3: Aggressive Fuel Sub | SCG | Com | WholeBlg | Com - Retail | Rate Impact Measure Test | Energy Efficiency | 48687.4356 | 49396.5958 | 49998.0749 | 50733.5027 | 51514.3482 | 52078.1713 | 52648.6896 | 53204.2101 | 53777.0991 | 54219.4549 | 54622.2114 | 54876.0832 | 319600.6235
Scenario 3: Aggressive Fuel Sub | SCG | Com | WholeBlg | Com - Retail | Total Resource Cost Test | Energy Efficiency | 48687.4356 | 49396.5958 | 49998.0749 | 50733.5027 | 51514.3482 | 52078.1713 | 52648.6896 | 53204.2101 | 53777.0991 | 54219.4549 | 54622.2114 | 54876.0832 | 414361.3736
Scenario 3: Aggressive Fuel Sub | SCG | Com | WholeBlg | Com - School | Participant Cost Test | Energy Efficiency | 78078.9787 | 78385.3512 | 78501.5019 | 78812.3893 | 79156.6005 | 79387.8563 | 79610.869 | 79739.4543 | 79867.9741 | 79988.669 | 79902.9753 | 79601.9311 | 79723.7495
Scenario 3: Aggressive Fuel Sub | SCG | Com | WholeBlg | Com - School | Program Administrator Cost Test | Energy Efficiency | 78078.9787 | 78385.3512 | 78501.5019 | 78812.3893 | 79156.6005 | 79387.8563 | 79610.869 | 79739.4543 | 79867.9741 | 79988.669 | 79902.9753 | 79601.9311 | 79723.7495
Scenario 3: Aggressive Fuel Sub | SCG | Com | WholeBlg | Com - School | Rate Impact Measure Test | Energy Efficiency | 78078.9787 | 78385.3512 | 78501.5019 | 78812.3893 | 79156.6005 | 79387.8563 | 79610.869 | 79739.4543 | 79867.9741 | 79988.669 | 79902.9753 | 79601.9311 | 79723.7495
Scenario 3: Aggressive Fuel Sub | SCG | Com | WholeBlg | Com - School | Total Resource Cost Test | Energy Efficiency | 78078.9787 | 78385.3512 | 78501.5019 | 78812.3893 | 79156.6005 | 79387.8563 | 79610.869 | 79739.4543 | 79867.9741 | 79988.669 | 79902.9753 | 79601.9311 | 79723.7495
Scenario 3: Aggressive Fuel Sub | SCG | Com | WholeBlg | Com - Warehouse | Participant Cost Test | Energy Efficiency | 159878.3947 | 162238.5853 | 164267.0239 | 166758.6706 | 169414.9194 | 171243.9397 | 173088.7392 | 174909.5396 | 176805.3401 | 178128.1681 | 179457.9406 | 180297.6896 | 180837.9328
Scenario 3: Aggressive Fuel Sub | SCG | Com | WholeBlg | Com - Warehouse | Program Administrator Cost Test | Energy Efficiency | 159878.3947 | 162238.5853 | 164267.0239 | 166758.6706 | 169414.9194 | 171243.9397 | 173088.7392 | 174909.5396 | 176805.3401 | 178128.1681 | 179457.9406 | 180297.6896 | 180837.9328
Scenario 3: Aggressive Fuel Sub | SCG | Com | WholeBlg | Com - Warehouse | Rate Impact Measure Test | Energy Efficiency | 159878.3947 | 162238.5853 | 164267.0239 | 166758.6706 | 169414.9194 | 171243.9397 | 173088.7392 | 174909.5396 | 176805.3401 | 178128.1681 | 179457.9406 | 180297.6896 | 180837.9328
Scenario 3: Aggressive Fuel Sub | SCG | Com | WholeBlg | Com - Warehouse | Total Resource Cost Test | Energy Efficiency | 159878.3947 | 162238.5853 | 164267.0239 | 166758.6706 | 169414.9194 | 171243.9397 | 173088.7392 | 174909.5396 | 176805.3401 | 178128.1681 | 179457.9406 | 180297.6896 | 180837.9328
Scenario 3: Aggressive Fuel Sub | SCG | Ind | WholeBlg | Ind - All Other Industrial | Participant Cost Test | Energy Efficiency | 36086.3117 | 36318.3997 | 36494.852 | 36650.3814 | 36794.0739 | 36900.1135 | 36991.9925 | 37089.2046 | 37192.5721 | 37313.546 | 37447.3658 | 37592.9681 | 37747.0845
Scenario 3: Aggressive Fuel Sub | SCG | Ind | WholeBlg | Ind - All Other Industrial | Program Administrator Cost Test | Energy Efficiency | 36086.3117 | 36318.3997 | 36494.852 | 36650.3814 | 36794.0739 | 36900.1135 | 36991.9925 | 37089.2046 | 37192.5721 | 37313.546 | 37447.3658 | 37592.9681 | 37747.0845
Scenario 3: Aggressive Fuel Sub | SCG | Ind | WholeBlg | Ind - All Other Industrial | Rate Impact Measure Test | Energy Efficiency | 36086.3117 | 36318.3997 | 36494.852 | 36650.3814 | 36794.0739 | 36900.1135 | 36991.9925 | 37089.2046 | 37192.5721 | 37313.546 | 37447.3658 | 37592.9681 | 37747.0845
Scenario 3: Aggressive Fuel Sub | SCG | Ind | WholeBlg | Ind - All Other Industrial | Total Resource Cost Test | Energy Efficiency | 36086.3117 | 36318.3997 | 36494.852 | 36650.3814 | 36794.0739 | 36900.1135 | 36991.9925 | 37089.2046 | 37192.5721 | 37313.546 | 37447.3658 | 37592.9681 | 37747.0845
Scenario 3: Aggressive Fuel Sub | SCG | Ind | WholeBlg | Ind - Chemicals | Participant Cost Test | Energy Efficiency | 436298.9208 | 439455.4459 | 442378.8272 | 445047.1581 | 447530.2176 | 449592.4526 | 451284.3276 | 452699.2917 | 454163.5231 | 455631.8681 | 457000.9648 | 458223.6349 | 459382.9344
Scenario 3: Aggressive Fuel Sub | SCG | Ind | WholeBlg | Ind - Chemicals | Program Administrator Cost Test | Energy Efficiency | 436298.9208 | 439455.4459 | 442378.8272 | 445047.1581 | 447530.2176 | 449592.4526 | 451284.3276 | 452699.2917 | 454163.5231 | 455631.8681 | 457000.9648 | 458223.6349 | 459382.9344
Scenario 3: Aggressive Fuel Sub | SCG | Ind | WholeBlg | Ind - Chemicals | Rate Impact Measure Test | Energy Efficiency | 436298.9208 | 439455.4459 | 442378.8272 | 445047.1581 | 447530.2176 | 449592.4526 | 451284.3276 | 452699.2917 | 454163.5231 | 455631.8681 | 457000.9648 | 458223.6349 | 459382.9344
Scenario 3: Aggressive Fuel Sub | SCG | Ind | WholeBlg | Ind - Chemicals | Total Resource Cost Test | Energy Efficiency | 436298.9208 | 439455.4459 | 442378.8272 | 445047.1581 | 447530.2176 | 449592.4526 | 451284.3276 | 452699.2917 | 454163.5231 | 455631.8681 | 457000.9648 | 458223.6349 | 459382.9344
Scenario 3: Aggressive Fuel Sub | SCG | Ind | WholeBlg | Ind - Electronics | Participant Cost Test | Energy Efficiency | 20842.7553 | 20998.0664 | 21151.5248 | 21297.8037 | 21439.3273 | 21574.4746 | 21709.3666 | 21845.6318 | 21980.7802 | 22116.4374 | 22248.6641 | 22377.2356 | 22504.546
Scenario 3: Aggressive Fuel Sub | SCG | Ind | WholeBlg | Ind - Electronics | Program Administrator Cost Test | Energy Efficiency | 20842.7553 | 20998.0664 | 21151.5248 | 21297.8037 | 21439.3273 | 21574.4746 | 21709.3666 | 21845.6318 | 21980.7802 | 22116.4374 | 22248.6641 | 22377.2356 | 22504.546
Scenario 3: Aggressive Fuel Sub | SCG | Ind | WholeBlg | Ind - Electronics | Rate Impact Measure Test | Energy Efficiency | 20842.7553 | 20998.0664 | 21151.5248 | 21297.8037 | 21439.3273 | 21574.4746 | 21709.3666 | 21845.6318 | 21980.7802 | 22116.4374 | 22248.6641 | 22377.2356 | 22504.546
Scenario 3: Aggressive Fuel Sub | SCG | Ind | WholeBlg | Ind - Electronics | Total Resource Cost Test | Energy Efficiency | 20842.7553 | 20998.0664 | 21151.5248 | 21297.8037 | 21439.3273 | 21574.4746 | 21709.3666 | 21845.6318 | 21980.7802 | 22116.4374 | 22248.6641 | 22377.2356 | 22504.546
Scenario 3: Aggressive Fuel Sub | SCG | Ind | WholeBlg | Ind - Fabricated Metals | Participant Cost Test | Energy Efficiency | 125103.9231 | 126654.9687 | 128257.6535 | 129386.5889 | 130284.5594 | 130921.1714 | 131387.088 | 131807.2562 | 132206.0495 | 132614.0996 | 132969.074 | 133242.9887 | 133452.1316
Scenario 3: Aggressive Fuel Sub | SCG | Ind | WholeBlg | Ind - Fabricated Metals | Program Administrator Cost Test | Energy Efficiency | 125103.9231 | 126654.9687 | 128257.6535 | 129386.5889 | 130284.5594 | 130921.1714 | 131387.088 | 131807.2562 | 132206.0495 | 132614.0996 | 132969.074 | 133242.9887 | 133452.1316
Scenario 3: Aggressive Fuel Sub | SCG | Ind | WholeBlg | Ind - Fabricated Metals | Rate Impact Measure Test | Energy Efficiency | 125103.9231 | 126654.9687 | 128257.6535 | 129386.5889 | 130284.5594 | 130921.1714 | 131387.088 | 131807.2562 | 132206.0495 | 132614.0996 | 132969.074 | 133242.9887 | 133452.1316
Scenario 3: Aggressive Fuel Sub | SCG | Ind | WholeBlg | Ind - Fabricated Metals | Total Resource Cost Test | Energy Efficiency | 125103.9231 | 126654.9687 | 128257.6535 | 129386.5889 | 130284.5594 | 130921.1714 | 131387.088 | 131807.2562 | 132206.0495 | 132614.0996 | 132969.074 | 133242.9887 | 133452.1316
Scenario 3: Aggressive Fuel Sub | SCG | Ind | WholeBlg | Ind - Food | Participant Cost Test | Energy Efficiency | 599771.4088 | 599421.5827 | 598960.955 | 598438.5058 | 597794.6282 | 597033.0524 | 596264.7557 | 595418.6152 | 594583.3552 | 593799.0802 | 592934.8817 | 591959.3242 | 590987.5682
Scenario 3: Aggressive Fuel Sub | SCG | Ind | WholeBlg | Ind - Food | Program Administrator Cost Test | Energy Efficiency | 599771.4088 | 599421.5827 | 598960.955 | 598438.5058 | 597794.6282 | 597033.0524 | 596264.7557 | 595418.6152 | 594583.3552 | 593799.0802 | 592934.8817 | 591959.3242 | 590987.5682
Scenario 3: Aggressive Fuel Sub | SCG | Ind | WholeBlg | Ind - Food | Rate Impact Measure Test | Energy Efficiency | 599771.4088 | 599421.5827 | 598960.955 | 598438.5058 | 597794.6282 | 597033.0524 | 596264.7557 | 595418.6152 | 594583.3552 | 593799.0802 | 592934.8817 | 591959.3242 | 590987.5682
Scenario 3: Aggressive Fuel Sub | SCG | Ind | WholeBlg | Ind - Food | Total Resource Cost Test | Energy Efficiency | 599771.4088 | 599421.5827 | 598960.955 | 598438.5058 | 597794.6282 | 597033.0524 | 596264.7557 | 595418.6152 | 594583.3552 | 593799.0802 | 592934.8817 | 591959.3242 | 590987.5682
Scenario 3: Aggressive Fuel Sub | SCG | Ind | WholeBlg | Ind - Industrial Machinery | Participant Cost Test | Energy Efficiency | 13008.8315 | 13237.6295 | 13483.3823 | 13648.7756 | 13763.5393 | 13846.2523 | 13925.9004 | 14003.8562 | 14082.6208 | 14164.4129 | 14236.8748 | 14297.6891 | 14348.7012
Scenario 3: Aggressive Fuel Sub | SCG | Ind | WholeBlg | Ind - Industrial Machinery | Program Administrator Cost Test | Energy Efficiency | 13008.8315 | 13237.6295 | 13483.3823 | 13648.7756 | 13763.5393 | 13846.2523 | 13925.9004 | 14003.8562 | 14082.6208 | 14164.4129 | 14236.8748 | 14297.6891 | 14348.7012
Scenario 3: Aggressive Fuel Sub | SCG | Ind | WholeBlg | Ind - Industrial Machinery | Rate Impact Measure Test | Energy Efficiency | 13008.8315 | 13237.6295 | 13483.3823 | 13648.7756 | 13763.5393 | 13846.2523 | 13925.9004 | 14003.8562 | 14082.6208 | 14164.4129 | 14236.8748 | 14297.6891 | 14348.7012
Scenario 3: Aggressive Fuel Sub | SCG | Ind | WholeBlg | Ind - Industrial Machinery | Total Resource Cost Test | Energy Efficiency | 13008.8315 | 13237.6295 | 13483.3823 | 13648.7756 | 13763.5393 | 13846.2523 | 13925.9004 | 14003.8562 | 14082.6208 | 14164.4129 | 14236.8748 | 14297.6891 | 14348.7012
Scenario 3: Aggressive Fuel Sub | SCG | Ind | WholeBlg | Ind - Lumber & Furniture | Participant Cost Test | Energy Efficiency | 5851.8227 | 5894.795 | 5935.5731 | 5973.7053 | 6011.7057 | 6032.7956 | 6038.6583 | 6046.5107 | 6055.7194 | 6067.4245 | 6080.7541 | 6092.9246 | 6103.5587
Scenario 3: Aggressive Fuel Sub | SCG | Ind | WholeBlg | Ind - Lumber & Furniture | Program Administrator Cost Test | Energy Efficiency | 5851.8227 | 5894.795 | 5935.5731 | 5973.7053 | 6011.7057 | 6032.7956 | 6038.6583 | 6046.5107 | 6055.7194 | 6067.4245 | 6080.7541 | 6092.9246 | 6103.5587
Scenario 3: Aggressive Fuel Sub | SCG | Ind | WholeBlg | Ind - Lumber & Furniture | Rate Impact Measure Test | Energy Efficiency | 5851.8227 | 5894.795 | 5935.5731 | 5973.7053 | 6011.7057 | 6032.7956 | 6038.6583 | 6046.5107 | 6055.7194 | 6067.4245 | 6080.7541 | 6092.9246 | 6103.5587
Scenario 3: Aggressive Fuel Sub | SCG | Ind | WholeBlg | Ind - Lumber & Furniture | Total Resource Cost Test | Energy Efficiency | 5851.8227 | 5894.795 | 5935.5731 | 5973.7053 | 6011.7057 | 6032.7956 | 6038.6583 | 6046.5107 | 6055.7194 | 6067.4245 | 6080.7541 | 6092.9246 | 6103.5587
Scenario 3: Aggressive Fuel Sub | SCG | Ind | WholeBlg | Ind - Paper | Participant Cost Test | Energy Efficiency | 91428.2002 | 91558.4395 | 91710.7194 | 92015.4972 | 92351.5538 | 92612.2013 | 92912.7032 | 93302.6604 | 93788.453 | 94367.2388 | 94986.648 | 95608.9627 | 96238.646
Scenario 3: Aggressive Fuel Sub | SCG | Ind | WholeBlg | Ind - Paper | Program Administrator Cost Test | Energy Efficiency | 91428.2002 | 91558.4395 | 91710.7194 | 92015.4972 | 92351.5538 | 92612.2013 | 92912.7032 | 93302.6604 | 93788.453 | 94367.2388 | 94986.648 | 95608.9627 | 96238.646
Scenario 3: Aggressive Fuel Sub | SCG | Ind | WholeBlg | Ind - Paper | Rate Impact Measure Test | Energy Efficiency | 91428.2002 | 91558.4395 | 91710.7194 | 92015.4972 | 92351.5538 | 92612.2013 | 92912.7032 | 93302.6604 | 93788.453 | 94367.2388 | 94986.648 | 95608.9627 | 96238.646
Scenario 3: Aggressive Fuel Sub | SCG | Ind | WholeBlg | Ind - Paper | Total Resource Cost Test | Energy Efficiency | 91428.2002 | 91558.4395 | 91710.7194 | 92015.4972 | 92351.5538 | 92612.2013 | 92912.7032 | 93302.6604 | 93788.453 | 94367.2388 | 94986.648 | 95608.9627 | 96238.646
Scenario 3: Aggressive Fuel Sub | SCG | Ind | WholeBlg | Ind - Petroleum | Participant Cost Test | Energy Efficiency | 1779556.0554 | 1784398.3434 | 1789196.7078 | 1793764.1956 | 1797220.1906 | 1798616.9487 | 1799111.771 | 1798903.2873 | 1799223.8402 | 1799626.8503 | 1799246.5253 | 1798067.5172 | 1796814.5575
Scenario 3: Aggressive Fuel Sub | SCG | Ind | WholeBlg | Ind - Petroleum | Program Administrator Cost Test | Energy Efficiency | 1779556.0554 | 1784398.3434 | 1789196.7078 | 1793764.1956 | 1797220.1906 | 1798616.9487 | 1799111.771 | 1798903.2873 | 1799223.8402 | 1799626.8503 | 1799246.5253 | 1798067.5172 | 1796814.5575
Scenario 3: Aggressive Fuel Sub | SCG | Ind | WholeBlg | Ind - Petroleum | Rate Impact Measure Test | Energy Efficiency | 1779556.0554 | 1784398.3434 | 1789196.7078 | 1793764.1956 | 1797220.1906 | 1798616.9487 | 1799111.771 | 1798903.2873 | 1799223.8402 | 1799626.8503 | 1799246.5253 | 1798067.5172 | 1796814.5575
Scenario 3: Aggressive Fuel Sub | SCG | Ind | WholeBlg | Ind - Petroleum | Total Resource Cost Test | Energy Efficiency | 1779556.0554 | 1784398.3434 | 1789196.7078 | 1793764.1956 | 1797220.1906 | 1798616.9487 | 1799111.771 | 1798903.2873 | 1799223.8402 | 1799626.8503 | 1799246.5253 | 1798067.5172 | 1796814.5575
Scenario 3: Aggressive Fuel Sub | SCG | Ind | WholeBlg | Ind - Plastics | Participant Cost Test | Energy Efficiency | 20456.0433 | 21450.4136 | 22410.0952 | 23311.172 | 24193.6708 | 24972.4938 | 25598.2038 | 26085.8178 | 26609.1847 | 27148.2581 | 27683.0056 | 28188.0861 | 28669.438
Scenario 3: Aggressive Fuel Sub | SCG | Ind | WholeBlg | Ind - Plastics | Program Administrator Cost Test | Energy Efficiency | 20456.0433 | 21450.4136 | 22410.0952 | 23311.172 | 24193.6708 | 24972.4938 | 25598.2038 | 26085.8178 | 26609.1847 | 27148.2581 | 27683.0056 | 28188.0861 | 28669.438
Scenario 3: Aggressive Fuel Sub | SCG | Ind | WholeBlg | Ind - Plastics | Rate Impact Measure Test | Energy Efficiency | 20456.0433 | 21450.4136 | 22410.0952 | 23311.172 | 24193.6708 | 24972.4938 | 25598.2038 | 26085.8178 | 26609.1847 | 27148.2581 | 27683.0056 | 28188.0861 | 28669.438
Scenario 3: Aggressive Fuel Sub | SCG | Ind | WholeBlg | Ind - Plastics | Total Resource Cost Test | Energy Efficiency | 20456.0433 | 21450.4136 | 22410.0952 | 23311.172 | 24193.6708 | 24972.4938 | 25598.2038 | 26085.8178 | 26609.1847 | 27148.2581 | 27683.0056 | 28188.0861 | 28669.438
Scenario 3: Aggressive Fuel Sub | SCG | Ind | WholeBlg | Ind - Primary Metals | Participant Cost Test | Energy Efficiency | 133865.8685 | 134510.9791 | 135216.6863 | 135832.9086 | 136355.027 | 136806.5004 | 137262.6816 | 137709.8419 | 138145.4705 | 138574.6696 | 138958.5823 | 139301.5309 | 139630.2804
Scenario 3: Aggressive Fuel Sub | SCG | Ind | WholeBlg | Ind - Primary Metals | Program Administrator Cost Test | Energy Efficiency | 133865.8685 | 134510.9791 | 135216.6863 | 135832.9086 | 136355.027 | 136806.5004 | 137262.6816 | 137709.8419 | 138145.4705 | 138574.6696 | 138958.5823 | 139301.5309 | 139630.2804
Scenario 3: Aggressive Fuel Sub | SCG | Ind | WholeBlg | Ind - Primary Metals | Rate Impact Measure Test | Energy Efficiency | 133865.8685 | 134510.9791 | 135216.6863 | 135832.9086 | 136355.027 | 136806.5004 | 137262.6816 | 137709.8419 | 138145.4705 | 138574.6696 | 138958.5823 | 139301.5309 | 139630.2804
Scenario 3: Aggressive Fuel Sub | SCG | Ind | WholeBlg | Ind - Primary Metals | Total Resource Cost Test | Energy Efficiency | 133865.8685 | 134510.9791 | 135216.6863 | 135832.9086 | 136355.027 | 136806.5004 | 137262.6816 | 137709.8419 | 138145.4705 | 138574.6696 | 138958.5823 | 139301.5309 | 139630.2804
Scenario 3: Aggressive Fuel Sub | SCG | Ind | WholeBlg | Ind - Printing & Publishing | Participant Cost Test | Energy Efficiency | 7409.3833 | 7439.569 | 7468.8319 | 7496.692 | 7513.3973 | 7511.1552 | 7507.9189 | 7509.3469 | 7520.7738 | 7538.8064 | 7555.2034 | 7566.5871 | 7574.8938
Scenario 3: Aggressive Fuel Sub | SCG | Ind | WholeBlg | Ind - Printing & Publishing | Program Administrator Cost Test | Energy Efficiency | 7409.3833 | 7439.569 | 7468.8319 | 7496.692 | 7513.3973 | 7511.1552 | 7507.9189 | 7509.3469 | 7520.7738 | 7538.8064 | 7555.2034 | 7566.5871 | 7574.8938
Scenario 3: Aggressive Fuel Sub | SCG | Ind | WholeBlg | Ind - Printing & Publishing | Rate Impact Measure Test | Energy Efficiency | 7409.3833 | 7439.569 | 7468.8319 | 7496.692 | 7513.3973 | 7511.1552 | 7507.9189 | 7509.3469 | 7520.7738 | 7538.8064 | 7555.2034 | 7566.5871 | 7574.8938
Scenario 3: Aggressive Fuel Sub | SCG | Ind | WholeBlg | Ind - Printing & Publishing | Total Resource Cost Test | Energy Efficiency | 7409.3833 | 7439.569 | 7468.8319 | 7496.692 | 7513.3973 | 7511.1552 | 7507.9189 | 7509.3469 | 7520.7738 | 7538.8064 | 7555.2034 | 7566.5871 | 7574.8938
Scenario 3: Aggressive Fuel Sub | SCG | Ind | WholeBlg | Ind - Stone-Glass-Clay | Participant Cost Test | Energy Efficiency | 141551.6174 | 142630.9867 | 143512.6032 | 144253.598 | 144914.3263 | 145436.3223 | 145837.539 | 146213.2475 | 146568.7028 | 146932.2583 | 147288.6303 | 147635.4628 | 147969.9179
Scenario 3: Aggressive Fuel Sub | SCG | Ind | WholeBlg | Ind - Stone-Glass-Clay | Program Administrator Cost Test | Energy Efficiency | 141551.6174 | 142630.9867 | 143512.6032 | 144253.598 | 144914.3263 | 145436.3223 | 145837.539 | 146213.2475 | 146568.7028 | 146932.2583 | 147288.6303 | 147635.4628 | 147969.9179
Scenario 3: Aggressive Fuel Sub | SCG | Ind | WholeBlg | Ind - Stone-Glass-Clay | Rate Impact Measure Test | Energy Efficiency | 141551.6174 | 142630.9867 | 143512.6032 | 144253.598 | 144914.3263 | 145436.3223 | 145837.539 | 146213.2475 | 146568.7028 | 146932.2583 | 147288.6303 | 147635.4628 | 147969.9179
Scenario 3: Aggressive Fuel Sub | SCG | Ind | WholeBlg | Ind - Stone-Glass-Clay | Total Resource Cost Test | Energy Efficiency | 141551.6174 | 142630.9867 | 143512.6032 | 144253.598 | 144914.3263 | 145436.3223 | 145837.539 | 146213.2475 | 146568.7028 | 146932.2583 | 147288.6303 | 147635.4628 | 147969.9179
Scenario 3: Aggressive Fuel Sub | SCG | Ind | WholeBlg | Ind - Textiles | Participant Cost Test | Energy Efficiency | 67634.8538 | 67726.8213 | 67816.0831 | 67860.7753 | 67874.6869 | 67860.1019 | 67837.7932 | 67807.4204 | 67772.5495 | 67739.3771 | 67695.123 | 67642.1779 | 67590.1895
Scenario 3: Aggressive Fuel Sub | SCG | Ind | WholeBlg | Ind - Textiles | Program Administrator Cost Test | Energy Efficiency | 67634.8538 | 67726.8213 | 67816.0831 | 67860.7753 | 67874.6869 | 67860.1019 | 67837.7932 | 67807.4204 | 67772.5495 | 67739.3771 | 67695.123 | 67642.1779 | 67590.1895
Scenario 3: Aggressive Fuel Sub | SCG | Ind | WholeBlg | Ind - Textiles | Rate Impact Measure Test | Energy Efficiency | 67634.8538 | 67726.8213 | 67816.0831 | 67860.7753 | 67874.6869 | 67860.1019 | 67837.7932 | 67807.4204 | 67772.5495 | 67739.3771 | 67695.123 | 67642.1779 | 67590.1895
Scenario 3: Aggressive Fuel Sub | SCG | Ind | WholeBlg | Ind - Textiles | Total Resource Cost Test | Energy Efficiency | 67634.8538 | 67726.8213 | 67816.0831 | 67860.7753 | 67874.6869 | 67860.1019 | 67837.7932 | 67807.4204 | 67772.5495 | 67739.3771 | 67695.123 | 67642.1779 | 67590.1895
Scenario 3: Aggressive Fuel Sub | SCG | Ind | WholeBlg | Ind - Transportation Equipment | Participant Cost Test | Energy Efficiency | 50329.2277 | 50302.6938 | 50283.8813 | 50255.573 | 50221.9704 | 50182.7172 | 50146.0906 | 50107.1613 | 50065.6097 | 50023.272 | 49973.4177 | 49917.9689 | 49864.766
Scenario 3: Aggressive Fuel Sub | SCG | Ind | WholeBlg | Ind - Transportation Equipment | Program Administrator Cost Test | Energy Efficiency | 50329.2277 | 50302.6938 | 50283.8813 | 50255.573 | 50221.9704 | 50182.7172 | 50146.0906 | 50107.1613 | 50065.6097 | 50023.272 | 49973.4177 | 49917.9689 | 49864.766
Scenario 3: Aggressive Fuel Sub | SCG | Ind | WholeBlg | Ind - Transportation Equipment | Rate Impact Measure Test | Energy Efficiency | 50329.2277 | 50302.6938 | 50283.8813 | 50255.573 | 50221.9704 | 50182.7172 | 50146.0906 | 50107.1613 | 50065.6097 | 50023.272 | 49973.4177 | 49917.9689 | 49864.766
Scenario 3: Aggressive Fuel Sub | SCG | Ind | WholeBlg | Ind - Transportation Equipment | Total Resource Cost Test | Energy Efficiency | 50329.2277 | 50302.6938 | 50283.8813 | 50255.573 | 50221.9704 | 50182.7172 | 50146.0906 | 50107.1613 | 50065.6097 | 50023.272 | 49973.4177 | 49917.9689 | 49864.766
Scenario 3: Aggressive Fuel Sub | SCG | Res | AppPlug | Res - Multi Family | Participant Cost Test | Energy Efficiency | 0 | 0 | 0 | 0 | 0 | 0 | 0 | 0 | 0 | 0 | 0 | 0 | 0
Scenario 3: Aggressive Fuel Sub | SCG | Res | AppPlug | Res - Multi Family | Program Administrator Cost Test | Energy Efficiency | 0 | 0 | 0 | 0 | 0 | 0 | 0 | 0 | 0 | 0 | 0 | 0 | 0
Scenario 3: Aggressive Fuel Sub | SCG | Res | AppPlug | Res - Multi Family | Rate Impact Measure Test | Energy Efficiency | 0 | 0 | 0 | 0 | 0 | 0 | 0 | 0 | 0 | 0 | 0 | 0 | 0
Scenario 3: Aggressive Fuel Sub | SCG | Res | AppPlug | Res - Multi Family | Total Resource Cost Test | Energy Efficiency | 0 | 0 | 0 | 0 | 0 | 0 | 0 | 0 | 0 | 0 | 0 | 0 | 0
Scenario 3: Aggressive Fuel Sub | SCG | Res | AppPlug | Res - Single Family | Participant Cost Test | Energy Efficiency | 0 | 0 | 0 | 0 | 0 | 0 | 0 | 0 | 0 | 0 | 0 | 0 | 0
Scenario 3: Aggressive Fuel Sub | SCG | Res | AppPlug | Res - Single Family | Program Administrator Cost Test | Energy Efficiency | 0 | 0 | 0 | 0 | 0 | 0 | 0 | 0 | 0 | 0 | 0 | 0 | 0
Scenario 3: Aggressive Fuel Sub | SCG | Res | AppPlug | Res - Single Family | Rate Impact Measure Test | Energy Efficiency | 0 | 0 | 0 | 0 | 0 | 0 | 0 | 0 | 0 | 0 | 0 | 0 | 0
Scenario 3: Aggressive Fuel Sub | SCG | Res | AppPlug | Res - Single Family | Total Resource Cost Test | Energy Efficiency | 0 | 0 | 0 | 0 | 0 | 0 | 0 | 0 | 0 | 0 | 0 | 0 | 0
Scenario 3: Aggressive Fuel Sub | SCG | Res | BROs | Income Qualified - Multi Family IQ | Participant Cost Test | Energy Efficiency | 106399.6848 | 106844.656 | 107477.1184 | 108284.1016 | 109241.8211 | 110330.6449 | 111463.7057 | 112973.7546 | 114643.1392 | 116622.3059 | 118697.4967 | 120899.8134 | 123285.9062
Scenario 3: Aggressive Fuel Sub | SCG | Res | BROs | Income Qualified - Multi Family IQ | Program Administrator Cost Test | Energy Efficiency | 106399.6848 | 106844.656 | 107477.1184 | 108284.1016 | 109241.8211 | 110330.6449 | 111463.7057 | 112973.7546 | 114643.1392 | 116622.3059 | 118697.4967 | 120899.8134 | 123285.9062
Scenario 3: Aggressive Fuel Sub | SCG | Res | BROs | Income Qualified - Multi Family IQ | Rate Impact Measure Test | Energy Efficiency | 106399.6848 | 106844.656 | 107477.1184 | 108284.1016 | 109241.8211 | 110330.6449 | 111463.7057 | 112973.7546 | 114643.1392 | 116622.3059 | 118697.4967 | 120899.8134 | 123285.9062
Scenario 3: Aggressive Fuel Sub | SCG | Res | BROs | Income Qualified - Multi Family IQ | Total Resource Cost Test | Energy Efficiency | 106399.6848 | 106844.656 | 107477.1184 | 108284.1016 | 109241.8211 | 110330.6449 | 111463.7057 | 112973.7546 | 114643.1392 | 116622.3059 | 118697.4967 | 120899.8134 | 123285.9062
Scenario 3: Aggressive Fuel Sub | SCG | Res | BROs | Income Qualified - Single Family IQ | Participant Cost Test | Energy Efficiency | 328406.1325 | 329423.2779 | 330953.4274 | 332958.2036 | 335408.4806 | 338297.5152 | 341509.8403 | 345715.8732 | 350395.0881 | 355579.5426 | 361028.216 | 366832.1287 | 373164.3709
Scenario 3: Aggressive Fuel Sub | SCG | Res | BROs | Income Qualified - Single Family IQ | Program Administrator Cost Test | Energy Efficiency | 328406.1325 | 329423.2779 | 330953.4274 | 332958.2036 | 335408.4806 | 338297.5152 | 341509.8403 | 345715.8732 | 350395.0881 | 355579.5426 | 361028.216 | 366832.1287 | 373164.3709
Scenario 3: Aggressive Fuel Sub | SCG | Res | BROs | Income Qualified - Single Family IQ | Rate Impact Measure Test | Energy Efficiency | 328406.1325 | 329423.2779 | 330953.4274 | 332958.2036 | 335408.4806 | 338297.5152 | 341509.8403 | 345715.8732 | 350395.0881 | 355579.5426 | 361028.216 | 366832.1287 | 373164.3709
Scenario 3: Aggressive Fuel Sub | SCG | Res | BROs | Income Qualified - Single Family IQ | Total Resource Cost Test | Energy Efficiency | 328406.1325 | 329423.2779 | 330953.4274 | 332958.2036 | 335408.4806 | 338297.5152 | 341509.8403 | 345715.8732 | 350395.0881 | 355579.5426 | 361028.216 | 366832.1287 | 373164.3709
Scenario 3: Aggressive Fuel Sub | SCG | Res | BROs | Res - Multi Family | Participant Cost Test | Energy Efficiency | 1125365.2534 | 1128924.1903 | 1134254.5624 | 1141224.4992 | 1149725.0613 | 1159722.0643 | 1170788.4709 | 1185294.954 | 1201426.6943 | 1219382.243 | 1238249.6223 | 1258341.7475 | 1280252.1074
Scenario 3: Aggressive Fuel Sub | SCG | Res | BROs | Res - Multi Family | Program Administrator Cost Test | Energy Efficiency | 1125365.2534 | 1128924.1903 | 1134254.5624 | 1141224.4992 | 1149725.0613 | 1159722.0643 | 1170788.4709 | 1185294.954 | 1201426.6943 | 1219382.243 | 1238249.6223 | 1258341.7475 | 1280252.1074
Scenario 3: Aggressive Fuel Sub | SCG | Res | BROs | Res - Multi Family | Rate Impact Measure Test | Energy Efficiency | 1125365.2534 | 1128924.1903 | 1134254.5624 | 1141224.4992 | 1149725.0613 | 1159722.0643 | 1170788.4709 | 1185294.954 | 1201426.6943 | 1219382.243 | 1238249.6223 | 1258341.7475 | 1280252.1074
Scenario 3: Aggressive Fuel Sub | SCG | Res | BROs | Res - Multi Family | Total Resource Cost Test | Energy Efficiency | 1125365.2534 | 1128924.1903 | 1134254.5624 | 1141224.4992 | 1149725.0613 | 1159722.0643 | 1170788.4709 | 1185294.954 | 1201426.6943 | 1219382.243 | 1238249.6223 | 1258341.7475 | 1280252.1074
Scenario 3: Aggressive Fuel Sub | SCG | Res | BROs | Res - Single Family | Participant Cost Test | Energy Efficiency | 321906.3941 | 323273.6587 | 325212.0913 | 327682.3752 | 330609.9416 | 333932.1914 | 337377.1859 | 341972.904 | 347051.8437 | 353095.1419 | 359431.0881 | 366154.089 | 373435.6527
Scenario 3: Aggressive Fuel Sub | SCG | Res | BROs | Res - Single Family | Program Administrator Cost Test | Energy Efficiency | 321906.3941 | 323273.6587 | 325212.0913 | 327682.3752 | 330609.9416 | 333932.1914 | 337377.1859 | 341972.904 | 347051.8437 | 353095.1419 | 359431.0881 | 366154.089 | 373435.6527
Scenario 3: Aggressive Fuel Sub | SCG | Res | BROs | Res - Single Family | Rate Impact Measure Test | Energy Efficiency | 321906.3941 | 323273.6587 | 325212.0913 | 327682.3752 | 330609.9416 | 333932.1914 | 337377.1859 | 341972.904 | 347051.8437 | 353095.1419 | 359431.0881 | 366154.089 | 373435.6527
Scenario 3: Aggressive Fuel Sub | SCG | Res | BROs | Res - Single Family | Total Resource Cost Test | Energy Efficiency | 321906.3941 | 323273.6587 | 325212.0913 | 327682.3752 | 330609.9416 | 333932.1914 | 337377.1859 | 341972.904 | 347051.8437 | 353095.1419 | 359431.0881 | 366154.089 | 373435.6527
Scenario 3: Aggressive Fuel Sub | SCG | Res | BldgEnv | Res - Multi Family | Participant Cost Test | Energy Efficiency | 0 | 0 | 0 | 0 | 0 | 0 | 0 | 0 | 5138.3859 | 5119.9495 | 5102.2103 | 5085.1169 | 5068.6156
Scenario 3: Aggressive Fuel Sub | SCG | Res | BldgEnv | Res - Multi Family | Program Administrator Cost Test | Energy Efficiency | 0 | 0 | 0 | 0 | 0 | 0 | 0 | 0 | 3171.0907 | 3147.9533 | 3125.5575 | 3103.8602 | 3082.818
Scenario 3: Aggressive Fuel Sub | SCG | Res | BldgEnv | Res - Multi Family | Rate Impact Measure Test | Energy Efficiency | 0 | 0 | 0 | 0 | 0 | 0 | 0 | 0 | 5023.4895 | 4664.0826 | 4289.7367 | 3898.5249 | 3490.065
Scenario 3: Aggressive Fuel Sub | SCG | Res | BldgEnv | Res - Multi Family | Total Resource Cost Test | Energy Efficiency | 0 | 0 | 0 | 0 | 0 | 0 | 0 | 0 | 3890.4648 | 3864.7463 | 3839.8669 | 3815.7766 | 3792.4242
Scenario 3: Aggressive Fuel Sub | SCG | Res | BldgEnv | Res - Single Family | Participant Cost Test | Energy Efficiency | 1636832.5442 | 1914641.7716 | 2059347.9793 | 2105346.5024 | 2140339.8559 | 2115967.976 | 2109199.1787 | 2030816.3145 | 1900377.4387 | 0 | 0 | 0 | 0
Scenario 3: Aggressive Fuel Sub | SCG | Res | BldgEnv | Res - Single Family | Program Administrator Cost Test | Energy Efficiency | 129709.9475 | 154077.231 | 164654.0602 | 166309.2414 | 166864.1963 | 162371.4818 | 185699.7657 | 177087.8799 | 138776.5249 | 0 | 0 | 0 | 0
Scenario 3: Aggressive Fuel Sub | SCG | Res | BldgEnv | Res - Single Family | Rate Impact Measure Test | Energy Efficiency | 186412.9178 | 221545.1911 | 234969.1836 | 234253.4022 | 231383.3276 | 220841.0449 | 252577.9081 | 234137.2194 | 174396.9555 | 0 | 0 | 0 | 0
Scenario 3: Aggressive Fuel Sub | SCG | Res | BldgEnv | Res - Single Family | Total Resource Cost Test | Energy Efficiency | 528146.9586 | 623698.8872 | 672958.537 | 688823.4911 | 700829.8684 | 692717.3319 | 710606.6734 | 685174.7343 | 623086.2477 | 0 | 0 | 0 | 0
Scenario 3: Aggressive Fuel Sub | SCG | Res | HVAC | Res - Multi Family | Participant Cost Test | Energy Efficiency | 410.7181 | 427.8521 | 440.4583 | 450.8957 | 460.8863 | 0 | 0 | 0 | 0 | 0 | 0 | 0 | 1274.7705
Scenario 3: Aggressive Fuel Sub | SCG | Res | HVAC | Res - Multi Family | Program Administrator Cost Test | Energy Efficiency | 237.1064 | 246.3493 | 252.9533 | 258.2906 | 263.3553 | 0 | 0 | 0 | 0 | 0 | 0 | 0 | 720.7965
Scenario 3: Aggressive Fuel Sub | SCG | Res | HVAC | Res - Multi Family | Rate Impact Measure Test | Energy Efficiency | 474.4768 | 481.113 | 480.8747 | 476.5701 | 470.0525 | 0 | 0 | 0 | 0 | 0 | 0 | 0 | 953.5612
Scenario 3: Aggressive Fuel Sub | SCG | Res | HVAC | Res - Multi Family | Total Resource Cost Test | Energy Efficiency | 350.0538 | 364.0086 | 374.0793 | 382.2869 | 390.0991 | 0 | 0 | 0 | 0 | 0 | 0 | 0 | 1039.4891
Scenario 3: Aggressive Fuel Sub | SCG | Res | HVAC | Res - Single Family | Participant Cost Test | Energy Efficiency | 5453257.1665 | 6221805.8371 | 6720220.3917 | 7043730.808 | 4336397.3027 | 0 | 0 | 0 | 0 | 0 | 0 | 0 | 22454.4553
Scenario 3: Aggressive Fuel Sub | SCG | Res | HVAC | Res - Single Family | Program Administrator Cost Test | Energy Efficiency | 151916.4243 | 169119.6418 | 179262.5251 | 184158.9486 | 187904.7412 | 0 | 0 | 0 | 0 | 0 | 0 | 0 | 12696.4756
Scenario 3: Aggressive Fuel Sub | SCG | Res | HVAC | Res - Single Family | Rate Impact Measure Test | Energy Efficiency | 583611.7337 | 624430.0658 | 639798.5516 | 631530.6676 | 615538.4149 | 0 | 0 | 0 | 0 | 0 | 0 | 0 | 17269.3636
Scenario 3: Aggressive Fuel Sub | SCG | Res | HVAC | Res - Single Family | Total Resource Cost Test | Energy Efficiency | 5357211.3917 | 6117675.5441 | 6609905.0546 | 6928841.4473 | 4288274.6189 | 0 | 0 | 0 | 0 | 0 | 0 | 0 | 18310.0894
Scenario 3: Aggressive Fuel Sub | SCG | Res | WaterHeat | Res - Multi Family | Participant Cost Test | Energy Efficiency | 3703543.3098 | 3590783.6756 | 3593941.3858 | 3597360.2879 | 3610527.0503 | 540151.4644 | 514354.6554 | 492479.3913 | 470161.0205 | 448119.9856 | 428012.5642 | 411330.245 | 395426.775
Scenario 3: Aggressive Fuel Sub | SCG | Res | WaterHeat | Res - Multi Family | Program Administrator Cost Test | Energy Efficiency | 1003698.4794 | 890116.0722 | 826205.3677 | 776457.6894 | 739041.1155 | 212198.3588 | 196783.1401 | 183886.867 | 171415.5054 | 159581.2871 | 148884.3268 | 139733.1408 | 131213.7284
Scenario 3: Aggressive Fuel Sub | SCG | Res | WaterHeat | Res - Multi Family | Rate Impact Measure Test | Energy Efficiency | 6413472.217 | 5751397.1132 | 5333864.5648 | 4955451.7451 | 4537522.5729 | 1047746.0972 | 927900.7498 | 807345.5358 | 682207.2167 | 561180.4367 | 445991.7859 | 336159.8822 | 228204.0333
Scenario 3: Aggressive Fuel Sub | SCG | Res | WaterHeat | Res - Multi Family | Total Resource Cost Test | Energy Efficiency | 4035867.2499 | 3890402.1168 | 3874943.7673 | 3864794.1485 | 3867911.8747 | 542300.4885 | 512399.6283 | 487456.3236 | 462510.4132 | 438221.469 | 416122.5772 | 397568.5285 | 380026.2178
Scenario 3: Aggressive Fuel Sub | SCG | Res | WaterHeat | Res - Single Family | Participant Cost Test | Energy Efficiency | 40289432.1789 | 42271323.3361 | 23039335.6126 | 23467062.9959 | 23935631.2599 | 2416510.0813 | 2189625.9868 | 1994544.646 | 1864929.7798 | 1761069.7254 | 1667886.2498 | 1584611.5075 | 1506865.9714
Scenario 3: Aggressive Fuel Sub | SCG | Res | WaterHeat | Res - Single Family | Program Administrator Cost Test | Energy Efficiency | 5703062.2467 | 5497829.9406 | 5364745.7663 | 5235890.4462 | 5152896.8285 | 913770.9916 | 807190.6254 | 717732.6718 | 656862.6264 | 607587.553 | 563626.4284 | 524460.631 | 488464.4663
Scenario 3: Aggressive Fuel Sub | SCG | Res | WaterHeat | Res - Single Family | Rate Impact Measure Test | Energy Efficiency | 38964302.7143 | 37596791.7671 | 36257231.6304 | 34606491.3516 | 32634861.8281 | 4500310.2702 | 3773802.7022 | 3107441.6021 | 2569151.3746 | 2094273.1452 | 1650472.3023 | 1232593.8031 | 835063.5463
Scenario 3: Aggressive Fuel Sub | SCG | Res | WaterHeat | Res - Single Family | Total Resource Cost Test | Energy Efficiency | 42413664.8067 | 44360488.1905 | 25111650.4203 | 25521047.6226 | 25978701.8104 | 2375593.2703 | 2129420.6621 | 1921598.7675 | 1785352.9672 | 1676744.729 | 1579361.9496 | 1492308.3432 | 1411432.4859
Scenario 3: Aggressive Fuel Sub | SCG | Res | WholeBlg | Res - Multi Family | Participant Cost Test | Energy Efficiency | 0 | 0 | 0 | 0 | 0 | 0 | 0 | 0 | 0 | 0 | 0 | 0 | 0
Scenario 3: Aggressive Fuel Sub | SCG | Res | WholeBlg | Res - Multi Family | Program Administrator Cost Test | Energy Efficiency | 0 | 0 | 0 | 0 | 0 | 0 | 0 | 0 | 0 | 0 | 0 | 0 | 0
Scenario 3: Aggressive Fuel Sub | SCG | Res | WholeBlg | Res - Multi Family | Rate Impact Measure Test | Energy Efficiency | 0 | 0 | 0 | 0 | 0 | 0 | 0 | 0 | 0 | 0 | 0 | 0 | 0
Scenario 3: Aggressive Fuel Sub | SCG | Res | WholeBlg | Res - Multi Family | Total Resource Cost Test | Energy Efficiency | 0 | 0 | 0 | 0 | 0 | 0 | 0 | 0 | 0 | 0 | 0 | 0 | 0
Scenario 3: Aggressive Fuel Sub | SCG | Res | WholeBlg | Res - Single Family | Participant Cost Test | Energy Efficiency | 0 | 0 | 0 | 0 | 0 | 0 | 0 | 0 | 0 | 0 | 0 | 0 | 0
Scenario 3: Aggressive Fuel Sub | SCG | Res | WholeBlg | Res - Single Family | Program Administrator Cost Test | Energy Efficiency | 0 | 0 | 0 | 0 | 0 | 0 | 0 | 0 | 0 | 0 | 0 | 0 | 0
Scenario 3: Aggressive Fuel Sub | SCG | Res | WholeBlg | Res - Single Family | Rate Impact Measure Test | Energy Efficiency | 0 | 0 | 0 | 0 | 0 | 0 | 0 | 0 | 0 | 0 | 0 | 0 | 0
Scenario 3: Aggressive Fuel Sub | SCG | Res | WholeBlg | Res - Single Family | Total Resource Cost Test | Energy Efficiency | 0 | 0 | 0 | 0 | 0 | 0 | 0 | 0 | 0 | 0 | 0 | 0 | 0
Scenario 3: Aggressive Fuel Sub | SDG&E | Ag | WholeBlg | Ag - Dairies, fishing, hunting | Participant Cost Test | Energy Efficiency | 4432.2292 | 4463.2728 | 4492.4124 | 4520.3169 | 4546.1067 | 4569.3146 | 4591.1798 | 4612.8835 | 4634.4577 | 4655.8578 | 4676.695 | 4697.1975 | 4717.1663
Scenario 3: Aggressive Fuel Sub | SDG&E | Ag | WholeBlg | Ag - Dairies, fishing, hunting | Program Administrator Cost Test | Energy Efficiency | 4432.2292 | 4463.2728 | 4492.4124 | 4520.3169 | 4546.1067 | 4569.3146 | 4591.1798 | 4612.8835 | 4634.4577 | 4655.8578 | 4676.695 | 4697.1975 | 4717.1663
Scenario 3: Aggressive Fuel Sub | SDG&E | Ag | WholeBlg | Ag - Dairies, fishing, hunting | Rate Impact Measure Test | Energy Efficiency | 4432.2292 | 4463.2728 | 4492.4124 | 4520.3169 | 4546.1067 | 4569.3146 | 4591.1798 | 4612.8835 | 4634.4577 | 4655.8578 | 4676.695 | 4697.1975 | 4717.1663
Scenario 3: Aggressive Fuel Sub | SDG&E | Ag | WholeBlg | Ag - Dairies, fishing, hunting | Total Resource Cost Test | Energy Efficiency | 4432.2292 | 4463.2728 | 4492.4124 | 4520.3169 | 4546.1067 | 4569.3146 | 4591.1798 | 4612.8835 | 4634.4577 | 4655.8578 | 4676.695 | 4697.1975 | 4717.1663
Scenario 3: Aggressive Fuel Sub | SDG&E | Ag | WholeBlg | Ag - Irrigated Agriculture, vineyards, forestry and greenhouses | Participant Cost Test | Energy Efficiency | 33489.0753 | 34578.8985 | 35608.1189 | 36609.6924 | 37551.2434 | 38408.9755 | 39228.6857 | 40050.7219 | 40883.9775 | 41717.6341 | 42537.4561 | 43349.4891 | 44145.5372
Scenario 3: Aggressive Fuel Sub | SDG&E | Ag | WholeBlg | Ag - Irrigated Agriculture, vineyards, forestry and greenhouses | Program Administrator Cost Test | Energy Efficiency | 33489.0753 | 34578.8985 | 35608.1189 | 36609.6924 | 37551.2434 | 38408.9755 | 39228.6857 | 40050.7219 | 40883.9775 | 41717.6341 | 42537.4561 | 43349.4891 | 44145.5372
Scenario 3: Aggressive Fuel Sub | SDG&E | Ag | WholeBlg | Ag - Irrigated Agriculture, vineyards, forestry and greenhouses | Rate Impact Measure Test | Energy Efficiency | 33489.0753 | 34578.8985 | 35608.1189 | 36609.6924 | 37551.2434 | 38408.9755 | 39228.6857 | 40050.7219 | 40883.9775 | 41717.6341 | 42537.4561 | 43349.4891 | 44145.5372
Scenario 3: Aggressive Fuel Sub | SDG&E | Ag | WholeBlg | Ag - Irrigated Agriculture, vineyards, forestry and greenhouses | Total Resource Cost Test | Energy Efficiency | 33489.0753 | 34578.8985 | 35608.1189 | 36609.6924 | 37551.2434 | 38408.9755 | 39228.6857 | 40050.7219 | 40883.9775 | 41717.6341 | 42537.4561 | 43349.4891 | 44145.5372
Scenario 3: Aggressive Fuel Sub | SDG&E | Ag | WholeBlg | Ag - Water pumping | Participant Cost Test | Energy Efficiency | 97451.9403 | 97263.2981 | 97079.9902 | 96888.472 | 96695.5881 | 96511.5724 | 96326.5996 | 96134.6118 | 95927.6453 | 95715.2243 | 95500.2986 | 95283.4443 | 95067.0821
Scenario 3: Aggressive Fuel Sub | SDG&E | Ag | WholeBlg | Ag - Water pumping | Program Administrator Cost Test | Energy Efficiency | 97451.9403 | 97263.2981 | 97079.9902 | 96888.472 | 96695.5881 | 96511.5724 | 96326.5996 | 96134.6118 | 95927.6453 | 95715.2243 | 95500.2986 | 95283.4443 | 95067.0821
Scenario 3: Aggressive Fuel Sub | SDG&E | Ag | WholeBlg | Ag - Water pumping | Rate Impact Measure Test | Energy Efficiency | 97451.9403 | 97263.2981 | 97079.9902 | 96888.472 | 96695.5881 | 96511.5724 | 96326.5996 | 96134.6118 | 95927.6453 | 95715.2243 | 95500.2986 | 95283.4443 | 95067.0821
Scenario 3: Aggressive Fuel Sub | SDG&E | Ag | WholeBlg | Ag - Water pumping | Total Resource Cost Test | Energy Efficiency | 97451.9403 | 97263.2981 | 97079.9902 | 96888.472 | 96695.5881 | 96511.5724 | 96326.5996 | 96134.6118 | 95927.6453 | 95715.2243 | 95500.2986 | 95283.4443 | 95067.0821
Scenario 3: Aggressive Fuel Sub | SDG&E | Com | AppPlug | Com - Health | Participant Cost Test | Energy Efficiency | 83158.3238 | 94875.5788 | 243731.8858 | 276869.3291 | 309138.1804 | 341940.101 | 364112.7844 | 400648.9948 | 443280.1608 | 490091.6799 | 535932.5659 | 545798.1147 | 562104.1387
Scenario 3: Aggressive Fuel Sub | SDG&E | Com | AppPlug | Com - Health | Program Administrator Cost Test | Energy Efficiency | 295557.6606 | 329805.3524 | 773862.4576 | 860942.2323 | 942242.7065 | 1021953.9469 | 1069165.1214 | 1153481.0726 | 1250625.4016 | 1354694.927 | 1451926.1184 | 1454764.2472 | 1472785.8448
Scenario 3: Aggressive Fuel Sub | SDG&E | Com | AppPlug | Com - Health | Rate Impact Measure Test | Energy Efficiency | 630439.1578 | 713456.7974 | 1456000.42 | 1644229.0724 | 1783844.371 | 1912176.999 | 1959978.8108 | 2088278.4923 | 2233626.1735 | 2378015.3683 | 2421844.7717 | 2135347.9586 | 1834654.1054
Scenario 3: Aggressive Fuel Sub | SDG&E | Com | AppPlug | Com - Health | Total Resource Cost Test | Energy Efficiency | 330369.6465 | 369928.965 | 878136.0536 | 980897.9539 | 1077831.1032 | 1173720.8162 | 1232597.5056 | 1335329.3998 | 1454039.039 | 1582014.9446 | 1703102.7023 | 1712891.525 | 1740999.4817
Scenario 3: Aggressive Fuel Sub | SDG&E | Com | AppPlug | Com - Lodging | Participant Cost Test | Energy Efficiency | 49888.3007 | 55457.266 | 225095.8028 | 250607.5923 | 274177.4366 | 301755.406 | 329252.7066 | 357664.7073 | 388028.2638 | 418137.5732 | 443979.665 | 462535.4629 | 481481.8366
Scenario 3: Aggressive Fuel Sub | SDG&E | Com | AppPlug | Com - Lodging | Program Administrator Cost Test | Energy Efficiency | 155712.5926 | 169700.9825 | 641568.3236 | 700983.6535 | 752070.9012 | 812089.4311 | 869145.4854 | 926077.8687 | 985624.7266 | 1041842.0563 | 1084640.0657 | 1107229.0097 | 1129669.4928
Scenario 3: Aggressive Fuel Sub | SDG&E | Com | AppPlug | Com - Lodging | Rate Impact Measure Test | Energy Efficiency | 383613.4764 | 423265.3744 | 1203926.4871 | 1332766.9838 | 1414044.792 | 1512522.2846 | 1598260.3888 | 1678300.4495 | 1757156.3893 | 1821402.5968 | 1801899.7574 | 1619706.7244 | 1404209.298
Scenario 3: Aggressive Fuel Sub | SDG&E | Com | AppPlug | Com - Lodging | Total Resource Cost Test | Energy Efficiency | 176402.217 | 193062.6131 | 744219.03 | 816661.1791 | 880230.1405 | 954791.3544 | 1026660.1994 | 1099113.7096 | 1175369.5956 | 1248465.6897 | 1306378.9382 | 1340777.6769 | 1375318.7285
Scenario 3: Aggressive Fuel Sub | SDG&E | Com | AppPlug | Com - Other | Participant Cost Test | Energy Efficiency | 392.5436 | 466.0302 | 548.7762 | 641.6982 | 735.9449 | 848.4031 | 970.6254 | 1099.9389 | 1236.2376 | 1383.3313 | 1534.6808 | 1695.2239 | 1866.5969
Scenario 3: Aggressive Fuel Sub | SDG&E | Com | AppPlug | Com - Other | Program Administrator Cost Test | Energy Efficiency | 1452.8053 | 1695.5292 | 1962.8102 | 2256.4528 | 2540.0476 | 2870.7714 | 3219.9405 | 3577.3762 | 3941.8294 | 4324.3607 | 4703.4179 | 5093.5716 | 5498.5188
Scenario 3: Aggressive Fuel Sub | SDG&E | Com | AppPlug | Com - Other | Rate Impact Measure Test | Energy Efficiency | 2426.9249 | 2851.3354 | 3323.4273 | 3847.9356 | 4366.5481 | 4980.4607 | 5640.1938 | 6330.2883 | 7049.5602 | 7185.7975 | 7152.7351 | 6949.7521 | 6550.527
Scenario 3: Aggressive Fuel Sub | SDG&E | Com | AppPlug | Com - Other | Total Resource Cost Test | Energy Efficiency | 1570.5683 | 1835.3383 | 2127.4431 | 2448.9623 | 2763.4021 | 3133.1888 | 3525.6945 | 3930.0115 | 4344.9342 | 4782.8589 | 5220.1614 | 5673.1234 | 6146.1058
Scenario 3: Aggressive Fuel Sub | SDG&E | Com | BROs | Com - Lodging | Participant Cost Test | Energy Efficiency | 1753.4976 | 3588.3087 | 5511.1291 | 7565.3331 | 9751.8084 | 12057.4834 | 14538.0152 | 17123.9366 | 19847.0799 | 22717.1941 | 25656.662 | 28575.8482 | 31540.259
Scenario 3: Aggressive Fuel Sub | SDG&E | Com | BROs | Com - Lodging | Program Administrator Cost Test | Energy Efficiency | 1753.4976 | 3588.3087 | 5511.1291 | 7565.3331 | 9751.8084 | 12057.4834 | 14538.0152 | 17123.9366 | 19847.0799 | 22717.1941 | 25656.662 | 28575.8482 | 31540.259
Scenario 3: Aggressive Fuel Sub | SDG&E | Com | BROs | Com - Lodging | Rate Impact Measure Test | Energy Efficiency | 1753.4976 | 3588.3087 | 5511.1291 | 7565.3331 | 9751.8084 | 12057.4834 | 14538.0152 | 17123.9366 | 19847.0799 | 22717.1941 | 25656.662 | 28575.8482 | 31540.259
Scenario 3: Aggressive Fuel Sub | SDG&E | Com | BROs | Com - Lodging | Total Resource Cost Test | Energy Efficiency | 1753.4976 | 3588.3087 | 5511.1291 | 7565.3331 | 9751.8084 | 12057.4834 | 14538.0152 | 17123.9366 | 19847.0799 | 22717.1941 | 25656.662 | 28575.8482 | 31540.259
Scenario 3: Aggressive Fuel Sub | SDG&E | Com | BROs | Com - Other | Participant Cost Test | Energy Efficiency | 1589.053 | 3258.9718 | 5015.6213 | 6896.7932 | 8908.8078 | 11039.2071 | 13362.5969 | 15793.6192 | 18366.1125 | 21092.965 | 23903.3988 | 26724.3784 | 29797.3512
Scenario 3: Aggressive Fuel Sub | SDG&E | Com | BROs | Com - Other | Program Administrator Cost Test | Energy Efficiency | 1589.053 | 3258.9718 | 5015.6213 | 6896.7932 | 8908.8078 | 11039.2071 | 13362.5969 | 15793.6192 | 18366.1125 | 21092.965 | 23903.3988 | 26724.3784 | 29797.3512
Scenario 3: Aggressive Fuel Sub | SDG&E | Com | BROs | Com - Other | Rate Impact Measure Test | Energy Efficiency | 1589.053 | 3258.9718 | 5015.6213 | 6896.7932 | 8908.8078 | 11039.2071 | 13362.5969 | 15793.6192 | 18366.1125 | 21092.965 | 23903.3988 | 26724.3784 | 29797.3512
Scenario 3: Aggressive Fuel Sub | SDG&E | Com | BROs | Com - Other | Total Resource Cost Test | Energy Efficiency | 1589.053 | 3258.9718 | 5015.6213 | 6896.7932 | 8908.8078 | 11039.2071 | 13362.5969 | 15793.6192 | 18366.1125 | 21092.965 | 23903.3988 | 26724.3784 | 29797.3512
Scenario 3: Aggressive Fuel Sub | SDG&E | Com | BROs | Com - Retail | Participant Cost Test | Energy Efficiency | 3532.7754 | 7191.3058 | 10985.1405 | 14979.3569 | 19190.2284 | 23579.5125 | 28313.9213 | 33196.7086 | 38281.4332 | 43596.8824 | 48964.6318 | 54275.29 | 60542.671
Scenario 3: Aggressive Fuel Sub | SDG&E | Com | BROs | Com - Retail | Program Administrator Cost Test | Energy Efficiency | 3532.7754 | 7191.3058 | 10985.1405 | 14979.3569 | 19190.2284 | 23579.5125 | 28313.9213 | 33196.7086 | 38281.4332 | 43596.8824 | 48964.6318 | 54275.29 | 60542.671
Scenario 3: Aggressive Fuel Sub | SDG&E | Com | BROs | Com - Retail | Rate Impact Measure Test | Energy Efficiency | 3532.7754 | 7191.3058 | 10985.1405 | 14979.3569 | 19190.2284 | 23579.5125 | 28313.9213 | 33196.7086 | 38281.4332 | 43596.8824 | 48964.6318 | 54275.29 | 60542.671
Scenario 3: Aggressive Fuel Sub | SDG&E | Com | BROs | Com - Retail | Total Resource Cost Test | Energy Efficiency | 3532.7754 | 7191.3058 | 10985.1405 | 14979.3569 | 19190.2284 | 23579.5125 | 28313.9213 | 33196.7086 | 38281.4332 | 43596.8824 | 48964.6318 | 54275.29 | 60542.671
Scenario 3: Aggressive Fuel Sub | SDG&E | Com | BldgEnv | Com - College | Participant Cost Test | Energy Efficiency | 8.3775 | 8.4772 | 8.5764 | 8.6833 | 8.7814 | 8.8909 | 9.0031 | 9.1141 | 9.2282 | 9.347 | 9.4643 | 9.6174 | 9.7449
Scenario 3: Aggressive Fuel Sub | SDG&E | Com | BldgEnv | Com - College | Program Administrator Cost Test | Energy Efficiency | 10.9543 | 10.9619 | 10.9681 | 10.9859 | 10.9886 | 11.0079 | 11.0299 | 11.0484 | 11.0701 | 11.0973 | 11.1208 | 11.1936 | 11.2281
Scenario 3: Aggressive Fuel Sub | SDG&E | Com | BldgEnv | Com - College | Rate Impact Measure Test | Energy Efficiency | 19.8231 | 19.9273 | 20.0217 | 20.1358 | 20.2099 | 20.3176 | 20.4233 | 19.7595 | 18.6301 | 17.4042 | 16.0529 | 14.6415 | 13.0289
Scenario 3: Aggressive Fuel Sub | SDG&E | Com | BldgEnv | Com - College | Total Resource Cost Test | Energy Efficiency | 13.9499 | 13.9917 | 14.032 | 14.0866 | 14.1232 | 14.1801 | 14.2409 | 14.2977 | 14.3588 | 14.427 | 14.491 | 14.6169 | 14.6954
Scenario 3: Aggressive Fuel Sub | SDG&E | Com | BldgEnv | Com - Grocery | Participant Cost Test | Energy Efficiency | 364.5017 | 352.8236 | 341.5347 | 331.11 | 321.4026 | 312.3525 | 304.0549 | 296.28 | 288.971 | 281.9756 | 275.0149 | 268.0514 | 260.9963
Scenario 3: Aggressive Fuel Sub | SDG&E | Com | BldgEnv | Com - Grocery | Program Administrator Cost Test | Energy Efficiency | 214.4491 | 204.4261 | 194.9564 | 186.173 | 177.9371 | 170.2418 | 163.0648 | 156.3018 | 149.9009 | 143.8384 | 137.9966 | 132.3707 | 126.9362
Scenario 3: Aggressive Fuel Sub | SDG&E | Com | BldgEnv | Com - Grocery | Rate Impact Measure Test | Energy Efficiency | 393.4014 | 377.2847 | 361.8296 | 347.2939 | 333.6481 | 320.9337 | 309.0818 | 286.2648 | 258.0354 | 230.3395 | 202.8952 | 175.6636 | 148.6029
Scenario 3: Aggressive Fuel Sub | SDG&E | Com | BldgEnv | Com - Grocery | Total Resource Cost Test | Energy Efficiency | 408.5904 | 392.9076 | 377.9235 | 364.0574 | 351.1036 | 339.0244 | 327.8592 | 317.3733 | 307.4884 | 298.0835 | 288.8796 | 279.8469 | 270.9056
Scenario 3: Aggressive Fuel Sub | SDG&E | Com | BldgEnv | Com - Health | Participant Cost Test | Energy Efficiency | 327.7742 | 317.1294 | 306.6688 | 296.5129 | 286.4558 | 276.5216 | 267.1326 | 259.1824 | 251.5992 | 244.4226 | 237.5803 | 230.25 | 223.2478
Scenario 3: Aggressive Fuel Sub | SDG&E | Com | BldgEnv | Com - Health | Program Administrator Cost Test | Energy Efficiency | 283.8749 | 269.5737 | 255.6953 | 242.349 | 229.1532 | 216.1846 | 204.2447 | 195.004 | 186.3953 | 178.5018 | 171.2116 | 163.0881 | 155.5746
Scenario 3: Aggressive Fuel Sub | SDG&E | Com | BldgEnv | Com - Health | Rate Impact Measure Test | Energy Efficiency | 549.6404 | 525.4932 | 501.6525 | 478.3864 | 455.056 | 431.9058 | 410.4864 | 378.0658 | 338.3957 | 300.0205 | 262.4956 | 223.5946 | 185.7192
Scenario 3: Aggressive Fuel Sub | SDG&E | Com | BldgEnv | Com - Health | Total Resource Cost Test | Energy Efficiency | 450.6476 | 431.6089 | 413.0555 | 395.1579 | 377.461 | 360.0481 | 343.8732 | 330.9135 | 318.7257 | 307.4028 | 296.8027 | 285.2009 | 274.3258
Scenario 3: Aggressive Fuel Sub | SDG&E | Com | BldgEnv | Com - Lodging | Participant Cost Test | Energy Efficiency | 7.7691 | 7.8051 | 7.8411 | 7.8938 | 7.9233 | 7.9716 | 8.0128 | 8.0549 | 1.144 | 8.1415 | 14.0429 | 14.1158 | 14.1957
Scenario 3: Aggressive Fuel Sub | SDG&E | Com | BldgEnv | Com - Lodging | Program Administrator Cost Test | Energy Efficiency | 5.8391 | 5.7708 | 5.7037 | 5.6575 | 5.5833 | 5.5322 | 5.4686 | 5.4056 | 0.88287 | 5.2884 | 8.6528 | 8.5404 | 8.4371
Scenario 3: Aggressive Fuel Sub | SDG&E | Com | BldgEnv | Com - Lodging | Rate Impact Measure Test | Energy Efficiency | 11.2057 | 11.1257 | 11.0331 | 10.9743 | 10.8344 | 10.7404 | 10.6116 | 10.1135 | 1.685 | 8.6412 | 12.888 | 11.4565 | 9.9459
Scenario 3: Aggressive Fuel Sub | SDG&E | Com | BldgEnv | Com - Lodging | Total Resource Cost Test | Energy Efficiency | 9.4021 | 9.3805 | 9.3595 | 9.3648 | 9.3337 | 9.3319 | 9.3178 | 9.3049 | 1.4162 | 9.287 | 15.6878 | 15.6629 | 15.6491
Scenario 3: Aggressive Fuel Sub | SDG&E | Com | BldgEnv | Com - Office (Large) | Participant Cost Test | Energy Efficiency | 843.7441 | 818.1963 | 793.4812 | 769.4015 | 745.892 | 723.1919 | 701.1742 | 679.7436 | 584.4381 | 638.382 | 618.691 | 599.7085 | 581.4511
Scenario 3: Aggressive Fuel Sub | SDG&E | Com | BldgEnv | Com - Office (Large) | Program Administrator Cost Test | Energy Efficiency | 275.0988 | 261.8659 | 249.264 | 237.2657 | 225.7891 | 214.9911 | 204.7661 | 194.9922 | 139.0723 | 176.5457 | 167.9959 | 159.9082 | 152.2795
Scenario 3: Aggressive Fuel Sub | SDG&E | Com | BldgEnv | Com - Office (Large) | Rate Impact Measure Test | Energy Efficiency | 521.5254 | 499.9165 | 478.7906 | 458.0148 | 437.9893 | 419.0659 | 401.0294 | 368.6505 | 252.0412 | 290.7292 | 253.1798 | 216.4461 | 180.4603
Scenario 3: Aggressive Fuel Sub | SDG&E | Com | BldgEnv | Com - Office (Large) | Total Resource Cost Test | Energy Efficiency | 776.5692 | 749.7598 | 723.9578 | 699.0077 | 674.8054 | 651.6331 | 629.3265 | 607.7315 | 503.2832 | 566.3232 | 546.766 | 528.017 | 510.0854
Scenario 3: Aggressive Fuel Sub | SDG&E | Com | BldgEnv | Com - Office (Small) | Participant Cost Test | Energy Efficiency | 368.3135 | 357.0342 | 346.1577 | 335.5645 | 367.0999 | 355.9427 | 345.051 | 334.443 | 287.2533 | 314.0179 | 304.2702 | 294.8568 | 285.7928
Scenario 3: Aggressive Fuel Sub | SDG&E | Com | BldgEnv | Com - Office (Small) | Program Administrator Cost Test | Energy Efficiency | 99.5433 | 94.6917 | 90.0942 | 85.7215 | 109.8866 | 104.6233 | 99.5904 | 94.779 | 67.1253 | 85.7435 | 81.5421 | 77.5583 | 73.7955
Scenario 3: Aggressive Fuel Sub | SDG&E | Com | BldgEnv | Com - Office (Small) | Rate Impact Measure Test | Energy Efficiency | 193.0461 | 184.9689 | 177.1028 | 169.3478 | 212.4374 | 203.3823 | 194.6914 | 178.93 | 121.5043 | 141.0227 | 122.7555 | 104.8906 | 87.4068
Scenario 3: Aggressive Fuel Sub | SDG&E | Com | BldgEnv | Com - Office (Small) | Total Resource Cost Test | Energy Efficiency | 325.0556 | 313.8888 | 303.1753 | 292.8116 | 331.1918 | 319.8323 | 308.8139 | 298.1434 | 246.4538 | 277.7514 | 268.0941 | 258.8174 | 249.9343
Scenario 3: Aggressive Fuel Sub | SDG&E | Com | BldgEnv | Com - Other | Participant Cost Test | Energy Efficiency | 183.826 | 178.5861 | 173.4885 | 168.4911 | 163.5653 | 158.766 | 154.0568 | 149.4369 | 122.3599 | 140.4112 | 141.2557 | 136.5632 | 131.9222
Scenario 3: Aggressive Fuel Sub | SDG&E | Com | BldgEnv | Com - Other | Program Administrator Cost Test | Energy Efficiency | 63.4489 | 60.6301 | 57.9239 | 55.3216 | 52.7967 | 50.388 | 48.0678 | 45.828 | 29.5657 | 41.5449 | 42.4893 | 40.2456 | 38.0634
Scenario 3: Aggressive Fuel Sub | SDG&E | Com | BldgEnv | Com - Other | Rate Impact Measure Test | Energy Efficiency | 119.4056 | 114.9203 | 110.4925 | 106.0813 | 101.7494 | 97.5833 | 93.5222 | 86.108 | 53.6493 | 68.1129 | 63.6129 | 54.221 | 44.9957
Scenario 3: Aggressive Fuel Sub | SDG&E | Com | BldgEnv | Com - Other | Total Resource Cost Test | Energy Efficiency | 171.5653 | 165.9991 | 160.6085 | 155.3582 | 150.2089 | 145.2277 | 140.3691 | 135.6267 | 105.7032 | 126.4238 | 127.6541 | 122.8575 | 118.1385
Scenario 3: Aggressive Fuel Sub | SDG&E | Com | BldgEnv | Com - Refrig. Warehouse | Participant Cost Test | Energy Efficiency | 1.9064 | 1.8498 | 1.7954 | 1.7415 | 1.6897 | 1.6398 | 1.5919 | 2.0037 | 1.502 | 1.9139 | 2.1047 | 2.0679 | 2.0326
Scenario 3: Aggressive Fuel Sub | SDG&E | Com | BldgEnv | Com - Refrig. Warehouse | Program Administrator Cost Test | Energy Efficiency | 0.51679 | 0.49301 | 0.47058 | 0.44844 | 0.42796 | 0.40873 | 0.39089 | 0.66625 | 0.35891 | 0.62283 | 0.73558 | 0.71606 | 0.69741
Scenario 3: Aggressive Fuel Sub | SDG&E | Com | BldgEnv | Com - Refrig. Warehouse | Rate Impact Measure Test | Energy Efficiency | 1.0045 | 0.96593 | 0.92835 | 0.8889 | 0.85245 | 0.81778 | 0.78525 | 1.2379 | 0.65097 | 1.0107 | 1.0874 | 0.95483 | 0.81909
Scenario 3: Aggressive Fuel Sub | SDG&E | Com | BldgEnv | Com - Refrig. Warehouse | Total Resource Cost Test | Energy Efficiency | 1.6837 | 1.6281 | 1.575 | 1.5223 | 1.4723 | 1.4244 | 1.3789 | 1.853 | 1.2946 | 1.7611 | 1.9708 | 1.9319 | 1.8947
Scenario 3: Aggressive Fuel Sub | SDG&E | Com | BldgEnv | Com - Restaurant | Participant Cost Test | Energy Efficiency | 124.0311 | 120.1637 | 116.4365 | 112.7939 | 109.8862 | 106.5285 | 103.2699 | 112.9033 | 97.0934 | 106.1323 | 102.8955 | 99.7659 | 96.7493
Scenario 3: Aggressive Fuel Sub | SDG&E | Com | BldgEnv | Com - Restaurant | Program Administrator Cost Test | Energy Efficiency | 33.3009 | 31.6239 | 30.0366 | 28.5198 | 27.6119 | 26.2939 | 25.0459 | 32.021 | 22.7624 | 29.05 | 27.6648 | 26.3488 | 25.1035
Scenario 3: Aggressive Fuel Sub | SDG&E | Com | BldgEnv | Com - Restaurant | Rate Impact Measure Test | Energy Efficiency | 64.3623 | 61.5503 | 58.8287 | 56.1405 | 54.8592 | 52.4914 | 50.235 | 60.4874 | 41.2245 | 47.8032 | 41.6667 | 35.6481 | 29.7412
Scenario 3: Aggressive Fuel Sub | SDG&E | Com | BldgEnv | Com - Restaurant | Total Resource Cost Test | Energy Efficiency | 109.2896 | 105.451 | 101.771 | 98.1978 | 95.5818 | 92.3434 | 89.2216 | 100.6722 | 83.3595 | 93.9298 | 90.7304 | 87.6525 | 84.7014
Scenario 3: Aggressive Fuel Sub | SDG&E | Com | BldgEnv | Com - Retail | Participant Cost Test | Energy Efficiency | 628.6223 | 604.6112 | 583.8123 | 559.3086 | 532.3292 | 506.7128 | 484.1783 | 462.7678 | 442.8357 | 424.5837 | 408.0161 | 392.9122 | 379.051
Scenario 3: Aggressive Fuel Sub | SDG&E | Com | BldgEnv | Com - Retail | Program Administrator Cost Test | Energy Efficiency | 348.3018 | 328.0242 | 308.8398 | 288.7292 | 268.0043 | 250.1164 | 236.8317 | 224.3279 | 212.667 | 201.8671 | 191.8679 | 182.6011 | 173.969
Scenario 3: Aggressive Fuel Sub | SDG&E | Com | BldgEnv | Com - Retail | Rate Impact Measure Test | Energy Efficiency | 640.6263 | 606.9218 | 574.7653 | 540.2195 | 504.277 | 473.3276 | 450.6707 | 412.2469 | 366.974 | 323.774 | 282.3385 | 242.3887 | 203.6533
Scenario 3: Aggressive Fuel Sub | SDG&E | Com | BldgEnv | Com - Retail | Total Resource Cost Test | Energy Efficiency | 689.3932 | 657.4004 | 628.4682 | 596.3907 | 562.2385 | 531.1719 | 505.6405 | 481.4757 | 458.9641 | 438.256 | 419.3111 | 401.9261 | 385.8781
Scenario 3: Aggressive Fuel Sub | SDG&E | Com | BldgEnv | Com - School | Participant Cost Test | Energy Efficiency | 91.1095 | 88.4705 | 85.9326 | 93.9337 | 91.2634 | 88.6513 | 86.1045 | 83.6378 | 72.3168 | 78.9265 | 76.6949 | 74.5497 | 72.4913
Scenario 3: Aggressive Fuel Sub | SDG&E | Com | BldgEnv | Com - School | Program Administrator Cost Test | Energy Efficiency | 25.6057 | 24.4845 | 23.4247 | 29.647 | 28.3671 | 27.1362 | 25.9604 | 24.8445 | 18.1988 | 22.7696 | 21.8127 | 20.9092 | 20.0578
Scenario 3: Aggressive Fuel Sub | SDG&E | Com | BldgEnv | Com - School | Rate Impact Measure Test | Energy Efficiency | 50.7814 | 48.8709 | 46.9892 | 57.8998 | 55.596 | 53.3296 | 51.1197 | 47.1747 | 33.1072 | 37.6511 | 32.9971 | 28.3901 | 23.8164
Scenario 3: Aggressive Fuel Sub | SDG&E | Com | BldgEnv | Com - School | Total Resource Cost Test | Energy Efficiency | 81.1491 | 78.5475 | 76.058 | 85.8588 | 83.1282 | 80.4707 | 77.8958 | 75.4175 | 63.0103 | 70.7221 | 68.5154 | 66.405 | 64.3902
Scenario 3: Aggressive Fuel Sub | SDG&E | Com | BldgEnv | Com - Warehouse | Participant Cost Test | Energy Efficiency | 338.8797 | 329.475 | 320.4049 | 311.5803 | 302.9202 | 294.532 | 286.3336 | 278.3782 | 224.1075 | 263.1007 | 271.34 | 264.4301 | 257.7725
Scenario 3: Aggressive Fuel Sub | SDG&E | Com | BldgEnv | Com - Warehouse | Program Administrator Cost Test | Energy Efficiency | 117.3831 | 112.3486 | 107.5515 | 102.996 | 98.6029 | 94.4447 | 90.4573 | 86.6578 | 53.7914 | 79.5214 | 85.0727 | 81.7938 | 78.6775
Scenario 3: Aggressive Fuel Sub | SDG&E | Com | BldgEnv | Com - Warehouse | Rate Impact Measure Test | Energy Efficiency | 223.875 | 215.7642 | 207.8193 | 200.013 | 192.4115 | 185.1811 | 178.1889 | 164.706 | 99.1131 | 131.4624 | 127.9833 | 110.5385 | 93.1398
Scenario 3: Aggressive Fuel Sub | SDG&E | Com | BldgEnv | Com - Warehouse | Total Resource Cost Test | Energy Efficiency | 316.5064 | 306.5309 | 296.9499 | 287.7051 | 278.6827 | 270.0108 | 261.5858 | 253.4576 | 193.2975 | 237.9565 | 247.4725 | 240.4263 | 233.667
Scenario 3: Aggressive Fuel Sub | SDG&E | Com | ComRefrig | Com - College | Participant Cost Test | Energy Efficiency | 418.6587 | 296.0895 | 187.7594 | 107.1154 | 53.3767 | 31.8694 | 20.5072 | 15.0117 | 14.3359 | 13.6906 | 13.0744 | 12.486 | 11.9241
Scenario 3: Aggressive Fuel Sub | SDG&E | Com | ComRefrig | Com - College | Program Administrator Cost Test | Energy Efficiency | 259.2366 | 181.8268 | 114.5463 | 65.0645 | 32.5054 | 18.8453 | 11.5232 | 8.0242 | 7.5115 | 7.0315 | 6.5822 | 6.1616 | 5.768
Scenario 3: Aggressive Fuel Sub | SDG&E | Com | ComRefrig | Com - College | Rate Impact Measure Test | Energy Efficiency | 1656.6912 | 1119.5293 | 674.6365 | 362.966 | 170.5097 | 92.0492 | 51.8125 | 32.7967 | 27.4334 | 22.4332 | 17.7747 | 13.3982 | 9.284
Scenario 3: Aggressive Fuel Sub | SDG&E | Com | ComRefrig | Com - College | Total Resource Cost Test | Energy Efficiency | 433.0912 | 305.2343 | 193.0282 | 109.9224 | 54.8338 | 32.3447 | 20.3897 | 14.6373 | 13.8721 | 13.1481 | 12.4631 | 11.815 | 11.2016
Scenario 3: Aggressive Fuel Sub | SDG&E | Com | ComRefrig | Com - Grocery | Participant Cost Test | Energy Efficiency | 397327.4418 | 224449.4567 | 101670.5964 | 56047.6173 | 30933.3909 | 22314.8933 | 21310.6643 | 20351.712 | 19435.9912 | 18561.5492 | 17726.5217 | 16929.1286 | 16167.6707
Scenario 3: Aggressive Fuel Sub | SDG&E | Com | ComRefrig | Com - Grocery | Program Administrator Cost Test | Energy Efficiency | 250113.7568 | 141343.0239 | 64938.6448 | 34809.7495 | 18100.8229 | 12401.7024 | 11609.3661 | 10867.6995 | 10173.4591 | 9523.6093 | 8915.3091 | 8345.8993 | 7812.8911
Scenario 3: Aggressive Fuel Sub | SDG&E | Com | ComRefrig | Com - Grocery | Rate Impact Measure Test | Energy Efficiency | 1598390.0656 | 870265.7243 | 382465.1765 | 194188.1223 | 94949.192 | 60575.5353 | 52199.725 | 44418.4965 | 37155.6346 | 30384.0903 | 24075.1869 | 18147.8301 | 12575.4898
Scenario 3: Aggressive Fuel Sub | SDG&E | Com | ComRefrig | Com - Grocery | Total Resource Cost Test | Energy Efficiency | 413891.2756 | 233844.4156 | 106567.2053 | 58053.178 | 31260.6573 | 22090.7141 | 20932.226 | 19836.4569 | 18799.9037 | 17819.2649 | 16891.4285 | 16013.4606 | 15182.5954
Scenario 3: Aggressive Fuel Sub | SDG&E | Com | ComRefrig | Com - Refrig. Warehouse | Participant Cost Test | Energy Efficiency | 128.8924 | 87.4998 | 52.9929 | 28.4945 | 13.6749 | 8.6947 | 5.5127 | 4.8843 | 4.6645 | 4.4545 | 4.2541 | 4.0626 | 3.8798
Scenario 3: Aggressive Fuel Sub | SDG&E | Com | ComRefrig | Com - Refrig. Warehouse | Program Administrator Cost Test | Energy Efficiency | 80.0044 | 53.8814 | 32.4326 | 17.3902 | 8.3553 | 5.0781 | 3.0338 | 2.6102 | 2.4434 | 2.2873 | 2.1412 | 2.0044 | 1.8763
Scenario 3: Aggressive Fuel Sub | SDG&E | Com | ComRefrig | Com - Refrig. Warehouse | Rate Impact Measure Test | Energy Efficiency | 511.2804 | 331.7543 | 191.0162 | 97.012 | 43.8285 | 24.8038 | 13.6409 | 10.6684 | 8.9239 | 7.2974 | 5.782 | 4.3584 | 3.0201
Scenario 3: Aggressive Fuel Sub | SDG&E | Com | ComRefrig | Com - Refrig. Warehouse | Total Resource Cost Test | Energy Efficiency | 133.4713 | 90.3063 | 54.5524 | 29.2987 | 14.0675 | 8.78 | 5.4363 | 4.7621 | 4.5131 | 4.2776 | 4.0548 | 3.844 | 3.6444
Scenario 3: Aggressive Fuel Sub | SDG&E | Com | ComRefrig | Com - Restaurant | Participant Cost Test | Energy Efficiency | 15269.0239 | 8778.3045 | 4124.9738 | 2251.7115 | 1275.6396 | 849.5584 | 811.3246 | 774.8147 | 739.9508 | 706.6586 | 674.867 | 644.5083 | 615.5178
Scenario 3: Aggressive Fuel Sub | SDG&E | Com | ComRefrig | Com - Restaurant | Program Administrator Cost Test | Energy Efficiency | 9608.6642 | 5524.5301 | 2627.5382 | 1402.4171 | 751.9838 | 472.184 | 442.0157 | 413.7767 | 387.3435 | 362.6005 | 339.4395 | 317.7593 | 297.4652
Scenario 3: Aggressive Fuel Sub | SDG&E | Com | ComRefrig | Com - Restaurant | Rate Impact Measure Test | Energy Efficiency | 61405.6323 | 34015.1856 | 15475.2517 | 7823.4616 | 3944.5862 | 2306.3609 | 1987.4555 | 1691.1894 | 1414.6606 | 1156.8393 | 916.6333 | 690.9552 | 478.7946
Scenario 3: Aggressive Fuel Sub | SDG&E | Com | ComRefrig | Com - Restaurant | Total Resource Cost Test | Energy Efficiency | 15903.4294 | 9143.3243 | 4318.6227 | 2335.0468 | 1293.0207 | 841.0477 | 796.9395 | 755.2194 | 715.7539 | 678.4174 | 643.0913 | 609.664 | 578.0301
Scenario 3: Aggressive Fuel Sub | SDG&E | Com | ComRefrig | Com - Retail | Participant Cost Test | Energy Efficiency | 171336.609 | 98797.5095 | 46899.7203 | 24312.5268 | 13768.5244 | 9230.1704 | 8814.7614 | 8418.0828 | 8039.2884 | 7677.5705 | 7332.1576 | 7002.3135 | 6687.3351
Scenario 3: Aggressive Fuel Sub | SDG&E | Com | ComRefrig | Com - Retail | Program Administrator Cost Test | Energy Efficiency | 107686.5882 | 62026.5633 | 29710.9778 | 15137.9737 | 8112.0797 | 5130.4086 | 4802.6145 | 4495.7838 | 4208.5746 | 3939.7307 | 3688.0768 | 3452.5126 | 3232.0085
Scenario 3: Aggressive Fuel Sub | SDG&E | Com | ComRefrig | Com - Retail | Rate Impact Measure Test | Energy Efficiency | 688187.5469 | 381904.8904 | 174986.9342 | 84448.0277 | 42552.5079 | 25059.2408 | 21594.2159 | 18375.1823 | 15370.6087 | 12569.3032 | 9959.4009 | 7507.353 | 5202.183
Scenario 3: Aggressive Fuel Sub | SDG&E | Com | ComRefrig | Com - Retail | Total Resource Cost Test | Energy Efficiency | 178361.3334 | 102800.0621 | 48986.8359 | 25209.2262 | 13953.0362 | 9137.9046 | 8658.6592 | 8205.3612 | 7776.5613 | 7370.8936 | 6987.0704 | 6623.878 | 6280.172
Scenario 3: Aggressive Fuel Sub | SDG&E | Com | ComRefrig | Com - School | Participant Cost Test | Energy Efficiency | 39.946 | 22.0395 | 21.0487 | 20.1025 | 19.1989 | 18.336 | 17.512 | 16.725 | 15.9735 | 15.2558 | 14.5705 | 13.9159 | 13.2909
Scenario 3: Aggressive Fuel Sub | SDG&E | Com | ComRefrig | Com - School | Program Administrator Cost Test | Energy Efficiency | 25.8437 | 13.2315 | 12.3868 | 11.596 | 10.8558 | 10.1629 | 9.5143 | 8.9071 | 8.3386 | 7.8065 | 7.3084 | 6.8421 | 6.4056
Scenario 3: Aggressive Fuel Sub | SDG&E | Com | ComRefrig | Com - School | Rate Impact Measure Test | Energy Efficiency | 165.1581 | 81.4676 | 72.9535 | 64.6891 | 56.945 | 49.6402 | 42.7794 | 36.405 | 30.4545 | 24.9059 | 19.7359 | 14.8779 | 10.3103
Scenario 3: Aggressive Fuel Sub | SDG&E | Com | ComRefrig | Com - School | Total Resource Cost Test | Energy Efficiency | 42.1011 | 22.5077 | 21.3205 | 20.198 | 19.1364 | 18.1325 | 17.183 | 16.2848 | 15.435 | 14.631 | 13.8703 | 13.1504 | 12.469
Scenario 3: Aggressive Fuel Sub | SDG&E | Com | FoodServ | Com - College | Participant Cost Test | Energy Efficiency | 59104.4131 | 63047.0335 | 66610.7412 | 70543.8823 | 74695.5997 | 78837.6314 | 82976.4264 | 87042.8101 | 91208.3111 | 95516.6789 | 99756.8092 | 105214.9167 | 109819.7732
Scenario 3: Aggressive Fuel Sub | SDG&E | Com | FoodServ | Com - College | Participant Cost Test | Fuel Substitution | 6623.2797 | 7663.1769 | 8419.7715 | 9049.9402 | 9587.9974 | 10013.4768 | 10320.0536 | 10518.7002 | 10587.7951 | 10526.4438 | 10322.3295 | 9931.9511 | 9329.6769
Scenario 3: Aggressive Fuel Sub | SDG&E | Com | FoodServ | Com - College | Program Administrator Cost Test | Energy Efficiency | 54096.2598 | 56890.2855 | 59394.6785 | 62158.3425 | 64764.2668 | 67479.1014 | 70144.6487 | 72661.2276 | 75172.8902 | 77704.2103 | 80087.484 | 83400.7228 | 85828.7745
Scenario 3: Aggressive Fuel Sub | SDG&E | Com | FoodServ | Com - College | Program Administrator Cost Test | Fuel Substitution | 4400.4665 | 5238.7402 | 6122.4823 | 7056.3774 | 8081.4697 | 9226.568 | 10392.0441 | 11566.2713 | 12778.5203 | 14021.52 | 15393.4998 | 16775.9753 | 18207.9785
Scenario 3: Aggressive Fuel Sub | SDG&E | Com | FoodServ | Com - College | Rate Impact Measure Test | Energy Efficiency | 148609.706 | 157554.5416 | 159610.0971 | 161028.2471 | 161566.8042 | 160503.516 | 157845.4654 | 153436.6639 | 147465.8902 | 139847.7576 | 130067.5381 | 119555.7974 | 105229.6765
Scenario 3: Aggressive Fuel Sub | SDG&E | Com | FoodServ | Com - College | Rate Impact Measure Test | Fuel Substitution | 4400.4665 | 5238.7402 | 6122.4823 | 7056.3774 | 8081.4697 | 9226.568 | 10392.0441 | 11566.2713 | 12778.5203 | 14021.52 | 15393.4998 | 16775.9753 | 18207.9785
Scenario 3: Aggressive Fuel Sub | SDG&E | Com | FoodServ | Com - College | Total Resource Cost Test | Energy Efficiency | 78325.913 | 82752.9374 | 86729.4826 | 91118.1693 | 95487.4801 | 99936.5462 | 104335.8693 | 108565.3192 | 112842.2547 | 117212.8407 | 121419.3703 | 127052.5079 | 131516.0956
Scenario 3: Aggressive Fuel Sub | SDG&E | Com | FoodServ | Com - College | Total Resource Cost Test | Fuel Substitution | 5327.868 | 6350.439 | 7436.3101 | 8593.4871 | 9861.1566 | 11270.8057 | 12724.4419 | 14211.5897 | 15762.8112 | 17375.3904 | 19147.3161 | 20961.784 | 22857.9761
Scenario 3: Aggressive Fuel Sub | SDG&E | Com | FoodServ | Com - Grocery | Participant Cost Test | Energy Efficiency | 362653.8835 | 389217.4167 | 412833.9058 | 437562.911 | 465917.9607 | 493125.2529 | 520191.3762 | 547529.7635 | 574527.1988 | 602538.0128 | 630763.8711 | 659781.5445 | 689905.6506
Scenario 3: Aggressive Fuel Sub | SDG&E | Com | FoodServ | Com - Grocery | Participant Cost Test | Fuel Substitution | 70452.9169 | 80539.7849 | 87469.1063 | 92940.9972 | 97361.2932 | 100481.5442 | 102380.7335 | 103221.681 | 102888.0031 | 101455.061 | 98739.4285 | 94376.8659 | 88215.1708
Scenario 3: Aggressive Fuel Sub | SDG&E | Com | FoodServ | Com - Grocery | Program Administrator Cost Test | Energy Efficiency | 406372.4339 | 429210.3403 | 449862.0685 | 471145.4155 | 493122.4123 | 515162.0686 | 536856.8349 | 558197.7286 | 578468.9257 | 598941.3073 | 618970.9273 | 639118.3708 | 659361.8518
Scenario 3: Aggressive Fuel Sub | SDG&E | Com | FoodServ | Com - Grocery | Program Administrator Cost Test | Fuel Substitution | 47176.442 | 55417.1713 | 63916.5627 | 72720.0204 | 82221.8162 | 92558.0308 | 102722.7578 | 112801.6196 | 123077.2602 | 133554.0318 | 145003.2625 | 156284.814 | 167798.532
Scenario 3: Aggressive Fuel Sub | SDG&E | Com | FoodServ | Com - Grocery | Rate Impact Measure Test | Energy Efficiency | 997537.2211 | 1063307.8424 | 1088395.4503 | 1100714.3146 | 1112555.8996 | 1111163.0439 | 1099120.0498 | 1077145.851 | 1042946.2414 | 998291.2359 | 940583.4302 | 869285.4328 | 782973.396
Scenario 3: Aggressive Fuel Sub | SDG&E | Com | FoodServ | Com - Grocery | Rate Impact Measure Test | Fuel Substitution | 47176.442 | 55417.1713 | 63916.5627 | 72720.0204 | 82221.8162 | 92558.0308 | 102722.7578 | 112801.6196 | 123077.2602 | 133554.0318 | 145003.2625 | 156284.814 | 167798.532
Scenario 3: Aggressive Fuel Sub | SDG&E | Com | FoodServ | Com - Grocery | Total Resource Cost Test | Energy Efficiency | 537522.8923 | 570204.1697 | 599402.7605 | 629645.2504 | 662374.2746 | 694428.6136 | 726034.9673 | 757418.313 | 787678.4337 | 818611.4887 | 849228.9715 | 880303.961 | 912114.6843
Scenario 3: Aggressive Fuel Sub | SDG&E | Com | FoodServ | Com - Grocery | Total Resource Cost Test | Fuel Substitution | 57481.9705 | 67641.7899 | 78199.8526 | 89225.3583 | 101099.3836 | 113962.2277 | 126833.7347 | 139806.6106 | 153186.2398 | 167032.7287 | 182076.4939 | 197182.9002 | 212755.4749
Scenario 3: Aggressive Fuel Sub | SDG&E | Com | FoodServ | Com - Health | Participant Cost Test | Energy Efficiency | 140577.5858 | 150280.2157 | 159167.5095 | 169338.9816 | 179131.0191 | 187822.7652 | 192398.5245 | 201452.3847 | 212081.114 | 225265.6949 | 240532.6031 | 246252.6862 | 253936.9927
Scenario 3: Aggressive Fuel Sub | SDG&E | Com | FoodServ | Com - Health | Participant Cost Test | Fuel Substitution | 20709.0918 | 23885.2232 | 26189.5735 | 28085.6977 | 29692.826 | 30946.8169 | 31828.1351 | 32370.4295 | 32516.2838 | 32298.269 | 31689.886 | 30531.5135 | 28768.1925
Scenario 3: Aggressive Fuel Sub | SDG&E | Com | FoodServ | Com - Health | Program Administrator Cost Test | Energy Efficiency | 157874.2726 | 166166.5484 | 173848.3515 | 182709.2704 | 190365.814 | 197020.7859 | 199271.984 | 206058.7785 | 214223.8211 | 224649.3221 | 236802.9504 | 239228.4431 | 243315.4914
Scenario 3: Aggressive Fuel Sub | SDG&E | Com | FoodServ | Com - Health | Program Administrator Cost Test | Fuel Substitution | 14035.3338 | 16654.0206 | 19406.7104 | 22297.8724 | 25456.3189 | 28955.4084 | 32464.3484 | 35975.3312 | 39561.3646 | 43232.4641 | 47289.997 | 51319.2484 | 55446.059
Scenario 3: Aggressive Fuel Sub | SDG&E | Com | FoodServ | Com - Health | Rate Impact Measure Test | Energy Efficiency | 395822.3709 | 419648.4444 | 427789.0294 | 434415.544 | 435944.4511 | 431087.7863 | 413150.2783 | 402612.021 | 391072.5674 | 379153.1642 | 364223.8543 | 328297.2844 | 290446.5546
Scenario 3: Aggressive Fuel Sub | SDG&E | Com | FoodServ | Com - Health | Rate Impact Measure Test | Fuel Substitution | 14035.3338 | 16654.0206 | 19406.7104 | 22297.8724 | 25456.3189 | 28955.4084 | 32464.3484 | 35975.3312 | 39561.3646 | 43232.4641 | 47289.997 | 51319.2484 | 55446.059
Scenario 3: Aggressive Fuel Sub | SDG&E | Com | FoodServ | Com - Health | Total Resource Cost Test | Energy Efficiency | 210514.0901 | 222502.3958 | 233518.8144 | 246190.4117 | 257620.0409 | 267590.4561 | 271640.6119 | 281873.2006 | 294086.0915 | 309542.7256 | 327527.7212 | 332290.7597 | 339527.6387
Scenario 3: Aggressive Fuel Sub | SDG&E | Com | FoodServ | Com - Health | Total Resource Cost Test | Fuel Substitution | 17075.8944 | 20291.1543 | 23694.1794 | 27295.9675 | 31222.2815 | 35553.2573 | 39961.2259 | 44438.5568 | 49060.5312 | 53857.9038 | 59132.4928 | 64460.9332 | 69969.9346
Scenario 3: Aggressive Fuel Sub | SDG&E | Com | FoodServ | Com - Lodging | Participant Cost Test | Energy Efficiency | 137437.1054 | 145964.8254 | 153720.8108 | 162505.5442 | 170574.9123 | 179337.3426 | 187691.0962 | 196134.0466 | 205037.7594 | 213905.6795 | 222350.6819 | 230917.2131 | 239916.4261
Scenario 3: Aggressive Fuel Sub | SDG&E | Com | FoodServ | Com - Lodging | Participant Cost Test | Fuel Substitution | 27595.2238 | 31632.3847 | 34431.1663 | 36650.4131 | 38446.5091 | 39715.6554 | 40477.8094 | 40790.1517 | 40587.0518 | 39848.1367 | 38652.8083 | 36792.817 | 34214.9838
Scenario 3: Aggressive Fuel Sub | SDG&E | Com | FoodServ | Com - Lodging | Program Administrator Cost Test | Energy Efficiency | 166058.2901 | 173419.9793 | 180200.9205 | 187942.4999 | 194311.4556 | 201491.9256 | 208037.0286 | 214459.8077 | 221141.2494 | 227541.57 | 233208.7826 | 238784.5663 | 244485.2118
Scenario 3: Aggressive Fuel Sub | SDG&E | Com | FoodServ | Com - Lodging | Program Administrator Cost Test | Fuel Substitution | 18399.6169 | 21688.8317 | 25092.6034 | 28619.9978 | 32429.8913 | 36578.2298 | 40660.9578 | 44694.9253 | 48754.3609 | 52755.9159 | 57192.9512 | 61526.6999 | 65912.2943
Scenario 3: Aggressive Fuel Sub | SDG&E | Com | FoodServ | Com - Lodging | Rate Impact Measure Test | Energy Efficiency | 461723.6998 | 484471.8945 | 492331.2723 | 497451.9654 | 492422.7182 | 485455.2853 | 473068.0837 | 456671.3009 | 436597.7026 | 411348.1218 | 379903.5457 | 342821.8828 | 299910.5894
Scenario 3: Aggressive Fuel Sub | SDG&E | Com | FoodServ | Com - Lodging | Rate Impact Measure Test | Fuel Substitution | 18399.6169 | 21688.8317 | 25092.6034 | 28619.9978 | 32429.8913 | 36578.2298 | 40660.9578 | 44694.9253 | 48754.3609 | 52755.9159 | 57192.9512 | 61526.6999 | 65912.2943
Scenario 3: Aggressive Fuel Sub | SDG&E | Com | FoodServ | Com - Lodging | Total Resource Cost Test | Energy Efficiency | 214960.4252 | 225485.3746 | 235090.3777 | 246033.1374 | 255418.3237 | 265832.4031 | 275474.8581 | 285044.5762 | 295065.4339 | 304821.4118 | 313737.0893 | 322629.4865 | 331886.2249
Scenario 3: Aggressive Fuel Sub | SDG&E | Com | FoodServ | Com - Lodging | Total Resource Cost Test | Fuel Substitution | 22351.5199 | 26382.3718 | 30586.2855 | 34982.5897 | 39720.909 | 44858.0867 | 49997.8723 | 55157.2787 | 60411.3997 | 65677.0949 | 71477.5181 | 77253.1752 | 83158.951
Scenario 3: Aggressive Fuel Sub | SDG&E | Com | FoodServ | Com - Office (Large) | Participant Cost Test | Energy Efficiency | 1048.7262 | 1096.8362 | 1144.8565 | 1193.693 | 1240.8561 | 1293.0872 | 1347.7521 | 1400.933 | 1449.9129 | 1501.3386 | 1552.6113 | 1605.1521 | 1658.8768
Scenario 3: Aggressive Fuel Sub | SDG&E | Com | FoodServ | Com - Office (Large) | Program Administrator Cost Test | Energy Efficiency | 1520.4933 | 1569.8175 | 1617.641 | 1665.2765 | 1709.2947 | 1758.9947 | 1810.6209 | 1858.8974 | 1900.3804 | 1943.9183 | 1986.1096 | 2028.7958 | 2071.8516
Scenario 3: Aggressive Fuel Sub | SDG&E | Com | FoodServ | Com - Office (Large) | Rate Impact Measure Test | Energy Efficiency | 10573.9139 | 10894.5065 | 11170.8001 | 11395.1717 | 10904.1438 | 10353.9653 | 9715.7858 | 8972.1615 | 8101.019 | 7142.5303 | 6077.8481 | 4893.2399 | 3578.2222
Scenario 3: Aggressive Fuel Sub | SDG&E | Com | FoodServ | Com - Office (Large) | Total Resource Cost Test | Energy Efficiency | 1835.1111 | 1898.8684 | 1961.098 | 2023.3844 | 2081.5515 | 2146.9208 | 2214.9465 | 2279.1773 | 2335.3543 | 2394.3199 | 2451.893 | 2510.3414 | 2569.5146
Scenario 3: Aggressive Fuel Sub | SDG&E | Com | FoodServ | Com - Office (Small) | Participant Cost Test | Energy Efficiency | 430.9721 | 451.8922 | 472.9426 | 494.1648 | 515.4596 | 537.1103 | 559.009 | 581.0046 | 603.2213 | 625.5926 | 648.2278 | 671.1496 | 694.3765
Scenario 3: Aggressive Fuel Sub | SDG&E | Com | FoodServ | Com - Office (Small) | Program Administrator Cost Test | Energy Efficiency | 624.844 | 646.7587 | 668.2508 | 689.3908 | 710.052 | 730.6345 | 750.9937 | 770.9347 | 790.6336 | 810.0111 | 829.2168 | 848.2844 | 867.2404
Scenario 3: Aggressive Fuel Sub | SDG&E | Com | FoodServ | Com - Office (Small) | Rate Impact Measure Test | Energy Efficiency | 4345.3309 | 4488.4939 | 4614.6804 | 4717.3708 | 4529.6514 | 4300.7317 | 4029.8299 | 3720.9967 | 3370.3451 | 2976.2202 | 2537.5508 | 2045.9718 | 1497.7806
Scenario 3: Aggressive Fuel Sub | SDG&E | Com | FoodServ | Com - Office (Small) | Total Resource Cost Test | Energy Efficiency | 754.1356 | 782.3263 | 810.1336 | 837.6403 | 864.6899 | 891.7676 | 918.6964 | 945.2361 | 971.6 | 997.6889 | 1023.6852 | 1049.6292 | 1075.5534
Scenario 3: Aggressive Fuel Sub | SDG&E | Com | FoodServ | Com - Other | Participant Cost Test | Energy Efficiency | 358360.09 | 388549.6328 | 415597.6019 | 443433.987 | 473948.434 | 504156.4839 | 534646.2396 | 565773.9565 | 597623.4796 | 630590.0032 | 664246.0392 | 699132.8 | 735477.0943
Scenario 3: Aggressive Fuel Sub | SDG&E | Com | FoodServ | Com - Other | Participant Cost Test | Fuel Substitution | 62927.8012 | 72883.8193 | 79862.6103 | 85506.0497 | 90140.2066 | 93505.2467 | 95558.055 | 96408.3287 | 95869.9996 | 93912.5607 | 90436.1813 | 85065.2109 | 77626.1281
Scenario 3: Aggressive Fuel Sub | SDG&E | Com | FoodServ | Com - Other | Program Administrator Cost Test | Energy Efficiency | 406947.4145 | 432636.3244 | 456135.3176 | 479685.2258 | 503462.1006 | 527376.8378 | 551079.3092 | 574594.8241 | 597962.6066 | 621500.8907 | 644834.7488 | 668458.0593 | 692297.896
Scenario 3: Aggressive Fuel Sub | SDG&E | Com | FoodServ | Com - Other | Program Administrator Cost Test | Fuel Substitution | 39481.778 | 47099.7997 | 55037.2838 | 63318.3326 | 72359.6704 | 82371.2933 | 92442.9419 | 102530.715 | 112756.6928 | 122951.9111 | 134070.9809 | 145013.638 | 156158.9355
Scenario 3: Aggressive Fuel Sub | SDG&E | Com | FoodServ | Com - Other | Rate Impact Measure Test | Energy Efficiency | 1141467.4195 | 1222047.7867 | 1249394.1245 | 1265380.837 | 1276611.0112 | 1274102.5037 | 1258575.8554 | 1230415.6364 | 1188221.6462 | 1131460.6312 | 1057636.0371 | 965387.2375 | 852548.0921
Scenario 3: Aggressive Fuel Sub | SDG&E | Com | FoodServ | Com - Other | Rate Impact Measure Test | Fuel Substitution | 39481.778 | 47099.7997 | 55037.2838 | 63318.3326 | 72359.6704 | 82371.2933 | 92442.9419 | 102530.715 | 112756.6928 | 122951.9111 | 134070.9809 | 145013.638 | 156158.9355
Scenario 3: Aggressive Fuel Sub | SDG&E | Com | FoodServ | Com - Other | Total Resource Cost Test | Energy Efficiency | 544816.7409 | 582707.8914 | 617060.1012 | 651852.2165 | 688245.6847 | 724577.5481 | 760855.9402 | 797295.3509 | 833988.9579 | 871435.4072 | 909068.0871 | 947603.4524 | 987215.8401
Scenario 3: Aggressive Fuel Sub | SDG&E | Com | FoodServ | Com - Other | Total Resource Cost Test | Fuel Substitution | 47327.4934 | 56445.7684 | 66038.297 | 76181.7003 | 87236.8639 | 99422.0138 | 111837.8662 | 124445.7225 | 137375.2691 | 150481.513 | 164707.6261 | 178957.1816 | 193611.5924
Scenario 3: Aggressive Fuel Sub | SDG&E | Com | FoodServ | Com - Restaurant | Participant Cost Test | Energy Efficiency | 805761.6461 | 846284.3995 | 885242.4598 | 921707.4943 | 1074682.2594 | 1137252.3342 | 1201754.2726 | 1267679.6808 | 1333617.265 | 1400940.4998 | 1469858.6101 | 1540598.013 | 1612929.3024
Scenario 3: Aggressive Fuel Sub | SDG&E | Com | FoodServ | Com - Restaurant | Participant Cost Test | Fuel Substitution | 222479.3575 | 254532.6617 | 276014.5194 | 292521.5641 | 305285.375 | 313808.8747 | 318091.0083 | 318736.3202 | 315369.5747 | 308093.4971 | 296897.4537 | 280433.1023 | 258287.9837
Scenario 3: Aggressive Fuel Sub | SDG&E | Com | FoodServ | Com - Restaurant | Program Administrator Cost Test | Energy Efficiency | 1055739.9959 | 1091927.2562 | 1126888.6481 | 1157664.7917 | 1323203.2442 | 1380196.0763 | 1438270.8809 | 1496160.7993 | 1552137.496 | 1607481.0973 | 1662461.0265 | 1717493.9616 | 1771810.5736
Scenario 3: Aggressive Fuel Sub | SDG&E | Com | FoodServ | Com - Restaurant | Program Administrator Cost Test | Fuel Substitution | 145300.2892 | 170934.8818 | 197138.1296 | 223982.88 | 252678.6831 | 283904.7526 | 314340.8836 | 344287.237 | 374362.6399 | 404247.8764 | 437101.3838 | 469077.8885 | 501394.2616
Scenario 3: Aggressive Fuel Sub | SDG&E | Com | FoodServ | Com - Restaurant | Rate Impact Measure Test | Energy Efficiency | 2660078.2026 | 2759514.9372 | 2780172.5736 | 2759128.5371 | 3051349.4851 | 3039610.3645 | 3004319.0036 | 2942742.7457 | 2848583.9649 | 2722530.0492 | 2561521.9647 | 2361539.343 | 2117753.4748
Scenario 3: Aggressive Fuel Sub | SDG&E | Com | FoodServ | Com - Restaurant | Rate Impact Measure Test | Fuel Substitution | 145300.2892 | 170934.8818 | 197138.1296 | 223982.88 | 252678.6831 | 283904.7526 | 314340.8836 | 344287.237 | 374362.6399 | 404247.8764 | 437101.3838 | 469077.8885 | 501394.2616
Scenario 3: Aggressive Fuel Sub | SDG&E | Com | FoodServ | Com - Restaurant | Total Resource Cost Test | Energy Efficiency | 1330630.2466 | 1381236.1892 | 1429862.8747 | 1473495.9733 | 1693017.8263 | 1772312.1906 | 1853355.132 | 1934829.1753 | 2014595.3606 | 2094503.8933 | 2174865.055 | 2256111.8015 | 2337689.397
Scenario 3: Aggressive Fuel Sub | SDG&E | Com | FoodServ | Com - Restaurant | Total Resource Cost Test | Fuel Substitution | 176005.1908 | 207253.9363 | 239476.8195 | 272851.273 | 308446.1585 | 347002.3178 | 385219.8547 | 423422.1097 | 462266.5266 | 501534.3927 | 544418.4869 | 586995.4468 | 630482.4009
Scenario 3: Aggressive Fuel Sub | SDG&E | Com | FoodServ | Com - Retail | Participant Cost Test | Energy Efficiency | 1183.3448 | 1208.8989 | 1234.9712 | 1250.6747 | 1244.5676 | 1260.1525 | 1264.3257 | 1267.2114 | 1274.4634 | 1292.2366 | 1310.66 | 1342.0396 | 1380.959
Scenario 3: Aggressive Fuel Sub | SDG&E | Com | FoodServ | Com - Retail | Program Administrator Cost Test | Energy Efficiency | 1600.6785 | 1618.7402 | 1636.7374 | 1642.1411 | 1622.3707 | 1627.1478 | 1618.9104 | 1609.2005 | 1602.9165 | 1606.6872 | 1611.0175 | 1628.4236 | 1652.7634
Scenario 3: Aggressive Fuel Sub | SDG&E | Com | FoodServ | Com - Retail | Rate Impact Measure Test | Energy Efficiency | 10401.3746 | 10429.721 | 10424.9494 | 10310.7324 | 9577.3621 | 8907.9135 | 8134.0846 | 7322.8001 | 6486.6766 | 5638.2033 | 4738.6699 | 3798.8598 | 2787.6085
Scenario 3: Aggressive Fuel Sub | SDG&E | Com | FoodServ | Com - Retail | Total Resource Cost Test | Energy Efficiency | 1955.682 | 1981.4099 | 2007.2288 | 2017.3436 | 1995.741 | 2005.1935 | 1998.2081 | 1989.3639 | 1986.0304 | 1996.584 | 2007.7758 | 2036.0531 | 2073.722
Scenario 3: Aggressive Fuel Sub | SDG&E | Com | FoodServ | Com - School | Participant Cost Test | Energy Efficiency | 142499.8718 | 155015.656 | 164360.1359 | 173840.6376 | 184186.9727 | 194195.6187 | 204257.1594 | 214615.1824 | 225355.6275 | 236319.0393 | 247626.7274 | 259217.2901 | 271042.855
Scenario 3: Aggressive Fuel Sub | SDG&E | Com | FoodServ | Com - School | Participant Cost Test | Fuel Substitution | 9784.8716 | 11251.4918 | 12297.7974 | 13164.4732 | 13908.5316 | 14491.973 | 14911.8357 | 15201.534 | 15317.9466 | 15245.1113 | 14970.9461 | 14431.0042 | 13591.3474
Scenario 3: Aggressive Fuel Sub | SDG&E | Com | FoodServ | Com - School | Program Administrator Cost Test | Energy Efficiency | 133367.7069 | 141725.711 | 148114.3353 | 154381.795 | 160918.1565 | 167059.3005 | 173078.8386 | 179109.1312 | 185207.1703 | 191229.3529 | 197295.4103 | 203342.4861 | 209156.9716
Scenario 3: Aggressive Fuel Sub | SDG&E | Com | FoodServ | Com - School | Program Administrator Cost Test | Fuel Substitution | 6541.0762 | 7736.3693 | 8988.9329 | 10312.6638 | 11770.8724 | 13397.7246 | 15053.4232 | 16738.5825 | 18490.8363 | 20285.1421 | 22267.2956 | 24264.0081 | 26336.6605
Scenario 3: Aggressive Fuel Sub | SDG&E | Com | FoodServ | Com - School | Rate Impact Measure Test | Energy Efficiency | 403586.2027 | 435103.9639 | 441230.3245 | 443133.2531 | 442174.7639 | 436057.531 | 425640.7749 | 411399.4762 | 392911.8781 | 369464.8731 | 340765.0915 | 305946.8279 | 264174.0608
Scenario 3: Aggressive Fuel Sub | SDG&E | Com | FoodServ | Com - School | Rate Impact Measure Test | Fuel Substitution | 6541.0762 | 7736.3693 | 8988.9329 | 10312.6638 | 11770.8724 | 13397.7246 | 15053.4232 | 16738.5825 | 18490.8363 | 20285.1421 | 22267.2956 | 24264.0081 | 26336.6605
Scenario 3: Aggressive Fuel Sub | SDG&E | Com | FoodServ | Com - School | Total Resource Cost Test | Energy Efficiency | 190834.2344 | 204514.9763 | 214846.358 | 225143.047 | 236133.5387 | 246603.9298 | 256996.5157 | 267557.6542 | 278391.3787 | 289292.9864 | 300418.9078 | 311684.8172 | 322950.6935
Scenario 3: Aggressive Fuel Sub | SDG&E | Com | FoodServ | Com - School | Total Resource Cost Test | Fuel Substitution | 7941.4277 | 9405.9249 | 10951.4119 | 12597.2934 | 14406.1117 | 16414.4337 | 18485.8916 | 20627.5891 | 22877.0633 | 25211.8195 | 27778.9357 | 30407.093 | 33159.1809
Scenario 3: Aggressive Fuel Sub | SDG&E | Com | HVAC | Com - College | Participant Cost Test | Energy Efficiency | 27366.734 | 48809.6628 | 59165.1592 | 58211.4673 | 63880.5317 | 35572.54 | 10061.8191 | 10621.2077 | 1528.587 | 1629.8902 | 1731.4896 | 1854.1073 | 1964.1021
Scenario 3: Aggressive Fuel Sub | SDG&E | Com | HVAC | Com - College | Participant Cost Test | Fuel Substitution | 1.0744 | 1.212 | 1.3591 | 2.0957 | 2.3306 | 0 | 0 | 0 | 0 | 0 | 0 | 0 | 0
Scenario 3: Aggressive Fuel Sub | SDG&E | Com | HVAC | Com - College | Program Administrator Cost Test | Energy Efficiency | 9744.5608 | 26371.4221 | 33180.0389 | 28127.8985 | 30518.3333 | 4478.5646 | 14295.7536 | 14988.1019 | 5400.3388 | 5719.8982 | 5998.7118 | 6577.534 | 6888.1118
Scenario 3: Aggressive Fuel Sub | SDG&E | Com | HVAC | Com - College | Program Administrator Cost Test | Fuel Substitution | 1.089 | 1.2223 | 1.3639 | 1.9201 | 2.1192 | 0 | 0 | 0 | 0 | 0 | 0 | 0 | 0
Scenario 3: Aggressive Fuel Sub | SDG&E | Com | HVAC | Com - College | Rate Impact Measure Test | Energy Efficiency | 42565.777 | 66167.4229 | 76200.1345 | 48341.4515 | 50519.9749 | 17513.238 | 54112.6067 | 54728.1343 | 16139.0742 | 15115.6031 | 13652.7001 | 12344.5172 | 10022.513
Scenario 3: Aggressive Fuel Sub | SDG&E | Com | HVAC | Com - College | Rate Impact Measure Test | Fuel Substitution | 2.3798 | 2.5937 | 2.8013 | 3.9792 | 4.2153 | 0 | 0 | 0 | 0 | 0 | 0 | 0 | 0
Scenario 3: Aggressive Fuel Sub | SDG&E | Com | HVAC | Com - College | Total Resource Cost Test | Energy Efficiency | 15972.1882 | 35102.6833 | 43325.5746 | 37142.0358 | 40401.2074 | 11872.7988 | 17481.4037 | 18353.3579 | 6049.9883 | 6412.6015 | 6734.5949 | 7365.5296 | 7722.8553
Scenario 3: Aggressive Fuel Sub | SDG&E | Com | HVAC | Com - College | Total Resource Cost Test | Fuel Substitution | 1.6262 | 1.8283 | 2.0435 | 3.0082 | 3.3349 | 0 | 0 | 0 | 0 | 0 | 0 | 0 | 0
Scenario 3: Aggressive Fuel Sub | SDG&E | Com | HVAC | Com - Grocery | Participant Cost Test | Energy Efficiency | 25806.5457 | 29087.7914 | 32581.6017 | 36454.1233 | 40431.7514 | 44971.6591 | 49875.7921 | 55101.1389 | 27210.4176 | 21393.9543 | 23195.2326 | 25114.1518 | 18139.4314
Scenario 3: Aggressive Fuel Sub | SDG&E | Com | HVAC | Com - Grocery | Participant Cost Test | Fuel Substitution | 206.2535 | 222.0999 | 236.1384 | 247.5378 | 257.4265 | 0 | 0 | 0 | 0 | 0 | 0 | 0 | 0
Scenario 3: Aggressive Fuel Sub | SDG&E | Com | HVAC | Com - Grocery | Program Administrator Cost Test | Energy Efficiency | 22735.4169 | 25404.6171 | 28212.5105 | 31300.46 | 34425.1804 | 37977.5443 | 41778.8451 | 45787.0484 | 22543.143 | 17643.929 | 18978.308 | 20388.6069 | 14786.911
Scenario 3: Aggressive Fuel Sub | SDG&E | Com | HVAC | Com - Grocery | Program Administrator Cost Test | Fuel Substitution | 163.6593 | 184.733 | 206.4741 | 229.0187 | 253.8562 | 0 | 0 | 0 | 0 | 0 | 0 | 0 | 0
Scenario 3: Aggressive Fuel Sub | SDG&E | Com | HVAC | Com - Grocery | Rate Impact Measure Test | Energy Efficiency | 96432.979 | 103615.3218 | 109975.4409 | 115546.2019 | 119730.5898 | 123302.2657 | 125484.4667 | 126044.6061 | 50680.8814 | 33274.7215 | 31960.2353 | 29961.2453 | 17473.6784
Scenario 3: Aggressive Fuel Sub | SDG&E | Com | HVAC | Com - Grocery | Rate Impact Measure Test | Fuel Substitution | 215.0261 | 239.2381 | 263.5662 | 287.9901 | 313.9101 | 0 | 0 | 0 | 0 | 0 | 0 | 0 | 0
Scenario 3: Aggressive Fuel Sub | SDG&E | Com | HVAC | Com - Grocery | Total Resource Cost Test | Energy Efficiency | 29514.6254 | 33036.9277 | 36751.4011 | 40845.5334 | 44999.0407 | 49730.1325 | 54804.0562 | 60166.2865 | 29995.1339 | 23693.3622 | 25529.7791 | 27475.027 | 20190.2313
Scenario 3: Aggressive Fuel Sub | SDG&E | Com | HVAC | Com - Grocery | Total Resource Cost Test | Fuel Substitution | 195.6243 | 220.806 | 246.9383 | 274.1968 | 304.0929 | 0 | 0 | 0 | 0 | 0 | 0 | 0 | 0
Scenario 3: Aggressive Fuel Sub | SDG&E | Com | HVAC | Com - Health | Participant Cost Test | Energy Efficiency | 85031.7196 | 126171.8378 | 136197.3904 | 181752.584 | 214841.0028 | 177187.6936 | 127538.897 | 135512.8578 | 88936.2442 | 99821.4012 | 112378.2401 | 114791.4851 | 168167.4051
Scenario 3: Aggressive Fuel Sub | SDG&E | Com | HVAC | Com - Health | Participant Cost Test | Fuel Substitution | 17.3824 | 19.5123 | 21.739 | 24.0468 | 26.4786 | 0 | 0 | 0 | 0 | 0 | 0 | 0 | 0
Scenario 3: Aggressive Fuel Sub | SDG&E | Com | HVAC | Com - Health | Program Administrator Cost Test | Energy Efficiency | 54248.2431 | 95308.6801 | 100292.094 | 134853.3026 | 159764.3431 | 124089.3974 | 125432.1277 | 131465.1552 | 81372.0291 | 91595.7864 | 102034.9689 | 102576.3263 | 154254.4239
Scenario 3: Aggressive Fuel Sub | SDG&E | Com | HVAC | Com - Health | Program Administrator Cost Test | Fuel Substitution | 15.9828 | 18.0669 | 20.2785 | 22.6258 | 25.1569 | 0 | 0 | 0 | 0 | 0 | 0 | 0 | 0
Scenario 3: Aggressive Fuel Sub | SDG&E | Com | HVAC | Com - Health | Rate Impact Measure Test | Energy Efficiency | 198606.0845 | 275176.6456 | 285868.2365 | 333733.3405 | 368628.0911 | 321717.1429 | 315480.1598 | 318206.6698 | 210413.0236 | 212870.3282 | 203695.7685 | 173812.2819 | 200949.3251
Scenario 3: Aggressive Fuel Sub | SDG&E | Com | HVAC | Com - Health | Rate Impact Measure Test | Fuel Substitution | 37.1865 | 40.598 | 43.8842 | 46.9535 | 49.8761 | 0 | 0 | 0 | 0 | 0 | 0 | 0 | 0
Scenario 3: Aggressive Fuel Sub | SDG&E | Com | HVAC | Com - Health | Total Resource Cost Test | Energy Efficiency | 75521.7686 | 128425.3715 | 135878.6464 | 176793.9754 | 207967.1223 | 170135.82 | 161710.2394 | 169927.0594 | 105862.6944 | 119158.5411 | 133080.6232 | 134149.6948 | 201611.0727
Scenario 3: Aggressive Fuel Sub | SDG&E | Com | HVAC | Com - Health | Total Resource Cost Test | Fuel Substitution | 23.1742 | 26.2511 | 29.5356 | 33.0417 | 36.824 | 0 | 0 | 0 | 0 | 0 | 0 | 0 | 0
Scenario 3: Aggressive Fuel Sub | SDG&E | Com | HVAC | Com - Lodging | Participant Cost Test | Energy Efficiency | 100999.4605 | 110846.0764 | 121404.9516 | 133551.9007 | 145016.0406 | 132260.1959 | 115810.9734 | 125344.7148 | 48919.0676 | 42842.39 | 45866.0171 | 49068.9195 | 52634.9004
Scenario 3: Aggressive Fuel Sub | SDG&E | Com | HVAC | Com - Lodging | Participant Cost Test | Fuel Substitution | 65.9087 | 72.7885 | 79.0904 | 85.849 | 85.4945 | 0 | 0 | 0 | 0 | 0 | 0 | 0 | 0
Scenario 3: Aggressive Fuel Sub | SDG&E | Com | HVAC | Com - Lodging | Program Administrator Cost Test | Energy Efficiency | 71821.5834 | 77255.6062 | 82980.8054 | 89567.2374 | 95476.8175 | 80787.4474 | 85864.1573 | 91080.4444 | 35152.1716 | 32628.795 | 34590.5039 | 36621.839 | 38629.9955
Scenario 3: Aggressive Fuel Sub | SDG&E | Com | HVAC | Com - Lodging | Program Administrator Cost Test | Fuel Substitution | 55.9072 | 62.9422 | 70.2556 | 78.0045 | 84.6168 | 0 | 0 | 0 | 0 | 0 | 0 | 0 | 0
Scenario 3: Aggressive Fuel Sub | SDG&E | Com | HVAC | Com - Lodging | Rate Impact Measure Test | Energy Efficiency | 187404.3187 | 198597.9318 | 209015.1241 | 219580.6394 | 226725.5274 | 207439.5537 | 210801.9151 | 212528.2358 | 78286.0612 | 65333.1764 | 61279.7114 | 55981.1526 | 49203.5688
Scenario 3: Aggressive Fuel Sub | SDG&E | Com | HVAC | Com - Lodging | Rate Impact Measure Test | Fuel Substitution | 79.493 | 87.9171 | 96.3458 | 104.846 | 111.8454 | 0 | 0 | 0 | 0 | 0 | 0 | 0 | 0
Scenario 3: Aggressive Fuel Sub | SDG&E | Com | HVAC | Com - Lodging | Total Resource Cost Test | Energy Efficiency | 96422.2564 | 104307.4436 | 112683.7668 | 122339.3157 | 131176.8828 | 117272.2643 | 120063.6371 | 128268.8816 | 48714.0286 | 44087.2136 | 46833.0328 | 49713.2107 | 52809.7469
Scenario 3: Aggressive Fuel Sub | SDG&E | Com | HVAC | Com - Lodging | Total Resource Cost Test | Fuel Substitution | 80.567 | 90.8792 | 101.0982 | 112.5848 | 115.9749 | 0 | 0 | 0 | 0 | 0 | 0 | 0 | 0
Scenario 3: Aggressive Fuel Sub | SDG&E | Com | HVAC | Com - Office (Large) | Participant Cost Test | Energy Efficiency | 231334.807 | 255449.3319 | 280806.333 | 307766.238 | 335310.2199 | 182301.7558 | 508.2705 | 541.085 | 572.1557 | 604.753 | 637.4853 | 671.0411 | 705.3203
Scenario 3: Aggressive Fuel Sub | SDG&E | Com | HVAC | Com - Office (Large) | Program Administrator Cost Test | Energy Efficiency | 100570.7288 | 110159.9795 | 120123.2496 | 130607.462 | 141173.8903 | 377.0114 | 400.3265 | 423.1204 | 444.2538 | 466.2859 | 488.1358 | 510.3339 | 532.8008
Scenario 3: Aggressive Fuel Sub | SDG&E | Com | HVAC | Com - Office (Large) | Rate Impact Measure Test | Energy Efficiency | 135266.4974 | 146260.5559 | 157243.1678 | 168310.8551 | 178879.3795 | 1902.9334 | 1840.5733 | 1750.3871 | 1626.3419 | 1477.9304 | 1299.7627 | 1088.8487 | 842.2185
Scenario 3: Aggressive Fuel Sub | SDG&E | Com | HVAC | Com - Office (Large) | Total Resource Cost Test | Energy Efficiency | 135302.224 | 148506.8148 | 162272.0182 | 176798.5563 | 191494.6674 | 36944.2821 | 616.3414 | 653.0816 | 687.42 | 723.306 | 759.0671 | 795.5264 | 832.5619
Scenario 3: Aggressive Fuel Sub | SDG&E | Com | HVAC | Com - Office (Small) | Participant Cost Test | Energy Efficiency | 106542.5907 | 118054.4586 | 130249.7731 | 28636.0676 | 1113.2351 | 1191.8083 | 1272.4159 | 1354.4728 | 1438.2069 | 1523.2477 | 1609.8098 | 1697.8128 | 1787.1666
Scenario 3: Aggressive Fuel Sub | SDG&E | Com | HVAC | Com - Office (Small) | Program Administrator Cost Test | Energy Efficiency | 2439.8553 | 2630.5479 | 2823.4441 | 3018.9819 | 3211.4748 | 3410.9268 | 3611.5054 | 3805.4096 | 3996.9015 | 4182.0028 | 4364.3979 | 4544.0622 | 4720.6718
Scenario 3: Aggressive Fuel Sub | SDG&E | Com | HVAC | Com - Office (Small) | Rate Impact Measure Test | Energy Efficiency | 12961.6369 | 13452.4599 | 13812.4639 | 14009.9162 | 14044.4501 | 13933.2216 | 13638.5521 | 13134.1759 | 12414.6801 | 11456.1458 | 10254.5389 | 8777.0292 | 7000.7463
Scenario 3: Aggressive Fuel Sub | SDG&E | Com | HVAC | Com - Office (Small) | Total Resource Cost Test | Energy Efficiency | 23933.0803 | 26441.8634 | 29090.0433 | 8979.5537 | 3684.5997 | 3917.4453 | 4152.2822 | 4381.0606 | 4608.1394 | 4829.3831 | 5048.5671 | 5265.6326 | 5480.2176
Scenario 3: Aggressive Fuel Sub | SDG&E | Com | HVAC | Com - Other | Participant Cost Test | Energy Efficiency | 29941.3394 | 35353.5315 | 40371.8599 | 45193.5796 | 50150.8484 | 55758.9012 | 61783.4264 | 68181.0545 | 36914.5208 | 29965.7159 | 72635.7719 | 89664.5469 | 97726.7357
Scenario 3: Aggressive Fuel Sub | SDG&E | Com | HVAC | Com - Other | Participant Cost Test | Fuel Substitution | 210.5737 | 233.5231 | 256.6676 | 286.3062 | 310.515 | 0 | 0 | 0 | 0 | 0 | 0 | 0 | 0
Scenario 3: Aggressive Fuel Sub | SDG&E | Com | HVAC | Com - Other | Program Administrator Cost Test | Energy Efficiency | 63017.8624 | 70032.3385 | 77050.9252 | 84187.9064 | 90667.5666 | 98277.4349 | 106048.3986 | 113733.3883 | 105380.581 | 107761.0751 | 130369.4088 | 142041.4503 | 150097.6228
Scenario 3: Aggressive Fuel Sub | SDG&E | Com | HVAC | Com - Other | Program Administrator Cost Test | Fuel Substitution | 184.8004 | 209.3179 | 235.1694 | 266.4422 | 296.4977 | 0 | 0 | 0 | 0 | 0 | 0 | 0 | 0
Scenario 3: Aggressive Fuel Sub | SDG&E | Com | HVAC | Com - Other | Rate Impact Measure Test | Energy Efficiency | 247493.2762 | 266335.7482 | 282304.4483 | 295099.0321 | 302160.3135 | 309028.769 | 311787.4166 | 309467.3284 | 264946.5822 | 243955.9876 | 256222.429 | 236620.8207 | 202087.5981
Scenario 3: Aggressive Fuel Sub | SDG&E | Com | HVAC | Com - Other | Rate Impact Measure Test | Fuel Substitution | 214.8946 | 241.2706 | 268.6497 | 305.6168 | 336.3943 | 0 | 0 | 0 | 0 | 0 | 0 | 0 | 0
Scenario 3: Aggressive Fuel Sub | SDG&E | Com | HVAC | Com - Other | Total Resource Cost Test | Energy Efficiency | 72289.9241 | 81135.1032 | 89861.628 | 98648.3394 | 106848.3135 | 116411.7582 | 126300.0077 | 136255.3772 | 117173.0086 | 117092.0553 | 154518.1034 | 172231.5028 | 183250.2723
Scenario 3: Aggressive Fuel Sub | SDG&E | Com | HVAC | Com - Other | Total Resource Cost Test | Fuel Substitution | 253.7906 | 287.7163 | 323.7066 | 370.047 | 412.4544 | 0 | 0 | 0 | 0 | 0 | 0 | 0 | 0
Scenario 3: Aggressive Fuel Sub | SDG&E | Com | HVAC | Com - Restaurant | Participant Cost Test | Energy Efficiency | 53885.5532 | 60945.361 | 68757.0554 | 77053.4723 | 96792.1229 | 109541.575 | 123723.3883 | 139334.0754 | 156339.3602 | 175026.7647 | 195550.2467 | 217994.394 | 242442.176
Scenario 3: Aggressive Fuel Sub | SDG&E | Com | HVAC | Com - Restaurant | Participant Cost Test | Fuel Substitution | 0.17032 | 0.19145 | 1.337 | 1.4887 | 1.6497 | 0 | 0 | 0 | 0 | 0 | 0 | 0 | 0
Scenario 3: Aggressive Fuel Sub | SDG&E | Com | HVAC | Com - Restaurant | Program Administrator Cost Test | Energy Efficiency | 50395.1719 | 56642.7251 | 63466.8864 | 70634.7991 | 87720.9718 | 98595.8792 | 110594.697 | 123684.5105 | 137810.5449 | 153196.1665 | 169942.8434 | 188097.0853 | 207696.1319
Scenario 3: Aggressive Fuel Sub | SDG&E | Com | HVAC | Com - Restaurant | Program Administrator Cost Test | Fuel Substitution | 0.17563 | 0.19637 | 1.2913 | 1.4317 | 1.5798 | 0 | 0 | 0 | 0 | 0 | 0 | 0 | 0
Scenario 3: Aggressive Fuel Sub | SDG&E | Com | HVAC | Com - Restaurant | Rate Impact Measure Test | Energy Efficiency | 90745.2956 | 99860.4361 | 109307.7418 | 118544.3928 | 144338.8002 | 157057.5589 | 169929.6869 | 182538.8262 | 194376.728 | 205309.842 | 214871.2616 | 222460.7857 | 227368.2857
Scenario 3: Aggressive Fuel Sub | SDG&E | Com | HVAC | Com - Restaurant | Rate Impact Measure Test | Fuel Substitution | 0.39815 | 0.43193 | 2.743 | 2.9245 | 3.0929 | 0 | 0 | 0 | 0 | 0 | 0 | 0 | 0
Scenario 3: Aggressive Fuel Sub | SDG&E | Com | HVAC | Com - Restaurant | Total Resource Cost Test | Energy Efficiency | 66308.8127 | 74709.2109 | 83908.0071 | 93605.1375 | 116301.869 | 131021.0479 | 147300.7374 | 165108.63 | 184382.545 | 205429.2135 | 228395.7172 | 253356.8001 | 280375.0418
Scenario 3: Aggressive Fuel Sub | SDG&E | Com | HVAC | Com - Restaurant | Total Resource Cost Test | Fuel Substitution | 0.26079 | 0.2921 | 1.9598 | 2.176 | 2.4046 | 0 | 0 | 0 | 0 | 0 | 0 | 0 | 0
Scenario 3: Aggressive Fuel Sub | SDG&E | Com | HVAC | Com - Retail | Participant Cost Test | Energy Efficiency | 99991.2473 | 111765.0313 | 124279.1686 | 137138.2269 | 149932.6558 | 131659.9194 | 109358.2606 | 119372.2771 | 1949.5568 | 139.7953 | 146.0411 | 152.2481 | 158.4073
Scenario 3: Aggressive Fuel Sub | SDG&E | Com | HVAC | Com - Retail | Participant Cost Test | Fuel Substitution | 9.8335 | 11.0649 | 12.3761 | 13.7715 | 15.2558 | 0 | 0 | 0 | 0 | 0 | 0 | 0 | 0
Scenario 3: Aggressive Fuel Sub | SDG&E | Com | HVAC | Com - Retail | Program Administrator Cost Test | Energy Efficiency | 51870.5444 | 56854.7011 | 62018.6444 | 67134.2945 | 71997.2844 | 50482.5874 | 53946.723 | 57428.9931 | 1122.7954 | 228.6319 | 175.4741 | 149.0407 | 135.9558
Scenario 3: Aggressive Fuel Sub | SDG&E | Com | HVAC | Com - Retail | Program Administrator Cost Test | Fuel Substitution | 7.7659 | 8.6314 | 9.5371 | 10.485 | 11.4769 | 0 | 0 | 0 | 0 | 0 | 0 | 0 | 0
Scenario 3: Aggressive Fuel Sub | SDG&E | Com | HVAC | Com - Retail | Rate Impact Measure Test | Energy Efficiency | 137766.8189 | 147466.023 | 156273.8156 | 163072.0409 | 167664.8385 | 138606.125 | 138977.8248 | 137741.2402 | 3005.0073 | 801.3894 | 517.1418 | 348.5689 | 229.5671
Scenario 3: Aggressive Fuel Sub | SDG&E | Com | HVAC | Com - Retail | Rate Impact Measure Test | Fuel Substitution | 21.5496 | 23.2067 | 24.73 | 26.0639 | 27.2271 | 0 | 0 | 0 | 0 | 0 | 0 | 0 | 0
Scenario 3: Aggressive Fuel Sub | SDG&E | Com | HVAC | Com - Retail | Total Resource Cost Test | Energy Efficiency | 75545.1538 | 83748.7566 | 92389.5154 | 101139.4396 | 109687.4099 | 89014.8217 | 89597.5643 | 96773.573 | 1787.744 | 288.0449 | 237.5416 | 213.7461 | 203.2789
Scenario 3: Aggressive Fuel Sub | SDG&E | Com | HVAC | Com - Retail | Total Resource Cost Test | Fuel Substitution | 13.193 | 14.8038 | 16.5129 | 18.3256 | 20.2477 | 0 | 0 | 0 | 0 | 0 | 0 | 0 | 0
Scenario 3: Aggressive Fuel Sub | SDG&E | Com | HVAC | Com - School | Participant Cost Test | Energy Efficiency | 127862.9218 | 137848.4401 | 148130.5236 | 158775.8824 | 170257.4115 | 181847.8066 | 79853.2078 | 82548.453 | 85763.3826 | 90459.7238 | 95383.7721 | 100430.064 | 105512.4545
Scenario 3: Aggressive Fuel Sub | SDG&E | Com | HVAC | Com - School | Participant Cost Test | Fuel Substitution | 1.9216 | 2.1285 | 2.343 | 2.5657 | 2.7967 | 0 | 0 | 0 | 0 | 0 | 0 | 0 | 0
Scenario 3: Aggressive Fuel Sub | SDG&E | Com | HVAC | Com - School | Program Administrator Cost Test | Energy Efficiency | 59095.9577 | 61064.3739 | 62791.1625 | 64334.603 | 65998.2918 | 67364.3715 | 68729.2907 | 70286.1177 | 72291.6099 | 75732.3169 | 79303.1214 | 82906.1201 | 86472.3066
Scenario 3: Aggressive Fuel Sub | SDG&E | Com | HVAC | Com - School | Program Administrator Cost Test | Fuel Substitution | 1.8939 | 2.0882 | 2.2883 | 2.4945 | 2.7072 | 0 | 0 | 0 | 0 | 0 | 0 | 0 | 0
Scenario 3: Aggressive Fuel Sub | SDG&E | Com | HVAC | Com - School | Rate Impact Measure Test | Energy Efficiency | 162203.3173 | 162461.3546 | 160673.3737 | 156920.3835 | 152357.9726 | 146074.812 | 138845.7497 | 131157.3551 | 123616.1545 | 120016.828 | 115153.9721 | 108673.4041 | 100343.8521
Scenario 3: Aggressive Fuel Sub | SDG&E | Com | HVAC | Com - School | Rate Impact Measure Test | Fuel Substitution | 3.1843 | 3.4388 | 3.6838 | 3.9173 | 4.1375 | 0 | 0 | 0 | 0 | 0 | 0 | 0 | 0
Scenario 3: Aggressive Fuel Sub | SDG&E | Com | HVAC | Com - School | Total Resource Cost Test | Energy Efficiency | 91163.9334 | 95419.4475 | 99474.0592 | 103404.5861 | 107642.8517 | 111575.7481 | 92793.781 | 95166.6713 | 98144.4291 | 103002.0271 | 108058.2902 | 113190.2168 | 118300.4691
Scenario 3: Aggressive Fuel Sub | SDG&E | Com | HVAC | Com - School | Total Resource Cost Test | Fuel Substitution | 2.8548 | 3.1525 | 3.4598 | 3.7773 | 4.1056 | 0 | 0 | 0 | 0 | 0 | 0 | 0 | 0
Scenario 3: Aggressive Fuel Sub | SDG&E | Com | HVAC | Com - Warehouse | Participant Cost Test | Energy Efficiency | 54.6906 | 59.6668 | 64.8581 | 70.406 | 75.9543 | 81.879 | 87.9088 | 94.1466 | 100.5799 | 107.238 | 113.9844 | 120.9193 | 19.2589
Scenario 3: Aggressive Fuel Sub | SDG&E | Com | HVAC | Com - Warehouse | Participant Cost Test | Fuel Substitution | 27.7896 | 30.6764 | 34.2523 | 37.1093 | 44.6832 | 0 | 0 | 0 | 0 | 0 | 0 | 0 | 0
Scenario 3: Aggressive Fuel Sub | SDG&E | Com | HVAC | Com - Warehouse | Program Administrator Cost Test | Energy Efficiency | 38.7106 | 41.9897 | 45.3839 | 48.9902 | 52.5592 | 56.3508 | 60.1761 | 64.0944 | 67.1315 | 70.172 | 73.1241 | 76.0519 | 11.8753
Scenario 3: Aggressive Fuel Sub | SDG&E | Com | HVAC | Com - Warehouse | Program Administrator Cost Test | Fuel Substitution | 25.4098 | 28.7547 | 32.6832 | 36.434 | 43.005 | 0 | 0 | 0 | 0 | 0 | 0 | 0 | 0
Scenario 3: Aggressive Fuel Sub | SDG&E | Com | HVAC | Com - Warehouse | Rate Impact Measure Test | Energy Efficiency | 211.3427 | 218.6372 | 223.8716 | 226.8614 | 227.0032 | 225.033 | 219.9895 | 212.2562 | 200.4485 | 185.262 | 166.2286 | 142.9325 | 17.2957
Scenario 3: Aggressive Fuel Sub | SDG&E | Com | HVAC | Com - Warehouse | Rate Impact Measure Test | Fuel Substitution | 30.0163 | 33.675 | 38.2342 | 42.2059 | 50.9443 | 0 | 0 | 0 | 0 | 0 | 0 | 0 | 0
Scenario 3: Aggressive Fuel Sub | SDG&E | Com | HVAC | Com - Warehouse | Total Resource Cost Test | Energy Efficiency | 61.9541 | 67.3481 | 72.9486 | 78.9128 | 84.8398 | 91.1493 | 97.5373 | 104.1161 | 110.7259 | 117.5282 | 124.3723 | 131.3674 | 20.8337
Scenario 3: Aggressive Fuel Sub | SDG&E | Com | HVAC | Com - Warehouse | Total Resource Cost Test | Fuel Substitution | 33.6211 | 38.1211 | 43.7351 | 48.9048 | 60.0498 | 0 | 0 | 0 | 0 | 0 | 0 | 0 | 0
Scenario 3: Aggressive Fuel Sub | SDG&E | Com | Lighting | Com - College | Participant Cost Test | Energy Efficiency | 0 | 29812.4458 | 39534.0118 | 41469.3131 | 43097.1796 | 45012.7499 | 46957.8044 | 48832.79 | 9779.4586 | 0 | 0 | 0 | 0
Scenario 3: Aggressive Fuel Sub | SDG&E | Com | Lighting | Com - College | Program Administrator Cost Test | Energy Efficiency | 0 | 19999.6445 | 26388.9077 | 27544.5218 | 28421.9652 | 29103.1922 | 29765.4664 | 30347.0357 | 5958.259 | 0 | 0 | 0 | 0
Scenario 3: Aggressive Fuel Sub | SDG&E | Com | Lighting | Com - College | Rate Impact Measure Test | Energy Efficiency | 0 | 97605.6433 | 122029.7467 | 119613.1932 | 115377.8907 | 110539.7014 | 104703.4487 | 97782.3608 | 17328.3633 | 0 | 0 | 0 | 0
Scenario 3: Aggressive Fuel Sub | SDG&E | Com | Lighting | Com - College | Total Resource Cost Test | Energy Efficiency | 0 | 33564.3073 | 44376.8831 | 46413.0593 | 48090.3692 | 50046.1837 | 52022.9126 | 53910.6867 | 10759.1819 | 0 | 0 | 0 | 0
Scenario 3: Aggressive Fuel Sub | SDG&E | Com | Lighting | Com - Grocery | Participant Cost Test | Energy Efficiency | 42189.8608 | 43305.3368 | 44435.5363 | 45685.0955 | 46855.4602 | 48228.885 | 49660.3749 | 51116.6462 | 52539.8961 | 29934.1383 | 26084.6616 | 27101.6713 | 28154.402
Scenario 3: Aggressive Fuel Sub | SDG&E | Com | Lighting | Com - Grocery | Program Administrator Cost Test | Energy Efficiency | 33335.5911 | 33993.0072 | 34652.5962 | 35396.2611 | 36068.4371 | 36888.1688 | 37741.7135 | 38603.2894 | 39429.3196 | 22987.6353 | 20138.6191 | 20779.2318 | 21439.1365
Scenario 3: Aggressive Fuel Sub | SDG&E | Com | Lighting | Com - Grocery | Rate Impact Measure Test | Energy Efficiency | 221535.4539 | 215423.3389 | 207886.0762 | 199014.9782 | 188701.0335 | 177864.1311 | 165859.5254 | 152774.9962 | 138267.666 | 72695.3122 | 54251.5678 | 44757.8974 | 34104.797
Scenario 3: Aggressive Fuel Sub | SDG&E | Com | Lighting | Com - Grocery | Total Resource Cost Test | Energy Efficiency | 52531.9777 | 53696.9354 | 54870.7652 | 56182.9796 | 57387.6716 | 58832.3115 | 60337.1841 | 61861.3635 | 63334.9724 | 36607.6682 | 32007.1401 | 33110.4922 | 34249.3894
Scenario 3: Aggressive Fuel Sub | SDG&E | Com | Lighting | Com - Health | Participant Cost Test | Energy Efficiency | 109136.4919 | 111760.2785 | 114552.2379 | 118262.7741 | 121068.7919 | 123620.8687 | 123682.5001 | 126726.89 | 130763.6312 | 136360.3547 | 143136.7717 | 144342.5124 | 146767.2138
Scenario 3: Aggressive Fuel Sub | SDG&E | Com | Lighting | Com - Health | Program Administrator Cost Test | Energy Efficiency | 84592.3017 | 86068.6793 | 87655.2134 | 89924.8245 | 91477.2541 | 92818.9973 | 92276.134 | 93966.8595 | 96373.5282 | 99900.6487 | 104249.3856 | 104498.3135 | 105628.5718
Scenario 3: Aggressive Fuel Sub | SDG&E | Com | Lighting | Com - Health | Rate Impact Measure Test | Energy Efficiency | 560554.5712 | 543812.0807 | 524279.0255 | 504182.6011 | 477315.0517 | 446426.6068 | 404510.9646 | 371057.2773 | 337325.8189 | 303480.2399 | 267010.2007 | 215653.1163 | 163154.7331
Scenario 3: Aggressive Fuel Sub | SDG&E | Com | Lighting | Com - Health | Total Resource Cost Test | Energy Efficiency | 134249.4055 | 136919.6061 | 139776.4817 | 143734.3867 | 146563.5544 | 149066.4926 | 148551.6716 | 151627.5945 | 155870.9804 | 161944.6101 | 169376.6167 | 170174.1567 | 172407.6541
Scenario 3: Aggressive Fuel Sub | SDG&E | Com | Lighting | Com - Office (Large) | Participant Cost Test | Energy Efficiency | 167718.4762 | 172854.1853 | 177947.9193 | 183211.997 | 188060.0228 | 194037.1333 | 200474.2336 | 206494.3616 | 211559.2454 | 217139.2141 | 222665.7642 | 228439.6904 | 234433.8378
Scenario 3: Aggressive Fuel Sub | SDG&E | Com | Lighting | Com - Office (Large) | Program Administrator Cost Test | Energy Efficiency | 111468.0546 | 114272.1394 | 115332.897 | 116416.3621 | 117153.8129 | 118507.1684 | 120037.8372 | 121218.1428 | 121756.2506 | 122517.2799 | 123172.1041 | 123888.303 | 124646.1494
Scenario 3: Aggressive Fuel Sub | SDG&E | Com | Lighting | Com - Office (Large) | Rate Impact Measure Test | Energy Efficiency | 558406.3928 | 546284.8941 | 528721.5381 | 507114.0808 | 481706.4256 | 455877.7546 | 427596.21 | 395433.1423 | 358359.7998 | 319127.3573 | 276607.7933 | 230472.6575 | 180301.7757
Scenario 3: Aggressive Fuel Sub | SDG&E | Com | Lighting | Com - Office (Large) | Total Resource Cost Test | Energy Efficiency | 187779.9613 | 192967.4345 | 197933.8487 | 203062.3637 | 207704.263 | 213565.8844 | 219901.445 | 225748.1946 | 230525.2097 | 235840.5369 | 241074.1013 | 246551.9362 | 252243.1726
Scenario 3: Aggressive Fuel Sub | SDG&E | Com | Lighting | Com - Refrig. Warehouse | Participant Cost Test | Energy Efficiency | 118.7348 | 121.8132 | 125.044 | 127.6291 | 130.7677 | 134.1579 | 137.9636 | 141.8983 | 146.2437 | 150.5691 | 155.3249 | 160.3689 | 165.5412
Scenario 3: Aggressive Fuel Sub | SDG&E | Com | Lighting | Com - Refrig. Warehouse | Program Administrator Cost Test | Energy Efficiency | 107.1632 | 109.0812 | 111.0995 | 112.5047 | 114.3733 | 116.4294 | 118.8114 | 121.2646 | 124.0288 | 126.7315 | 129.7539 | 132.9701 | 136.2438
Scenario 3: Aggressive Fuel Sub | SDG&E | Com | Lighting | Com - Refrig. Warehouse | Rate Impact Measure Test | Energy Efficiency | 884.403 | 858.5411 | 827.6315 | 785.0058 | 741.7992 | 694.7186 | 644.3755 | 589.852 | 531.3234 | 466.6748 | 396.9618 | 319.9857 | 234.5752
Scenario 3: Aggressive Fuel Sub | SDG&E | Com | Lighting | Com - Refrig. Warehouse | Total Resource Cost Test | Energy Efficiency | 161.1876 | 164.5062 | 167.9945 | 170.5759 | 173.8726 | 177.4713 | 181.5849 | 185.8284 | 190.5697 | 195.2405 | 200.4268 | 205.938 | 211.565
Scenario 3: Aggressive Fuel Sub | SDG&E | Com | Lighting | Com - Restaurant | Participant Cost Test | Energy Efficiency | 37125.664 | 37315.2399 | 37614.0441 | 37844.8584 | 42758.2779 | 43906.8867 | 45142.169 | 46415.0197 | 47683.4519 | 49002.9904 | 50381.146 | 51809.0991 | 53278.8414
Scenario 3: Aggressive Fuel Sub | SDG&E | Com | Lighting | Com - Restaurant | Program Administrator Cost Test | Energy Efficiency | 27069.6668 | 27052.0855 | 27114.4257 | 27127.2938 | 30503.0119 | 31151.7251 | 31855.1118 | 32577.7303 | 33289.9586 | 34030.8617 | 34805.3219 | 35606.8609 | 36429.7024
Scenario 3: Aggressive Fuel Sub | SDG&E | Com | Lighting | Com - Restaurant | Rate Impact Measure Test | Energy Efficiency | 163478.9266 | 155813.5555 | 147913.5378 | 138820.6865 | 145648.4223 | 137335.7842 | 128294.8442 | 118500.0403 | 107700.656 | 95996.5086 | 83330.2484 | 69420.1571 | 54135.601
Scenario 3: Aggressive Fuel Sub | SDG&E | Com | Lighting | Com - Restaurant | Total Resource Cost Test | Energy Efficiency | 43961.844 | 44030.5197 | 44228.8158 | 44346.7044 | 49958.0283 | 51129.3585 | 52394.7986 | 53696.5643 | 54985.9292 | 56327.2223 | 57728.7434 | 59180.001 | 60671.5753
Scenario 3: Aggressive Fuel Sub | SDG&E | Com | Lighting | Com - Retail | Participant Cost Test | Energy Efficiency | 242366.7882 | 244143.5409 | 246236.8514 | 248037.9476 | 249022.1357 | 251252.1093 | 253158.4178 | 255188.6661 | 257556.1572 | 260472.7318 | 263540.0746 | 267192.7431 | 271216.0513
Scenario 3: Aggressive Fuel Sub | SDG&E | Com | Lighting | Com - Retail | Program Administrator Cost Test | Energy Efficiency | 177787.4022 | 178056.8312 | 178556.1654 | 178839.3786 | 178531.9747 | 179126.4015 | 179486.7022 | 179935.1176 | 180621.0421 | 181689.43 | 182856.3903 | 184422.1749 | 186232.5824
Scenario 3: Aggressive Fuel Sub | SDG&E | Com | Lighting | Com - Retail | Rate Impact Measure Test | Energy Efficiency | 1091972.657 | 1043027.1968 | 990588.0251 | 930662.5201 | 865436.3178 | 801472.2704 | 733371.8119 | 663704.0224 | 592220.6515 | 519020.3752 | 442836.0752 | 363051.3195 | 278571.0235
Scenario 3: Aggressive Fuel Sub | SDG&E | Com | Lighting | Com - Retail | Total Resource Cost Test | Energy Efficiency | 288064.2909 | 289142.1423 | 290593.9328 | 291696.6448 | 291837.0465 | 293446.1113 | 294673.7822 | 296045.9607 | 297809.0937 | 300204.523 | 302767.1243 | 305994.8731 | 309635.8857
Scenario 3: Aggressive Fuel Sub | SDG&E | Com | Lighting | Com - Warehouse | Participant Cost Test | Energy Efficiency | 5786.1347 | 6052.689 | 6326.7705 | 6626.4936 | 6906.7952 | 7214.4989 | 7518.1239 | 7830.3784 | 1480.2406 | 0 | 0 | 0 | 0
Scenario 3: Aggressive Fuel Sub | SDG&E | Com | Lighting | Com - Warehouse | Program Administrator Cost Test | Energy Efficiency | 3305.2918 | 3389.764 | 3473.7856 | 3567.0118 | 3644.9969 | 3732.7301 | 3813.5524 | 3894.0616 | 721.6925 | 0 | 0 | 0 | 0
Scenario 3: Aggressive Fuel Sub | SDG&E | Com | Lighting | Com - Warehouse | Rate Impact Measure Test | Energy Efficiency | 16227.1298 | 16066.1796 | 15788.65 | 15405.0586 | 14859.3753 | 14237.3359 | 13470.4786 | 12598.4429 | 2107.1885 | 0 | 0 | 0 | 0
Scenario 3: Aggressive Fuel Sub | SDG&E | Com | Lighting | Com - Warehouse | Total Resource Cost Test | Energy Efficiency | 6297.1316 | 6566.0641 | 6841.7056 | 7143.5543 | 7422.9719 | 7730.3683 | 8031.8957 | 8341.1783 | 1572.2957 | 0 | 0 | 0 | 0
Scenario 3: Aggressive Fuel Sub | SDG&E | Com | WaterHeat | Com - College | Participant Cost Test | Energy Efficiency | 45457.1513 | 47407.8713 | 47263.0009 | 49368.2669 | 51269.7143 | 33909.2344 | 17467.7797 | 17905.495 | 2305.8548 | 2494.1962 | 19227.7175 | 19746.6688 | 20252.5889
Scenario 3: Aggressive Fuel Sub | SDG&E | Com | WaterHeat | Com - College | Participant Cost Test | Fuel Substitution | 1354547.6769 | 1450919.3578 | 1571357.2049 | 1558121.1951 | 1454463.5646 | 117759.5567 | 116607.8249 | 134135.382 | 117857.8171 | 135685.1619 | 155133.5605 | 171560.1086 | 185392.0088
Scenario 3: Aggressive Fuel Sub | SDG&E | Com | WaterHeat | Com - College | Program Administrator Cost Test | Energy Efficiency | 76521.1564 | 78211.217 | 79908.2644 | 81827.2068 | 83489.8116 | 55528.7499 | 56512.3391 | 57494.5612 | 15231.0237 | 16245.1572 | 60434.5801 | 61688.9302 | 62676.0803
Scenario 3: Aggressive Fuel Sub | SDG&E | Com | WaterHeat | Com - College | Program Administrator Cost Test | Fuel Substitution | 899675.3557 | 1030394.73 | 1186552.987 | 1335009.0911 | 1474293.3454 | 186474.7518 | 193964.4236 | 222584.1946 | 207265.7287 | 237998.4939 | 271414.6778 | 299398.7198 | 322738.2499
Scenario 3: Aggressive Fuel Sub | SDG&E | Com | WaterHeat | Com - College | Rate Impact Measure Test | Energy Efficiency | 196086.2579 | 201056.2097 | 204846.1281 | 207851.5661 | 208550.3394 | 144227.7198 | 143142.8026 | 140594.4456 | 74875.4829 | 68603.3123 | 119387.9785 | 104500.2244 | 85867.9744
Scenario 3: Aggressive Fuel Sub | SDG&E | Com | WaterHeat | Com - College | Rate Impact Measure Test | Fuel Substitution | 899675.3557 | 1030394.73 | 1186552.987 | 1335009.0911 | 1474293.3454 | 3062143.1676 | 3183110.8269 | 3196540.301 | 3012821.7663 | 2852930.8915 | 2546705.9161 | 2003143.76 | 1259561.3192
Scenario 3: Aggressive Fuel Sub | SDG&E | Com | WaterHeat | Com - College | Total Resource Cost Test | Energy Efficiency | 96465.687 | 99194.7429 | 99815.7114 | 102789.3389 | 105407.5441 | 69633.1885 | 60600.1902 | 61691.6144 | 15922.7802 | 16993.4161 | 64962.472 | 66359.9231 | 67552.8658
Scenario 3: Aggressive Fuel Sub | SDG&E | Com | WaterHeat | Com - College | Total Resource Cost Test | Fuel Substitution | 1174514.0895 | 1341988.4885 | 1579702.5632 | 1703359.21 | 1745878.5148 | 268038.2034 | 268364.9314 | 308699.0634 | 271878.247 | 313003.2143 | 357863.6056 | 395752.9523 | 427656.9792
Scenario 3: Aggressive Fuel Sub | SDG&E | Com | WaterHeat | Com - Grocery | Participant Cost Test | Energy Efficiency | 18117.5984 | 18737.4047 | 19365.6589 | 20024.5092 | 20680.6564 | 19263.7048 | 17668.9498 | 18214.9659 | 7364.1666 | 7838.2439 | 19884.4269 | 20508.769 | 21159.3619
Scenario 3: Aggressive Fuel Sub | SDG&E | Com | WaterHeat | Com - Grocery | Participant Cost Test | Fuel Substitution | 47744.7858 | 50313.6979 | 52260.6834 | 53410.9649 | 54152.992 | 0 | 0 | 0 | 0 | 0 | 0 | 0 | 0
Scenario 3: Aggressive Fuel Sub | SDG&E | Com | WaterHeat | Com - Grocery | Program Administrator Cost Test | Energy Efficiency | 71285.2655 | 73920.1114 | 76565.4724 | 79320.1883 | 82032.7944 | 79862.7589 | 82720.1366 | 85635.7629 | 57795.5221 | 61049.5182 | 94508.1143 | 97691.9795 | 100894.4753
Scenario 3: Aggressive Fuel Sub | SDG&E | Com | WaterHeat | Com - Grocery | Program Administrator Cost Test | Fuel Substitution | 41091.001 | 46251.9452 | 51612.3968 | 57229.8687 | 63389.8297 | 0 | 0 | 0 | 0 | 0 | 0 | 0 | 0
Scenario 3: Aggressive Fuel Sub | SDG&E | Com | WaterHeat | Com - Grocery | Rate Impact Measure Test | Energy Efficiency | 328918.4078 | 343215.0251 | 354049.1287 | 361003.4593 | 363613.1397 | 352362.8981 | 346860.7587 | 336445.0149 | 276263.468 | 252483.4416 | 262843.3017 | 220062.1063 | 167663.0414
Scenario 3: Aggressive Fuel Sub | SDG&E | Com | WaterHeat | Com - Grocery | Rate Impact Measure Test | Fuel Substitution | 41091.001 | 46251.9452 | 51612.3968 | 57229.8687 | 63389.8297 | 0 | 0 | 0 | 0 | 0 | 0 | 0 | 0
Scenario 3: Aggressive Fuel Sub | SDG&E | Com | WaterHeat | Com - Grocery | Total Resource Cost Test | Energy Efficiency | 76444.8617 | 79281.4348 | 82138.9066 | 85121.2548 | 88060.425 | 85454.7301 | 87187.8585 | 90258.7209 | 60004.772 | 63400.9913 | 99606.9139 | 102976.3317 | 106417.9844
Scenario 3: Aggressive Fuel Sub | SDG&E | Com | WaterHeat | Com - Grocery | Total Resource Cost Test | Fuel Substitution | 51605.9457 | 58020.872 | 64693.5814 | 71703.7922 | 79339.0449 | 0 | 0 | 0 | 0 | 0 | 0 | 0 | 0
Scenario 3: Aggressive Fuel Sub | SDG&E | Com | WaterHeat | Com - Health | Participant Cost Test | Energy Efficiency | 73970.8523 | 77423.6103 | 77711.4621 | 81638.8449 | 85038.5317 | 55328.434 | 27267.3708 | 28266.9944 | 8165.901 | 8924.0131 | 31668.6226 | 32700.5154 | 33818.4814
Scenario 3: Aggressive Fuel Sub | SDG&E | Com | WaterHeat | Com - Health | Participant Cost Test | Fuel Substitution | 3244039.5928 | 3459588.2269 | 3684695.2305 | 3687309.0364 | 3601368.3501 | 240403.5655 | 279968.1662 | 324071.1995 | 169908.8233 | 195820.564 | 225301.2577 | 250124.3197 | 271023.4143
Scenario 3: Aggressive Fuel Sub | SDG&E | Com | WaterHeat | Com - Health | Program Administrator Cost Test | Energy Efficiency | 184514.0673 | 192293.8649 | 200230.2652 | 209389.2562 | 217295.0086 | 132380.7969 | 136376.5915 | 141936.6552 | 90995.5101 | 97961.0172 | 162933.112 | 167617.8648 | 172823.1294
Scenario 3: Aggressive Fuel Sub | SDG&E | Com | WaterHeat | Com - Health | Program Administrator Cost Test | Fuel Substitution | 2216743.4813 | 2552295.3875 | 2932991.4648 | 3312732.4108 | 3729242.4706 | 304224.0928 | 356538.5285 | 412360.3936 | 306864.4827 | 353670.8366 | 406918.0163 | 451750.3461 | 489493.6052
Scenario 3: Aggressive Fuel Sub | SDG&E | Com | WaterHeat | Com - Health | Rate Impact Measure Test | Energy Efficiency | 785231.8426 | 815236.9754 | 838215.6569 | 856768.9718 | 860699.3476 | 653937.7833 | 630047.9694 | 608211.7536 | 497297.291 | 458533.142 | 485760.1438 | 399027.0037 | 298018.2998
Scenario 3: Aggressive Fuel Sub | SDG&E | Com | WaterHeat | Com - Health | Rate Impact Measure Test | Fuel Substitution | 2216743.4813 | 2552295.3875 | 2932991.4648 | 3312732.4108 | 3729242.4706 | 8211105.3521 | 8622605.5429 | 8675474.2699 | 8132598.3784 | 7655918.9263 | 6800990.1283 | 5258292.248 | 3139603.5744
Scenario 3: Aggressive Fuel Sub | SDG&E | Com | WaterHeat | Com - Health | Total Resource Cost Test | Energy Efficiency | 214890.9166 | 224205.6166 | 230447.51 | 241215.6266 | 250492.4183 | 156179.8062 | 143051.6272 | 148877.9071 | 93445.2803 | 100638.2211 | 170792.5205 | 175764.4438 | 181371.1487
Scenario 3: Aggressive Fuel Sub | SDG&E | Com | WaterHeat | Com - Health | Total Resource Cost Test | Fuel Substitution | 2597917.0144 | 2984751.317 | 3480967.6273 | 3826746.0811 | 4170255.0995 | 489418.2516 | 571091.134 | 660884.5132 | 391818.8944 | 451581.1186 | 519568.6452 | 576812.506 | 625005.3123
Scenario 3: Aggressive Fuel Sub | SDG&E | Com | WaterHeat | Com - Lodging | Participant Cost Test | Energy Efficiency | 429601.6726 | 441909.6047 | 451666.9146 | 467517.3332 | 480083.2042 | 301437.6266 | 112180.5966 | 113372.1271 | 1832.7853 | 1948.7589 | 23873.1976 | 24237.1044 | 24598.3098
Scenario 3: Aggressive Fuel Sub | SDG&E | Com | WaterHeat | Com - Lodging | Participant Cost Test | Fuel Substitution | 4593911.3521 | 4872754.3496 | 5140402.485 | 5150333.6225 | 5052542.4729 | 575308.3323 | 287851.3386 | 331327.3362 | 172921.4464 | 197510.4404 | 225399.8724 | 248568.5747 | 267819.5389
Scenario 3: Aggressive Fuel Sub | SDG&E | Com | WaterHeat | Com - Lodging | Program Administrator Cost Test | Energy Efficiency | 667275.9772 | 677261.845 | 687896.7034 | 703173.5585 | 712358.2061 | 111388.3296 | 111664.5656 | 111980.7941 | 20600.9596 | 21689.1763 | 79670.9677 | 80440.606 | 81030.6921
Scenario 3: Aggressive Fuel Sub | SDG&E | Com | WaterHeat | Com - Lodging | Program Administrator Cost Test | Fuel Substitution | 2997548.3283 | 3430516.5685 | 3910467.9974 | 4388217.0414 | 4908525.7037 | 380424.9744 | 366903.2401 | 422018.0026 | 312497.1341 | 356941.1093 | 407346.9701 | 449218.8438 | 484008.4962
Scenario 3: Aggressive Fuel Sub | SDG&E | Com | WaterHeat | Com - Lodging | Rate Impact Measure Test | Energy Efficiency | 1620516.085 | 1618535.8702 | 1611295.873 | 1607393.8339 | 1580939.5569 | 266034.1688 | 262211.7724 | 256523.8916 | 109696.8221 | 99240.8858 | 163845.4886 | 140721.8662 | 113447.1328
Scenario 3: Aggressive Fuel Sub | SDG&E | Com | WaterHeat | Com - Lodging | Rate Impact Measure Test | Fuel Substitution | 2997548.3283 | 3430516.5685 | 3910467.9974 | 4388217.0414 | 4908525.7037 | 10251800.7512 | 10625026.1568 | 10622183.7054 | 9924881.8414 | 9246199.5839 | 8127896.597 | 6214311.0293 | 3644718.5032
Scenario 3: Aggressive Fuel Sub | SDG&E | Com | WaterHeat | Com - Lodging | Total Resource Cost Test | Energy Efficiency | 866116.4795 | 881865.4168 | 895344.8945 | 917865.3878 | 932816.4457 | 279937.158 | 166590.1184 | 167547.985 | 21150.7952 | 22273.804 | 85197.393 | 86069.9358 | 86849.1079
Scenario 3: Aggressive Fuel Sub | SDG&E | Com | WaterHeat | Com - Lodging | Total Resource Cost Test | Fuel Substitution | 3613373.397 | 4122421.6419 | 4745078.7374 | 5209479.1604 | 5677186.9026 | 898620.2315 | 587489.5262 | 676074.9433 | 398957.8573 | 455696.3296 | 520046.9063 | 573503.1311 | 617918.2657
Scenario 3: Aggressive Fuel Sub | SDG&E | Com | WaterHeat | Com - Office (Large) | Participant Cost Test | Energy Efficiency | 113484.6102 | 116251.7536 | 117102.9974 | 119840.1909 | 122393.2472 | 77352.0248 | 31038.6774 | 30641.861 | 7264.6054 | 7807.4964 | 29382.5924 | 29013.6961 | 28658.4407
Scenario 3: Aggressive Fuel Sub | SDG&E | Com | WaterHeat | Com - Office (Large) | Participant Cost Test | Fuel Substitution | 795048.6379 | 845182.3256 | 917580.3784 | 894931.5767 | 821187.7669 | 91677.1929 | 106395.9782 | 121668.4388 | 80382.6186 | 94099.087 | 107133.7148 | 117814.9173 | 126497.3466
Scenario 3: Aggressive Fuel Sub | SDG&E | Com | WaterHeat | Com - Office (Large) | Program Administrator Cost Test | Energy Efficiency | 176010.2451 | 175517.7937 | 175030.7883 | 174679.2838 | 174185.2127 | 110251.1766 | 109280.1755 | 108361.378 | 45483.8367 | 48171.6988 | 105728.349 | 105160.6286 | 104563.5646
Scenario 3: Aggressive Fuel Sub | SDG&E | Com | WaterHeat | Com - Office (Large) | Program Administrator Cost Test | Fuel Substitution | 509886.535 | 579786.7923 | 666596.3426 | 745213.2422 | 817111.1417 | 131574.0874 | 152650.1529 | 174033.115 | 139622.8168 | 163059.382 | 185209.6566 | 203204.7511 | 217685.5351
Scenario 3: Aggressive Fuel Sub | SDG&E | Com | WaterHeat | Com - Office (Large) | Rate Impact Measure Test | Energy Efficiency | 500670.9866 | 506525.6532 | 508653.7172 | 506592.8907 | 499878.1496 | 357530.7411 | 347021.3471 | 332073.6957 | 223515.4753 | 203093.0243 | 252302.0774 | 209952.4804 | 160822.3225
Scenario 3: Aggressive Fuel Sub | SDG&E | Com | WaterHeat | Com - Office (Large) | Rate Impact Measure Test | Fuel Substitution | 509886.535 | 579786.7923 | 666596.3426 | 745213.2422 | 817111.1417 | 1955695.1633 | 2029051.7026 | 2024040.6876 | 1870466.1352 | 1803460.512 | 1606545.9644 | 1261556.6118 | 795902.6733
Scenario 3: Aggressive Fuel Sub | SDG&E | Com | WaterHeat | Com - Office (Large) | Total Resource Cost Test | Energy Efficiency | 226037.1503 | 227347.6624 | 226767.0138 | 228162.4738 | 229329.8427 | 145312.6486 | 116739.0041 | 115768.8352 | 47663.2183 | 50513.9478 | 112966.9666 | 112371.0099 | 111823.4417
Scenario 3: Aggressive Fuel Sub | SDG&E | Com | WaterHeat | Com - Office (Large) | Total Resource Cost Test | Fuel Substitution | 673919.5405 | 764486.7518 | 906299.3322 | 960523.1471 | 967257.5849 | 199121.5328 | 231189.4437 | 264280.2658 | 185437.0129 | 217080.7135 | 247148.3414 | 271786.6474 | 291813.9923
Scenario 3: Aggressive Fuel Sub | SDG&E | Com | WaterHeat | Com - Office (Small) | Participant Cost Test | Energy Efficiency | 25386.9107 | 25895.5498 | 26584.5212 | 27071.781 | 27555.2415 | 27179.8959 | 27604.0717 | 28023.9922 | 2870.5964 | 3091.9937 | 29112.5705 | 29518.2622 | 29917.4165
Scenario 3: Aggressive Fuel Sub | SDG&E | Com | WaterHeat | Com - Office (Small) | Participant Cost Test | Fuel Substitution | 317440.4826 | 336501.3384 | 350342.1062 | 357335.3179 | 359833.15 | 25279.615 | 29600.931 | 33831.9939 | 37692.3972 | 43126.9781 | 48998.896 | 53842.285 | 57834.0337
Scenario 3: Aggressive Fuel Sub | SDG&E | Com | WaterHeat | Com - Office (Small) | Program Administrator Cost Test | Energy Efficiency | 82144.3769 | 82827.9371 | 84073.6288 | 84657.3674 | 85219.2983 | 84356.4209 | 84834.879 | 85298.6806 | 16806.6189 | 17845.8245 | 86219.0211 | 86628.7834 | 86802.9367
Scenario 3: Aggressive Fuel Sub | SDG&E | Com | WaterHeat | Com - Office (Small) | Program Administrator Cost Test | Fuel Substitution | 220481.0798 | 251633.1605 | 283934.8238 | 317249.0059 | 353268.3 | 43750.632 | 51107.8383 | 58277.8391 | 64780.9796 | 73958.2466 | 83846.1068 | 91938.4661 | 98548.869
Scenario 3: Aggressive Fuel Sub | SDG&E | Com | WaterHeat | Com - Office (Small) | Rate Impact Measure Test | Energy Efficiency | 185433.3302 | 189710.7467 | 193658.5711 | 195327.9782 | 195775.9661 | 191042.6036 | 188641.6642 | 184760.7533 | 81003.3183 | 73833.6274 | 156815.7499 | 137006.8847 | 113778.5769
Scenario 3: Aggressive Fuel Sub | SDG&E | Com | WaterHeat | Com - Office (Small) | Rate Impact Measure Test | Fuel Substitution | 220481.0798 | 251633.1605 | 283934.8238 | 317249.0059 | 353268.3 | 815818.4629 | 848602.9593 | 847137.6677 | 804904.5067 | 759551.5352 | 676644.4823 | 533002.7037 | 339617.6464
Scenario 3: Aggressive Fuel Sub | SDG&E | Com | WaterHeat | Com - Office (Small) | Total Resource Cost Test | Energy Efficiency | 88213.7309 | 89048.3487 | 90501.7354 | 91234.9397 | 91947.297 | 90654.0697 | 91242.2723 | 91815.4505 | 17667.7978 | 18773.4226 | 93018.5541 | 93551.6441 | 93949.3614
Scenario 3: Aggressive Fuel Sub | SDG&E | Com | WaterHeat | Com - Office (Small) | Total Resource Cost Test | Fuel Substitution | 257310.0571 | 293321.802 | 330702.2913 | 369340.6855 | 410936.2132 | 58331.7069 | 68300.6953 | 78061.4756 | 86967.2351 | 99506.0585 | 113053.3779 | 124227.5884 | 133436.8448
Scenario 3: Aggressive Fuel Sub | SDG&E | Com | WaterHeat | Com - Other | Participant Cost Test | Energy Efficiency | 146037.4914 | 154861.2455 | 148261.2641 | 156555.7926 | 164915.8958 | 128156.2052 | 107648.2846 | 113122.4513 | 64527.5024 | 69742.403 | 129626.4983 | 136127.0126 | 142941.4701
Scenario 3: Aggressive Fuel Sub | SDG&E | Com | WaterHeat | Com - Other | Participant Cost Test | Fuel Substitution | 12370459.5195 | 13194374.9013 | 14137747.2089 | 14077034.7021 | 13655684.24 | 1179247.992 | 1368517.5118 | 1577100.8387 | 825069.7464 | 955696.3574 | 1094519.4119 | 1211354.28 | 1309479.3221
Scenario 3: Aggressive Fuel Sub | SDG&E | Com | WaterHeat | Com - Other | Program Administrator Cost Test | Energy Efficiency | 491626.8455 | 521352.7942 | 551939.4139 | 583524.0207 | 615006.0959 | 553377.2173 | 583647.1354 | 614632.3963 | 499777.2678 | 532933.2566 | 708892.4913 | 743521.1102 | 778907.9261
Scenario 3: Aggressive Fuel Sub | SDG&E | Com | WaterHeat | Com - Other | Program Administrator Cost Test | Fuel Substitution | 8170459.3579 | 9361995.6571 | 10748035.3656 | 12094905.3782 | 13565141.5796 | 1496198.757 | 1745501.971 | 2009655.9101 | 1491152.495 | 1727249.1942 | 1978126.0365 | 2187937.3243 | 2357997.623
Scenario 3: Aggressive Fuel Sub | SDG&E | Com | WaterHeat | Com - Other | Rate Impact Measure Test | Energy Efficiency | 2871335.8215 | 3018377.5661 | 3135754.4516 | 3213397.699 | 3249733.1544 | 3025823.0361 | 2979654.8012 | 2886089.9423 | 2529036.5893 | 2316873.8449 | 2231197.0724 | 1855473.7129 | 1388343.7694
Scenario 3: Aggressive Fuel Sub | SDG&E | Com | WaterHeat | Com - Other | Rate Impact Measure Test | Fuel Substitution | 8170459.3579 | 9361995.6571 | 10748035.3656 | 12094905.3782 | 13565141.5796 | 27244245.9543 | 28491471.8162 | 28621045.8806 | 26604638.5548 | 25278369.5782 | 22505032.9259 | 17570592.8405 | 10819330.8262
Scenario 3: Aggressive Fuel Sub | SDG&E | Com | WaterHeat | Com - Other | Total Resource Cost Test | Energy Efficiency | 551126.6029 | 585120.0199 | 604426.3224 | 639430.688 | 674372.954 | 595765.073 | 612092.3632 | 644660.5938 | 519135.5185 | 553855.9775 | 743698.2129 | 780250.6062 | 817873.1713
Scenario 3: Aggressive Fuel Sub | SDG&E | Com | WaterHeat | Com - Other | Total Resource Cost Test | Fuel Substitution | 10113693.1328 | 11559299.4366 | 13513311.187 | 14683024.5404 | 15789829.0855 | 2403467.9894 | 2793778.7139 | 3218616.5985 | 1903687.3682 | 2205097.3729 | 2525385.7424 | 2794937.1799 | 3021318.3586
Scenario 3: Aggressive Fuel Sub | SDG&E | Com | WaterHeat | Com - Refrig. Warehouse | Participant Cost Test | Energy Efficiency | 34.3392 | 37.4163 | 40.6404 | 43.7465 | 47.1369 | 31.3297 | 34.1835 | 534.7929 | 40.3948 | 43.7336 | 571.8671 | 584.6017 | 597.4717
Scenario 3: Aggressive Fuel Sub | SDG&E | Com | WaterHeat | Com - Refrig. Warehouse | Participant Cost Test | Fuel Substitution | 3180.9189 | 3343.9099 | 3450.4603 | 3482.5085 | 3467.5694 | 99.6689 | 117.1648 | 134.4451 | 150.3416 | 170.0232 | 193.8742 | 213.7714 | 230.3744
Scenario 3: Aggressive Fuel Sub | SDG&E | Com | WaterHeat | Com - Refrig. Warehouse | Program Administrator Cost Test | Energy Efficiency | 318.8238 | 346.7443 | 375.3376 | 402.4114 | 431.1743 | 404.3069 | 433.5679 | 1826.5738 | 494.9884 | 526.7784 | 1929.3191 | 1964.6605 | 1995.7134
Scenario 3: Aggressive Fuel Sub | SDG&E | Com | WaterHeat | Com - Refrig. Warehouse | Program Administrator Cost Test | Fuel Substitution | 2308.0872 | 2628.8649 | 2961.8915 | 3306.0953 | 3681.7561 | 180.0448 | 211.6688 | 242.9013 | 271.6302 | 307.1993 | 350.2977 | 386.2496 | 416.2475
Scenario 3: Aggressive Fuel Sub | SDG&E | Com | WaterHeat | Com - Refrig. Warehouse | Rate Impact Measure Test | Energy Efficiency | 2966.1893 | 3112.8525 | 3224.0757 | 3271.4014 | 3288.4635 | 3137.0236 | 3064.6784 | 4871.0509 | 2761.9392 | 2513.9982 | 4070.0856 | 3513.6161 | 2836.4632
Scenario 3: Aggressive Fuel Sub | SDG&E | Com | WaterHeat | Com - Refrig. Warehouse | Rate Impact Measure Test | Fuel Substitution | 2308.0872 | 2628.8649 | 2961.8915 | 3306.0953 | 3681.7561 | 7803.4739 | 8119.3709 | 8097.6402 | 7669.3015 | 7080.8872 | 6228.7208 | 4775.1792 | 2822.9751
Scenario 3: Aggressive Fuel Sub | SDG&E | Com | WaterHeat | Com - Refrig. Warehouse | Total Resource Cost Test | Energy Efficiency | 329.5398 | 358.4186 | 388.0159 | 416.0555 | 445.8733 | 413.7058 | 443.8229 | 1949.6908 | 507.1069 | 539.8985 | 2061.5376 | 2100.3173 | 2136.9566
Scenario 3: Aggressive Fuel Sub | SDG&E | Com | WaterHeat | Com - Refrig. Warehouse | Total Resource Cost Test | Fuel Substitution | 2527.1242 | 2873.984 | 3234.1106 | 3606.6163 | 4011.8909 | 229.8792 | 270.2511 | 310.1239 | 346.801 | 392.211 | 447.2348 | 493.1353 | 531.4347
Scenario 3: Aggressive Fuel Sub | SDG&E | Com | WaterHeat | Com - Restaurant | Participant Cost Test | Energy Efficiency | 32299.1957 | 33965.8757 | 35700.3804 | 37357.6501 | 45167.9348 | 22556.2614 | 24108.6399 | 33705.2398 | 27416.0242 | 29178.8868 | 39260.1398 | 41275.278 | 43371.2772
Scenario 3: Aggressive Fuel Sub | SDG&E | Com | WaterHeat | Com - Restaurant | Participant Cost Test | Fuel Substitution | 6978893.1044 | 7365370.1305 | 7628394.8145 | 7731837.3076 | 7760872.7476 | 549802.8231 | 643294.6918 | 734981.5997 | 818990.6039 | 936702.8361 | 1066272.7893 | 1174238.2076 | 1264119.5663
Scenario 3: Aggressive Fuel Sub | SDG&E | Com | WaterHeat | Com - Restaurant | Program Administrator Cost Test | Energy Efficiency | 123924.2334 | 129496.7304 | 135149.9993 | 140407.7239 | 165039.1263 | 131484.9117 | 139248.9879 | 169054.2446 | 155289.7763 | 163592.2781 | 193635.8811 | 202286.3944 | 211073.2645
Scenario 3: Aggressive Fuel Sub | SDG&E | Com | WaterHeat | Com - Restaurant | Program Administrator Cost Test | Fuel Substitution | 5073707.8309 | 5772693.8126 | 6490267.9708 | 7223009.1803 | 8040052.2946 | 972582.0125 | 1134997.7118 | 1293435.1694 | 1437633.8968 | 1640243.069 | 1862548.4748 | 2046187.5546 | 2197586.6439
Scenario 3: Aggressive Fuel Sub | SDG&E | Com | WaterHeat | Com - Restaurant | Rate Impact Measure Test | Energy Efficiency | 719389.9005 | 738353.2682 | 750136.425 | 750246.0852 | 844352.8289 | 733317.2726 | 720873.3895 | 728501.6067 | 661183.0091 | 605841.8648 | 564224.8386 | 471868.3917 | 358157.6089
Scenario 3: Aggressive Fuel Sub | SDG&E | Com | WaterHeat | Com - Restaurant | Rate Impact Measure Test | Fuel Substitution | 5073707.8309 | 5772693.8126 | 6490267.9708 | 7223009.1803 | 8040052.2946 | 20504934.1111 | 21295425.56 | 21228533.4535 | 20144454.881 | 18961913.6374 | 16868323.0964 | 13235480.3448 | 8326906.2592
Scenario 3: Aggressive Fuel Sub | SDG&E | Com | WaterHeat | Com - Restaurant | Total Resource Cost Test | Energy Efficiency | 137832.6472 | 144218.9464 | 150721.7097 | 156794.7363 | 185389.0616 | 138251.7902 | 146481.5799 | 178567.9462 | 163514.5835 | 172345.9441 | 204796.5694 | 214050.191 | 223497.2153
Scenario 3: Aggressive Fuel Sub | SDG&E | Com | WaterHeat | Com - Restaurant | Total Resource Cost Test | Fuel Substitution | 5782839.3255 | 6574837.0844 | 7388891.569 | 8221863.8327 | 9147963.2507 | 1271401.7672 | 1487633.4573 | 1699691.706 | 1893993.5433 | 2166305.5434 | 2465964.7375 | 2715651.4383 | 2923515.684
Scenario 3: Aggressive Fuel Sub | SDG&E | Com | WaterHeat | Com - Retail | Participant Cost Test | Energy Efficiency | 47020.2431 | 47964.9671 | 48299.5464 | 49177.059 | 50033.4564 | 50228.0564 | 51052.7333 | 51871.1062 | 3985.7284 | 4230.5969 | 54008.5545 | 54815.8454 | 55614.5923
Scenario 3: Aggressive Fuel Sub | SDG&E | Com | WaterHeat | Com - Retail | Participant Cost Test | Fuel Substitution | 366493.167 | 387389.1776 | 455544.0282 | 444136.0658 | 418106.2961 | 55462.6332 | 63157.9128 | 72016.2603 | 37457.6367 | 41602.4209 | 46877.8972 | 51133.9026 | 54585.0856
Scenario 3: Aggressive Fuel Sub | SDG&E | Com | WaterHeat | Com - Retail | Program Administrator Cost Test | Energy Efficiency | 150866.1365 | 152089.3343 | 153201.6322 | 154193.3816 | 155041.1028 | 154656.0105 | 155393.8818 | 156074.7348 | 26056.1702 | 27248.6828 | 157705.0081 | 158218.4621 | 158264.0209
Scenario 3: Aggressive Fuel Sub | SDG&E | Com | WaterHeat | Com - Retail | Program Administrator Cost Test | Fuel Substitution | 243002.3955 | 276901.2817 | 326156.0393 | 364599.3634 | 405720.2839 | 69279.1601 | 79497.7101 | 90490.5643 | 65746.4956 | 72862.735 | 81906.7758 | 89132.8286 | 94928.0547
Scenario 3: Aggressive Fuel Sub | SDG&E | Com | WaterHeat | Com - Retail | Rate Impact Measure Test | Energy Efficiency | 339392.9417 | 345173.6505 | 348822.4586 | 349589.7973 | 347780.9257 | 340856.681 | 334757.948 | 326484.9883 | 129543.6845 | 116188.5202 | 277035.5607 | 242643.5539 | 203090.2992
Scenario 3: Aggressive Fuel Sub | SDG&E | Com | WaterHeat | Com - Retail | Rate Impact Measure Test | Fuel Substitution | 243002.3955 | 276901.2817 | 326156.0393 | 364599.3634 | 405720.2839 | 967346.4335 | 1005236.9625 | 1003752.2028 | 919798.0901 | 840817.1968 | 740459.1712 | 575528.7942 | 359129.2111
Scenario 3: Aggressive Fuel Sub | SDG&E | Com | WaterHeat | Com - Retail | Total Resource Cost Test | Energy Efficiency | 162342.0003 | 163826.2591 | 164606.3761 | 165823.0505 | 166890.0387 | 166301.9394 | 167239.3503 | 168118.9028 | 27251.8887 | 28517.8619 | 170192.9892 | 170934.7545 | 171403.3305
Scenario 3: Aggressive Fuel Sub | SDG&E | Com | WaterHeat | Com - Retail | Total Resource Cost Test | Fuel Substitution | 282751.3444 | 321872.0918 | 430130.1709 | 456383.3003 | 476340.0389 | 113199.6761 | 129306.0613 | 147443.7071 | 86643.8714 | 96254.0035 | 108464.7071 | 118316.2268 | 126305.3327
Scenario 3: Aggressive Fuel Sub | SDG&E | Com | WaterHeat | Com - School | Participant Cost Test | Energy Efficiency | 54176.1462 | 56301.2882 | 58487.9022 | 60745.5844 | 63145.172 | 23514.0379 | 23971.1002 | 24456.3322 | 11393.7927 | 12240.8832 | 26047.8058 | 26660.9025 | 27303.2955
Scenario 3: Aggressive Fuel Sub | SDG&E | Com | WaterHeat | Com - School | Participant Cost Test | Fuel Substitution | 2086994.0291 | 2219670.0777 | 2321172.6732 | 2381406.7685 | 2641213.4891 | 473316.0828 | 430778.785 | 493407.3474 | 326930.5037 | 383439.5954 | 437228.958 | 481913.2076 | 518835.2532
Scenario 3: Aggressive Fuel Sub | SDG&E | Com | WaterHeat | Com - School | Program Administrator Cost Test | Energy Efficiency | 114654.9745 | 117096.1915 | 119599.3261 | 122178.8694 | 124940.2078 | 85393.7384 | 86957.1003 | 88632.803 | 53823.0448 | 57112.6145 | 94227.2043 | 96361.4775 | 98491.2594
Scenario 3: Aggressive Fuel Sub | SDG&E | Com | WaterHeat | Com - School | Program Administrator Cost Test | Fuel Substitution | 1482064.4259 | 1689186.2748 | 1904376.6873 | 2127321.877 | 2551733.9975 | 575241.8001 | 601568.5324 | 687306.5675 | 547213.3144 | 639648.3141 | 726964.183 | 798659.3775 | 857111.7377
Scenario 3: Aggressive Fuel Sub | SDG&E | Com | WaterHeat | Com - School | Rate Impact Measure Test | Energy Efficiency | 380095.8167 | 391376.8808 | 399630.3046 | 403985.1229 | 405306.6726 | 307830.1595 | 301680.591 | 291890.9465 | 225730.5844 | 207561.5685 | 230165.6823 | 194708.0571 | 151873.4038
Scenario 3: Aggressive Fuel Sub | SDG&E | Com | WaterHeat | Com - School | Rate Impact Measure Test | Fuel Substitution | 1482064.4259 | 1689186.2748 | 1904376.6873 | 2127321.877 | 2551733.9975 | 5753753.3471 | 5940054.4817 | 5959151.7471 | 5487530.5079 | 5330419.4237 | 4797478.6125 | 3836471.8454 | 2521280.0481
Scenario 3: Aggressive Fuel Sub | SDG&E | Com | WaterHeat | Com - School | Total Resource Cost Test | Energy Efficiency | 137143.6328 | 140785.3177 | 144532.3029 | 148403.1474 | 152539.8888 | 91372.6472 | 93092.6844 | 94934.3821 | 57241.1826 | 60784.8795 | 101072.8392 | 103421.8738 | 105823.1405
Scenario 3: Aggressive Fuel Sub | SDG&E | Com | WaterHeat | Com - School | Total Resource Cost Test | Fuel Substitution | 1833396.9514 | 2086191.9001 | 2349133.8579 | 2622204.2421 | 3324895.5895 | 965574.6907 | 936177.0754 | 1071879.1219 | 754220.6688 | 884575.3105 | 1008646.088 | 1111713.9516 | 1196877.1242
Scenario 3: Aggressive Fuel Sub | SDG&E | Com | WaterHeat | Com - Warehouse | Participant Cost Test | Energy Efficiency | 37103.349 | 38013.4254 | 38891.3701 | 39824.107 | 40758.8073 | 40246.0571 | 39651.7202 | 40492.0221 | 729.2254 | 790.8 | 42160.4939 | 43034.4041 | 43913.6271
Scenario 3: Aggressive Fuel Sub | SDG&E | Com | WaterHeat | Com - Warehouse | Participant Cost Test | Fuel Substitution | 28638.5925 | 30422.0681 | 35506.5841 | 35409.1782 | 34425.39 | 3103.2136 | 3587.3497 | 4130.8035 | 2162.881 | 2480.5383 | 2834.4447 | 3131.2372 | 3380.2993
Scenario 3: Aggressive Fuel Sub | SDG&E | Com | WaterHeat | Com - Warehouse | Program Administrator Cost Test | Energy Efficiency | 109663.2442 | 110567.4029 | 111431.801 | 112287.1666 | 113110.996 | 111710.896 | 112460.7559 | 113203.1664 | 5032.3057 | 5375.2699 | 113532.8831 | 114204.4831 | 114492.5247
Scenario 3: Aggressive Fuel Sub | SDG&E | Com | WaterHeat | Com - Warehouse | Program Administrator Cost Test | Fuel Substitution | 20501.7031 | 23386.8425 | 27259.8438 | 30568.4124 | 34167.5892 | 3895.4692 | 4524.6762 | 5197.5018 | 3821.049 | 4370.6267 | 4981.1041 | 5488.4997 | 5910.0728
Scenario 3: Aggressive Fuel Sub | SDG&E | Com | WaterHeat | Com - Warehouse | Rate Impact Measure Test | Energy Efficiency | 173768.1416 | 176580.3301 | 179030.9665 | 181109.8094 | 182734.0549 | 179412.7611 | 180266.797 | 180711.5923 | 25364.7117 | 23228.1366 | 167950.0226 | 152723.5456 | 134954.428
Scenario 3: Aggressive Fuel Sub | SDG&E | Com | WaterHeat | Com - Warehouse | Rate Impact Measure Test | Fuel Substitution | 20501.7031 | 23386.8425 | 27259.8438 | 30568.4124 | 34167.5892 | 58279.9213 | 61024.6935 | 61415.9836 | 56869.9054 | 53627.2405 | 47815.719 | 37529.2958 | 23510.494
Scenario 3: Aggressive Fuel Sub | SDG&E | Com | WaterHeat | Com - Warehouse | Total Resource Cost Test | Energy Efficiency | 118859.8177 | 120005.7298 | 121077.9466 | 122185.5347 | 123261.5695 | 121489.0862 | 121573.3083 | 122507.6018 | 5251.0733 | 5612.5099 | 123083.1103 | 123979.1335 | 124659.7032
Scenario 3: Aggressive Fuel Sub | SDG&E | Com | WaterHeat | Com - Warehouse | Total Resource Cost Test | Fuel Substitution | 24569.2864 | 27971.5259 | 36124.5187 | 39139.4657 | 41962.5973 | 6323.6258 | 7325.4251 | 8433.4228 | 4991.5745 | 5724.6993 | 6541.398 | 7226.281 | 7801.0107
Scenario 3: Aggressive Fuel Sub | SDG&E | Com | WholeBlg | Com - College | Participant Cost Test | Energy Efficiency | 150004.88 | 154032.1142 | 158259.5991 | 163373.6455 | 169044.1498 | 174814.4025 | 181450.4091 | 187915.6213 | 194608.155 | 201647.9927 | 208415.3089 | 214442.8093 | 217790.3639
Scenario 3: Aggressive Fuel Sub | SDG&E | Com | WholeBlg | Com - College | Program Administrator Cost Test | Energy Efficiency | 150004.88 | 154032.1142 | 158259.5991 | 163373.6455 | 169044.1498 | 174814.4025 | 181450.4091 | 187915.6213 | 194608.155 | 201647.9927 | 208415.3089 | 214442.8093 | 217790.3639
Scenario 3: Aggressive Fuel Sub | SDG&E | Com | WholeBlg | Com - College | Rate Impact Measure Test | Energy Efficiency | 150004.88 | 154032.1142 | 158259.5991 | 163373.6455 | 169044.1498 | 174814.4025 | 181450.4091 | 187915.6213 | 194608.155 | 201647.9927 | 208415.3089 | 214442.8093 | 217790.3639
Scenario 3: Aggressive Fuel Sub | SDG&E | Com | WholeBlg | Com - College | Total Resource Cost Test | Energy Efficiency | 150004.88 | 154032.1142 | 158259.5991 | 163373.6455 | 169044.1498 | 174814.4025 | 181450.4091 | 187915.6213 | 194608.155 | 201647.9927 | 208415.3089 | 214442.8093 | 217790.3639
Scenario 3: Aggressive Fuel Sub | SDG&E | Com | WholeBlg | Com - Grocery | Participant Cost Test | Energy Efficiency | 316091.7414 | 325374.769 | 335361.5022 | 347243.2167 | 360421.2018 | 373972.134 | 388195.4887 | 402581.2313 | 417614.0544 | 432548.0264 | 447424.3993 | 460617.1102 | 460634.1028
Scenario 3: Aggressive Fuel Sub | SDG&E | Com | WholeBlg | Com - Grocery | Program Administrator Cost Test | Energy Efficiency | 316091.7414 | 325374.769 | 335361.5022 | 347243.2167 | 360421.2018 | 373972.134 | 388195.4887 | 402581.2313 | 417614.0544 | 432548.0264 | 447424.3993 | 460617.1102 | 460634.1028
Scenario 3: Aggressive Fuel Sub | SDG&E | Com | WholeBlg | Com - Grocery | Rate Impact Measure Test | Energy Efficiency | 316091.7414 | 325374.769 | 335361.5022 | 347243.2167 | 360421.2018 | 373972.134 | 388195.4887 | 402581.2313 | 417614.0544 | 432548.0264 | 447424.3993 | 460617.1102 | 460634.1028
Scenario 3: Aggressive Fuel Sub | SDG&E | Com | WholeBlg | Com - Grocery | Total Resource Cost Test | Energy Efficiency | 316091.7414 | 325374.769 | 335361.5022 | 347243.2167 | 360421.2018 | 373972.134 | 388195.4887 | 402581.2313 | 417614.0544 | 432548.0264 | 447424.3993 | 460617.1102 | 460634.1028
Scenario 3: Aggressive Fuel Sub | SDG&E | Com | WholeBlg | Com - Health | Participant Cost Test | Energy Efficiency | 393435.8338 | 404657.0004 | 416224.793 | 429764.8343 | 444400.6884 | 458750.458 | 474446.9584 | 489310.7264 | 504707.8696 | 520968.6124 | 536983.1189 | 550458.8518 | 562201.9046
Scenario 3: Aggressive Fuel Sub | SDG&E | Com | WholeBlg | Com - Health | Program Administrator Cost Test | Energy Efficiency | 393435.8338 | 404657.0004 | 416224.793 | 429764.8343 | 444400.6884 | 458750.458 | 474446.9584 | 489310.7264 | 504707.8696 | 520968.6124 | 536983.1189 | 550458.8518 | 562201.9046
Scenario 3: Aggressive Fuel Sub | SDG&E | Com | WholeBlg | Com - Health | Rate Impact Measure Test | Energy Efficiency | 393435.8338 | 404657.0004 | 416224.793 | 429764.8343 | 444400.6884 | 458750.458 | 474446.9584 | 489310.7264 | 504707.8696 | 520968.6124 | 536983.1189 | 550458.8518 | 562201.9046
Scenario 3: Aggressive Fuel Sub | SDG&E | Com | WholeBlg | Com - Health | Total Resource Cost Test | Energy Efficiency | 393435.8338 | 404657.0004 | 416224.793 | 429764.8343 | 444400.6884 | 458750.458 | 474446.9584 | 489310.7264 | 504707.8696 | 520968.6124 | 536983.1189 | 550458.8518 | 562201.9046
Scenario 3: Aggressive Fuel Sub | SDG&E | Com | WholeBlg | Com - Lodging | Participant Cost Test | Energy Efficiency | 206116.1686 | 210517.8526 | 215100.2231 | 220900.0507 | 227138.7955 | 233291.7615 | 240272.442 | 246834.0093 | 253522.7093 | 260414.0796 | 266689.7668 | 271735.7443 | 276434.5172
Scenario 3: Aggressive Fuel Sub | SDG&E | Com | WholeBlg | Com - Lodging | Program Administrator Cost Test | Energy Efficiency | 206116.1686 | 210517.8526 | 215100.2231 | 220900.0507 | 227138.7955 | 233291.7615 | 240272.442 | 246834.0093 | 253522.7093 | 260414.0796 | 266689.7668 | 271735.7443 | 276434.5172
Scenario 3: Aggressive Fuel Sub | SDG&E | Com | WholeBlg | Com - Lodging | Rate Impact Measure Test | Energy Efficiency | 206116.1686 | 210517.8526 | 215100.2231 | 220900.0507 | 227138.7955 | 233291.7615 | 240272.442 | 246834.0093 | 253522.7093 | 260414.0796 | 266689.7668 | 271735.7443 | 276434.5172
Scenario 3: Aggressive Fuel Sub | SDG&E | Com | WholeBlg | Com - Lodging | Total Resource Cost Test | Energy Efficiency | 206116.1686 | 210517.8526 | 215100.2231 | 220900.0507 | 227138.7955 | 233291.7615 | 240272.442 | 246834.0093 | 253522.7093 | 260414.0796 | 266689.7668 | 271735.7443 | 276434.5172
Scenario 3: Aggressive Fuel Sub | SDG&E | Com | WholeBlg | Com - Office (Large) | Participant Cost Test | Energy Efficiency | 660382.5628 | 674740.5364 | 689468.3699 | 707235.6883 | 726658.642 | 746019.3063 | 768961.5453 | 790280.8525 | 811831.3041 | 834022.0093 | 854005.8541 | 870423.5754 | 893527.9164
Scenario 3: Aggressive Fuel Sub | SDG&E | Com | WholeBlg | Com - Office (Large) | Program Administrator Cost Test | Energy Efficiency | 660382.5628 | 674740.5364 | 689468.3699 | 707235.6883 | 726658.642 | 746019.3063 | 768961.5453 | 790280.8525 | 811831.3041 | 834022.0093 | 854005.8541 | 870423.5754 | 893527.9164
Scenario 3: Aggressive Fuel Sub | SDG&E | Com | WholeBlg | Com - Office (Large) | Rate Impact Measure Test | Energy Efficiency | 660382.5628 | 674740.5364 | 689468.3699 | 707235.6883 | 726658.642 | 746019.3063 | 768961.5453 | 790280.8525 | 811831.3041 | 834022.0093 | 854005.8541 | 870423.5754 | 893527.9164
Scenario 3: Aggressive Fuel Sub | SDG&E | Com | WholeBlg | Com - Office (Large) | Total Resource Cost Test | Energy Efficiency | 660382.5628 | 674740.5364 | 689468.3699 | 707235.6883 | 726658.642 | 746019.3063 | 768961.5453 | 790280.8525 | 811831.3041 | 834022.0093 | 854005.8541 | 870423.5754 | 893527.9164
Scenario 3: Aggressive Fuel Sub | SDG&E | Com | WholeBlg | Com - Office (Small) | Participant Cost Test | Energy Efficiency | 188051.3344 | 191604.7263 | 195441.3515 | 200339.2312 | 205899.9219 | 211491.6842 | 217884.2207 | 224030.3177 | 230356.7279 | 237467.8282 | 243481.9287 | 248505.2117 | 252557.9007
Scenario 3: Aggressive Fuel Sub | SDG&E | Com | WholeBlg | Com - Office (Small) | Program Administrator Cost Test | Energy Efficiency | 188051.3344 | 191604.7263 | 195441.3515 | 200339.2312 | 205899.9219 | 211491.6842 | 217884.2207 | 224030.3177 | 230356.7279 | 237467.8282 | 243481.9287 | 248505.2117 | 252557.9007
Scenario 3: Aggressive Fuel Sub | SDG&E | Com | WholeBlg | Com - Office (Small) | Rate Impact Measure Test | Energy Efficiency | 188051.3344 | 191604.7263 | 195441.3515 | 200339.2312 | 205899.9219 | 211491.6842 | 217884.2207 | 224030.3177 | 230356.7279 | 237467.8282 | 243481.9287 | 248505.2117 | 252557.9007
Scenario 3: Aggressive Fuel Sub | SDG&E | Com | WholeBlg | Com - Office (Small) | Total Resource Cost Test | Energy Efficiency | 188051.3344 | 191604.7263 | 195441.3515 | 200339.2312 | 205899.9219 | 211491.6842 | 217884.2207 | 224030.3177 | 230356.7279 | 237467.8282 | 243481.9287 | 248505.2117 | 252557.9007
Scenario 3: Aggressive Fuel Sub | SDG&E | Com | WholeBlg | Com - Other | Participant Cost Test | Energy Efficiency | 385132.0808 | 394284.5354 | 403744.4696 | 415363.0525 | 427993.3962 | 440469.5459 | 455208.339 | 469094.4397 | 483272.7797 | 497881.7532 | 511494.3925 | 523078.5913 | 536643.4022
Scenario 3: Aggressive Fuel Sub | SDG&E | Com | WholeBlg | Com - Other | Program Administrator Cost Test | Energy Efficiency | 385132.0808 | 394284.5354 | 403744.4696 | 415363.0525 | 427993.3962 | 440469.5459 | 455208.339 | 469094.4397 | 483272.7797 | 497881.7532 | 511494.3925 | 523078.5913 | 536643.4022
Scenario 3: Aggressive Fuel Sub | SDG&E | Com | WholeBlg | Com - Other | Rate Impact Measure Test | Energy Efficiency | 385132.0808 | 394284.5354 | 403744.4696 | 415363.0525 | 427993.3962 | 440469.5459 | 455208.339 | 469094.4397 | 483272.7797 | 497881.7532 | 511494.3925 | 523078.5913 | 536643.4022
Scenario 3: Aggressive Fuel Sub | SDG&E | Com | WholeBlg | Com - Other | Total Resource Cost Test | Energy Efficiency | 385132.0808 | 394284.5354 | 403744.4696 | 415363.0525 | 427993.3962 | 440469.5459 | 455208.339 | 469094.4397 | 483272.7797 | 497881.7532 | 511494.3925 | 523078.5913 | 536643.4022
Scenario 3: Aggressive Fuel Sub | SDG&E | Com | WholeBlg | Com - Refrig. Warehouse | Participant Cost Test | Energy Efficiency | 6996.8911 | 7335.4759 | 7702.8467 | 8134.6927 | 8580.749 | 8978.6373 | 9387.2369 | 9815.2895 | 10271.7069 | 10734.8201 | 11216.1004 | 11666.7621 | 11721.8002
Scenario 3: Aggressive Fuel Sub | SDG&E | Com | WholeBlg | Com - Refrig. Warehouse | Program Administrator Cost Test | Energy Efficiency | 6996.8911 | 7335.4759 | 7702.8467 | 8134.6927 | 8580.749 | 8978.6373 | 9387.2369 | 9815.2895 | 10271.7069 | 10734.8201 | 11216.1004 | 11666.7621 | 11721.8002
Scenario 3: Aggressive Fuel Sub | SDG&E | Com | WholeBlg | Com - Refrig. Warehouse | Rate Impact Measure Test | Energy Efficiency | 6996.8911 | 7335.4759 | 7702.8467 | 8134.6927 | 8580.749 | 8978.6373 | 9387.2369 | 9815.2895 | 10271.7069 | 10734.8201 | 11216.1004 | 11666.7621 | 11721.8002
Scenario 3: Aggressive Fuel Sub | SDG&E | Com | WholeBlg | Com - Refrig. Warehouse | Total Resource Cost Test | Energy Efficiency | 6996.8911 | 7335.4759 | 7702.8467 | 8134.6927 | 8580.749 | 8978.6373 | 9387.2369 | 9815.2895 | 10271.7069 | 10734.8201 | 11216.1004 | 11666.7621 | 11721.8002
Scenario 3: Aggressive Fuel Sub | SDG&E | Com | WholeBlg | Com - Restaurant | Participant Cost Test | Energy Efficiency | 459011.8948 | 514398.352 | 577147.4663 | 226615.4729 | 234259.8733 | 241955.1437 | 250183.8275 | 258448.0179 | 267085.7387 | 275700.5169 | 284200.2449 | 291607.9127 | 292365.5628
Scenario 3: Aggressive Fuel Sub | SDG&E | Com | WholeBlg | Com - Restaurant | Program Administrator Cost Test | Energy Efficiency | 347623.4024 | 377406.8014 | 410248.76 | 226615.4729 | 234259.8733 | 241955.1437 | 250183.8275 | 258448.0179 | 267085.7387 | 275700.5169 | 284200.2449 | 291607.9127 | 292365.5628
Scenario 3: Aggressive Fuel Sub | SDG&E | Com | WholeBlg | Com - Restaurant | Rate Impact Measure Test | Energy Efficiency | 1860758.2807 | 2080804.4191 | 2294659.7752 | 226615.4729 | 234259.8733 | 241955.1437 | 250183.8275 | 258448.0179 | 267085.7387 | 275700.5169 | 284200.2449 | 291607.9127 | 292365.5628
Scenario 3: Aggressive Fuel Sub | SDG&E | Com | WholeBlg | Com - Restaurant | Total Resource Cost Test | Energy Efficiency | 523998.4972 | 590593.5658 | 665728.7746 | 226615.4729 | 234259.8733 | 241955.1437 | 250183.8275 | 258448.0179 | 267085.7387 | 275700.5169 | 284200.2449 | 291607.9127 | 292365.5628
Scenario 3: Aggressive Fuel Sub | SDG&E | Com | WholeBlg | Com - Retail | Participant Cost Test | Energy Efficiency | 1150898.6366 | 1348401.054 | 1565244.438 | 1792937.7925 | 1994332.3234 | 2214417.9157 | 2423148.3429 | 2607716.0967 | 2770544.8426 | 2922253.2641 | 3053396.5979 | 3180867.9234 | 3316578.6163
Scenario 3: Aggressive Fuel Sub | SDG&E | Com | WholeBlg | Com - Retail | Program Administrator Cost Test | Energy Efficiency | 1009018.1465 | 1157545.2351 | 1315744.3968 | 1476456.9207 | 1610653.2688 | 1753538.7237 | 1882687.2461 | 1988807.3953 | 2075003.8261 | 2149815.5512 | 2206915.9689 | 2258385.5553 | 2314534.6144
Scenario 3: Aggressive Fuel Sub | SDG&E | Com | WholeBlg | Com - Retail | Rate Impact Measure Test | Energy Efficiency | 6558244.2538 | 7529603.2831 | 8432687.712 | 9156776.6726 | 9508730.6428 | 9740650.6962 | 9679136.0347 | 9310924.8484 | 8666179.1799 | 7805297.1682 | 6721171.1677 | 5455084.271 | 4014168.5379
Scenario 3: Aggressive Fuel Sub | SDG&E | Com | WholeBlg | Com - Retail | Total Resource Cost Test | Energy Efficiency | 1508351.7141 | 1776304.8046 | 2067908.0435 | 2370511.1727 | 2632900.5977 | 2917969.449 | 3183624.8398 | 3413879.4114 | 3612379.7232 | 3793853.1486 | 3946500.1893 | 4093340.4068 | 4248018.835
Scenario 3: Aggressive Fuel Sub | SDG&E | Com | WholeBlg | Com - School | Participant Cost Test | Energy Efficiency | 122385.4203 | 125058.058 | 127868.024 | 131423.5462 | 135389.9186 | 139339.2701 | 144139.61 | 148685.3745 | 153307.0164 | 158108.4443 | 162535.4889 | 166302.3538 | 170210.258
Scenario 3: Aggressive Fuel Sub | SDG&E | Com | WholeBlg | Com - School | Program Administrator Cost Test | Energy Efficiency | 122385.4203 | 125058.058 | 127868.024 | 131423.5462 | 135389.9186 | 139339.2701 | 144139.61 | 148685.3745 | 153307.0164 | 158108.4443 | 162535.4889 | 166302.3538 | 170210.258
Scenario 3: Aggressive Fuel Sub | SDG&E | Com | WholeBlg | Com - School | Rate Impact Measure Test | Energy Efficiency | 122385.4203 | 125058.058 | 127868.024 | 131423.5462 | 135389.9186 | 139339.2701 | 144139.61 | 148685.3745 | 153307.0164 | 158108.4443 | 162535.4889 | 166302.3538 | 170210.258
Scenario 3: Aggressive Fuel Sub | SDG&E | Com | WholeBlg | Com - School | Total Resource Cost Test | Energy Efficiency | 122385.4203 | 125058.058 | 127868.024 | 131423.5462 | 135389.9186 | 139339.2701 | 144139.61 | 148685.3745 | 153307.0164 | 158108.4443 | 162535.4889 | 166302.3538 | 170210.258
Scenario 3: Aggressive Fuel Sub | SDG&E | Com | WholeBlg | Com - Warehouse | Participant Cost Test | Energy Efficiency | 119555.0961 | 122734.8324 | 126087.8926 | 130164.0382 | 134586.33 | 138929.6008 | 143815.4969 | 148512.9299 | 153363.5323 | 158329.3419 | 163063.6237 | 167157.1684 | 171726.1622
Scenario 3: Aggressive Fuel Sub | SDG&E | Com | WholeBlg | Com - Warehouse | Program Administrator Cost Test | Energy Efficiency | 119555.0961 | 122734.8324 | 126087.8926 | 130164.0382 | 134586.33 | 138929.6008 | 143815.4969 | 148512.9299 | 153363.5323 | 158329.3419 | 163063.6237 | 167157.1684 | 171726.1622
Scenario 3: Aggressive Fuel Sub | SDG&E | Com | WholeBlg | Com - Warehouse | Rate Impact Measure Test | Energy Efficiency | 119555.0961 | 122734.8324 | 126087.8926 | 130164.0382 | 134586.33 | 138929.6008 | 143815.4969 | 148512.9299 | 153363.5323 | 158329.3419 | 163063.6237 | 167157.1684 | 171726.1622
Scenario 3: Aggressive Fuel Sub | SDG&E | Com | WholeBlg | Com - Warehouse | Total Resource Cost Test | Energy Efficiency | 119555.0961 | 122734.8324 | 126087.8926 | 130164.0382 | 134586.33 | 138929.6008 | 143815.4969 | 148512.9299 | 153363.5323 | 158329.3419 | 163063.6237 | 167157.1684 | 171726.1622
Scenario 3: Aggressive Fuel Sub | SDG&E | Ind | WholeBlg | Ind - All Other Industrial | Participant Cost Test | Energy Efficiency | 20634.0807 | 20646.3923 | 20657.2159 | 20718.0667 | 20748.0315 | 20767.7584 | 20800.9643 | 20818.385 | 20832.4367 | 20849.857 | 20847.8142 | 20852.6292 | 20852.7903
Scenario 3: Aggressive Fuel Sub | SDG&E | Ind | WholeBlg | Ind - All Other Industrial | Program Administrator Cost Test | Energy Efficiency | 20634.0807 | 20646.3923 | 20657.2159 | 20718.0667 | 20748.0315 | 20767.7584 | 20800.9643 | 20818.385 | 20832.4367 | 20849.857 | 20847.8142 | 20852.6292 | 20852.7903
Scenario 3: Aggressive Fuel Sub | SDG&E | Ind | WholeBlg | Ind - All Other Industrial | Rate Impact Measure Test | Energy Efficiency | 20634.0807 | 20646.3923 | 20657.2159 | 20718.0667 | 20748.0315 | 20767.7584 | 20800.9643 | 20818.385 | 20832.4367 | 20849.857 | 20847.8142 | 20852.6292 | 20852.7903
Scenario 3: Aggressive Fuel Sub | SDG&E | Ind | WholeBlg | Ind - All Other Industrial | Total Resource Cost Test | Energy Efficiency | 20634.0807 | 20646.3923 | 20657.2159 | 20718.0667 | 20748.0315 | 20767.7584 | 20800.9643 | 20818.385 | 20832.4367 | 20849.857 | 20847.8142 | 20852.6292 | 20852.7903
Scenario 3: Aggressive Fuel Sub | SDG&E | Ind | WholeBlg | Ind - Chemicals | Participant Cost Test | Energy Efficiency | 23459.3123 | 23630.0235 | 23793.2079 | 23997.1065 | 24158.5828 | 24296.1336 | 24426.0475 | 24514.2474 | 24599.6022 | 24683.0239 | 24733.1672 | 24777.1254 | 24805.4851
Scenario 3: Aggressive Fuel Sub | SDG&E | Ind | WholeBlg | Ind - Chemicals | Program Administrator Cost Test | Energy Efficiency | 23459.3123 | 23630.0235 | 23793.2079 | 23997.1065 | 24158.5828 | 24296.1336 | 24426.0475 | 24514.2474 | 24599.6022 | 24683.0239 | 24733.1672 | 24777.1254 | 24805.4851
Scenario 3: Aggressive Fuel Sub | SDG&E | Ind | WholeBlg | Ind - Chemicals | Rate Impact Measure Test | Energy Efficiency | 23459.3123 | 23630.0235 | 23793.2079 | 23997.1065 | 24158.5828 | 24296.1336 | 24426.0475 | 24514.2474 | 24599.6022 | 24683.0239 | 24733.1672 | 24777.1254 | 24805.4851
Scenario 3: Aggressive Fuel Sub | SDG&E | Ind | WholeBlg | Ind - Chemicals | Total Resource Cost Test | Energy Efficiency | 23459.3123 | 23630.0235 | 23793.2079 | 23997.1065 | 24158.5828 | 24296.1336 | 24426.0475 | 24514.2474 | 24599.6022 | 24683.0239 | 24733.1672 | 24777.1254 | 24805.4851
Scenario 3: Aggressive Fuel Sub | SDG&E | Ind | WholeBlg | Ind - Electronics | Participant Cost Test | Energy Efficiency | 59919.0889 | 60647.9319 | 61402.6854 | 62313.4898 | 63108.5064 | 63896.4094 | 64750.776 | 65541.6611 | 66306.3925 | 67063.9072 | 67717.9058 | 68368.4896 | 68975.5749
Scenario 3: Aggressive Fuel Sub | SDG&E | Ind | WholeBlg | Ind - Electronics | Program Administrator Cost Test | Energy Efficiency | 59919.0889 | 60647.9319 | 61402.6854 | 62313.4898 | 63108.5064 | 63896.4094 | 64750.776 | 65541.6611 | 66306.3925 | 67063.9072 | 67717.9058 | 68368.4896 | 68975.5749
Scenario 3: Aggressive Fuel Sub | SDG&E | Ind | WholeBlg | Ind - Electronics | Rate Impact Measure Test | Energy Efficiency | 59919.0889 | 60647.9319 | 61402.6854 | 62313.4898 | 63108.5064 | 63896.4094 | 64750.776 | 65541.6611 | 66306.3925 | 67063.9072 | 67717.9058 | 68368.4896 | 68975.5749
Scenario 3: Aggressive Fuel Sub | SDG&E | Ind | WholeBlg | Ind - Electronics | Total Resource Cost Test | Energy Efficiency | 59919.0889 | 60647.9319 | 61402.6854 | 62313.4898 | 63108.5064 | 63896.4094 | 64750.776 | 65541.6611 | 66306.3925 | 67063.9072 | 67717.9058 | 68368.4896 | 68975.5749
Scenario 3: Aggressive Fuel Sub | SDG&E | Ind | WholeBlg | Ind - Fabricated Metals | Participant Cost Test | Energy Efficiency | 10687.3477 | 10763.5864 | 10845.4258 | 10922.417 | 10966.0706 | 10991.4015 | 11013.973 | 11021.2184 | 11023.6101 | 11025.7361 | 11010.359 | 10991.1317 | 10962.7515
Scenario 3: Aggressive Fuel Sub | SDG&E | Ind | WholeBlg | Ind - Fabricated Metals | Program Administrator Cost Test | Energy Efficiency | 10687.3477 | 10763.5864 | 10845.4258 | 10922.417 | 10966.0706 | 10991.4015 | 11013.973 | 11021.2184 | 11023.6101 | 11025.7361 | 11010.359 | 10991.1317 | 10962.7515
Scenario 3: Aggressive Fuel Sub | SDG&E | Ind | WholeBlg | Ind - Fabricated Metals | Rate Impact Measure Test | Energy Efficiency | 10687.3477 | 10763.5864 | 10845.4258 | 10922.417 | 10966.0706 | 10991.4015 | 11013.973 | 11021.2184 | 11023.6101 | 11025.7361 | 11010.359 | 10991.1317 | 10962.7515
Scenario 3: Aggressive Fuel Sub | SDG&E | Ind | WholeBlg | Ind - Fabricated Metals | Total Resource Cost Test | Energy Efficiency | 10687.3477 | 10763.5864 | 10845.4258 | 10922.417 | 10966.0706 | 10991.4015 | 11013.973 | 11021.2184 | 11023.6101 | 11025.7361 | 11010.359 | 10991.1317 | 10962.7515
Scenario 3: Aggressive Fuel Sub | SDG&E | Ind | WholeBlg | Ind - Food | Participant Cost Test | Energy Efficiency | 34607.2867 | 34471.8733 | 34341.6995 | 34293.4399 | 34197.7232 | 34100.2616 | 34027.8142 | 33923.8419 | 33813.5427 | 33707.6185 | 33564.0136 | 33422.0939 | 33268.5918
Scenario 3: Aggressive Fuel Sub | SDG&E | Ind | WholeBlg | Ind - Food | Program Administrator Cost Test | Energy Efficiency | 34607.2867 | 34471.8733 | 34341.6995 | 34293.4399 | 34197.7232 | 34100.2616 | 34027.8142 | 33923.8419 | 33813.5427 | 33707.6185 | 33564.0136 | 33422.0939 | 33268.5918
Scenario 3: Aggressive Fuel Sub | SDG&E | Ind | WholeBlg | Ind - Food | Rate Impact Measure Test | Energy Efficiency | 34607.2867 | 34471.8733 | 34341.6995 | 34293.4399 | 34197.7232 | 34100.2616 | 34027.8142 | 33923.8419 | 33813.5427 | 33707.6185 | 33564.0136 | 33422.0939 | 33268.5918
Scenario 3: Aggressive Fuel Sub | SDG&E | Ind | WholeBlg | Ind - Food | Total Resource Cost Test | Energy Efficiency | 34607.2867 | 34471.8733 | 34341.6995 | 34293.4399 | 34197.7232 | 34100.2616 | 34027.8142 | 33923.8419 | 33813.5427 | 33707.6185 | 33564.0136 | 33422.0939 | 33268.5918
Scenario 3: Aggressive Fuel Sub | SDG&E | Ind | WholeBlg | Ind - Industrial Machinery | Participant Cost Test | Energy Efficiency | 30199.8819 | 30533.5217 | 30886.576 | 31138.9526 | 31261.9535 | 31317.8771 | 31380.0787 | 31416.8421 | 31448.6587 | 31485.849 | 31480.3256 | 31455.8116 | 31404.1171
Scenario 3: Aggressive Fuel Sub | SDG&E | Ind | WholeBlg | Ind - Industrial Machinery | Program Administrator Cost Test | Energy Efficiency | 30199.8819 | 30533.5217 | 30886.576 | 31138.9526 | 31261.9535 | 31317.8771 | 31380.0787 | 31416.8421 | 31448.6587 | 31485.849 | 31480.3256 | 31455.8116 | 31404.1171
Scenario 3: Aggressive Fuel Sub | SDG&E | Ind | WholeBlg | Ind - Industrial Machinery | Rate Impact Measure Test | Energy Efficiency | 30199.8819 | 30533.5217 | 30886.576 | 31138.9526 | 31261.9535 | 31317.8771 | 31380.0787 | 31416.8421 | 31448.6587 | 31485.849 | 31480.3256 | 31455.8116 | 31404.1171
Scenario 3: Aggressive Fuel Sub | SDG&E | Ind | WholeBlg | Ind - Industrial Machinery | Total Resource Cost Test | Energy Efficiency | 30199.8819 | 30533.5217 | 30886.576 | 31138.9526 | 31261.9535 | 31317.8771 | 31380.0787 | 31416.8421 | 31448.6587 | 31485.849 | 31480.3256 | 31455.8116 | 31404.1171
Scenario 3: Aggressive Fuel Sub | SDG&E | Ind | WholeBlg | Ind - Lumber & Furniture | Participant Cost Test | Energy Efficiency | 1219.4622 | 1218.5534 | 1218.4231 | 1222.0953 | 1223.8172 | 1224.7528 | 1225.9791 | 1225.6977 | 1224.9286 | 1224.0937 | 1221.489 | 1218.9665 | 1215.7834
Scenario 3: Aggressive Fuel Sub | SDG&E | Ind | WholeBlg | Ind - Lumber & Furniture | Program Administrator Cost Test | Energy Efficiency | 1219.4622 | 1218.5534 | 1218.4231 | 1222.0953 | 1223.8172 | 1224.7528 | 1225.9791 | 1225.6977 | 1224.9286 | 1224.0937 | 1221.489 | 1218.9665 | 1215.7834
Scenario 3: Aggressive Fuel Sub | SDG&E | Ind | WholeBlg | Ind - Lumber & Furniture | Rate Impact Measure Test | Energy Efficiency | 1219.4622 | 1218.5534 | 1218.4231 | 1222.0953 | 1223.8172 | 1224.7528 | 1225.9791 | 1225.6977 | 1224.9286 | 1224.0937 | 1221.489 | 1218.9665 | 1215.7834
Scenario 3: Aggressive Fuel Sub | SDG&E | Ind | WholeBlg | Ind - Lumber & Furniture | Total Resource Cost Test | Energy Efficiency | 1219.4622 | 1218.5534 | 1218.4231 | 1222.0953 | 1223.8172 | 1224.7528 | 1225.9791 | 1225.6977 | 1224.9286 | 1224.0937 | 1221.489 | 1218.9665 | 1215.7834
Scenario 3: Aggressive Fuel Sub | SDG&E | Ind | WholeBlg | Ind - Paper | Participant Cost Test | Energy Efficiency | 1487.7753 | 1476.4948 | 1465.9478 | 1463.5323 | 1458.7328 | 1452.392 | 1447.9636 | 1442.8154 | 1438.5551 | 1435.4738 | 1430.6718 | 1425.7643 | 1420.1309
Scenario 3: Aggressive Fuel Sub | SDG&E | Ind | WholeBlg | Ind - Paper | Program Administrator Cost Test | Energy Efficiency | 1487.7753 | 1476.4948 | 1465.9478 | 1463.5323 | 1458.7328 | 1452.392 | 1447.9636 | 1442.8154 | 1438.5551 | 1435.4738 | 1430.6718 | 1425.7643 | 1420.1309
Scenario 3: Aggressive Fuel Sub | SDG&E | Ind | WholeBlg | Ind - Paper | Rate Impact Measure Test | Energy Efficiency | 1487.7753 | 1476.4948 | 1465.9478 | 1463.5323 | 1458.7328 | 1452.392 | 1447.9636 | 1442.8154 | 1438.5551 | 1435.4738 | 1430.6718 | 1425.7643 | 1420.1309
Scenario 3: Aggressive Fuel Sub | SDG&E | Ind | WholeBlg | Ind - Paper | Total Resource Cost Test | Energy Efficiency | 1487.7753 | 1476.4948 | 1465.9478 | 1463.5323 | 1458.7328 | 1452.392 | 1447.9636 | 1442.8154 | 1438.5551 | 1435.4738 | 1430.6718 | 1425.7643 | 1420.1309
Scenario 3: Aggressive Fuel Sub | SDG&E | Ind | WholeBlg | Ind - Petroleum | Participant Cost Test | Energy Efficiency | 874.2632 | 871.7266 | 870.0775 | 871.5312 | 871.4998 | 871.7892 | 873.1526 | 873.2891 | 873.0148 | 872.5856 | 870.6871 | 868.9042 | 866.7345
Scenario 3: Aggressive Fuel Sub | SDG&E | Ind | WholeBlg | Ind - Petroleum | Program Administrator Cost Test | Energy Efficiency | 874.2632 | 871.7266 | 870.0775 | 871.5312 | 871.4998 | 871.7892 | 873.1526 | 873.2891 | 873.0148 | 872.5856 | 870.6871 | 868.9042 | 866.7345
Scenario 3: Aggressive Fuel Sub | SDG&E | Ind | WholeBlg | Ind - Petroleum | Rate Impact Measure Test | Energy Efficiency | 874.2632 | 871.7266 | 870.0775 | 871.5312 | 871.4998 | 871.7892 | 873.1526 | 873.2891 | 873.0148 | 872.5856 | 870.6871 | 868.9042 | 866.7345
Scenario 3: Aggressive Fuel Sub | SDG&E | Ind | WholeBlg | Ind - Petroleum | Total Resource Cost Test | Energy Efficiency | 874.2632 | 871.7266 | 870.0775 | 871.5312 | 871.4998 | 871.7892 | 873.1526 | 873.2891 | 873.0148 | 872.5856 | 870.6871 | 868.9042 | 866.7345
Scenario 3: Aggressive Fuel Sub | SDG&E | Ind | WholeBlg | Ind - Plastics | Participant Cost Test | Energy Efficiency | 7423.5009 | 7484.7893 | 7543.9463 | 7616.8921 | 7676.7558 | 7727.6804 | 7770.9764 | 7793.458 | 7815.6375 | 7837.6633 | 7848.8128 | 7857.8246 | 7861.3355
Scenario 3: Aggressive Fuel Sub | SDG&E | Ind | WholeBlg | Ind - Plastics | Program Administrator Cost Test | Energy Efficiency | 7423.5009 | 7484.7893 | 7543.9463 | 7616.8921 | 7676.7558 | 7727.6804 | 7770.9764 | 7793.458 | 7815.6375 | 7837.6633 | 7848.8128 | 7857.8246 | 7861.3355
Scenario 3: Aggressive Fuel Sub | SDG&E | Ind | WholeBlg | Ind - Plastics | Rate Impact Measure Test | Energy Efficiency | 7423.5009 | 7484.7893 | 7543.9463 | 7616.8921 | 7676.7558 | 7727.6804 | 7770.9764 | 7793.458 | 7815.6375 | 7837.6633 | 7848.8128 | 7857.8246 | 7861.3355
Scenario 3: Aggressive Fuel Sub | SDG&E | Ind | WholeBlg | Ind - Plastics | Total Resource Cost Test | Energy Efficiency | 7423.5009 | 7484.7893 | 7543.9463 | 7616.8921 | 7676.7558 | 7727.6804 | 7770.9764 | 7793.458 | 7815.6375 | 7837.6633 | 7848.8128 | 7857.8246 | 7861.3355
Scenario 3: Aggressive Fuel Sub | SDG&E | Ind | WholeBlg | Ind - Primary Metals | Participant Cost Test | Energy Efficiency | 9340.5946 | 9382.0495 | 9427.1621 | 9471.1658 | 9502.9474 | 9527.333 | 9552.6835 | 9575.7131 | 9597.6033 | 9619.1221 | 9633.8503 | 9645.6176 | 9653.6079
Scenario 3: Aggressive Fuel Sub | SDG&E | Ind | WholeBlg | Ind - Primary Metals | Program Administrator Cost Test | Energy Efficiency | 9340.5946 | 9382.0495 | 9427.1621 | 9471.1658 | 9502.9474 | 9527.333 | 9552.6835 | 9575.7131 | 9597.6033 | 9619.1221 | 9633.8503 | 9645.6176 | 9653.6079
Scenario 3: Aggressive Fuel Sub | SDG&E | Ind | WholeBlg | Ind - Primary Metals | Rate Impact Measure Test | Energy Efficiency | 9340.5946 | 9382.0495 | 9427.1621 | 9471.1658 | 9502.9474 | 9527.333 | 9552.6835 | 9575.7131 | 9597.6033 | 9619.1221 | 9633.8503 | 9645.6176 | 9653.6079
Scenario 3: Aggressive Fuel Sub | SDG&E | Ind | WholeBlg | Ind - Primary Metals | Total Resource Cost Test | Energy Efficiency | 9340.5946 | 9382.0495 | 9427.1621 | 9471.1658 | 9502.9474 | 9527.333 | 9552.6835 | 9575.7131 | 9597.6033 | 9619.1221 | 9633.8503 | 9645.6176 | 9653.6079
Scenario 3: Aggressive Fuel Sub | SDG&E | Ind | WholeBlg | Ind - Printing & Publishing | Participant Cost Test | Energy Efficiency | 8097.2399 | 8087.7095 | 8084.5503 | 8108.1858 | 8116.1888 | 8123.1611 | 8138.7353 | 8144.301 | 8147.2448 | 8149.3458 | 8138.1132 | 8127.0188 | 8111.7824
Scenario 3: Aggressive Fuel Sub | SDG&E | Ind | WholeBlg | Ind - Printing & Publishing | Program Administrator Cost Test | Energy Efficiency | 8097.2399 | 8087.7095 | 8084.5503 | 8108.1858 | 8116.1888 | 8123.1611 | 8138.7353 | 8144.301 | 8147.2448 | 8149.3458 | 8138.1132 | 8127.0188 | 8111.7824
Scenario 3: Aggressive Fuel Sub | SDG&E | Ind | WholeBlg | Ind - Printing & Publishing | Rate Impact Measure Test | Energy Efficiency | 8097.2399 | 8087.7095 | 8084.5503 | 8108.1858 | 8116.1888 | 8123.1611 | 8138.7353 | 8144.301 | 8147.2448 | 8149.3458 | 8138.1132 | 8127.0188 | 8111.7824
Scenario 3: Aggressive Fuel Sub | SDG&E | Ind | WholeBlg | Ind - Printing & Publishing | Total Resource Cost Test | Energy Efficiency | 8097.2399 | 8087.7095 | 8084.5503 | 8108.1858 | 8116.1888 | 8123.1611 | 8138.7353 | 8144.301 | 8147.2448 | 8149.3458 | 8138.1132 | 8127.0188 | 8111.7824
Scenario 3: Aggressive Fuel Sub | SDG&E | Ind | WholeBlg | Ind - Stone-Glass-Clay | Participant Cost Test | Energy Efficiency | 8065.871 | 8189.803 | 8284.2758 | 8369.9563 | 8442.7801 | 8496.9096 | 8535.9094 | 8569.0406 | 8599.1998 | 8629.8381 | 8657.1078 | 8683.3798 | 8704.3979
Scenario 3: Aggressive Fuel Sub | SDG&E | Ind | WholeBlg | Ind - Stone-Glass-Clay | Program Administrator Cost Test | Energy Efficiency | 8065.871 | 8189.803 | 8284.2758 | 8369.9563 | 8442.7801 | 8496.9096 | 8535.9094 | 8569.0406 | 8599.1998 | 8629.8381 | 8657.1078 | 8683.3798 | 8704.3979
Scenario 3: Aggressive Fuel Sub | SDG&E | Ind | WholeBlg | Ind - Stone-Glass-Clay | Rate Impact Measure Test | Energy Efficiency | 8065.871 | 8189.803 | 8284.2758 | 8369.9563 | 8442.7801 | 8496.9096 | 8535.9094 | 8569.0406 | 8599.1998 | 8629.8381 | 8657.1078 | 8683.3798 | 8704.3979
Scenario 3: Aggressive Fuel Sub | SDG&E | Ind | WholeBlg | Ind - Stone-Glass-Clay | Total Resource Cost Test | Energy Efficiency | 8065.871 | 8189.803 | 8284.2758 | 8369.9563 | 8442.7801 | 8496.9096 | 8535.9094 | 8569.0406 | 8599.1998 | 8629.8381 | 8657.1078 | 8683.3798 | 8704.3979
Scenario 3: Aggressive Fuel Sub | SDG&E | Ind | WholeBlg | Ind - Textiles | Participant Cost Test | Energy Efficiency | 968.1513 | 965.2925 | 962.8298 | 961.7609 | 957.9088 | 953.2384 | 949.1259 | 943.6654 | 938.066 | 932.7833 | 926.2211 | 919.8994 | 913.3702
Scenario 3: Aggressive Fuel Sub | SDG&E | Ind | WholeBlg | Ind - Textiles | Program Administrator Cost Test | Energy Efficiency | 968.1513 | 965.2925 | 962.8298 | 961.7609 | 957.9088 | 953.2384 | 949.1259 | 943.6654 | 938.066 | 932.7833 | 926.2211 | 919.8994 | 913.3702
Scenario 3: Aggressive Fuel Sub | SDG&E | Ind | WholeBlg | Ind - Textiles | Rate Impact Measure Test | Energy Efficiency | 968.1513 | 965.2925 | 962.8298 | 961.7609 | 957.9088 | 953.2384 | 949.1259 | 943.6654 | 938.066 | 932.7833 | 926.2211 | 919.8994 | 913.3702
Scenario 3: Aggressive Fuel Sub | SDG&E | Ind | WholeBlg | Ind - Textiles | Total Resource Cost Test | Energy Efficiency | 968.1513 | 965.2925 | 962.8298 | 961.7609 | 957.9088 | 953.2384 | 949.1259 | 943.6654 | 938.066 | 932.7833 | 926.2211 | 919.8994 | 913.3702
Scenario 3: Aggressive Fuel Sub | SDG&E | Ind | WholeBlg | Ind - Transportation Equipment | Participant Cost Test | Energy Efficiency | 37329.2071 | 37457.7281 | 37795.3997 | 38066.9108 | 38163.3532 | 38200.6136 | 38324.7732 | 38419.7731 | 38534.2436 | 38664.2741 | 38711.9065 | 38723.2417 | 38681.9511
Scenario 3: Aggressive Fuel Sub | SDG&E | Ind | WholeBlg | Ind - Transportation Equipment | Program Administrator Cost Test | Energy Efficiency | 37329.2071 | 37457.7281 | 37795.3997 | 38066.9108 | 38163.3532 | 38200.6136 | 38324.7732 | 38419.7731 | 38534.2436 | 38664.2741 | 38711.9065 | 38723.2417 | 38681.9511
Scenario 3: Aggressive Fuel Sub | SDG&E | Ind | WholeBlg | Ind - Transportation Equipment | Rate Impact Measure Test | Energy Efficiency | 37329.2071 | 37457.7281 | 37795.3997 | 38066.9108 | 38163.3532 | 38200.6136 | 38324.7732 | 38419.7731 | 38534.2436 | 38664.2741 | 38711.9065 | 38723.2417 | 38681.9511
Scenario 3: Aggressive Fuel Sub | SDG&E | Ind | WholeBlg | Ind - Transportation Equipment | Total Resource Cost Test | Energy Efficiency | 37329.2071 | 37457.7281 | 37795.3997 | 38066.9108 | 38163.3532 | 38200.6136 | 38324.7732 | 38419.7731 | 38534.2436 | 38664.2741 | 38711.9065 | 38723.2417 | 38681.9511
Scenario 3: Aggressive Fuel Sub | SDG&E | Res | AppPlug | Res - Multi Family | Participant Cost Test | Energy Efficiency | 1003.992 | 1039.5107 | 1073.9474 | 20279.5389 | 23354.9072 | 24027.4781 | 24691.5355 | 25328.5937 | 25948.9455 | 26567.3425 | 27195.2674 | 27851.1708 | 28519.6186
Scenario 3: Aggressive Fuel Sub | SDG&E | Res | AppPlug | Res - Multi Family | Participant Cost Test | Fuel Substitution | 4.6973 | 5.2505 | 5.8312 | 6.4417 | 7.0781 | 0 | 0 | 0 | 0 | 0 | 0 | 0 | 0
Scenario 3: Aggressive Fuel Sub | SDG&E | Res | AppPlug | Res - Multi Family | Program Administrator Cost Test | Energy Efficiency | 309.0799 | 313.7396 | 317.7775 | 11480.6454 | 13220.0617 | 13558.1023 | 13889.8275 | 14204.9665 | 14509.4606 | 14811.663 | 15118.01 | 15438.7266 | 15765.1927
Scenario 3: Aggressive Fuel Sub | SDG&E | Res | AppPlug | Res - Multi Family | Program Administrator Cost Test | Fuel Substitution | 12.7679 | 14.3994 | 16.1101 | 17.9 | 19.8156 | 0 | 0 | 0 | 0 | 0 | 0 | 0 | 0
Scenario 3: Aggressive Fuel Sub | SDG&E | Res | AppPlug | Res - Multi Family | Rate Impact Measure Test | Energy Efficiency | 1461.1011 | 1500.5881 | 1536.1163 | 32779.6041 | 35713.0343 | 34510.3319 | 33079.4468 | 31407.4448 | 29492.4872 | 27343.2466 | 24957.9827 | 22312.3081 | 19370.5115
Scenario 3: Aggressive Fuel Sub | SDG&E | Res | AppPlug | Res - Multi Family | Rate Impact Measure Test | Fuel Substitution | 18.8059 | 21.0676 | 23.4064 | 25.8493 | 28.3221 | 0 | 0 | 0 | 0 | 0 | 0 | 0 | 0
Scenario 3: Aggressive Fuel Sub | SDG&E | Res | AppPlug | Res - Multi Family | Total Resource Cost Test | Energy Efficiency | 534.1287 | 548.4998 | 562.0871 | 14706.3131 | 16926.3924 | 17373.0041 | 17812.0135 | 18230.2077 | 18635.1565 | 19037.5541 | 19445.6616 | 19872.6414 | 20307.4192
Scenario 3: Aggressive Fuel Sub | SDG&E | Res | AppPlug | Res - Multi Family | Total Resource Cost Test | Fuel Substitution | 15.1166 | 17.0247 | 19.0258 | 21.1208 | 23.3546 | 0 | 0 | 0 | 0 | 0 | 0 | 0 | 0
Scenario 3: Aggressive Fuel Sub | SDG&E | Res | AppPlug | Res - Single Family | Participant Cost Test | Energy Efficiency | 0.030413 | 0.046831 | 0.053824 | 0.060277 | 0.065363 | 1536.7953 | 1692.1501 | 1733.5144 | 1774.7355 | 1816.2612 | 1858.5622 | 1902.2362 | 1946.7837
Scenario 3: Aggressive Fuel Sub | SDG&E | Res | AppPlug | Res - Single Family | Participant Cost Test | Fuel Substitution | 7.5774 | 8.4067 | 9.2731 | 10.1768 | 11.1167 | 0 | 0 | 0 | 0 | 0 | 0 | 0 | 0
Scenario 3: Aggressive Fuel Sub | SDG&E | Res | AppPlug | Res - Single Family | Program Administrator Cost Test | Energy Efficiency | 0.018288 | 0.028067 | 0.032153 | 0.035893 | 0.038799 | 122.0783 | 131.7835 | 132.3578 | 132.8482 | 133.2908 | 133.7207 | 134.1794 | 134.6291
Scenario 3: Aggressive Fuel Sub | SDG&E | Res | AppPlug | Res - Single Family | Program Administrator Cost Test | Fuel Substitution | 15.697 | 17.5402 | 19.4624 | 21.4586 | 23.5816 | 0 | 0 | 0 | 0 | 0 | 0 | 0 | 0
Scenario 3: Aggressive Fuel Sub | SDG&E | Res | AppPlug | Res - Single Family | Rate Impact Measure Test | Energy Efficiency | 0.043272 | 0.066991 | 0.077432 | 0.087235 | 0.090507 | 651.9286 | 653.7832 | 601.4489 | 542.6381 | 477.0801 | 404.3967 | 323.672 | 234.2139
Scenario 3: Aggressive Fuel Sub | SDG&E | Res | AppPlug | Res - Single Family | Rate Impact Measure Test | Fuel Substitution | 21.6668 | 24.0832 | 26.5719 | 29.1524 | 31.7653 | 0 | 0 | 0 | 0 | 0 | 0 | 0 | 0
Scenario 3: Aggressive Fuel Sub | SDG&E | Res | AppPlug | Res - Single Family | Total Resource Cost Test | Energy Efficiency | 0.026652 | 0.040945 | 0.046955 | 0.052469 | 0.056774 | 564.4426 | 619.6015 | 632.8385 | 645.9707 | 659.1628 | 672.5862 | 686.4559 | 700.5899
Scenario 3: Aggressive Fuel Sub | SDG&E | Res | AppPlug | Res - Single Family | Total Resource Cost Test | Fuel Substitution | 19.4857 | 21.7436 | 24.099 | 26.547 | 29.14 | 0 | 0 | 0 | 0 | 0 | 0 | 0 | 0
Scenario 3: Aggressive Fuel Sub | SDG&E | Res | BROs | Income Qualified - Multi Family IQ | Participant Cost Test | Energy Efficiency | 308837.1065 | 315687.7606 | 323167.6238 | 331872.3245 | 340988.9826 | 350676.8753 | 360140.2273 | 370131.4724 | 379769.2196 | 389249.8534 | 397819.7672 | 387847.7316 | 397099.6618
Scenario 3: Aggressive Fuel Sub | SDG&E | Res | BROs | Income Qualified - Multi Family IQ | Program Administrator Cost Test | Energy Efficiency | 308837.1065 | 315687.7606 | 323167.6238 | 331872.3245 | 340988.9826 | 350676.8753 | 360140.2273 | 370131.4724 | 379769.2196 | 389249.8534 | 397819.7672 | 387847.7316 | 397099.6618
Scenario 3: Aggressive Fuel Sub | SDG&E | Res | BROs | Income Qualified - Multi Family IQ | Rate Impact Measure Test | Energy Efficiency | 308837.1065 | 315687.7606 | 323167.6238 | 331872.3245 | 340988.9826 | 350676.8753 | 360140.2273 | 370131.4724 | 379769.2196 | 389249.8534 | 397819.7672 | 387847.7316 | 397099.6618
Scenario 3: Aggressive Fuel Sub | SDG&E | Res | BROs | Income Qualified - Multi Family IQ | Total Resource Cost Test | Energy Efficiency | 308837.1065 | 315687.7606 | 323167.6238 | 331872.3245 | 340988.9826 | 350676.8753 | 360140.2273 | 370131.4724 | 379769.2196 | 389249.8534 | 397819.7672 | 387847.7316 | 397099.6618
Scenario 3: Aggressive Fuel Sub | SDG&E | Res | BROs | Income Qualified - Single Family IQ | Participant Cost Test | Energy Efficiency | 727061.3887 | 736798.8248 | 747850.3498 | 762728.5726 | 778332.6442 | 794713.3419 | 810423.3624 | 826942.5541 | 842744.4646 | 858177.4775 | 872054.2021 | 856040.7218 | 871725.9201
Scenario 3: Aggressive Fuel Sub | SDG&E | Res | BROs | Income Qualified - Single Family IQ | Program Administrator Cost Test | Energy Efficiency | 727061.3887 | 736798.8248 | 747850.3498 | 762728.5726 | 778332.6442 | 794713.3419 | 810423.3624 | 826942.5541 | 842744.4646 | 858177.4775 | 872054.2021 | 856040.7218 | 871725.9201
Scenario 3: Aggressive Fuel Sub | SDG&E | Res | BROs | Income Qualified - Single Family IQ | Rate Impact Measure Test | Energy Efficiency | 727061.3887 | 736798.8248 | 747850.3498 | 762728.5726 | 778332.6442 | 794713.3419 | 810423.3624 | 826942.5541 | 842744.4646 | 858177.4775 | 872054.2021 | 856040.7218 | 871725.9201
Scenario 3: Aggressive Fuel Sub | SDG&E | Res | BROs | Income Qualified - Single Family IQ | Total Resource Cost Test | Energy Efficiency | 727061.3887 | 736798.8248 | 747850.3498 | 762728.5726 | 778332.6442 | 794713.3419 | 810423.3624 | 826942.5541 | 842744.4646 | 858177.4775 | 872054.2021 | 856040.7218 | 871725.9201
Scenario 3: Aggressive Fuel Sub | SDG&E | Res | BROs | Res - Multi Family | Participant Cost Test | Energy Efficiency | 2516154.7595 | 2552278.6353 | 2593064.9256 | 2646953.3563 | 2703522.6542 | 2763057.3706 | 2820415.0603 | 2880833.289 | 2938852.501 | 2995724.8276 | 3047135.537 | 3111992.278 | 3180996.7996
Scenario 3: Aggressive Fuel Sub | SDG&E | Res | BROs | Res - Multi Family | Program Administrator Cost Test | Energy Efficiency | 2516154.7595 | 2552278.6353 | 2593064.9256 | 2646953.3563 | 2703522.6542 | 2763057.3706 | 2820415.0603 | 2880833.289 | 2938852.501 | 2995724.8276 | 3047135.537 | 3111992.278 | 3180996.7996
Scenario 3: Aggressive Fuel Sub | SDG&E | Res | BROs | Res - Multi Family | Rate Impact Measure Test | Energy Efficiency | 2516154.7595 | 2552278.6353 | 2593064.9256 | 2646953.3563 | 2703522.6542 | 2763057.3706 | 2820415.0603 | 2880833.289 | 2938852.501 | 2995724.8276 | 3047135.537 | 3111992.278 | 3180996.7996
Scenario 3: Aggressive Fuel Sub | SDG&E | Res | BROs | Res - Multi Family | Total Resource Cost Test | Energy Efficiency | 2516154.7595 | 2552278.6353 | 2593064.9256 | 2646953.3563 | 2703522.6542 | 2763057.3706 | 2820415.0603 | 2880833.289 | 2938852.501 | 2995724.8276 | 3047135.537 | 3111992.278 | 3180996.7996
Scenario 3: Aggressive Fuel Sub | SDG&E | Res | BROs | Res - Single Family | Participant Cost Test | Energy Efficiency | 892758.2487 | 912103.0951 | 933255.1742 | 957626.301 | 983114.6952 | 1010097.7324 | 1036414.134 | 1064098.2475 | 1090755.074 | 1116893.27 | 1140499.6228 | 1169683.2813 | 1200419.9638
Scenario 3: Aggressive Fuel Sub | SDG&E | Res | BROs | Res - Single Family | Program Administrator Cost Test | Energy Efficiency | 892758.2487 | 912103.0951 | 933255.1742 | 957626.301 | 983114.6952 | 1010097.7324 | 1036414.134 | 1064098.2475 | 1090755.074 | 1116893.27 | 1140499.6228 | 1169683.2813 | 1200419.9638
Scenario 3: Aggressive Fuel Sub | SDG&E | Res | BROs | Res - Single Family | Rate Impact Measure Test | Energy Efficiency | 892758.2487 | 912103.0951 | 933255.1742 | 957626.301 | 983114.6952 | 1010097.7324 | 1036414.134 | 1064098.2475 | 1090755.074 | 1116893.27 | 1140499.6228 | 1169683.2813 | 1200419.9638
Scenario 3: Aggressive Fuel Sub | SDG&E | Res | BROs | Res - Single Family | Total Resource Cost Test | Energy Efficiency | 892758.2487 | 912103.0951 | 933255.1742 | 957626.301 | 983114.6952 | 1010097.7324 | 1036414.134 | 1064098.2475 | 1090755.074 | 1116893.27 | 1140499.6228 | 1169683.2813 | 1200419.9638
Scenario 3: Aggressive Fuel Sub | SDG&E | Res | BldgEnv | Res - Multi Family | Participant Cost Test | Energy Efficiency | 0 | 0 | 0 | 6537.7702 | 6523.2833 | 34225.3135 | 34167.8672 | 34119.8202 | 34081.1161 | 34051.6655 | 34031.3584 | 34020.0715 | 34017.6715
Scenario 3: Aggressive Fuel Sub | SDG&E | Res | BldgEnv | Res - Multi Family | Program Administrator Cost Test | Energy Efficiency | 0 | 0 | 0 | 423.1129 | 413.8974 | 1983.923 | 1941.7579 | 1901.0072 | 1861.6184 | 1823.539 | 1786.7171 | 1751.1025 | 1716.646
Scenario 3: Aggressive Fuel Sub | SDG&E | Res | BldgEnv | Res - Multi Family | Rate Impact Measure Test | Energy Efficiency | 0 | 0 | 0 | 2901.5893 | 2696.7221 | 11472.3024 | 10461.1439 | 9400.7559 | 8284.5603 | 7107.9207 | 5865.9804 | 4550.3558 | 3158.5523
Scenario 3: Aggressive Fuel Sub | SDG&E | Res | BldgEnv | Res - Multi Family | Total Resource Cost Test | Energy Efficiency | 0 | 0 | 0 | 2253.6886 | 2240.4167 | 11567.0108 | 11508.7607 | 11454.5569 | 11404.3309 | 11358.0053 | 11315.4975 | 11276.7225 | 11241.5941
Scenario 3: Aggressive Fuel Sub | SDG&E | Res | BldgEnv | Res - Single Family | Participant Cost Test | Energy Efficiency | 731288.1212 | 757181.7297 | 774795.5304 | 781785.3437 | 772461.2764 | 768532.4536 | 762729.7021 | 755473.547 | 218045.007 | 68914.0125 | 68577.4186 | 68262.5508 | 67969.4739
Scenario 3: Aggressive Fuel Sub | SDG&E | Res | BldgEnv | Res - Single Family | Program Administrator Cost Test | Energy Efficiency | 21613.2493 | 21294.507 | 20935.8173 | 20512.4061 | 19984.1173 | 19501.5517 | 19017.878 | 18539.5566 | 4106.4354 | 3113.7284 | 3037.7648 | 2964.5266 | 2893.9204
Scenario 3: Aggressive Fuel Sub | SDG&E | Res | BldgEnv | Res - Single Family | Rate Impact Measure Test | Energy Efficiency | 148986.3293 | 149174.7848 | 148904.0762 | 147938.7222 | 136785.2571 | 125364.5383 | 113434.3182 | 101069.2056 | 19924.9126 | 14123.4359 | 11468.1233 | 8704.8653 | 5829.1906
Scenario 3: Aggressive Fuel Sub | SDG&E | Res | BldgEnv | Res - Single Family | Total Resource Cost Test | Energy Efficiency | 222877.855 | 229718.1812 | 234387.9027 | 236181.284 | 233433.0762 | 232160.2913 | 230352.2323 | 228207.8654 | 63676.0536 | 22409.6519 | 22239.442 | 22078.0408 | 21925.3731
Scenario 3: Aggressive Fuel Sub | SDG&E | Res | HVAC | Res - Multi Family | Participant Cost Test | Energy Efficiency | 0 | 0 | 0 | 0 | 0 | 21067.4335 | 20632.5614 | 19945.4849 | 19107.3163 | 18249.1212 | 17463.924 | 16888.6943 | 16383.5714
Scenario 3: Aggressive Fuel Sub | SDG&E | Res | HVAC | Res - Multi Family | Participant Cost Test | Fuel Substitution | 11005.5279 | 11439.8453 | 14707.6997 | 15107.1176 | 15542.7993 | 0 | 0 | 0 | 0 | 0 | 0 | 0 | 0
Scenario 3: Aggressive Fuel Sub | SDG&E | Res | HVAC | Res - Multi Family | Program Administrator Cost Test | Energy Efficiency | 1906.5554 | 1525.2443 | 1220.1955 | 976.1564 | 780.9251 | 12922.9453 | 12510.2552 | 11978.2282 | 11381.5426 | 10792.499 | 10261.4703 | 9864.1555 | 9517.3814
Scenario 3: Aggressive Fuel Sub | SDG&E | Res | HVAC | Res - Multi Family | Program Administrator Cost Test | Fuel Substitution | 7021.3537 | 7201.7646 | 8328.1508 | 8415.7529 | 8534.8751 | 0 | 0 | 0 | 0 | 0 | 0 | 0 | 0
Scenario 3: Aggressive Fuel Sub | SDG&E | Res | HVAC | Res - Multi Family | Rate Impact Measure Test | Energy Efficiency | 26986.1826 | 22195.9543 | 18120.7238 | 14502.2125 | 11633.0343 | 42610.5799 | 37761.5964 | 32987.2585 | 28394.482 | 24144.1825 | 20295.0229 | 16873.973 | 12998.7953
Scenario 3: Aggressive Fuel Sub | SDG&E | Res | HVAC | Res - Multi Family | Rate Impact Measure Test | Fuel Substitution | 17087.4977 | 17191.38 | 19315.1555 | 19048.3636 | 18747.7705 | 0 | 0 | 0 | 0 | 0 | 0 | 0 | 0
Scenario 3: Aggressive Fuel Sub | SDG&E | Res | HVAC | Res - Multi Family | Total Resource Cost Test | Energy Efficiency | 1906.5554 | 1525.2443 | 1220.1955 | 976.1564 | 780.9251 | 18189.8037 | 17668.3955 | 16964.5995 | 16158.3716 | 15354.7793 | 14627.4513 | 14086.329 | 13613.2742
Scenario 3: Aggressive Fuel Sub | SDG&E | Res | HVAC | Res - Multi Family | Total Resource Cost Test | Fuel Substitution | 13949.5951 | 14482.3076 | 18159.67 | 18606.9232 | 19111.4224 | 0 | 0 | 0 | 0 | 0 | 0 | 0 | 0
Scenario 3: Aggressive Fuel Sub | SDG&E | Res | HVAC | Res - Single Family | Participant Cost Test | Energy Efficiency | 5377584.1545 | 6047454.6243 | 6546430.6531 | 6868560.478 | 6230761.1081 | 2990738.6422 | 3055284.3758 | 3113119.3957 | 374416.7915 | 34046.2556 | 32266.6055 | 30873.5489 | 29628.1729
Scenario 3: Aggressive Fuel Sub | SDG&E | Res | HVAC | Res - Single Family | Participant Cost Test | Fuel Substitution | 576987.7355 | 598789.9732 | 617720.1562 | 637067.0455 | 604820.0737 | 928.1995 | 1014.6559 | 1066.0256 | 0 | 0 | 0 | 0 | 0
Scenario 3: Aggressive Fuel Sub | SDG&E | Res | HVAC | Res - Single Family | Program Administrator Cost Test | Energy Efficiency | 188078.6933 | 205122.0545 | 216494.4754 | 221884.9405 | 219109.8799 | 122091.2154 | 120636.7826 | 118928.3958 | 32310.9484 | 20592.7336 | 19329.4161 | 18331.8197 | 17453.7203
Scenario 3: Aggressive Fuel Sub | SDG&E | Res | HVAC | Res - Single Family | Program Administrator Cost Test | Fuel Substitution | 350691.5282 | 361371.407 | 368760.3582 | 374495.1885 | 376825.1203 | 1235.773 | 1350.903 | 1419.2276 | 0 | 0 | 0 | 0 | 0
Scenario 3: Aggressive Fuel Sub | SDG&E | Res | HVAC | Res - Single Family | Rate Impact Measure Test | Energy Efficiency | 1407983.7665 | 1475637.7584 | 1488157.6325 | 1441516.8337 | 1334425.5185 | 579577.5962 | 527592.6643 | 473773.4199 | 100290.259 | 51639.1587 | 42818.2037 | 35148.4385 | 25751.2959
Scenario 3: Aggressive Fuel Sub | SDG&E | Res | HVAC | Res - Single Family | Rate Impact Measure Test | Fuel Substitution | 518965.5043 | 531522.3643 | 539217.8438 | 545333.5425 | 544688.441 | 1314.8241 | 1428.8715 | 1491.1874 | 0 | 0 | 0 | 0 | 0
Scenario 3: Aggressive Fuel Sub | SDG&E | Res | HVAC | Res - Single Family | Total Resource Cost Test | Energy Efficiency | 4484480.3349 | 5073770.285 | 5509117.0773 | 5783597.4656 | 5131498.1265 | 1851327.0106 | 1889175.6077 | 1922938.4834 | 238901.4675 | 29104.2975 | 27396.0675 | 26050.2069 | 24860.7636
Scenario 3: Aggressive Fuel Sub | SDG&E | Res | HVAC | Res - Single Family | Total Resource Cost Test | Fuel Substitution | 779231.1238 | 808615.9203 | 832726.5387 | 855747.6057 | 824550.6933 | 2153.999 | 2354.6342 | 2473.8359 | 0 | 0 | 0 | 0 | 0
Scenario 3: Aggressive Fuel Sub | SDG&E | Res | WaterHeat | Res - Multi Family | Participant Cost Test | Energy Efficiency | 4077110.5311 | 4111268.6265 | 4120353.9772 | 4136909.3834 | 4099364.0324 | 3429302.5651 | 3407557.7117 | 3384194.7016 | 3362788.3746 | 3346580.9758 | 3338068.8558 | 3340976.0239 | 3351042.5267
Scenario 3: Aggressive Fuel Sub | SDG&E | Res | WaterHeat | Res - Multi Family | Participant Cost Test | Fuel Substitution | 469937.9974 | 466406.3775 | 455708.3852 | 438787.946 | 419160.7381 | 1570.987 | 1851.7542 | 2128.6045 | 2358.898 | 2542.4368 | 2688.7294 | 2808.5952 | 2910.6813
Scenario 3: Aggressive Fuel Sub | SDG&E | Res | WaterHeat | Res - Multi Family | Program Administrator Cost Test | Energy Efficiency | 1583560.954 | 1563514.8704 | 1534195.5197 | 1508125.6549 | 1463874.343 | 1280344.6681 | 1249276.5382 | 1219422.8655 | 1192296.5179 | 1168524.9417 | 1148877.112 | 1134500.0735 | 1123620.3629
Scenario 3: Aggressive Fuel Sub | SDG&E | Res | WaterHeat | Res - Multi Family | Program Administrator Cost Test | Fuel Substitution | 277378.158 | 294509.1192 | 309118.8211 | 322363.4795 | 336396.7253 | 763.6012 | 894.6774 | 1022.3603 | 1126.3577 | 1207.0006 | 1269.1915 | 1318.3328 | 1358.6887
Scenario 3: Aggressive Fuel Sub | SDG&E | Res | WaterHeat | Res - Multi Family | Rate Impact Measure Test | Energy Efficiency | 12264364.0703 | 11757827.3357 | 11124905.2336 | 10442638.0939 | 9520343.862 | 7725687.5367 | 6899569.909 | 6067894.4633 | 5238820.4014 | 4419570.6749 | 3609511.4674 | 2797289.929 | 1969691.2805
Scenario 3: Aggressive Fuel Sub | SDG&E | Res | WaterHeat | Res - Multi Family | Rate Impact Measure Test | Fuel Substitution | 277522.0563 | 294705.6 | 309384.7441 | 322741.6974 | 336890.9202 | 5806.4269 | 6141.9616 | 6244.7048 | 6001.4262 | 5461.7794 | 4694.0492 | 3740.8832 | 2636.2839
Scenario 3: Aggressive Fuel Sub | SDG&E | Res | WaterHeat | Res - Multi Family | Total Resource Cost Test | Energy Efficiency | 3770741.0588 | 3783505.4609 | 3773530.6703 | 3771071.8568 | 3718646.7413 | 2979209.9859 | 2943071.4526 | 2906746.1014 | 2873530.9898 | 2845855.8383 | 2825818.8141 | 2816530.8779 | 2814143.9428
Scenario 3: Aggressive Fuel Sub | SDG&E | Res | WaterHeat | Res - Multi Family | Total Resource Cost Test | Fuel Substitution | 368094.1513 | 390267.5564 | 409350.2898 | 426909.316 | 445138.4995 | 2184.3909 | 2572.8648 | 2955.3597 | 3272.7377 | 3524.8747 | 3725.0932 | 3888.4893 | 4027.1098
Scenario 3: Aggressive Fuel Sub | SDG&E | Res | WaterHeat | Res - Single Family | Participant Cost Test | Energy Efficiency | 8610722.656 | 9026839.3741 | 6086202.0109 | 6058265.3134 | 5891993.7151 | 2913409.8555 | 2783493.9102 | 2663738.33 | 2558208.0808 | 2468391.6401 | 2394230.5111 | 2336719.3237 | 2291887.3672
Scenario 3: Aggressive Fuel Sub | SDG&E | Res | WaterHeat | Res - Single Family | Participant Cost Test | Fuel Substitution | 13602.5834 | 13476.6118 | 13327.54 | 13148.0667 | 13001.2845 | 8069.1797 | 9167.516 | 10399.4801 | 11469.4885 | 12318.39 | 12994.7639 | 13551.5127 | 14030.398
Scenario 3: Aggressive Fuel Sub | SDG&E | Res | WaterHeat | Res - Single Family | Program Administrator Cost Test | Energy Efficiency | 2422997.3282 | 2426066.7684 | 2380003.8655 | 2292402.0388 | 2158035.6607 | 1272692.4371 | 1179526.8403 | 1095430.0778 | 1021884.3903 | 959025.1502 | 906230.888 | 863303.4058 | 828000.0191
Scenario 3: Aggressive Fuel Sub | SDG&E | Res | WaterHeat | Res - Single Family | Program Administrator Cost Test | Fuel Substitution | 22986.8463 | 24224.7735 | 25312.021 | 26350.6747 | 27476.7796 | 3957.1564 | 4468.3166 | 5038.2126 | 5523.4954 | 5897.4078 | 6185.0856 | 6413.1099 | 6602.1953
Scenario 3: Aggressive Fuel Sub | SDG&E | Res | WaterHeat | Res - Single Family | Rate Impact Measure Test | Energy Efficiency | 16670896.49 | 16498313.5182 | 15931471.548 | 15011582.6409 | 13462303.6228 | 7303159.382 | 6276868.508 | 5310586.4768 | 4415017.022 | 3593860.8163 | 2837132.5603 | 2129571.3652 | 1455052.0062
Scenario 3: Aggressive Fuel Sub | SDG&E | Res | WaterHeat | Res - Single Family | Rate Impact Measure Test | Fuel Substitution | 22986.8463 | 24224.7735 | 25445.9234 | 26758.7758 | 28135.6848 | 30629.3263 | 31219.0661 | 31311.3984 | 29932.1845 | 27125.3828 | 23229.853 | 18449.5618 | 12943.7485
Scenario 3: Aggressive Fuel Sub | SDG&E | Res | WaterHeat | Res - Single Family | Total Resource Cost Test | Energy Efficiency | 8835391.2498 | 9232906.111 | 6268438.7732 | 6212302.5988 | 6014293.9905 | 2728421.1797 | 2575919.9093 | 2436249.8881 | 2313163.4078 | 2207798.1473 | 2119739.1222 | 2049470.8817 | 1992942.6986
Scenario 3: Aggressive Fuel Sub | SDG&E | Res | WaterHeat | Res - Single Family | Total Resource Cost Test | Fuel Substitution | 30080.1635 | 31728.6349 | 33199.9765 | 34629.1711 | 36153.0316 | 11231.9231 | 12750.9858 | 14453.6193 | 15928.94 | 17095.408 | 18021.1167 | 18779.9388 | 19430.0951

## System Benefits Detail (hidden)
Scenario | Utility | Sector | End Use | Building Type | Measure Type | 2025 | 2026 | 2027 | 2028 | 2029 | 2030 | 2031 | 2032 | 2033 | 2034 | 2035 | 2036 | 2037
2023 PG Study Reference Scenario | PG&E | Ag | HVAC | Ag - Irrigated Agriculture, vineyards, forestry and greenhouses | Energy Efficiency | 180852.1953 | 211663.8099 | 246241.7881 | 284558.1498 | 326396.9527 | 371340.0761 | 418600.7588 | 467458.4426 | 516683.4825 | 564892.5918 | 877526.7696
2023 PG Study Reference Scenario | PG&E | Ag | Lighting | Ag - Irrigated Agriculture, vineyards, forestry and greenhouses | Energy Efficiency | 5152192.5796 | 4891001.5266 | 4305241.9789 | 3518721.0063 | 2703692.0253 | 1965494.7211 | 1396879.2455 | 957001.579 | 641766.9202 | 425302.4376 | 279759.3643
2023 PG Study Reference Scenario | PG&E | Ag | MachDr | Ag - Dairies, fishing, hunting | Energy Efficiency | 1202380.4703 | 814295.8544 | 505884.1504 | 179122.5647 | 0 | 161343.671 | 144741.2807 | 80994.4357 | 44826.5226 | 0 | 0
2023 PG Study Reference Scenario | PG&E | Ag | MachDr | Ag - Water pumping | Energy Efficiency | 3290714.1897 | 2021847.9748 | 1169589.2838 | 652116.3426 | 356160.1126 | 192028.5886 | 105413.2925 | 57453.9384 | 31269.2959 | 17060.7043 | 9323.4366
2023 PG Study Reference Scenario | PG&E | Ag | ProcHeat | Ag - Dairies, fishing, hunting | Energy Efficiency | 13.0355 | 1.617 | 0.20002 | 0.024663 | 0.0030307 | 0.00037122 | 4.5262e-05 | 5.5504e-06 | 6.8405e-07 | 8.4614e-08 | 9.9983e-09
2023 PG Study Reference Scenario | PG&E | Ag | ProcHeat | Ag - Irrigated Agriculture, vineyards, forestry and greenhouses | Energy Efficiency | 960322.6979 | 644218.6211 | 397512.5412 | 243663.7498 | 147985.6546 | 89208.35 | 52414.0905 | 31198.9555 | 18510.0178 | 10952.7836 | 6467.7672
2023 PG Study Reference Scenario | PG&E | Ag | WholeBlg | Ag - Dairies, fishing, hunting | Energy Efficiency | 799503.5473 | 811353.5043 | 825133.2227 | 842083.2635 | 866385.099 | 901888.3507 | 916352.5898 | 928823.3228 | 942132.4749 | 957710.9423 | 975284.144
2023 PG Study Reference Scenario | PG&E | Ag | WholeBlg | Ag - Irrigated Agriculture, vineyards, forestry and greenhouses | Energy Efficiency | 7537368.9116 | 8128017.1099 | 8943104.0429 | 10118969.4989 | 11901081.5318 | 14666501.0675 | 15062852.6922 | 15371248.0144 | 15692675.9968 | 16050421.6245 | 16450800.8451
2023 PG Study Reference Scenario | PG&E | Ag | WholeBlg | Ag - Water pumping | Energy Efficiency | 1548713.4787 | 1603960.2108 | 1687326.336 | 1814932.9183 | 2020668.0912 | 2352642.0893 | 2379814.2562 | 2387624.294 | 2394303.3808 | 2407016.3764 | 2424918.1334
2023 PG Study Reference Scenario | PG&E | Com | AppPlug | Com - College | Energy Efficiency | 1423.0407 | 1433.4011 | 1372.9718 | 1346.4263 | 808.1296 | 750.2362 | 152.2039 | 790.52 | 836.6463 | 863.0342 | 889.0653
2023 PG Study Reference Scenario | PG&E | Com | AppPlug | Com - Grocery | Energy Efficiency | 56.3947 | 48.0526 | 41.4536 | 34.2934 | 26.8844 | 23.9386 | 3.9316 | 20.139 | 17.7742 | 17.8331 | 18.2944
2023 PG Study Reference Scenario | PG&E | Com | AppPlug | Com - Health | Energy Efficiency | 495427.1017 | 568145.6081 | 684127.5698 | 796621.1974 | 939713.782 | 1089987.425 | 1260086.1608 | 1431426.4706 | 2415208.3538 | 2654575.1052 | 2868998.1729
2023 PG Study Reference Scenario | PG&E | Com | AppPlug | Com - Lodging | Energy Efficiency | 847924.6055 | 990050.1943 | 1151422.1989 | 1317422.607 | 1518615.7939 | 1726185.3005 | 1954498.8693 | 2203207.8849 | 2880307.5792 | 3212829.8509 | 3573157.161
2023 PG Study Reference Scenario | PG&E | Com | AppPlug | Com - Office (Large) | Energy Efficiency | 13874.2807 | 14329.704 | 14726.3234 | 14881.4999 | 15295.6413 | 15359.9892 | 3088.668 | 17036.9451 | 17374.4446 | 18184.1736 | 18915.9157
2023 PG Study Reference Scenario | PG&E | Com | AppPlug | Com - Office (Small) | Energy Efficiency | 4056.2742 | 4208.219 | 4269.5736 | 4304.2296 | 4350.9662 | 4359.2603 | 880.2369 | 4826.0233 | 4983.9632 | 5204.1695 | 5431.8163
2023 PG Study Reference Scenario | PG&E | Com | AppPlug | Com - Other | Energy Efficiency | 9544.4627 | 10426.6625 | 11437.8351 | 12464.785 | 13466.8496 | 14764.1005 | 14983.9287 | 17716.8851 | 19118.4731 | 20777.9425 | 22594.2152
2023 PG Study Reference Scenario | PG&E | Com | AppPlug | Com - Refrig. Warehouse | Energy Efficiency | 373.4067 | 388.8183 | 402.5471 | 413.0188 | 424.5676 | 434.379 | 18.9957 | 100.9349 | 103.599 | 107.3963 | 111.1192
2023 PG Study Reference Scenario | PG&E | Com | AppPlug | Com - Restaurant | Energy Efficiency | 0 | 0 | 0 | 0 | 0 | 0 | 0 | 0 | 0 | 0 | 0
2023 PG Study Reference Scenario | PG&E | Com | AppPlug | Com - Retail | Energy Efficiency | 186.7622 | 153.9317 | 131.2186 | 107.7031 | 84.7082 | 77.8521 | 13.3866 | 69.8122 | 63.9282 | 65.4382 | 68.3228
2023 PG Study Reference Scenario | PG&E | Com | AppPlug | Com - School | Energy Efficiency | 710.4945 | 741.0903 | 750.0631 | 754.5573 | 754.5573 | 751.6958 | 154.3957 | 828.6631 | 856.4164 | 894.7736 | 935.0264
2023 PG Study Reference Scenario | PG&E | Com | AppPlug | Com - Warehouse | Energy Efficiency | 960.9993 | 958.0419 | 629.3413 | 591.0902 | 563.6637 | 537.4689 | 105.7343 | 558.3502 | 564.7785 | 584.6599 | 601.2807
2023 PG Study Reference Scenario | PG&E | Com | BROs | Com - College | Energy Efficiency | 391020.1339 | 439230.9281 | 492790.6273 | 546451.8592 | 607606.127 | 676020.5996 | 770744.1592 | 874966.6798 | 1482402.2973 | 429657.5911 | 582323.536
2023 PG Study Reference Scenario | PG&E | Com | BROs | Com - Grocery | Energy Efficiency | 1632378.3595 | 1873781.2911 | 2115174.4845 | 2298161.0645 | 2390040.2415 | 2469430.2484 | 2824484.0735 | 3122299.5541 | 3684590.6211 | 3376085.0779 | 3766122.4898
2023 PG Study Reference Scenario | PG&E | Com | BROs | Com - Health | Energy Efficiency | 1649218.3199 | 1875912.0722 | 2120509.8648 | 2352946.8724 | 2586650.9032 | 2840757.6558 | 3262785.2359 | 3703824.1615 | 5764410.1689 | 2506986.2995 | 3138563.7682
2023 PG Study Reference Scenario | PG&E | Com | BROs | Com - Lodging | Energy Efficiency | 580212.141 | 674942.2276 | 779373.8683 | 888369.0209 | 991764.5335 | 1108051.9267 | 1292426.8786 | 1488210.2459 | 2282852.1287 | 1139879.8932 | 1427541.1435
2023 PG Study Reference Scenario | PG&E | Com | BROs | Com - Office (Large) | Energy Efficiency | 3150523.7918 | 3525290.6423 | 3908032.1103 | 4206935.6353 | 4480614.6754 | 4760388.8245 | 5370165.3116 | 5954197.5101 | 8078445.6191 | 5177428.3124 | 6011007.5111
2023 PG Study Reference Scenario | PG&E | Com | BROs | Com - Office (Small) | Energy Efficiency | 419959.6569 | 482729.9591 | 546885.2931 | 602297.4056 | 641068.9254 | 680536.8803 | 781694.0955 | 875180.7199 | 1025353.6783 | 1013898.4553 | 1145437.9615
2023 PG Study Reference Scenario | PG&E | Com | BROs | Com - Other | Energy Efficiency | 882374.2811 | 1035315.9007 | 1209365.9856 | 1405215.9039 | 1582562.2482 | 1780400.1553 | 2087447.3841 | 2413881.2303 | 2980422.3232 | 2936271.0152 | 3435720.1588
2023 PG Study Reference Scenario | PG&E | Com | BROs | Com - Refrig. Warehouse | Energy Efficiency | 20048.8867 | 23487.4794 | 27590.4559 | 30464.3308 | 33965.6094 | 37556.1034 | 44145.5092 | 50974.9223 | 105936.8959 | 0 | 10994.981
2023 PG Study Reference Scenario | PG&E | Com | BROs | Com - Restaurant | Energy Efficiency | 467287.7268 | 545789.1331 | 631466.8344 | 724176.2165 | 757676.5739 | 791186.1457 | 931209.7681 | 1052415.3169 | 1316217.4101 | 1123011.2398 | 1282562.607
2023 PG Study Reference Scenario | PG&E | Com | BROs | Com - Retail | Energy Efficiency | 928772.556 | 1069286.9569 | 1214019.1228 | 1347038.4233 | 1408991.5658 | 1469712.001 | 1693073.3402 | 1884824.1519 | 2152619.8829 | 2201489.0649 | 2455493.5921
2023 PG Study Reference Scenario | PG&E | Com | BROs | Com - School | Energy Efficiency | 1013928.9851 | 1136971.1759 | 1268375.2572 | 1402407.097 | 1550592.8473 | 1715105.6042 | 1937668.769 | 2177939.9775 | 3015114.9538 | 1952690.015 | 2303458.88
2023 PG Study Reference Scenario | PG&E | Com | BROs | Com - Warehouse | Energy Efficiency | 4795.962 | 5673.7231 | 6724.8754 | 7690.3754 | 8856.674 | 10167.8788 | 12072.0814 | 14204.5366 | 30251.7677 | 0 | 3269.3568
2023 PG Study Reference Scenario | PG&E | Com | BldgEnv | Com - College | Energy Efficiency | 1669.7784 | 1632.4404 | 1534.7892 | 1528.6697 | 51.4693 | 50.9451 | 50.811 | 50.6286 | 50.2939 | 50.0323 | 49.8487
2023 PG Study Reference Scenario | PG&E | Com | BldgEnv | Com - Grocery | Energy Efficiency | 314.1799 | 259.3533 | 257.0435 | 254.4921 | 251.9519 | 249.2924 | 248.5328 | 247.5552 | 244.147 | 241.1489 | 238.9883
2023 PG Study Reference Scenario | PG&E | Com | BldgEnv | Com - Health | Energy Efficiency | 7808.7651 | 8017.8546 | 8699.0258 | 9212.3513 | 9958.5796 | 10581.5204 | 11239.7679 | 11792.293 | 12271.9898 | 12636.6412 | 12737.8843
2023 PG Study Reference Scenario | PG&E | Com | BldgEnv | Com - Lodging | Energy Efficiency | 17570.2101 | 18433.5675 | 19413.9113 | 20335.2004 | 21617.7801 | 22716.0785 | 23914.662 | 25157.593 | 26392.2005 | 27802.9373 | 29253.7663
2023 PG Study Reference Scenario | PG&E | Com | BldgEnv | Com - Office (Large) | Energy Efficiency | 13641.9624 | 14196.9304 | 15142.8593 | 15934.9625 | 16965.0585 | 17905.8176 | 19020.6087 | 19896.2354 | 20648.6698 | 21802.2576 | 22921.0521
2023 PG Study Reference Scenario | PG&E | Com | BldgEnv | Com - Office (Small) | Energy Efficiency | 4114.9325 | 4298.8349 | 4525.2589 | 4746.9803 | 4969.6829 | 5229.0923 | 5505.0119 | 5791.0469 | 6082.5106 | 6405.0235 | 6751.4749
2023 PG Study Reference Scenario | PG&E | Com | BldgEnv | Com - Other | Energy Efficiency | 4376.643 | 4552.2043 | 4776.5537 | 4982.726 | 5163.4699 | 5433.2754 | 5734.9777 | 6011.1814 | 6228.494 | 6518.2049 | 6837.6774
2023 PG Study Reference Scenario | PG&E | Com | BldgEnv | Com - Refrig. Warehouse | Energy Efficiency | 1351.666 | 1408.43 | 1472.493 | 1535.1289 | 1606.8475 | 1691.2023 | 1777.4566 | 1870.0094 | 1956.7659 | 2051.7182 | 2150.0535
2023 PG Study Reference Scenario | PG&E | Com | BldgEnv | Com - Restaurant | Energy Efficiency | 138.3364 | 137.2596 | 136.1191 | 134.8522 | 133.5921 | 132.2681 | 131.948 | 131.5024 | 130.9065 | 130.4918 | 130.2118
2023 PG Study Reference Scenario | PG&E | Com | BldgEnv | Com - Retail | Energy Efficiency | 443.4977 | 440.3175 | 436.9868 | 433.2963 | 429.6429 | 425.7622 | 425.0271 | 423.8414 | 401.2019 | 378.1552 | 360.2913
2023 PG Study Reference Scenario | PG&E | Com | BldgEnv | Com - School | Energy Efficiency | 5016.7667 | 5270.1826 | 5540.125 | 5806.0774 | 6022.6721 | 6310.3623 | 6621.7737 | 6982.8807 | 7343.461 | 7748.109 | 8187.9811
2023 PG Study Reference Scenario | PG&E | Com | BldgEnv | Com - Warehouse | Energy Efficiency | 48660.0294 | 46636.172 | 7402.413 | 5309.1925 | 3514.1112 | 3117.1643 | 3121.9255 | 3127.4299 | 2995.0641 | 2856.0965 | 2748.5509
2023 PG Study Reference Scenario | PG&E | Com | ComRefrig | Com - College | Energy Efficiency | 11284.9429 | 5039.6446 | 1161.6953 | 7.0094 | 1.3503 | 0 | 0 | 0 | 0 | 0 | 0
2023 PG Study Reference Scenario | PG&E | Com | ComRefrig | Com - Grocery | Energy Efficiency | 3365585.9687 | 2083299.951 | 1101829.3895 | 464327.9974 | 202582.366 | 93411.9381 | 28577.4924 | 237.5345 | 101.5332 | 13.3523 | 0
2023 PG Study Reference Scenario | PG&E | Com | ComRefrig | Com - Lodging | Energy Efficiency | 16853.3066 | 8881.7482 | 3024.4813 | 11.2588 | 2.8891 | 0 | 0 | 0 | 0 | 0 | 0
2023 PG Study Reference Scenario | PG&E | Com | ComRefrig | Com - Other | Energy Efficiency | 25677.5154 | 18085.6833 | 10612.8976 | 4993.2829 | 1489.8798 | 9.8966 | 3.8594 | 0 | 0 | 0 | 0
2023 PG Study Reference Scenario | PG&E | Com | ComRefrig | Com - Refrig. Warehouse | Energy Efficiency | 162082.5057 | 103481.9229 | 52936.5875 | 18686.4738 | 75.0533 | 23.8549 | 0 | 0 | 0 | 0 | 0
2023 PG Study Reference Scenario | PG&E | Com | ComRefrig | Com - Restaurant | Energy Efficiency | 178066.5604 | 81341.1318 | 26865.9741 | 125.9075 | 43.8156 | 0 | 0 | 0 | 0 | 0 | 0
2023 PG Study Reference Scenario | PG&E | Com | ComRefrig | Com - Retail | Energy Efficiency | 1512720.3555 | 888518.766 | 423419.7607 | 136015.1936 | 48813.5482 | 6929.0699 | 154.3948 | 59.8344 | 0.42945 | 0 | 0
2023 PG Study Reference Scenario | PG&E | Com | ComRefrig | Com - School | Energy Efficiency | 25731.2377 | 13109.2677 | 4690.6067 | 17.9479 | 5.8029 | 0 | 0 | 0 | 0 | 0 | 0
2023 PG Study Reference Scenario | PG&E | Com | Data Center | Com - Office (Large) | Energy Efficiency | 74435.0032 | 74207.8854 | 73661.1841 | 73064.5985 | 72784.1632 | 71771.718 | 72647.7326 | 72108.1518 | 70986.8808 | 70632.2748 | 70006.623
2023 PG Study Reference Scenario | PG&E | Com | Data Center | Com - Other | Energy Efficiency | 41625.9315 | 41440.0765 | 41098.4559 | 40327.0601 | 39288.9418 | 38448.8208 | 38587.4944 | 38154.4999 | 37334.2887 | 36671.0568 | 35998.2495
2023 PG Study Reference Scenario | PG&E | Com | FoodServ | Com - College | Energy Efficiency | 49225.1969 | 54999.0524 | 61014.6224 | 68125.3369 | 66276.9326 | 72278.0377 | 80741.3141 | 88396.519 | 97361.6417 | 106364.3556 | 115952.028
2023 PG Study Reference Scenario | PG&E | Com | FoodServ | Com - College | Fuel Substitution | 333.6518 | 357.6542 | 427.5011 | 553.144 | 750.3418 | 982.3719 | 1375.794 | 1892.2237 | 2490.3308 | 3165.9755 | 3929.5906
2023 PG Study Reference Scenario | PG&E | Com | FoodServ | Com - Grocery | Energy Efficiency | 229531.9836 | 255306.8389 | 292375.7247 | 332816.8509 | 370381.9258 | 411410.8559 | 454387.3973 | 502240.327 | 553643.6834 | 607690.7537 | 665838.8658
2023 PG Study Reference Scenario | PG&E | Com | FoodServ | Com - Grocery | Fuel Substitution | 1962.018 | 2011.9545 | 2983.1178 | 4419.6662 | 6294.6763 | 8740.0779 | 11433.1398 | 14673.6098 | 18861.8707 | 23703.1441 | 29182.8702
2023 PG Study Reference Scenario | PG&E | Com | FoodServ | Com - Health | Energy Efficiency | 123461.6277 | 139692.1094 | 162443.6192 | 186020.0451 | 212605.0791 | 238979.7979 | 268077.3859 | 299498.9412 | 331826.9121 | 365088.7451 | 398815.9079
2023 PG Study Reference Scenario | PG&E | Com | FoodServ | Com - Health | Fuel Substitution | 965.7805 | 990.137 | 1330.6456 | 1771.209 | 2483.6806 | 3490.3466 | 4618.1027 | 6200.4304 | 8154.8505 | 10419.2991 | 13015.0112
2023 PG Study Reference Scenario | PG&E | Com | FoodServ | Com - Lodging | Energy Efficiency | 121156.1775 | 137384.7399 | 156801.7486 | 177119.9747 | 198784.2693 | 221393.7447 | 247560.6922 | 273777.087 | 301860.0509 | 332944.9101 | 366434.3456
2023 PG Study Reference Scenario | PG&E | Com | FoodServ | Com - Lodging | Fuel Substitution | 495.3691 | 609.9434 | 991.3338 | 1539.9008 | 2274.6485 | 3190.609 | 4362.3526 | 5753.0564 | 7352.4776 | 9171.1518 | 11244.5332
2023 PG Study Reference Scenario | PG&E | Com | FoodServ | Com - Other | Energy Efficiency | 356602.6679 | 401411.342 | 452538.9966 | 507409.6638 | 566152.2452 | 628905.6686 | 705985.2342 | 782929.6145 | 859099.3574 | 941639.3948 | 1030376.9654
2023 PG Study Reference Scenario | PG&E | Com | FoodServ | Com - Other | Fuel Substitution | 1793.4176 | 1846.4502 | 2205.8955 | 2981.455 | 4521.9626 | 6543.4087 | 8787.1158 | 11971.4516 | 15851.2131 | 20315.6214 | 25408.1287
2023 PG Study Reference Scenario | PG&E | Com | FoodServ | Com - Restaurant | Energy Efficiency | 613663.9547 | 670162.892 | 758360.8194 | 852219.8496 | 941384.3225 | 1032503.313 | 1143469.9991 | 1257408.22 | 1373873.0944 | 1501109.1022 | 1634969.1182
2023 PG Study Reference Scenario | PG&E | Com | FoodServ | Com - Restaurant | Fuel Substitution | 3715.4597 | 3760.4481 | 6636.6024 | 10379.9625 | 15709.9942 | 22219.75 | 29293.313 | 38301.3898 | 48684.0114 | 60318.8267 | 73376.5272
2023 PG Study Reference Scenario | PG&E | Com | FoodServ | Com - School | Energy Efficiency | 144003.256 | 161556.5547 | 180972.0408 | 201326.7719 | 222544.8458 | 246956.7187 | 275632.4653 | 304420.6723 | 333912.4615 | 366080.3033 | 400790.957
2023 PG Study Reference Scenario | PG&E | Com | FoodServ | Com - School | Fuel Substitution | 617.2191 | 648.1164 | 772.9527 | 941.0666 | 1271.8031 | 1672.1671 | 2290.5824 | 3199.412 | 4280.2411 | 5514.8739 | 6924.3704
2023 PG Study Reference Scenario | PG&E | Com | HVAC | Com - College | Energy Efficiency | 786581.7644 | 803526.5561 | 794394.8506 | 813557.281 | 526540.8337 | 263924.1869 | 274707.3056 | 283202.0425 | 290665.8701 | 297967.3232 | 306875.4694
2023 PG Study Reference Scenario | PG&E | Com | HVAC | Com - College | Fuel Substitution | 14866.6071 | 18506.3364 | 22549.945 | 25966.9186 | 30810.6477 | 0 | 0 | 0 | 0 | 0 | 0
2023 PG Study Reference Scenario | PG&E | Com | HVAC | Com - Grocery | Energy Efficiency | 253773.0189 | 269070.0609 | 285661.319 | 300577.9793 | 314322.7273 | 326265.1265 | 343300.6332 | 357315.6307 | 369605.4475 | 382104.7614 | 395157.4916
2023 PG Study Reference Scenario | PG&E | Com | HVAC | Com - Grocery | Fuel Substitution | 182061.4049 | 212440.9067 | 245228.3581 | 280037.5159 | 316477.4444 | 3.6483 | 3.8827 | 4.0463 | 4.1645 | 4.2645 | 4.3469
2023 PG Study Reference Scenario | PG&E | Com | HVAC | Com - Health | Energy Efficiency | 1799456.9366 | 1873360.4766 | 1987753.1731 | 2089010.0873 | 2199391.8498 | 1901269.5202 | 1998323.8084 | 2078457.2019 | 2139909.3677 | 2200696.2376 | 2244103.4239
2023 PG Study Reference Scenario | PG&E | Com | HVAC | Com - Health | Fuel Substitution | 65285.5426 | 76717.1933 | 89143.1805 | 102451.6242 | 116510.6124 | 3.2949 | 3.5512 | 3.7387 | 3.8796 | 4.0006 | 4.1028
2023 PG Study Reference Scenario | PG&E | Com | HVAC | Com - Lodging | Energy Efficiency | 1072053.7934 | 1076701.4571 | 1118090.9691 | 1148252.2391 | 1184295.0786 | 1047360.1154 | 1073202.7316 | 1090123.6478 | 884526.9056 | 1021851.1641 | 1125788.1745
2023 PG Study Reference Scenario | PG&E | Com | HVAC | Com - Lodging | Fuel Substitution | 55461.1019 | 64017.2681 | 73083.4102 | 82530.6859 | 92227.2939 | 1.2377 | 1.2877 | 1.3154 | 0 | 1.3436 | 1.3537
2023 PG Study Reference Scenario | PG&E | Com | HVAC | Com - Office (Large) | Energy Efficiency | 2978413.2921 | 2808721.2818 | 3025137.9256 | 3235514.3348 | 3449092.8007 | 1604427.2488 | 1713829.0333 | 2007709.4017 | 2093971.4291 | 1979214.5055 | 2079548.0962
2023 PG Study Reference Scenario | PG&E | Com | HVAC | Com - Office (Large) | Fuel Substitution | 11.1963 | 13.1099 | 27.6476 | 33.9211 | 40.7949 | 0 | 0 | 0 | 0 | 0 | 0
2023 PG Study Reference Scenario | PG&E | Com | HVAC | Com - Office (Small) | Energy Efficiency | 1278148.465 | 1369684.8274 | 1458637.8521 | 1554953.4041 | 1648125.1338 | 603159.4441 | 640877.9443 | 675335.0368 | 708348.0736 | 742604.0978 | 780452.4656
2023 PG Study Reference Scenario | PG&E | Com | HVAC | Com - Office (Small) | Fuel Substitution | 1189.9992 | 1419.5941 | 3491.5953 | 5083.8559 | 6066.7725 | 0 | 0 | 0 | 0 | 0 | 0
2023 PG Study Reference Scenario | PG&E | Com | HVAC | Com - Other | Energy Efficiency | 4642256.1399 | 4016004.666 | 3662835.7001 | 3693576.4373 | 3834682.2713 | 4035496.3191 | 4275789.5024 | 4484434.1863 | 4648810.3016 | 4831432.6075 | 5030020.4022
2023 PG Study Reference Scenario | PG&E | Com | HVAC | Com - Other | Fuel Substitution | 309348.5958 | 360986.6137 | 416550.1831 | 475397.3035 | 536817.3382 | 0 | 0 | 0 | 0 | 0 | 0
2023 PG Study Reference Scenario | PG&E | Com | HVAC | Com - Refrig. Warehouse | Energy Efficiency | 722.6019 | 202.8412 | 216.5287 | 227.4913 | 237.0985 | 245.7967 | 259.2308 | 270.0228 | 277.8324 | 285.7308 | 292.6864
2023 PG Study Reference Scenario | PG&E | Com | HVAC | Com - Restaurant | Energy Efficiency | 1257168.0313 | 1372826.9213 | 1502352.925 | 1627821.7612 | 1743895.751 | 1849563.611 | 1951285.6273 | 2038608.9158 | 2115329.8672 | 2184278.9739 | 2244538.2182
2023 PG Study Reference Scenario | PG&E | Com | HVAC | Com - Restaurant | Fuel Substitution | 8101.159 | 10310.3074 | 13678.699 | 15718.6248 | 20254.9317 | 0 | 0 | 0 | 0 | 0 | 0
2023 PG Study Reference Scenario | PG&E | Com | HVAC | Com - Retail | Energy Efficiency | 1612635.5054 | 1543334.1212 | 1476024.9838 | 1417402.8459 | 1332322.5774 | 967374.216 | 927831.134 | 889843.8466 | 646071.7493 | 660584.9246 | 675656.0431
2023 PG Study Reference Scenario | PG&E | Com | HVAC | Com - Retail | Fuel Substitution | 41130.4156 | 48892.9777 | 57365.4328 | 66449.5958 | 76028.4421 | 0 | 0 | 0 | 0 | 0 | 0
2023 PG Study Reference Scenario | PG&E | Com | HVAC | Com - School | Energy Efficiency | 1900600.895 | 2027899.3718 | 2133605.2277 | 2244027.5388 | 2353080.4652 | 1538851.3625 | 1628336.6891 | 1718957.1664 | 1806173.47 | 1900986.7394 | 2004873.651
2023 PG Study Reference Scenario | PG&E | Com | HVAC | Com - School | Fuel Substitution | 31757.0145 | 37886.0206 | 44581.3996 | 51758.0214 | 61539.3692 | 0 | 0 | 0 | 0 | 0 | 0
2023 PG Study Reference Scenario | PG&E | Com | HVAC | Com - Warehouse | Energy Efficiency | 166138.1488 | 177269.9526 | 152550.7704 | 154368.5334 | 154861.9064 | 159363.1038 | 166343.2318 | 171925.8036 | 176693.149 | 181320.2045 | 186336.7449
2023 PG Study Reference Scenario | PG&E | Com | HVAC | Com - Warehouse | Fuel Substitution | 28285.3777 | 32690.7542 | 37358.869 | 42219.3275 | 47199.4041 | 0 | 0 | 0 | 0 | 0 | 0
2023 PG Study Reference Scenario | PG&E | Com | Lighting | Com - College | Energy Efficiency | 531.7024 | 401.4061 | 406.2822 | 363.266 | 317.1053 | 291.678 | 293.5484 | 294.2801 | 295.042 | 294.9117 | 293.0148
2023 PG Study Reference Scenario | PG&E | Com | Lighting | Com - Grocery | Energy Efficiency | 15705.0709 | 15594.3926 | 15463.0071 | 15117.6548 | 14744.8254 | 14401.9896 | 14448.2606 | 14435.0524 | 14277.4857 | 14243.1011 | 14148.2317
2023 PG Study Reference Scenario | PG&E | Com | Lighting | Com - Health | Energy Efficiency | 13594.3399 | 13837.7418 | 14169.7294 | 14254.2431 | 14405.1938 | 14358.6789 | 14736.8799 | 14963.5254 | 15051.9984 | 15150.4959 | 15094.1479
2023 PG Study Reference Scenario | PG&E | Com | Lighting | Com - Lodging | Energy Efficiency | 107.2462 | 111.3525 | 34.9949 | 0 | 0 | 0 | 0 | 0 | 0 | 0 | 0
2023 PG Study Reference Scenario | PG&E | Com | Lighting | Com - Office (Large) | Energy Efficiency | 3324.8937 | 3434.6797 | 3545.8983 | 3593.6487 | 2682.0664 | 2322.9035 | 2420.914 | 2493.5113 | 2544.5344 | 2612.8971 | 2668.0022
2023 PG Study Reference Scenario | PG&E | Com | Lighting | Com - Office (Small) | Energy Efficiency | 575.4892 | 611.1361 | 297.3697 | 195.5664 | 200.6742 | 204.2675 | 212.2721 | 218.8852 | 223.9848 | 229.7118 | 234.6164
2023 PG Study Reference Scenario | PG&E | Com | Lighting | Com - Other | Energy Efficiency | 0 | 0 | 0 | 0 | 0 | 0 | 0 | 0 | 0 | 0 | 0
2023 PG Study Reference Scenario | PG&E | Com | Lighting | Com - Refrig. Warehouse | Energy Efficiency | 1944.1117 | 2030.4273 | 2108.9745 | 2167.5368 | 2228.7523 | 2280.6451 | 2375.6683 | 2461.9488 | 2532.5507 | 2613.0483 | 2689.0722
2023 PG Study Reference Scenario | PG&E | Com | Lighting | Com - Restaurant | Energy Efficiency | 31741.7367 | 31464.0098 | 31195.457 | 30657.4432 | 30162.5355 | 29467.3006 | 29783.8078 | 29828.998 | 29698.3489 | 29742.8797 | 29633.0673
2023 PG Study Reference Scenario | PG&E | Com | Lighting | Com - Retail | Energy Efficiency | 0 | 0 | 0 | 0 | 0 | 0 | 0 | 0 | 15287.6711 | 15909.1762 | 15979.0414
2023 PG Study Reference Scenario | PG&E | Com | Lighting | Com - School | Energy Efficiency | 372.2955 | 386.0431 | 226.4811 | 161.8692 | 162.5027 | 41.9891 | 0 | 0 | 0 | 0 | 0
2023 PG Study Reference Scenario | PG&E | Com | Lighting | Com - Warehouse | Energy Efficiency | 912.2828 | 942.5145 | 867.5283 | 821.6959 | 811.6182 | 808.2237 | 823.6324 | 837.3928 | 843.6099 | 854.0897 | 859.6898
2023 PG Study Reference Scenario | PG&E | Com | WaterHeat | Com - College | Energy Efficiency | 387956.0943 | 386358.7603 | 382085.7508 | 383005.929 | 299825.1598 | 75239.7365 | 74568.8591 | 73434.4 | 72352.9504 | 71554.0883 | 71109.6661
2023 PG Study Reference Scenario | PG&E | Com | WaterHeat | Com - College | Fuel Substitution | 10142.6993 | 12213.2771 | 14540.4784 | 17136.4324 | 19207.4701 | 11683.6508 | 13551.3584 | 15656.7275 | 18278.3454 | 20301.0565 | 21673.9278
2023 PG Study Reference Scenario | PG&E | Com | WaterHeat | Com - Grocery | Energy Efficiency | 357788.6455 | 339702.6945 | 324659.066 | 311029.1157 | 299578.3019 | 251357.7703 | 250183.0146 | 247823.1072 | 243641.5552 | 240943.4044 | 240308.3777
2023 PG Study Reference Scenario | PG&E | Com | WaterHeat | Com - Grocery | Fuel Substitution | 11297.931 | 13220.9481 | 15391.0903 | 17805.6536 | 20328.9336 | 13156.5755 | 14820.161 | 16414.8682 | 18723.5981 | 20617.1055 | 21949.5398
2023 PG Study Reference Scenario | PG&E | Com | WaterHeat | Com - Health | Energy Efficiency | 1579803.4687 | 1572534.2736 | 1589780.9988 | 1599713.2553 | 1625026.7844 | 689284.0866 | 697082.2337 | 699056.9828 | 700226.0215 | 702090.3128 | 704027.3529
2023 PG Study Reference Scenario | PG&E | Com | WaterHeat | Com - Health | Fuel Substitution | 32858.3199 | 39005.5099 | 46085.4458 | 54100.9927 | 62674.6779 | 41097.2583 | 46752.46 | 53201.21 | 61736.1952 | 68604.9251 | 73590.1536
2023 PG Study Reference Scenario | PG&E | Com | WaterHeat | Com - Lodging | Energy Efficiency | 6073852.1136 | 6323073.9291 | 6593294.9309 | 6840466.9994 | 7150632.8904 | 141538.4082 | 143289.3202 | 144169.7921 | 143730.3953 | 143669.3926 | 144553.5958
2023 PG Study Reference Scenario | PG&E | Com | WaterHeat | Com - Lodging | Fuel Substitution | 53454.1517 | 63620.762 | 74941.6543 | 87357.0233 | 100369.0731 | 37203.5371 | 41970.2852 | 49105.8208 | 56224.4902 | 61601.9725 | 65273.0242
2023 PG Study Reference Scenario | PG&E | Com | WaterHeat | Com - Office (Large) | Energy Efficiency | 974411.0719 | 985425.3576 | 1005886.1252 | 1024183.897 | 1050022.1547 | 296025.4582 | 300570.0718 | 301935.4022 | 303138.206 | 306645.2716 | 311065.4714
2023 PG Study Reference Scenario | PG&E | Com | WaterHeat | Com - Office (Large) | Fuel Substitution | 8079.8033 | 9716.6173 | 11607.5982 | 13750.2802 | 16037.6094 | 9427.0068 | 10722.122 | 12397.9896 | 14358.5018 | 15914.4183 | 17026.7908
2023 PG Study Reference Scenario | PG&E | Com | WaterHeat | Com - Office (Small) | Energy Efficiency | 87335.4951 | 84028.2813 | 81066.6978 | 78139.39 | 75724.3384 | 73642.2267 | 74526.8288 | 74896.1088 | 75283.6211 | 75959.799 | 76999.335
2023 PG Study Reference Scenario | PG&E | Com | WaterHeat | Com - Office (Small) | Fuel Substitution | 1818.9118 | 2219.3732 | 2683.0902 | 3210.0105 | 3768.9712 | 2108.0016 | 2459.5999 | 2894.2312 | 3405.8747 | 3811.4004 | 4098.3363
2023 PG Study Reference Scenario | PG&E | Com | WaterHeat | Com - Other | Energy Efficiency | 4762533.0912 | 4605372.1856 | 4483543.4856 | 4367263.5127 | 4260760.7715 | 3524834.1139 | 3552559.9427 | 3553809.0544 | 3533874.0571 | 3532318.5118 | 3553285.9965
2023 PG Study Reference Scenario | PG&E | Com | WaterHeat | Com - Other | Fuel Substitution | 113003.2321 | 135171.3411 | 160616.3728 | 189317.6511 | 219523.3144 | 133658.6774 | 151284.4726 | 171960.9818 | 197818.5747 | 218082.0212 | 232316.9831
2023 PG Study Reference Scenario | PG&E | Com | WaterHeat | Com - Refrig. Warehouse | Energy Efficiency | 59815.701 | 58381.7785 | 57113.4568 | 55850.1581 | 54966.8601 | 46080.9306 | 46704.3464 | 47050.6492 | 47331.8826 | 47765.4172 | 48379.0553
2023 PG Study Reference Scenario | PG&E | Com | WaterHeat | Com - Refrig. Warehouse | Fuel Substitution | 488.499 | 560.6887 | 637.2169 | 717.154 | 798.6478 | 0 | 0 | 0 | 0 | 0 | 0
2023 PG Study Reference Scenario | PG&E | Com | WaterHeat | Com - Restaurant | Energy Efficiency | 746461.9903 | 707766.6522 | 674283.7796 | 643647.14 | 618195.884 | 534161.7469 | 531064.1049 | 525285.8657 | 520178.2075 | 517197.5573 | 516626.4396
2023 PG Study Reference Scenario | PG&E | Com | WaterHeat | Com - Restaurant | Fuel Substitution | 56883.0027 | 66825.7965 | 77972.4795 | 90273.2381 | 102980.4775 | 62622.3631 | 72022.3031 | 81035.6533 | 93731.7371 | 103436.7529 | 109950.9272
2023 PG Study Reference Scenario | PG&E | Com | WaterHeat | Com - Retail | Energy Efficiency | 216496.9193 | 197116.0001 | 186095.6105 | 175710.2397 | 166925.1915 | 158992.0809 | 157626.008 | 155299.1558 | 152537.5056 | 150457.9122 | 149336.8359
2023 PG Study Reference Scenario | PG&E | Com | WaterHeat | Com - Retail | Fuel Substitution | 4211.5079 | 4973.8675 | 5834.7778 | 6792.0994 | 7788.0807 | 4415.4762 | 4879.944 | 5338.2937 | 5948.1681 | 6414.4841 | 6740.0549
2023 PG Study Reference Scenario | PG&E | Com | WaterHeat | Com - School | Energy Efficiency | 702414.8004 | 705615.6938 | 710895.7761 | 716476.9812 | 721698.0916 | 291520.6199 | 296017.7025 | 299070.4185 | 301682.1402 | 305558.0481 | 311231.742
2023 PG Study Reference Scenario | PG&E | Com | WaterHeat | Com - School | Fuel Substitution | 21125.9734 | 25670.7137 | 30904.3264 | 36823.1313 | 43055.7937 | 22981.7263 | 26909.9787 | 31998.0538 | 37704.3478 | 42192.7486 | 45345.7626
2023 PG Study Reference Scenario | PG&E | Com | WaterHeat | Com - Warehouse | Energy Efficiency | 87977.4147 | 85237.9279 | 65505.3975 | 62659.9893 | 60394.8297 | 31034.421 | 30695.1955 | 30163.5361 | 29592.047 | 29144.6022 | 28861.0707
2023 PG Study Reference Scenario | PG&E | Com | WaterHeat | Com - Warehouse | Fuel Substitution | 265.9061 | 318.6458 | 369.0132 | 426.549 | 485.0802 | 296.9458 | 332.046 | 375.6699 | 427.6427 | 466.7074 | 492.6032
2023 PG Study Reference Scenario | PG&E | Com | WholeBlg | Com - College | Energy Efficiency | 872121.964 | 791790.1304 | 841583.5823 | 1807294.4854 | 1081103.7291 | 1106793.9898 | 1157365.7136 | 1181962.4262 | 1227666.5841 | 1268000.246 | 1302018.637
2023 PG Study Reference Scenario | PG&E | Com | WholeBlg | Com - Grocery | Energy Efficiency | 1103789.9799 | 1021903.0048 | 1153986.2774 | 1266963.6548 | 769182.0767 | 816936.3829 | 869842.2043 | 914441.0162 | 944872.7918 | 978502.456 | 1014986.7783
2023 PG Study Reference Scenario | PG&E | Com | WholeBlg | Com - Lodging | Energy Efficiency | 0 | 0 | 0 | 0 | 0 | 0 | 0 | 0 | 0 | 0 | 676.9963
2023 PG Study Reference Scenario | PG&E | Com | WholeBlg | Com - Restaurant | Energy Efficiency | 2906326.6055 | 2592566.197 | 2815519.5133 | 3014114.9466 | 1824411.1584 | 1897572.9641 | 1996046.533 | 2076118.2011 | 2150069.7845 | 2233440.1331 | 2316330.9214
2023 PG Study Reference Scenario | PG&E | Com | WholeBlg | Com - Retail | Energy Efficiency | 3020952.4097 | 2725858.5784 | 2998883.588 | 3214545.2956 | 1915678.2897 | 2002192.6517 | 2109522.5049 | 2199298.3166 | 2262936.4295 | 2336067.4207 | 2418619.6525
2023 PG Study Reference Scenario | PG&E | Com | WholeBlg | Com - School | Energy Efficiency | 0 | 0 | 0 | 0 | 0 | 0 | 0 | 0 | 0 | 0 | 2026.2544
2023 PG Study Reference Scenario | PG&E | Com | WholeBlg | Com - Warehouse | Energy Efficiency | 1110278.6066 | 2034564.6154 | 2201412.7281 | 2348839.9544 | 1425493.9504 | 1491622.3946 | 1555564.7886 | 1604991.4804 | 1648281.4768 | 1696625.7586 | 1740125.7459
2023 PG Study Reference Scenario | PG&E | Ind | BROs | Ind - All Other Industrial | Energy Efficiency | 41225.2491 | 45613.4966 | 48756.6128 | 51810.6871 | 54854.5183 | 57273.666 | 62481.3297 | 67013.7641 | 71579.9664 | 76792.2868 | 82407.7051
2023 PG Study Reference Scenario | PG&E | Ind | BROs | Ind - Chemicals | Energy Efficiency | 2846342.8112 | 3264692.9895 | 3699803.2851 | 4174760.1509 | 4696938.8018 | 5254638.122 | 5904708.3345 | 6604495.9618 | 7370166.1346 | 8216704.1518 | 9151028.7415
2023 PG Study Reference Scenario | PG&E | Ind | BROs | Ind - Electronics | Energy Efficiency | 394826.8603 | 440181.8744 | 475669.0646 | 511562.8821 | 548493.7204 | 580395.6864 | 639694.8684 | 694002.5047 | 749907.6847 | 813338.2204 | 882103.2924
2023 PG Study Reference Scenario | PG&E | Ind | BROs | Ind - Fabricated Metals | Energy Efficiency | 218130.0188 | 242940.4727 | 263995.1285 | 285625.1903 | 307987.697 | 328826.6185 | 361307.3268 | 392274.0209 | 424482.7057 | 460260.2679 | 498755.9662
2023 PG Study Reference Scenario | PG&E | Ind | BROs | Ind - Food | Energy Efficiency | 4263423.0422 | 4803135.9047 | 5337537.0589 | 5902633.1522 | 6502583.0615 | 7120928.3942 | 7875815.1573 | 8651850.6268 | 9484883.0851 | 10393269.2763 | 11373304.0116
2023 PG Study Reference Scenario | PG&E | Ind | BROs | Ind - Industrial Machinery | Energy Efficiency | 71520.7183 | 79010.2394 | 84448.0983 | 89667.9971 | 94649.3363 | 98403.4303 | 106961.8488 | 114237.9051 | 121467.0585 | 129653.2914 | 138369.8361
2023 PG Study Reference Scenario | PG&E | Ind | BROs | Ind - Lumber & Furniture | Energy Efficiency | 53463.5198 | 59169.9439 | 63071.2986 | 66771.3798 | 70378.7138 | 73052.0404 | 79441.8259 | 84811.5255 | 90162.6591 | 96252.5733 | 102719.6377
2023 PG Study Reference Scenario | PG&E | Ind | BROs | Ind - Paper | Energy Efficiency | 237586.3398 | 271095.7321 | 300621.0158 | 328997.0044 | 358092.3974 | 386681.3143 | 425654.1655 | 465030.991 | 507107.5886 | 553650.2413 | 604252.1531
2023 PG Study Reference Scenario | PG&E | Ind | BROs | Ind - Petroleum | Energy Efficiency | 8792621.2342 | 9907575.0863 | 11057613.9333 | 12288866.681 | 13612222.3569 | 15010605.2548 | 16638603.9852 | 18347510.1828 | 20183560.2965 | 22178650.4309 | 24333704.5182
2023 PG Study Reference Scenario | PG&E | Ind | BROs | Ind - Plastics | Energy Efficiency | 179060.8821 | 198489.3666 | 213034.7679 | 227470.3445 | 242255.1828 | 254796.9946 | 279105.0945 | 301235.1185 | 324064.963 | 350180.8935 | 378642.6758
2023 PG Study Reference Scenario | PG&E | Ind | BROs | Ind - Primary Metals | Energy Efficiency | 171099.9683 | 194881.7739 | 220149.9422 | 248125.1826 | 278348.6709 | 310229.3016 | 346802.8491 | 385701.9933 | 427611.8251 | 473296.3625 | 523096.0712
2023 PG Study Reference Scenario | PG&E | Ind | BROs | Ind - Printing & Publishing | Energy Efficiency | 78238.9161 | 86300.7916 | 92553.9633 | 98708.1565 | 104896.3481 | 110212.6906 | 119763.8156 | 128345.69 | 137055.1565 | 146792.4483 | 157182.0823
2023 PG Study Reference Scenario | PG&E | Ind | BROs | Ind - Stone-Glass-Clay | Energy Efficiency | 1866957.4712 | 2131648.9727 | 2392134.7494 | 2668963.7577 | 2970079.537 | 3289713.7086 | 3679946.8363 | 4096744.3767 | 4553300.736 | 5058276.9591 | 5612952.893
2023 PG Study Reference Scenario | PG&E | Ind | BROs | Ind - Textiles | Energy Efficiency | 2337.106 | 2570.047 | 2777.1039 | 2991.0675 | 3208.1078 | 3406.0651 | 3712.7204 | 4003.3198 | 4302.1924 | 4633.3072 | 4987.3464
2023 PG Study Reference Scenario | PG&E | Ind | BROs | Ind - Transportation Equipment | Energy Efficiency | 116366.6532 | 129345.647 | 141018.4429 | 152973.77 | 164906.2257 | 175817.6441 | 192990.3001 | 209259.0365 | 226243.8593 | 245189.8023 | 265495.9444
2023 PG Study Reference Scenario | PG&E | Ind | HVAC | Ind - All Other Industrial | Energy Efficiency | 0 | 0 | 0 | 0 | 0 | 47781.0702 | 48586.7972 | 47807.9739 | 45407.6573 | 41711.4537 | 37170.074
2023 PG Study Reference Scenario | PG&E | Ind | HVAC | Ind - Chemicals | Energy Efficiency | 0 | 0 | 0 | 0 | 0 | 90861.3495 | 91998.734 | 90138.8033 | 85262.3008 | 78024.0901 | 69292.5679
2023 PG Study Reference Scenario | PG&E | Ind | HVAC | Ind - Electronics | Energy Efficiency | 2875780.0532 | 2503624.6147 | 2041135.6436 | 1550918.0391 | 1119736.2489 | 919572.5622 | 777786.5408 | 605078.0878 | 448161.0972 | 355187.108 | 281428.1062
2023 PG Study Reference Scenario | PG&E | Ind | HVAC | Ind - Fabricated Metals | Energy Efficiency | 0 | 0 | 0 | 0 | 0 | 74027.9569 | 75187.1319 | 73894.5241 | 70104.5043 | 64329.7892 | 57271.4362
2023 PG Study Reference Scenario | PG&E | Ind | HVAC | Ind - Food | Energy Efficiency | 0 | 0 | 0 | 0 | 0 | 121970.8702 | 118869.1391 | 116323.0084 | 107720.6235 | 95403.0183 | 81920.4299
2023 PG Study Reference Scenario | PG&E | Ind | HVAC | Ind - Industrial Machinery | Energy Efficiency | 0 | 0 | 0 | 0 | 0 | 61421.803 | 62163.2552 | 60879.8305 | 57562.0081 | 52654.8601 | 46746.1068
2023 PG Study Reference Scenario | PG&E | Ind | HVAC | Ind - Lumber & Furniture | Energy Efficiency | 0 | 0 | 0 | 0 | 0 | 4586.0429 | 4708.4289 | 4677.8385 | 4484.7143 | 4155.8056 | 3732.5962
2023 PG Study Reference Scenario | PG&E | Ind | HVAC | Ind - Paper | Energy Efficiency | 0 | 0 | 0 | 0 | 0 | 14123.0372 | 14850.4706 | 15295.7476 | 15184.6206 | 14535.8834 | 13312.7874
2023 PG Study Reference Scenario | PG&E | Ind | HVAC | Ind - Petroleum | Energy Efficiency | 0 | 0 | 0 | 0 | 0 | 37769.2368 | 37208.892 | 36240.2763 | 33769.6238 | 30089.6299 | 25813.7494
2023 PG Study Reference Scenario | PG&E | Ind | HVAC | Ind - Plastics | Energy Efficiency | 0 | 0 | 0 | 0 | 0 | 42890.3958 | 44192.8015 | 44064.4921 | 42394.481 | 39415.7685 | 35508.4435
2023 PG Study Reference Scenario | PG&E | Ind | HVAC | Ind - Primary Metals | Energy Efficiency | 0 | 0 | 0 | 0 | 0 | 21954.3649 | 22529.3378 | 22372.0477 | 21438.225 | 19857.0832 | 17827.7226
2023 PG Study Reference Scenario | PG&E | Ind | HVAC | Ind - Printing & Publishing | Energy Efficiency | 0 | 0 | 0 | 0 | 0 | 17773.1526 | 17346.0835 | 16672.8046 | 15386.6911 | 13693.6159 | 11563.2298
2023 PG Study Reference Scenario | PG&E | Ind | HVAC | Ind - Stone-Glass-Clay | Energy Efficiency | 0 | 0 | 0 | 0 | 0 | 108790.5224 | 111456.3122 | 110495.2415 | 105712.7683 | 97768.3789 | 87656.9165
2023 PG Study Reference Scenario | PG&E | Ind | HVAC | Ind - Textiles | Energy Efficiency | 0 | 0 | 0 | 0 | 0 | 294.3013 | 290.8264 | 276.4561 | 255.1449 | 225.1351 | 189.7251
2023 PG Study Reference Scenario | PG&E | Ind | HVAC | Ind - Transportation Equipment | Energy Efficiency | 0 | 0 | 0 | 0 | 0 | 63591.882 | 64153.2479 | 64273.4984 | 62055.7239 | 56889.7628 | 50911.3638
2023 PG Study Reference Scenario | PG&E | Ind | Lighting | Ind - All Other Industrial | Energy Efficiency | 39587.9233 | 27656.2178 | 17675.8279 | 11027.5154 | 6524.8023 | 3766.6427 | 2169.6806 | 1232.7778 | 697.5012 | 394.7558 | 223.575
2023 PG Study Reference Scenario | PG&E | Ind | Lighting | Ind - Chemicals | Energy Efficiency | 12902.5063 | 10289.8403 | 603.9508 | 5287.5326 | 5149.9162 | 4878.1819 | 0 | 0 | 0 | 0 | 0
2023 PG Study Reference Scenario | PG&E | Ind | Lighting | Ind - Electronics | Energy Efficiency | 157816.332 | 105545.8248 | 66030.1351 | 39401.6757 | 22904.8395 | 13054.5002 | 7446.88 | 4196.8122 | 2357.4317 | 1325.2528 | 745.7021
2023 PG Study Reference Scenario | PG&E | Ind | Lighting | Ind - Fabricated Metals | Energy Efficiency | 21283.3774 | 13945.0661 | 4118.1003 | 5937.7713 | 5355.3124 | 5575.6691 | 3257.2065 | 0 | 0 | 0 | 0
2023 PG Study Reference Scenario | PG&E | Ind | Lighting | Ind - Food | Energy Efficiency | 153704.7972 | 92703.5258 | 16114.8582 | 15126.0164 | 6887.567 | 87300.1768 | 0 | 0 | 0 | 0 | 0
2023 PG Study Reference Scenario | PG&E | Ind | Lighting | Ind - Industrial Machinery | Energy Efficiency | 65510.5049 | 46209.0486 | 30104.2253 | 18493.5766 | 10939.3782 | 6356.5645 | 3664.9258 | 2083.4449 | 1179.1534 | 0 | 0
2023 PG Study Reference Scenario | PG&E | Ind | Lighting | Ind - Lumber & Furniture | Energy Efficiency | 62139.4379 | 45836.3604 | 19751.2163 | 16207.2207 | 10451.7165 | 14899.9577 | 5531.7051 | 925.8687 | 0 | 0 | 0
2023 PG Study Reference Scenario | PG&E | Ind | Lighting | Ind - Paper | Energy Efficiency | 7949.8305 | 5372.9901 | 0 | 0 | 0 | 0 | 0 | 0 | 0 | 0 | 0
2023 PG Study Reference Scenario | PG&E | Ind | Lighting | Ind - Petroleum | Energy Efficiency | 18948.8073 | 11053.2638 | 594.3096 | 12940.036 | 21161.7219 | 19642.1228 | 8397.8542 | 0 | 0 | 0 | 0
2023 PG Study Reference Scenario | PG&E | Ind | Lighting | Ind - Plastics | Energy Efficiency | 24502.0719 | 17604.5385 | 5157.2381 | 6182.8667 | 5635.811 | 4452.4377 | 0 | 0 | 0 | 0 | 0
2023 PG Study Reference Scenario | PG&E | Ind | Lighting | Ind - Primary Metals | Energy Efficiency | 1822.8259 | 1320.9372 | 345.3036 | 472.0745 | 419.1616 | 406.319 | 0 | 0 | 0 | 0 | 0
2023 PG Study Reference Scenario | PG&E | Ind | Lighting | Ind - Printing & Publishing | Energy Efficiency | 23375.6161 | 15588.5784 | 5079.6208 | 4828.8014 | 3823.7851 | 3152.5683 | 0 | 0 | 0 | 0 | 0
2023 PG Study Reference Scenario | PG&E | Ind | Lighting | Ind - Stone-Glass-Clay | Energy Efficiency | 40420.9895 | 27464.3716 | 17350.084 | 10404.0742 | 6058.2431 | 3451.8366 | 1966.2333 | 1105.6327 | 619.4057 | 347.192 | 194.7586
2023 PG Study Reference Scenario | PG&E | Ind | Lighting | Ind - Textiles | Energy Efficiency | 445.6355 | 1981.1188 | 1546.9827 | 902.8045 | 462.9328 | 0 | 0 | 0 | 0 | 0 | 0
2023 PG Study Reference Scenario | PG&E | Ind | Lighting | Ind - Transportation Equipment | Energy Efficiency | 20414.3139 | 15279.9561 | 10259.5451 | 6427.0335 | 3855.9533 | 2242.1157 | 1295.4879 | 736.436 | 416.2638 | 235.1576 | 132.875
2023 PG Study Reference Scenario | PG&E | Ind | MachDr | Ind - Chemicals | Energy Efficiency | 562624.1494 | 406457.3976 | 0 | 0 | 0 | 0 | 0 | 0 | 0 | 0 | 0
2023 PG Study Reference Scenario | PG&E | Ind | MachDr | Ind - Food | Energy Efficiency | 1910333.2275 | 1000143.713 | 0 | 0 | 0 | 1264345.0429 | 0 | 0 | 0 | 0 | 0
2023 PG Study Reference Scenario | PG&E | Ind | MachDr | Ind - Lumber & Furniture | Energy Efficiency | 0 | 0 | 0 | 0 | 0 | 0 | 0 | 0 | 0 | 0 | 0
2023 PG Study Reference Scenario | PG&E | Ind | MachDr | Ind - Paper | Energy Efficiency | 0 | 0 | 0 | 0 | 0 | 0 | 0 | 0 | 0 | 0 | 0
2023 PG Study Reference Scenario | PG&E | Ind | ProcHeat | Ind - All Other Industrial | Energy Efficiency | 85018.0089 | 68429.0252 | 51653.2217 | 37071.326 | 25641.4664 | 17288.7015 | 11462.5362 | 7520.4385 | 4901.8677 | 3182.3478 | 2061.1142
2023 PG Study Reference Scenario | PG&E | Ind | ProcHeat | Ind - Chemicals | Energy Efficiency | 4371190.2382 | 3453950.1298 | 2568468.2247 | 1822783.4855 | 1250825.1298 | 838869.9561 | 554235.4371 | 362801.6004 | 236127.888 | 153149.1309 | 99126.4568
2023 PG Study Reference Scenario | PG&E | Ind | ProcHeat | Ind - Electronics | Energy Efficiency | 676467.6917 | 543645.8055 | 409861.265 | 293889.9911 | 203155.1313 | 136927.0139 | 90765.7518 | 59544.8753 | 38810.7714 | 25196.8881 | 16320.0754
2023 PG Study Reference Scenario | PG&E | Ind | ProcHeat | Ind - Fabricated Metals | Energy Efficiency | 310233.5761 | 248980.9656 | 187497.619 | 134326.5981 | 92794.6471 | 62514.5971 | 41425.7139 | 27169.8829 | 17705.876 | 11493.4576 | 7443.466
2023 PG Study Reference Scenario | PG&E | Ind | ProcHeat | Ind - Food | Energy Efficiency | 4796816.5235 | 3276737.1065 | 1999049.5516 | 984430.9956 | 198468.7361 | 942334.6913 | 0 | 98775.2784 | 0 | 0 | 0
2023 PG Study Reference Scenario | PG&E | Ind | ProcHeat | Ind - Industrial Machinery | Energy Efficiency | 115521.3558 | 91824.3138 | 68613.0743 | 48869.5262 | 31364.9979 | 23462.0003 | 15535.3156 | 10184.0647 | 6634.5294 | 4305.7699 | 2788.1277
2023 PG Study Reference Scenario | PG&E | Ind | ProcHeat | Ind - Lumber & Furniture | Energy Efficiency | 41242.1639 | 35239.7919 | 27977.1417 | 20883.6197 | 14862.7383 | 10219.5586 | 6863.9023 | 4540.861 | 2975.2813 | 1937.8944 | 1257.6584
2023 PG Study Reference Scenario | PG&E | Ind | ProcHeat | Ind - Paper | Energy Efficiency | 376166.2384 | 323612.4465 | 230454.5948 | 93515.2983 | 15187.2712 | 102393.4119 | 99007.9452 | 102147.126 | 90981.8358 | 74341.4645 | 49274.6442
2023 PG Study Reference Scenario | PG&E | Ind | ProcHeat | Ind - Petroleum | Energy Efficiency | 9321257.1079 | 7388612.0882 | 5205151.3794 | 3354915.4991 | 1687457.9026 | 3132648.2334 | 129190.5987 | 0 | 0 | 0 | 0
2023 PG Study Reference Scenario | PG&E | Ind | ProcHeat | Ind - Plastics | Energy Efficiency | 158345.5686 | 134458.4438 | 106170.9369 | 78908.3725 | 55977.2529 | 38402.2826 | 25753.1321 | 17020.1526 | 11144.8622 | 7256.0183 | 4707.7738
2023 PG Study Reference Scenario | PG&E | Ind | ProcHeat | Ind - Primary Metals | Energy Efficiency | 452234.8035 | 372461.9607 | 286551.4088 | 208672.3492 | 145848.6292 | 99041.2319 | 65974.4204 | 43416.571 | 28354.1077 | 18430.6744 | 11946.6212
2023 PG Study Reference Scenario | PG&E | Ind | ProcHeat | Ind - Printing & Publishing | Energy Efficiency | 119641.8795 | 76850.9946 | 42030.6943 | 20790.2972 | 2079.3199 | 15079.6222 | 0 | 0 | 0 | 0 | 0
2023 PG Study Reference Scenario | PG&E | Ind | ProcHeat | Ind - Stone-Glass-Clay | Energy Efficiency | 2793337.6686 | 2303378.4381 | 1773947.5176 | 1292916.4619 | 904251.8585 | 614345.0916 | 409379.09 | 269477.0865 | 176024.3439 | 114438.3556 | 74188.7991
2023 PG Study Reference Scenario | PG&E | Ind | ProcHeat | Ind - Textiles | Energy Efficiency | 13674.6013 | 11888.802 | 8867.5595 | 4956.0729 | 1600.8798 | 1597.8165 | 152.9349 | 0 | 0 | 0 | 0
2023 PG Study Reference Scenario | PG&E | Ind | ProcHeat | Ind - Transportation Equipment | Energy Efficiency | 276883.1942 | 247824.7753 | 192544.3568 | 110245.4504 | 48607.9979 | 88982.0568 | 34157.3296 | 35091.4077 | 29927.172 | 10841.8697 | 5427.8594
2023 PG Study Reference Scenario | PG&E | Ind | ProcRefrig | Ind - All Other Industrial | Energy Efficiency | 14404.8643 | 12861.2648 | 11150.2869 | 9456.3171 | 7841.8883 | 6345.3558 | 5232.7663 | 4243.952 | 3395.7354 | 2716.576 | 2160.3715
2023 PG Study Reference Scenario | PG&E | Ind | ProcRefrig | Ind - Chemicals | Energy Efficiency | 12826.039 | 11955.6506 | 8265.595 | 8820.7501 | 8195.456 | 7487.3922 | 4928.7012 | 2100.4101 | 688.4349 | 0 | 0
2023 PG Study Reference Scenario | PG&E | Ind | ProcRefrig | Ind - Electronics | Energy Efficiency | 409543.7565 | 368827.2145 | 323041.3242 | 275228.3967 | 229672.0298 | 186841.7538 | 154777.4611 | 125998.0169 | 101122.1142 | 81095.7745 | 64618.2744
2023 PG Study Reference Scenario | PG&E | Ind | ProcRefrig | Ind - Fabricated Metals | Energy Efficiency | 8616.1892 | 7670.4578 | 6192.2286 | 5577.0283 | 4830.6437 | 4195.8877 | 3486.8022 | 2495.4787 | 1699.7425 | 881.789 | 636.9765
2023 PG Study Reference Scenario | PG&E | Ind | ProcRefrig | Ind - Food | Energy Efficiency | 1514391.7872 | 1231715.2448 | 767749.4002 | 638299.3103 | 482327.6323 | 865084.9592 | 100322.2247 | 27456.661 | 17507.396 | 6976.2075 | 3067.402
2023 PG Study Reference Scenario | PG&E | Ind | ProcRefrig | Ind - Industrial Machinery | Energy Efficiency | 15475.1293 | 13682.6509 | 11783.3104 | 9888.6137 | 8140.7581 | 6550.7603 | 5375.4678 | 4341.9977 | 3462.7335 | 2617.3147 | 2067.4138
2023 PG Study Reference Scenario | PG&E | Ind | ProcRefrig | Ind - Lumber & Furniture | Energy Efficiency | 1901.5526 | 1714.6597 | 1373.6665 | 1211.6067 | 1017.9436 | 933.6359 | 738.4616 | 575.058 | 421.2129 | 258.535 | 194.6926
2023 PG Study Reference Scenario | PG&E | Ind | ProcRefrig | Ind - Paper | Energy Efficiency | 3244.2204 | 2927.8321 | 1920.1493 | 1256.2875 | 835.6555 | 1184.1676 | 894.426 | 824.6259 | 731.4053 | 643.3962 | 483.4549
2023 PG Study Reference Scenario | PG&E | Ind | ProcRefrig | Ind - Plastics | Energy Efficiency | 51139.2837 | 46010.7255 | 36374.2828 | 32215.7704 | 27753.8249 | 23123.8488 | 16918.2979 | 11013.6798 | 7086.0465 | 2996.6441 | 1351.1182
2023 PG Study Reference Scenario | PG&E | Ind | ProcRefrig | Ind - Primary Metals | Energy Efficiency | 1261.3203 | 1145.0359 | 937.0257 | 824.3919 | 703.216 | 593.0835 | 432.2507 | 289.619 | 193.6894 | 99.8766 | 57.8499
2023 PG Study Reference Scenario | PG&E | Ind | ProcRefrig | Ind - Printing & Publishing | Energy Efficiency | 67004.0103 | 59077.9779 | 46751.2392 | 40698.7201 | 34407.6102 | 28583.8122 | 21471.6881 | 14964.6842 | 10546.5846 | 6080.1489 | 3413.5944
2023 PG Study Reference Scenario | PG&E | Ind | ProcRefrig | Ind - Stone-Glass-Clay | Energy Efficiency | 1086.7118 | 979.4434 | 858.4729 | 731.8693 | 611.059 | 497.321 | 412.1522 | 335.6281 | 269.4323 | 216.1189 | 172.2337
2023 PG Study Reference Scenario | PG&E | Ind | ProcRefrig | Ind - Textiles | Energy Efficiency | 179.0478 | 227.6541 | 205.3322 | 169.6316 | 136.7476 | 79.4684 | 80.9829 | 50.9799 | 29.5234 | 8.1792 | 0
2023 PG Study Reference Scenario | PG&E | Ind | ProcRefrig | Ind - Transportation Equipment | Energy Efficiency | 8644.6399 | 7772.2767 | 6754.7915 | 5714.9806 | 4739.8544 | 3835.6984 | 3163.4194 | 2565.821 | 2053.1208 | 1642.5647 | 1306.3062
2023 PG Study Reference Scenario | PG&E | Ind | WholeBlg | Ind - All Other Industrial | Energy Efficiency | 162270.3179 | 171686.2906 | 185663.8332 | 207318.894 | 242598.2699 | 300589.1468 | 307880.4851 | 314103.9269 | 320890.4844 | 328768.5665 | 337809.0437
2023 PG Study Reference Scenario | PG&E | Ind | WholeBlg | Ind - Chemicals | Energy Efficiency | 3955406.7586 | 4525920.1775 | 5358586.2606 | 6646151.0108 | 8727503.7592 | 12194874.892 | 12940996.3127 | 13729787.4704 | 14573836.03 | 15481313.9736 | 16462197.3204
2023 PG Study Reference Scenario | PG&E | Ind | WholeBlg | Ind - Electronics | Energy Efficiency | 1404623.4916 | 1457123.9333 | 1536541.5642 | 1661245.8194 | 1868322.9391 | 2211061.7336 | 2269844.0058 | 2319899.9362 | 2373597.8452 | 2435629.2576 | 2506020.3074
2023 PG Study Reference Scenario | PG&E | Ind | WholeBlg | Ind - Fabricated Metals | Energy Efficiency | 391058.2668 | 432125.4152 | 495398.5008 | 596213.6269 | 762016.1083 | 1041217.6298 | 1088480.4226 | 1136792.6169 | 1188245.0671 | 1243520.545 | 1302763.7699
2023 PG Study Reference Scenario | PG&E | Ind | WholeBlg | Ind - Food | Energy Efficiency | 6150669.8542 | 6887488.3234 | 7982162.2611 | 9678813.3203 | 12411676.4422 | 16952911.5674 | 17707872.0935 | 18478413.6942 | 19302332.9628 | 20179186.8902 | 21109968.5148
2023 PG Study Reference Scenario | PG&E | Ind | WholeBlg | Ind - Industrial Machinery | Energy Efficiency | 273561.8272 | 287022.5678 | 307866.8187 | 340421.4282 | 393437.6665 | 481530.4253 | 492910.8261 | 502817.3713 | 513557.6193 | 525711.9461 | 539390.0139
2023 PG Study Reference Scenario | PG&E | Ind | WholeBlg | Ind - Lumber & Furniture | Energy Efficiency | 182050.9474 | 185816.0739 | 191008.9794 | 199493.3104 | 214532.9873 | 240374.7013 | 244327.2687 | 247315.3378 | 250720.6166 | 254871.1804 | 259658.6334
2023 PG Study Reference Scenario | PG&E | Ind | WholeBlg | Ind - Paper | Energy Efficiency | 258023.8081 | 272151.0221 | 287273.5769 | 305900.4121 | 334344.35 | 380408.9226 | 391196.9563 | 402161.4251 | 414159.4429 | 427412.1595 | 441928.1332
2023 PG Study Reference Scenario | PG&E | Ind | WholeBlg | Ind - Petroleum | Energy Efficiency | 8627337.5007 | 8991805.8159 | 9460601.9657 | 10099198.0182 | 11030728.5023 | 12465771.3038 | 12907205.6687 | 13353643.1957 | 13822828.3742 | 14318974.2778 | 14842484.3981
2023 PG Study Reference Scenario | PG&E | Ind | WholeBlg | Ind - Plastics | Energy Efficiency | 265022.1277 | 275734.2548 | 292061.9119 | 318201.5037 | 362539.6599 | 437793.7932 | 453329.1271 | 468929.6891 | 486049.2963 | 505425.1387 | 527063.7995
2023 PG Study Reference Scenario | PG&E | Ind | WholeBlg | Ind - Primary Metals | Energy Efficiency | 269511.9617 | 303605.8749 | 354527.2566 | 434199.7409 | 561949.5942 | 773560.7174 | 815501.0176 | 858875.7484 | 904255.6645 | 952282.2756 | 1003550.5978
2023 PG Study Reference Scenario | PG&E | Ind | WholeBlg | Ind - Printing & Publishing | Energy Efficiency | 139106.8236 | 139550.7713 | 140782.2876 | 143343.5221 | 148717.6507 | 158592.5484 | 159557.9453 | 159880.1961 | 160356.9385 | 161294.5994 | 162617.7707
2023 PG Study Reference Scenario | PG&E | Ind | WholeBlg | Ind - Stone-Glass-Clay | Energy Efficiency | 1949487.3122 | 2049903.6874 | 2160933.4227 | 2303014.6529 | 2506364.0894 | 2812871.7786 | 2932623.5695 | 3057634.4613 | 3192612.8022 | 3337614.1385 | 3493201.9504
2023 PG Study Reference Scenario | PG&E | Ind | WholeBlg | Ind - Textiles | Energy Efficiency | 10920.383 | 11124.2021 | 11574.006 | 12322.0098 | 13565.7086 | 15653.934 | 15927.9829 | 16180.2684 | 16452.0659 | 16767.7234 | 17122.8514
2023 PG Study Reference Scenario | PG&E | Ind | WholeBlg | Ind - Transportation Equipment | Energy Efficiency | 273939.8453 | 280937.7541 | 292732.7126 | 310138.2677 | 336992.7193 | 380768.6827 | 389889.8623 | 398146.3608 | 407161.7132 | 417391.8105 | 428541.9516
2023 PG Study Reference Scenario | PG&E | Res | AppPlug | Res - Multi Family | Energy Efficiency | 0 | 0 | 0 | 70706.6728 | 94368.078 | 102563.2991 | 105524.6192 | 116519.5782 | 119312.2038 | 127326.2483 | 134965.9067
2023 PG Study Reference Scenario | PG&E | Res | AppPlug | Res - Multi Family | Fuel Substitution | 107.0287 | 131.1867 | 160.0105 | 194.3284 | 234.7461 | 282.2913 | 334.6759 | 396.8532 | 469.4706 | 554.0144 | 652.2046
2023 PG Study Reference Scenario | PG&E | Res | AppPlug | Res - Single Family | Fuel Substitution | 980.8578 | 1213.8063 | 1492.3311 | 1824.9279 | 2217.6109 | 2680.5424 | 3190.0054 | 3797.5232 | 4509.7173 | 5342.3079 | 6313.1609
2023 PG Study Reference Scenario | PG&E | Res | BROs | Low Income - Multi Family LI | Energy Efficiency | 3960765.356 | 4279086.2139 | 4656451.9431 | 4915782.503 | 5297836.3908 | 4694185.9339 | 5147554.8312 | 5606390.8038 | 5736521.8595 | 6145722.9744 | 6358702.469
2023 PG Study Reference Scenario | PG&E | Res | BROs | Low Income - Single Family LI | Energy Efficiency | 6242479.71 | 6736026.3003 | 7319720.7521 | 7718159.0873 | 8306858.5431 | 7356164.6894 | 8054292.1693 | 8758979.0507 | 8963666.9691 | 9597227.9904 | 9926181.7331
2023 PG Study Reference Scenario | PG&E | Res | BROs | Res - Multi Family | Energy Efficiency | 6178124.2293 | 6670756.8491 | 7251371.1046 | 7670039.3881 | 8266672.5907 | 7482168.5321 | 8190253.7356 | 8912744.8305 | 9174284.1112 | 9841073.435 | 10241335.0801
2023 PG Study Reference Scenario | PG&E | Res | BROs | Res - Single Family | Energy Efficiency | 20111126.8478 | 21688307.4524 | 23541739.8011 | 24876063.8628 | 26776271.7078 | 24262691.8611 | 26515808.2963 | 28810742.8053 | 29674468.7524 | 31815644.5271 | 33112793.5073
2023 PG Study Reference Scenario | PG&E | Res | BldgEnv | Res - Single Family | Energy Efficiency | 0 | 0 | 8127.5106 | 24399.4731 | 27672.9194 | 30806.8015 | 23311.2048 | 32941.5088 | 29338.5317 | 0 | 0
2023 PG Study Reference Scenario | PG&E | Res | HVAC | Res - Multi Family | Energy Efficiency | 656774.9639 | 637216.0957 | 617045.5698 | 593442.5331 | 443652.3064 | 393271.162 | 378802.8126 | 390151.8222 | 372088.8734 | 377111.2215 | 377139.8613
2023 PG Study Reference Scenario | PG&E | Res | HVAC | Res - Multi Family | Fuel Substitution | 52023.1532 | 76058.2252 | 103644.0598 | 133842.0565 | 238330.276 | -54.4469 | 0 | 0 | 0 | 0 | 0
2023 PG Study Reference Scenario | PG&E | Res | HVAC | Res - Single Family | Energy Efficiency | 2474528.3878 | 2394591.9271 | 2299815.427 | 2195266.7764 | 2098931.1184 | 2935756.1392 | 2590717.0348 | 2876245.3677 | 2369081.5318 | 2387274.8452 | 2425471.2769
2023 PG Study Reference Scenario | PG&E | Res | HVAC | Res - Single Family | Fuel Substitution | 4366829.0174 | 5481083.2853 | 6780730.267 | 8221141.0704 | 9865743.9484 | -2271.2688 | 0 | 0 | 0 | 0 | 0
2023 PG Study Reference Scenario | PG&E | Res | Lighting | Res - Multi Family | Energy Efficiency | 5325.352 | 5300.4875 | 5302.8118 | 5260.9752 | 5231.4695 | 5209.7652 | 4960.3589 | 5178.2252 | 4949.6657 | 5022.7718 | 5070.1525
2023 PG Study Reference Scenario | PG&E | Res | Lighting | Res - Single Family | Energy Efficiency | 87654.5137 | 87414.6581 | 87142.4226 | 86204.5248 | 85837.385 | 84962.4771 | 80945.3223 | 84604.9896 | 82552.4984 | 83677.493 | 84363.374
2023 PG Study Reference Scenario | PG&E | Res | WaterHeat | Res - Multi Family | Energy Efficiency | 440881.3607 | 490258.1053 | 701308.086 | 774646.0415 | 996731.576 | 351915.7914 | 282911.8471 | 345859.6061 | 301652.1207 | 324827.6986 | 346605.6668
2023 PG Study Reference Scenario | PG&E | Res | WaterHeat | Res - Multi Family | Fuel Substitution | 634159.1555 | 787273.4718 | 939905.1248 | 1095273.817 | 1257446.454 | 0 | 0 | 0 | 0 | 0 | 0
2023 PG Study Reference Scenario | PG&E | Res | WaterHeat | Res - Single Family | Energy Efficiency | 3506044.1997 | 4057314.9206 | 4625684.3366 | 6045892.6059 | 7188278.4963 | 1436574.9802 | 1133067.7516 | 1424697.6633 | 1306833.1763 | 1407851.9953 | 1502169.643
2023 PG Study Reference Scenario | PG&E | Res | WaterHeat | Res - Single Family | Fuel Substitution | 5084.051 | 8565.3151 | 13051.4917 | 18711.3786 | 25654.0769 | 5757.3873 | 14717.6133 | 18086.4221 | 0 | 0 | 0
2023 PG Study Reference Scenario | PG&E | Res | WholeBlg | Res - Multi Family | Energy Efficiency | 267.1245 | 300.9951 | 340.1465 | 89029.1334 | 101085.4451 | 195869.946 | 166936.5358 | 208683.8821 | 179583.9624 | 196883.6767 | 215015.418
2023 PG Study Reference Scenario | PG&E | Res | WholeBlg | Res - Single Family | Energy Efficiency | 3202209.0963 | 3642438.3051 | 4165531.6615 | 4732567.6635 | 5451598.2801 | 6172270.0036 | 5140435.065 | 6708799.8106 | 6497397.1513 | 7239021.9341 | 8038279.0834
2023 PG Study Reference Scenario | SCE | Ag | Lighting | Ag - Irrigated Agriculture, vineyards, forestry and greenhouses | Energy Efficiency | 1522512.3936 | 1083574.0865 | 672950.2078 | 373827.2001 | 193353.0845 | 95295.6292 | 46582.5554 | 22451.2117 | 10768.3979 | 5160.8018 | 2472.7214
2023 PG Study Reference Scenario | SCE | Ag | MachDr | Ag - Dairies, fishing, hunting | Energy Efficiency | 147637.4668 | 0 | 0 | 0 | 0 | 0 | 0 | 0 | 0 | 0 | 0
2023 PG Study Reference Scenario | SCE | Ag | MachDr | Ag - Water pumping | Energy Efficiency | 2135374.6805 | 773899.7234 | 256521.1972 | 81799.3934 | 25621.9793 | 7933.7647 | 2504.4437 | 789.6557 | 249.5167 | 79.1627 | 25.1926
2023 PG Study Reference Scenario | SCE | Ag | WholeBlg | Ag - Dairies, fishing, hunting | Energy Efficiency | 420331.2019 | 432406.1753 | 447627.4482 | 462024.1253 | 479637.2577 | 504717.1706 | 499945.0838 | 492784.3156 | 485776.2222 | 479739.8044 | 474223.15
2023 PG Study Reference Scenario | SCE | Ag | WholeBlg | Ag - Irrigated Agriculture, vineyards, forestry and greenhouses | Energy Efficiency | 1293081.803 | 1490079.9689 | 1776518.278 | 2192064.6179 | 2820443.841 | 3790453.8164 | 3904246.3475 | 3993154.6417 | 4074736.0804 | 4156760.2121 | 4243122.3161
2023 PG Study Reference Scenario | SCE | Ag | WholeBlg | Ag - Water pumping | Energy Efficiency | 1878858.816 | 2010972.4724 | 2197304.1742 | 2438059.2644 | 2784814.8881 | 3306664.782 | 3316530.9571 | 3308087.2893 | 3298760.1848 | 3294206.8445 | 3292504.3161
2023 PG Study Reference Scenario | SCE | Com | AppPlug | Com - Refrig. Warehouse | Energy Efficiency | 0 | 0 | 0 | 0 | 0 | 0 | 0 | 0 | 0 | 0 | 0
2023 PG Study Reference Scenario | SCE | Com | BROs | Com - College | Energy Efficiency | 240447.3588 | 283507.8154 | 341479.6055 | 388228.8934 | 422802.7106 | 441516.9719 | 490150.6602 | 534062.9133 | 692295.8709 | 471323.2729 | 530992.8873
2023 PG Study Reference Scenario | SCE | Com | BROs | Com - Grocery | Energy Efficiency | 1149551.8424 | 1430250.9306 | 1836195.2902 | 2202393.7688 | 2434763.4711 | 2554764.0295 | 2911825.6088 | 3230206.9037 | 3758397.5863 | 3636836.5267 | 4049929.1711
2023 PG Study Reference Scenario | SCE | Com | BROs | Com - Health | Energy Efficiency | 642012.1704 | 774272.5188 | 956735.7324 | 1110932.2581 | 1219120.6017 | 1276941.7977 | 1434662.4378 | 1575703.7494 | 1937292.6666 | 1576561.0211 | 1762617.4779
2023 PG Study Reference Scenario | SCE | Com | BROs | Com - Lodging | Energy Efficiency | 465518.5335 | 584869.1861 | 761906.1394 | 941316.5888 | 1050634.5842 | 1110825.3929 | 1285607.6216 | 1442868.2819 | 1745202.4019 | 1592603.475 | 1799008.1172
2023 PG Study Reference Scenario | SCE | Com | BROs | Com - Office (Large) | Energy Efficiency | 1886293.4934 | 2249639.5625 | 2742132.3521 | 3114147.5868 | 3366869.4255 | 3477253.3725 | 3845770.3508 | 4161105.4686 | 5109988.0573 | 3933452.3622 | 4340854.5452
2023 PG Study Reference Scenario | SCE | Com | BROs | Com - Office (Small) | Energy Efficiency | 270662.2511 | 334549.2605 | 426610.69 | 509877.2997 | 559476.2729 | 582439.4604 | 661154.3683 | 729102.5032 | 817601.3418 | 846779.5479 | 931614.4823
2023 PG Study Reference Scenario | SCE | Com | BROs | Com - Other | Energy Efficiency | 380327.8087 | 482373.8664 | 640887.4612 | 825051.259 | 928266.3146 | 986195.4805 | 1157706.7451 | 1311781.3578 | 1546144.6692 | 1549164.0939 | 1748904.1034
2023 PG Study Reference Scenario | SCE | Com | BROs | Com - Refrig. Warehouse | Energy Efficiency | 11835.7701 | 15155.8187 | 20065.0577 | 23714.0477 | 27265.722 | 29897.9372 | 34757.2445 | 39731.9567 | 81666.5768 | 0 | 8236.4673
2023 PG Study Reference Scenario | SCE | Com | BROs | Com - Restaurant | Energy Efficiency | 656403.2025 | 830200.2389 | 1103759.3376 | 1429291.9108 | 1614028.4978 | 1722500.8524 | 2029922.6448 | 2313623.5204 | 2667445.9897 | 2879760.205 | 3259643.5495
2023 PG Study Reference Scenario | SCE | Com | BROs | Com - Retail | Energy Efficiency | 1105285.5991 | 1379807.2798 | 1788946.894 | 2206142.9609 | 2441221.5129 | 2556968.5124 | 2942162.6621 | 3276876.3397 | 3706489.6383 | 3867865.4173 | 4280196.5288
2023 PG Study Reference Scenario | SCE | Com | BROs | Com - School | Energy Efficiency | 397710.3625 | 472554.5415 | 574216.7754 | 656703.6501 | 713814.9512 | 741790.2338 | 824524.3143 | 897319.9905 | 1116983.4563 | 848389.7305 | 943832.3971
2023 PG Study Reference Scenario | SCE | Com | BROs | Com - Warehouse | Energy Efficiency | 2770.6323 | 3531.6259 | 4656.8172 | 5484.8923 | 6288.399 | 6878.0574 | 7976.7317 | 9098.76 | 18662.3354 | 0 | 1874.3197
2023 PG Study Reference Scenario | SCE | Com | BldgEnv | Com - Grocery | Energy Efficiency | 5.722 | 5.8146 | 5.8802 | 5.7745 | 5.5359 | 5.1543 | 4.957 | 4.7255 | 4.3767 | 0 | 0
2023 PG Study Reference Scenario | SCE | Com | BldgEnv | Com - Health | Energy Efficiency | 62.2278 | 66.4874 | 71.7499 | 73.8279 | 76.6011 | 77.1853 | 80.3974 | 81.3903 | 81.9698 | 0 | 0
2023 PG Study Reference Scenario | SCE | Com | BldgEnv | Com - Lodging | Energy Efficiency | 15.9237 | 134.3547 | 143.5335 | 144.9687 | 139.377 | 127.0232 | 115.9576 | 102.791 | 36.7758 | 0 | 0
2023 PG Study Reference Scenario | SCE | Com | BldgEnv | Com - Office (Large) | Energy Efficiency | 775.4557 | 815.0876 | 176.5675 | 182.1218 | 188.9817 | 193.0622 | 197.2319 | 201.1546 | 202.2433 | 0 | 0
2023 PG Study Reference Scenario | SCE | Com | BldgEnv | Com - Other | Energy Efficiency | 96.4101 | 103.0136 | 109.6794 | 114.7174 | 118.3929 | 120.2562 | 124.6564 | 127.7126 | 129.3302 | 0 | 0
2023 PG Study Reference Scenario | SCE | Com | BldgEnv | Com - Refrig. Warehouse | Energy Efficiency | 2.0414 | 2.1442 | 2.2178 | 2.2558 | 2.2946 | 2.3127 | 2.3779 | 2.4181 | 2.4689 | 0 | 0
2023 PG Study Reference Scenario | SCE | Com | BldgEnv | Com - Retail | Energy Efficiency | 417.4253 | 10196.8505 | 8437.8793 | 6247.065 | 3990.5707 | 1908.924 | 268.2724 | 211.404 | 171.0948 | 0 | 0
2023 PG Study Reference Scenario | SCE | Com | BldgEnv | Com - Warehouse | Energy Efficiency | 297.1308 | 535.8609 | 445.2925 | 354.3814 | 358.4931 | 363.6441 | 372.1718 | 379.8126 | 384.21 | 0 | 0
2023 PG Study Reference Scenario | SCE | Com | ComRefrig | Com - College | Energy Efficiency | 2024.4784 | 1713.4905 | 1286.4113 | 824.51 | 418.9838 | 108.8109 | 0 | 0 | 0 | 0 | 0
2023 PG Study Reference Scenario | SCE | Com | ComRefrig | Com - Grocery | Energy Efficiency | 4664503.4801 | 4954942.8582 | 4859431.3319 | 4311899.9395 | 3461484.61 | 2495609.7486 | 1656453.7981 | 971543.0948 | 466826.3435 | 120659.9123 | 0
2023 PG Study Reference Scenario | SCE | Com | ComRefrig | Com - Lodging | Energy Efficiency | 0 | 0 | 0 | 0 | 0 | 0 | 0 | 0 | 0 | 0 | 0
2023 PG Study Reference Scenario | SCE | Com | ComRefrig | Com - Other | Energy Efficiency | 0 | 0 | 0 | 0 | 0 | 0 | 0 | 0 | 0 | 0 | 0
2023 PG Study Reference Scenario | SCE | Com | ComRefrig | Com - Refrig. Warehouse | Energy Efficiency | 4159.1594 | 3800.201 | 3128.8081 | 2268.5105 | 1424.6668 | 720.2061 | 212.6839 | 0 | 0 | 0 | 0
2023 PG Study Reference Scenario | SCE | Com | ComRefrig | Com - Restaurant | Energy Efficiency | 184981.3687 | 154283.1177 | 113401.1412 | 70511.8748 | 33943.9337 | 6789.0627 | 0 | 0 | 0 | 0 | 0
2023 PG Study Reference Scenario | SCE | Com | ComRefrig | Com - Retail | Energy Efficiency | 2149564.0629 | 2240629.3307 | 2147992.1709 | 1856547.1086 | 1447013.9419 | 1008620.553 | 641488.6858 | 351542.4367 | 143195.9997 | 7482.8219 | 0
2023 PG Study Reference Scenario | SCE | Com | ComRefrig | Com - School | Energy Efficiency | 5034.6098 | 4223.4809 | 3116.1528 | 1951.4489 | 967.1188 | 246.5614 | 0 | 0 | 0 | 0 | 0
2023 PG Study Reference Scenario | SCE | Com | Data Center | Com - Office (Large) | Energy Efficiency | 115716.2489 | 110366.5292 | 103360.5697 | 94852.8653 | 86946.7232 | 79067.6775 | 73034.6825 | 67855.7344 | 63152.3032 | 59158.4557 | 56654.9225
2023 PG Study Reference Scenario | SCE | Com | Data Center | Com - Other | Energy Efficiency | 101434.1249 | 98701.7136 | 94715.3107 | 88993.6386 | 82599.5849 | 75852.8957 | 71694.2462 | 67555.9998 | 63750.5171 | 61154.7697 | 59466.8074
2023 PG Study Reference Scenario | SCE | Com | FoodServ | Com - College | Energy Efficiency | 0 | 14902.0276 | 22068.2304 | 24088.2222 | 25739.9401 | 27148.9119 | 29135.9237 | 30772.935 | 32289.9876 | 33720.1796 | 35068.7502
2023 PG Study Reference Scenario | SCE | Com | FoodServ | Com - College | Fuel Substitution | 26756.8238 | 33072.3782 | 40162.383 | 48490.8666 | 58101.983 | 69452.1292 | 80652.3578 | 93309.2114 | 107184.8806 | 122133.4979 | 140337.507
2023 PG Study Reference Scenario | SCE | Com | FoodServ | Com - Grocery | Energy Efficiency | 0 | 122528.0078 | 156012.8931 | 167829.1721 | 178044.2677 | 184380.3048 | 193623.9625 | 201592.7159 | 208244.0738 | 213961.7793 | 219233.9636
2023 PG Study Reference Scenario | SCE | Com | FoodServ | Com - Grocery | Fuel Substitution | 273556.0251 | 335757.3469 | 405885.9454 | 488584.9979 | 584331.22 | 697738.5861 | 810309.0627 | 937946.5771 | 1078343.4615 | 1230124.1689 | 1396382.5207
2023 PG Study Reference Scenario | SCE | Com | FoodServ | Com - Health | Energy Efficiency | 0 | 24687.4443 | 34099.2911 | 37176.2259 | 40110.7127 | 42270.7798 | 45536.4358 | 48211.7863 | 50714.0409 | 52959.6826 | 54944.9511
2023 PG Study Reference Scenario | SCE | Com | FoodServ | Com - Health | Fuel Substitution | 83426.6984 | 103077.2386 | 125262.7231 | 151355.3774 | 181535.4479 | 217201.0284 | 252983.8069 | 293570.8182 | 338335.0818 | 386918.2854 | 441531.8717
2023 PG Study Reference Scenario | SCE | Com | FoodServ | Com - Lodging | Energy Efficiency | 0 | 23059.3136 | 36589.7528 | 39887.8277 | 42957.1277 | 45334.3443 | 48661.4031 | 51614.0936 | 54414.6231 | 57165.3481 | 59768.6651
2023 PG Study Reference Scenario | SCE | Com | FoodServ | Com - Lodging | Fuel Substitution | 73504.7001 | 90140.1937 | 108865.8617 | 130905.324 | 156374.3273 | 186475.6673 | 216329.2126 | 250111.2339 | 287202.3895 | 327223.7878 | 371785.6393
2023 PG Study Reference Scenario | SCE | Com | FoodServ | Com - Other | Energy Efficiency | 0 | 192350.6942 | 276686.8899 | 301945.053 | 324609.1516 | 341915.6314 | 367332.5345 | 389309.8645 | 409255.6387 | 429644.6798 | 448779.6552
2023 PG Study Reference Scenario | SCE | Com | FoodServ | Com - Other | Fuel Substitution | 228763.2561 | 283908.9023 | 346576.016 | 421395.2721 | 508944.3785 | 613844.7716 | 717799.2754 | 836599.6958 | 968072.7321 | 1110899.5325 | 1277882.3456
2023 PG Study Reference Scenario | SCE | Com | FoodServ | Com - Restaurant | Energy Efficiency | 0 | 303907.4137 | 464010.0041 | 507059.1607 | 546758.038 | 576055.8936 | 617330.1582 | 654549.7218 | 689544.3117 | 723749.2851 | 756036.2165
2023 PG Study Reference Scenario | SCE | Com | FoodServ | Com - Restaurant | Fuel Substitution | 1096115.2412 | 1343612.3494 | 1623052.2392 | 1953689.897 | 2337412.5268 | 2793250.8824 | 3244516.3994 | 3756887.2296 | 4320661.0021 | 4929894.4453 | 5608546.211
2023 PG Study Reference Scenario | SCE | Com | FoodServ | Com - School | Energy Efficiency | 0 | 84675.3703 | 123088.8826 | 133854.1126 | 143200.9854 | 150352.3042 | 160514.4391 | 169528.9416 | 177990.0158 | 186409.5757 | 194027.0057
2023 PG Study Reference Scenario | SCE | Com | FoodServ | Com - School | Fuel Substitution | 44643.2154 | 55342.3492 | 67362.82 | 81482.1425 | 97777.5387 | 117018.6936 | 136035.7205 | 157523.2468 | 181081.0119 | 206464.1656 | 234828.7353
2023 PG Study Reference Scenario | SCE | Com | HVAC | Com - College | Energy Efficiency | 94723.8502 | 97362.3848 | 101437.7849 | 104674.6678 | 104602.687 | 105392.3258 | 107872.1486 | 108467.8535 | 108779.9126 | 108616.0608 | 108911.5641
2023 PG Study Reference Scenario | SCE | Com | HVAC | Com - College | Fuel Substitution | 38802.2199 | 50907.0706 | 139371.8115 | 166832.6679 | 181792.6209 | 0 | 0 | 0 | 0 | 0 | 0
2023 PG Study Reference Scenario | SCE | Com | HVAC | Com - Grocery | Energy Efficiency | 7359.9876 | 7456.111 | 7528.4869 | 7499.5614 | 7400.4561 | 7158.4121 | 7001.8547 | 6869.7076 | 6710.3975 | 6540.0846 | 6423.5256
2023 PG Study Reference Scenario | SCE | Com | HVAC | Com - Grocery | Fuel Substitution | 9620819.2984 | 10972202.7873 | 12364105.8137 | 13880758.2854 | 15516216.7346 | 308661.7366 | 326027.7032 | 337197.9121 | 343627.7375 | 347508.9843 | 349366.7662
2023 PG Study Reference Scenario | SCE | Com | HVAC | Com - Health | Energy Efficiency | 115745.1693 | 119481.644 | 123881.7037 | 125429.7508 | 126758.4582 | 125934.7072 | 128496.9328 | 129351.4781 | 130131.8154 | 130273.2085 | 130362.9332
2023 PG Study Reference Scenario | SCE | Com | HVAC | Com - Health | Fuel Substitution | 1424106.0744 | 1588916.8793 | 1752879.1021 | 1906228.1681 | 2047334.2964 | 572.4647 | 605.5906 | 627.4318 | 640.9549 | 650.2105 | 656.0637
2023 PG Study Reference Scenario | SCE | Com | HVAC | Com - Lodging | Energy Efficiency | 82581.1624 | 86152.4246 | 90180.8804 | 92777.9587 | 94657.4273 | 94982.8246 | 97329.2065 | 99132.2385 | 99042.9639 | 99306.3482 | 100811.1755
2023 PG Study Reference Scenario | SCE | Com | HVAC | Com - Lodging | Fuel Substitution | 1146311.5615 | 1319562.412 | 1499253.5357 | 1696263.8568 | 1909072.0308 | 244.586 | 250.3951 | 252.3212 | 251.9027 | 250.6336 | 248.6298
2023 PG Study Reference Scenario | SCE | Com | HVAC | Com - Office (Large) | Energy Efficiency | 35940.434 | 37602.4697 | 45235.8997 | 46820.0459 | 48412.0937 | 49349.5641 | 50851.2744 | 52177.943 | 53007.6804 | 45505.1169 | 46298.0994
2023 PG Study Reference Scenario | SCE | Com | HVAC | Com - Office (Large) | Fuel Substitution | 1693.3547 | 1950.235 | 2219.6021 | 2508.6608 | 2816.6691 | 0 | 0 | 0 | 0 | 0 | 0
2023 PG Study Reference Scenario | SCE | Com | HVAC | Com - Office (Small) | Energy Efficiency | 59206.5884 | 64516.9684 | 67364.9036 | 69289.6167 | 70605.877 | 70831.7055 | 72194.8196 | 73220.5448 | 74098.9979 | 74906.8697 | 75816.8524
2023 PG Study Reference Scenario | SCE | Com | HVAC | Com - Office (Small) | Fuel Substitution | 4244.0875 | 4986.6238 | 5774.3092 | 6684.3041 | 7713.54 | 0 | 0 | 0 | 0 | 0 | 0
2023 PG Study Reference Scenario | SCE | Com | HVAC | Com - Other | Energy Efficiency | 1160923.196 | 1224643.7208 | 1286696.8866 | 1329418.7851 | 1355107.0828 | 1360530.6125 | 1402728.4176 | 1427050.3146 | 1435574.776 | 1449623.395 | 1465226.1515
2023 PG Study Reference Scenario | SCE | Com | HVAC | Com - Other | Fuel Substitution | 2355778.864 | 2660622.9561 | 2971164.6732 | 3284990.2018 | 4999817.2302 | 0 | 0 | 0 | 0 | 0 | 0
2023 PG Study Reference Scenario | SCE | Com | HVAC | Com - Refrig. Warehouse | Energy Efficiency | 125.3577 | 140.8689 | 154.7979 | 166.3965 | 177.7749 | 187.3137 | 201.3461 | 212.593 | 224.3699 | 236.0833 | 246.2018
2023 PG Study Reference Scenario | SCE | Com | HVAC | Com - Restaurant | Energy Efficiency | 62963.9297 | 66807.9437 | 70665.5677 | 73645.6717 | 76053.3585 | 76671.7161 | 78403.9841 | 79969.8222 | 81276.0325 | 82412.9655 | 83660.6813
2023 PG Study Reference Scenario | SCE | Com | HVAC | Com - Restaurant | Fuel Substitution | 57648.2436 | 176857.2143 | 204856.0165 | 244755.5744 | 265159.2332 | 333.8071 | 348.9056 | 357.1282 | 360.4581 | 361.361 | 360.3799
2023 PG Study Reference Scenario | SCE | Com | HVAC | Com - Retail | Energy Efficiency | 740474.6796 | 814833.1655 | 886568.5577 | 945898.7615 | 991559.0858 | 1015229.4888 | 1051134.5843 | 1080605.2774 | 74693.4166 | 29257.1146 | 25201.3165
2023 PG Study Reference Scenario | SCE | Com | HVAC | Com - Retail | Fuel Substitution | 1274697.2759 | 1407078.7041 | 1566177.3646 | 1633374.0969 | 1749521.7899 | 857.6302 | 878.4738 | 887.0514 | 0 | 0 | 0
2023 PG Study Reference Scenario | SCE | Com | HVAC | Com - School | Energy Efficiency | 76316.6156 | 79598.183 | 83527.7332 | 85829.035 | 86368.8611 | 85421.5083 | 86949.9243 | 88106.0454 | 87887.505 | 88496.2287 | 89118.2325
2023 PG Study Reference Scenario | SCE | Com | HVAC | Com - School | Fuel Substitution | 16410.0996 | 18841.8665 | 21359.9156 | 24198.4774 | 27344.5125 | 0 | 0 | 0 | 0 | 0 | 0
2023 PG Study Reference Scenario | SCE | Com | HVAC | Com - Warehouse | Energy Efficiency | 8108.2962 | 8717.3228 | 9546.402 | 10169.8627 | 10660.1612 | 10956.2001 | 11418.5967 | 11822.1736 | 10497.5362 | 10158.9393 | 10377.051
2023 PG Study Reference Scenario | SCE | Com | HVAC | Com - Warehouse | Fuel Substitution | 982350.6905 | 1133762.9716 | 1290527.4881 | 1463250.4494 | 1650404.7759 | 0 | 0 | 0 | 0 | 0 | 0
2023 PG Study Reference Scenario | SCE | Com | Lighting | Com - College | Energy Efficiency | 331.4269 | 370.7819 | 414.2272 | 980.8344 | 1293.8437 | 784.0128 | 1175.2687 | 1522.7784 | 936.7197 | 688.5491 | 728.0302
2023 PG Study Reference Scenario | SCE | Com | Lighting | Com - Grocery | Energy Efficiency | 32427.3388 | 38123.3979 | 41823.3981 | 45018.9211 | 48008.0854 | 50145.6279 | 52778.6019 | 55442.4654 | 57768.8808 | 59988.2162 | 62252.2809
2023 PG Study Reference Scenario | SCE | Com | Lighting | Com - Health | Energy Efficiency | 13931.2307 | 25793.4028 | 33221.645 | 36577.5387 | 40056.0529 | 42981.7532 | 46935.0852 | 50556.2269 | 54092.6365 | 57529.1281 | 60830.2575
2023 PG Study Reference Scenario | SCE | Com | Lighting | Com - Lodging | Energy Efficiency | 262.7867 | 295.8719 | 331.162 | 363.2588 | 395.1682 | 422.9905 | 457.9607 | 492.3957 | 526.0225 | 561.138 | 596.1723
2023 PG Study Reference Scenario | SCE | Com | Lighting | Com - Office (Large) | Energy Efficiency | 1146.231 | 1566.0324 | 1827.0739 | 1999.2666 | 2173.5977 | 2325.4777 | 2510.3357 | 2692.9071 | 2862.9598 | 3036.4576 | 3213.0348
2023 PG Study Reference Scenario | SCE | Com | Lighting | Com - Office (Small) | Energy Efficiency | 134.5226 | 151.4603 | 169.1805 | 185.5156 | 201.3837 | 214.9814 | 232.233 | 249.1814 | 265.5852 | 282.6813 | 299.5885
2023 PG Study Reference Scenario | SCE | Com | Lighting | Com - Other | Energy Efficiency | 0 | 12.8565 | 18.5598 | 20.4116 | 22.197 | 23.7465 | 25.7668 | 27.7176 | 6.7374 | 0 | 25.7665
2023 PG Study Reference Scenario | SCE | Com | Lighting | Com - Refrig. Warehouse | Energy Efficiency | 1681.1892 | 1860.5726 | 2035.5731 | 2185.8545 | 2330.8515 | 2450.4481 | 2615.015 | 2767.0515 | 2915.5039 | 3072.0475 | 3219.6696
2023 PG Study Reference Scenario | SCE | Com | Lighting | Com - Restaurant | Energy Efficiency | 90771.1084 | 100912.964 | 111432.736 | 120861.6063 | 129910.7705 | 136969.16 | 146099.3177 | 155054.3538 | 163479.56 | 172144.9735 | 180649.0169
2023 PG Study Reference Scenario | SCE | Com | Lighting | Com - Retail | Energy Efficiency | 0 | 0 | 449.0942 | 565.8284 | 606.2654 | 636.8889 | 675.7279 | 1640.0111 | 34762.5741 | 39653.3457 | 57413.5321
2023 PG Study Reference Scenario | SCE | Com | Lighting | Com - School | Energy Efficiency | 358.1622 | 402.4136 | 449.0692 | 491.7513 | 531.749 | 566.7238 | 610.7681 | 654.4907 | 696.892 | 741.7475 | 785.1765
2023 PG Study Reference Scenario | SCE | Com | Lighting | Com - Warehouse | Energy Efficiency | 924.3954 | 1037.4454 | 1153.7393 | 1261.3763 | 1369.072 | 1459.6585 | 1574.5659 | 1688.2142 | 1795.7332 | 1908.07 | 2019.351
2023 PG Study Reference Scenario | SCE | Com | WaterHeat | Com - College | Energy Efficiency | 143634.3441 | 141902.4602 | 141440.9703 | 139814.8577 | 136684.8043 | 133352.8594 | 134079.9665 | 133622.9811 | 133136.9733 | 132691.6346 | 132819.0567
2023 PG Study Reference Scenario | SCE | Com | WaterHeat | Com - Grocery | Energy Efficiency | 533152.9538 | 518854.5724 | 506597.9506 | 489794.7921 | 471630.9459 | 448852.7514 | 438511.5735 | 427724.7221 | 416388.3129 | 405565.9439 | 397387.2291
2023 PG Study Reference Scenario | SCE | Com | WaterHeat | Com - Health | Energy Efficiency | 899466.2498 | 892529.0283 | 891869.5029 | 878115.0613 | 864556.1278 | 842012.0366 | 847938.8358 | 845892.8321 | 844205.1807 | 840922.9696 | 839147.8318
2023 PG Study Reference Scenario | SCE | Com | WaterHeat | Com - Lodging | Energy Efficiency | 193393.8466 | 191660.019 | 191074.18 | 188516.6206 | 185635.9061 | 181299.3007 | 182055.8598 | 181986.9296 | 180958.4843 | 179957.0754 | 179906.3038
2023 PG Study Reference Scenario | SCE | Com | WaterHeat | Com - Lodging | Fuel Substitution | 311.0677 | 29027.8936 | 199104.7341 | 243590.4732 | 296531.389 | 0 | 0 | 0 | 0 | 0 | 0
2023 PG Study Reference Scenario | SCE | Com | WaterHeat | Com - Office (Large) | Energy Efficiency | 0 | 72778.0385 | 359056.7495 | 407755.3173 | 400799.8164 | 390369.4797 | 390880.5354 | 389672.4667 | 387893.5692 | 386491.7623 | 387155.1782
2023 PG Study Reference Scenario | SCE | Com | WaterHeat | Com - Office (Small) | Energy Efficiency | 0 | 17915.9165 | 89631.1207 | 105021.6201 | 103269.2708 | 100499.0488 | 100813.5141 | 100607.8178 | 100370.2385 | 100311.0451 | 100614.7247
2023 PG Study Reference Scenario | SCE | Com | WaterHeat | Com - Other | Energy Efficiency | 7323573.863 | 7256695.0618 | 7224770.7725 | 7127014.2755 | 6999630.9232 | 6816726.3062 | 6854449.5757 | 6850279.4207 | 6822126.7018 | 6819281.715 | 6843709.9715
2023 PG Study Reference Scenario | SCE | Com | WaterHeat | Com - Refrig. Warehouse | Energy Efficiency | 41850.9671 | 41383.9484 | 40975.6612 | 40187.2568 | 39353.6071 | 38274.1586 | 38399.424 | 38294.2734 | 38264.0045 | 38336.6877 | 38484.1463
2023 PG Study Reference Scenario | SCE | Com | WaterHeat | Com - Restaurant | Energy Efficiency | 342734.6166 | 1686722.9693 | 2075827.1381 | 2058525.1697 | 2033104.7335 | 1983647.1953 | 1993245.5729 | 1995143.5511 | 1997506.3576 | 2002642.6552 | 2014584.8367
2023 PG Study Reference Scenario | SCE | Com | WaterHeat | Com - Retail | Energy Efficiency | 397328.126 | 385488.0686 | 375191.6838 | 361458.5126 | 346600.1213 | 328360.7122 | 320177.7497 | 311573.3002 | 301639.5644 | 292691.5583 | 286016.2258
2023 PG Study Reference Scenario | SCE | Com | WaterHeat | Com - Retail | Fuel Substitution | 1455.8528 | 1804.0591 | 2217.4431 | 2727.6439 | 3340.9348 | 0 | 0 | 0 | 0 | 0 | 0
2023 PG Study Reference Scenario | SCE | Com | WaterHeat | Com - School | Energy Efficiency | 0 | 0 | 4197.3462 | 65820.3531 | 81055.6494 | 78702.6744 | 308611.5143 | 377954.9563 | 91231.768 | 3722.1766 | 59946.0757
2023 PG Study Reference Scenario | SCE | Com | WaterHeat | Com - Warehouse | Energy Efficiency | 99218.7089 | 98148.3765 | 97401.2453 | 95842.6725 | 94175.5965 | 91577.3442 | 91742.6944 | 91534.091 | 91091.7818 | 90797.0921 | 90865.0896
2023 PG Study Reference Scenario | SCE | Com | WholeBlg | Com - Grocery | Energy Efficiency | 724207.1576 | 727851.5878 | 886591.7847 | 1053919.1442 | 709907.6041 | 802382.8042 | 898904.0676 | 998489.7998 | 1093926.809 | 1174371.5186 | 1251903.3011
2023 PG Study Reference Scenario | SCE | Com | WholeBlg | Com - Retail | Energy Efficiency | 2840224.006 | 2817939.8244 | 3377773.9986 | 3940424.3011 | 2589381.8703 | 2856004.3531 | 3141931.8774 | 3413698.2943 | 3654016.6679 | 3856391.5221 | 4042834.1769
2023 PG Study Reference Scenario | SCE | Ind | BROs | Ind - All Other Industrial | Energy Efficiency | 73114.5435 | 87803.6909 | 101595.7069 | 112965.3545 | 121684.051 | 125478.8858 | 135526.1745 | 143306.9696 | 150526.8729 | 158525.8957 | 166568.1283
2023 PG Study Reference Scenario | SCE | Ind | BROs | Ind - Chemicals | Energy Efficiency | 496131.1352 | 595687.3385 | 689845.3193 | 767540.1602 | 826786.8436 | 851783.7056 | 916980.3733 | 967847.2292 | 1014529.7277 | 1066111.7442 | 1117564.421
2023 PG Study Reference Scenario | SCE | Ind | BROs | Ind - Electronics | Energy Efficiency | 107937.2901 | 132253.1694 | 156136.1254 | 177218.5239 | 194920.5557 | 205084.8848 | 226424.4083 | 244489.7025 | 262209.6241 | 281884.0358 | 302271.6096
2023 PG Study Reference Scenario | SCE | Ind | BROs | Ind - Fabricated Metals | Energy Efficiency | 344017.5602 | 413983.1344 | 480330.051 | 535542.1568 | 577975.9294 | 596676.3637 | 644487.422 | 682064.2486 | 716772.1382 | 754985.2555 | 793104.1834
2023 PG Study Reference Scenario | SCE | Ind | BROs | Ind - Food | Energy Efficiency | 733735.4058 | 880289.0889 | 1017794.4189 | 1129876.0165 | 1213420.8968 | 1245956.1368 | 1336921.0351 | 1406428.3389 | 1470150.7568 | 1540569.1545 | 1610167.524
2023 PG Study Reference Scenario | SCE | Ind | BROs | Ind - Industrial Machinery | Energy Efficiency | 53036.3955 | 63872.2067 | 74201.6634 | 82784.9381 | 89294.3319 | 92124.2294 | 99568.2609 | 105376.3171 | 110786.8631 | 116735.0647 | 122697.0952
2023 PG Study Reference Scenario | SCE | Ind | BROs | Ind - Lumber & Furniture | Energy Efficiency | 28838.4256 | 34753.9496 | 40249.0533 | 44780.1917 | 48237.7121 | 49735.9821 | 53737.6158 | 56872.6598 | 59792.9173 | 63017.623 | 66255.2949
2023 PG Study Reference Scenario | SCE | Ind | BROs | Ind - Paper | Energy Efficiency | 370087.4494 | 447329.0698 | 514840.23 | 563548.4386 | 596110.9932 | 603515.2409 | 640987.9028 | 667960.5241 | 692367.0023 | 720089.2472 | 747637.4179
2023 PG Study Reference Scenario | SCE | Ind | BROs | Ind - Petroleum | Energy Efficiency | 1347718.5947 | 1601412.9699 | 1836525.8828 | 2025624.5018 | 2167275.5683 | 2223099.3568 | 2384026.1896 | 2508295.0178 | 2620608.6013 | 2744827.7813 | 2867569.9654
2023 PG Study Reference Scenario | SCE | Ind | BROs | Ind - Plastics | Energy Efficiency | 422377.5421 | 505396.8853 | 583606.2113 | 647513.5855 | 695506.1463 | 714695.1575 | 766516.938 | 807114.3375 | 844041.0114 | 884837.9044 | 925253.1004
2023 PG Study Reference Scenario | SCE | Ind | BROs | Ind - Primary Metals | Energy Efficiency | 116185.7622 | 139044.2571 | 160616.3414 | 178308.3368 | 191631.3301 | 197021.1686 | 211449.6889 | 222743.2816 | 233011.449 | 244349.2599 | 255588.2005
2023 PG Study Reference Scenario | SCE | Ind | BROs | Ind - Printing & Publishing | Energy Efficiency | 58493.4546 | 70053.5369 | 80918.5208 | 89780.3431 | 96424.836 | 99067.736 | 106286.1477 | 111894.9437 | 116996.2192 | 122633.595 | 128216.377
2023 PG Study Reference Scenario | SCE | Ind | BROs | Ind - Stone-Glass-Clay | Energy Efficiency | 583870.6241 | 710772.3242 | 830550.374 | 930771.7299 | 1009939.2076 | 1048621.692 | 1142767.7592 | 1218272.6088 | 1290540.4548 | 1370450.4171 | 1451706.4362
2023 PG Study Reference Scenario | SCE | Ind | BROs | Ind - Textiles | Energy Efficiency | 14566.2486 | 17307.13 | 19969.5789 | 22172.7693 | 23816.4902 | 24461.7433 | 26306.2145 | 27676.5646 | 28920.1071 | 30294.7535 | 31651.5978
2023 PG Study Reference Scenario | SCE | Ind | BROs | Ind - Transportation Equipment | Energy Efficiency | 265222.2201 | 317274.204 | 368758.4599 | 412062.9036 | 444450.8786 | 458329.9663 | 496712.1953 | 525774.7579 | 553289.3249 | 584091.4272 | 614914.0871
2023 PG Study Reference Scenario | SCE | Ind | HVAC | Ind - Electronics | Energy Efficiency | 656242.2872 | 585498.6849 | 496525.1365 | 394393.7135 | 296377.7535 | 211333.9533 | 153265.7128 | 108675.4378 | 76082.0188 | 53152.1415 | 36887.8919
2023 PG Study Reference Scenario | SCE | Ind | Lighting | Ind - All Other Industrial | Energy Efficiency | 102519.509 | 72890.1299 | 15113.3072 | 20540.6233 | 24462.5297 | 27140.8516 | 10172.6114 | 6422.1901 | 5538.1768 | 6197.9429 | 3479.9712
2023 PG Study Reference Scenario | SCE | Ind | Lighting | Ind - Chemicals | Energy Efficiency | 38959.3194 | 25825.4974 | 819.0877 | 1766.3076 | 0 | 14808.0116 | 0 | 0 | 0 | 0 | 0
2023 PG Study Reference Scenario | SCE | Ind | Lighting | Ind - Electronics | Energy Efficiency | 51449.4652 | 33821.2223 | 21182.8986 | 12689.181 | 7386.2953 | 4191.913 | 2369.4436 | 1326.4489 | 740.2705 | 413.0668 | 230.4111
2023 PG Study Reference Scenario | SCE | Ind | Lighting | Ind - Fabricated Metals | Energy Efficiency | 69151.6674 | 46254.449 | 29293.9418 | 17663.7023 | 10319.5095 | 5867.6037 | 3319.3922 | 1858.6898 | 1037.2071 | 0 | 0
2023 PG Study Reference Scenario | SCE | Ind | Lighting | Ind - Food | Energy Efficiency | 122273.2373 | 95825.2211 | 0 | 0 | 0 | 0 | 0 | 0 | 0 | 0 | 0
2023 PG Study Reference Scenario | SCE | Ind | Lighting | Ind - Industrial Machinery | Energy Efficiency | 64343.8141 | 44408.8549 | 28775.3397 | 15949.3914 | 8308.9496 | 7688.5541 | 4390.2966 | 2475.7607 | 1389.5646 | 779.0878 | 436.4577
2023 PG Study Reference Scenario | SCE | Ind | Lighting | Ind - Lumber & Furniture | Energy Efficiency | 30706.2765 | 21228.8937 | 4592.8617 | 3825.8898 | 5813.9316 | 8912.9333 | 5188.2103 | 2957.0453 | 1669.1076 | 938.4567 | 526.3769
2023 PG Study Reference Scenario | SCE | Ind | Lighting | Ind - Paper | Energy Efficiency | 29427.6074 | 0 | 0 | 0 | 0 | 0 | 0 | 0 | 0 | 0 | 0
2023 PG Study Reference Scenario | SCE | Ind | Lighting | Ind - Petroleum | Energy Efficiency | 7243.6456 | 17453.4245 | 0 | 0 | 12159.5206 | 22604.7 | 0 | 0 | 0 | 0 | 0
2023 PG Study Reference Scenario | SCE | Ind | Lighting | Ind - Plastics | Energy Efficiency | 70048.386 | 79432.7492 | 0 | 0 | 0 | 0 | 0 | 0 | 0 | 0 | 0
2023 PG Study Reference Scenario | SCE | Ind | Lighting | Ind - Primary Metals | Energy Efficiency | 9452.7607 | 11691.9482 | 0 | 0 | 0 | 0 | 0 | 0 | 0 | 0 | 0
2023 PG Study Reference Scenario | SCE | Ind | Lighting | Ind - Printing & Publishing | Energy Efficiency | 31342.141 | 28661.4639 | 1413.0188 | 0 | 0 | 1663.1543 | 0 | 0 | 0 | 0 | 0
2023 PG Study Reference Scenario | SCE | Ind | Lighting | Ind - Stone-Glass-Clay | Energy Efficiency | 63506.4642 | 44427.3821 | 28992.2269 | 17803.6823 | 10509.217 | 6007.7776 | 3406.9925 | 1909.1391 | 1065.1152 | 593.7077 | 330.6908
2023 PG Study Reference Scenario | SCE | Ind | Lighting | Ind - Textiles | Energy Efficiency | 9172.8698 | 27984.3586 | 11816.5424 | 4098.9881 | 0 | 15024.0192 | 0 | 0 | 0 | 0 | 0
2023 PG Study Reference Scenario | SCE | Ind | Lighting | Ind - Transportation Equipment | Energy Efficiency | 93257.8376 | 137285.8718 | 94977.1506 | 55126.2447 | 13774.6483 | 34023.2651 | 19750.9277 | 11234.6658 | 6331.5497 | 3555.2917 | 1991.8368
2023 PG Study Reference Scenario | SCE | Ind | MachDr | Ind - Chemicals | Energy Efficiency | 0 | 0 | 0 | 0 | 0 | 0 | 0 | 0 | 0 | 0 | 0
2023 PG Study Reference Scenario | SCE | Ind | MachDr | Ind - Food | Energy Efficiency | 0 | 170629.1434 | 0 | 0 | 0 | 0 | 0 | 0 | 0 | 0 | 0
2023 PG Study Reference Scenario | SCE | Ind | MachDr | Ind - Lumber & Furniture | Energy Efficiency | 0 | 0 | 0 | 0 | 0 | 0 | 0 | 0 | 0 | 0 | 0
2023 PG Study Reference Scenario | SCE | Ind | MachDr | Ind - Paper | Energy Efficiency | 0 | 0 | 0 | 0 | 0 | 0 | 0 | 0 | 0 | 0 | 0
2023 PG Study Reference Scenario | SCE | Ind | ProcRefrig | Ind - All Other Industrial | Energy Efficiency | 21350.949 | 23637.0147 | 25354.6719 | 27239.0915 | 28706.3615 | 29497.8379 | 30217.757 | 30565.5491 | 30496.9532 | 30226.8349 | 29492.3009
2023 PG Study Reference Scenario | SCE | Ind | ProcRefrig | Ind - Chemicals | Energy Efficiency | 42586.119 | 47040.0245 | 50547.6772 | 53884.9224 | 55929.6029 | 57876.9202 | 57080.4199 | 56719.1455 | 55556.4136 | 53865.7946 | 51587.9969
2023 PG Study Reference Scenario | SCE | Ind | ProcRefrig | Ind - Electronics | Energy Efficiency | 98967.0431 | 109592.4922 | 120149.6073 | 128804.0717 | 135090.699 | 137743.8082 | 141733.1221 | 143391.2095 | 142886.8057 | 141170.0319 | 137709.7967
2023 PG Study Reference Scenario | SCE | Ind | ProcRefrig | Ind - Fabricated Metals | Energy Efficiency | 19230.1169 | 21271.1303 | 23292.2303 | 24937.8725 | 26119.2054 | 26593.7787 | 27322.9638 | 27600.087 | 27460.0679 | 26859.0178 | 26113.6841
2023 PG Study Reference Scenario | SCE | Ind | ProcRefrig | Ind - Food | Energy Efficiency | 918255.5051 | 1001662.1767 | 1047497.4693 | 1040891.2091 | 982373.1384 | 975653.5479 | 790085.8309 | 728326.9153 | 623612.222 | 502242.1627 | 408426.511
2023 PG Study Reference Scenario | SCE | Ind | ProcRefrig | Ind - Industrial Machinery | Energy Efficiency | 11217.9824 | 12386.8735 | 13538.1446 | 14443.4805 | 15074.4315 | 15350.6303 | 15735.1741 | 15857.2361 | 15739.0571 | 15488.4432 | 15049.703
2023 PG Study Reference Scenario | SCE | Ind | ProcRefrig | Ind - Lumber & Furniture | Energy Efficiency | 762.802 | 843.9541 | 908.7589 | 971.2491 | 1021.1482 | 1050.4814 | 1080.1278 | 1091.9571 | 1087.3004 | 1073.4287 | 1046.3378
2023 PG Study Reference Scenario | SCE | Ind | ProcRefrig | Ind - Paper | Energy Efficiency | 7341.6185 | 7791.8024 | 6945.2497 | 6635.552 | 6364.5563 | 6795.8504 | 6195.6631 | 6021.6991 | 5689.7201 | 5327.0821 | 4713.6247
2023 PG Study Reference Scenario | SCE | Ind | ProcRefrig | Ind - Plastics | Energy Efficiency | 122922.0147 | 137803.5585 | 144759.3736 | 152903.2344 | 157820.935 | 158659.6882 | 158311.9397 | 155777.6154 | 150831.936 | 144015.7869 | 136011.1427
2023 PG Study Reference Scenario | SCE | Ind | ProcRefrig | Ind - Primary Metals | Energy Efficiency | 2336.8703 | 2684.9678 | 2803.262 | 2986.9723 | 3110.2096 | 3175.5768 | 3156.5237 | 3106.239 | 3010.4212 | 2868.4223 | 2707.8953
2023 PG Study Reference Scenario | SCE | Ind | ProcRefrig | Ind - Printing & Publishing | Energy Efficiency | 52764.66 | 59287.4649 | 62987.7894 | 67084.574 | 69858.4245 | 71398.4935 | 71689.7623 | 71452.4988 | 70078.3488 | 67828.9277 | 64893.9725
2023 PG Study Reference Scenario | SCE | Ind | ProcRefrig | Ind - Stone-Glass-Clay | Energy Efficiency | 925.4556 | 1023.6114 | 1120.7897 | 1199.8825 | 1256.6182 | 1279.3391 | 1314.299 | 1327.5062 | 1320.6475 | 1302.6147 | 1268.5985
2023 PG Study Reference Scenario | SCE | Ind | ProcRefrig | Ind - Textiles | Energy Efficiency | 1570.0721 | 1846.3042 | 1983.9437 | 2105.8651 | 2184.117 | 2335.4373 | 2232.3413 | 2216.9266 | 2165.1206 | 2076.448 | 1973.4837
2023 PG Study Reference Scenario | SCE | Ind | ProcRefrig | Ind - Transportation Equipment | Energy Efficiency | 40300.9788 | 46008.2009 | 50429.4501 | 53904.24 | 55949.3754 | 57674.3111 | 59338.6601 | 60026.6053 | 59809.1395 | 59084.2796 | 57630.0104
2023 PG Study Reference Scenario | SCE | Ind | WholeBlg | Ind - All Other Industrial | Energy Efficiency | 286652.0395 | 296518.5299 | 309551.7844 | 321893.0101 | 337851.9437 | 360932.6058 | 360751.0881 | 357395.0049 | 353885.8629 | 350989.7807 | 348515.766
2023 PG Study Reference Scenario | SCE | Ind | WholeBlg | Ind - Chemicals | Energy Efficiency | 831108.9581 | 855378.9163 | 887346.8473 | 913696.1135 | 944503.5334 | 986547.7678 | 981530.2098 | 969450.1099 | 956830.2491 | 945864.5562 | 935936.8702
2023 PG Study Reference Scenario | SCE | Ind | WholeBlg | Ind - Electronics | Energy Efficiency | 516884.2853 | 553769.4443 | 602754.7374 | 659622.703 | 737402.3619 | 850050.4868 | 871345.7797 | 884128.9495 | 896488.5314 | 910147.9218 | 924846.4286
2023 PG Study Reference Scenario | SCE | Ind | WholeBlg | Ind - Fabricated Metals | Energy Efficiency | 621828.645 | 646041.3527 | 678579.8789 | 711005.8565 | 752883.4593 | 812977.5217 | 813080.3215 | 806618.1424 | 799495.8348 | 793470.34 | 788079.886
2023 PG Study Reference Scenario | SCE | Ind | WholeBlg | Ind - Food | Energy Efficiency | 1158905.84 | 1202465.7121 | 1261786.8661 | 1321116.7226 | 1399179.0092 | 1513207.8619 | 1504044.1984 | 1483743.9931 | 1463377.7005 | 1445388.9732 | 1428807.4291
2023 PG Study Reference Scenario | SCE | Ind | WholeBlg | Ind - Industrial Machinery | Energy Efficiency | 221025.2961 | 234011.457 | 252562.3122 | 274515.4875 | 305106.5393 | 350802.4041 | 352357.6853 | 350727.7302 | 348920.3347 | 347481.8886 | 346370.1207
2023 PG Study Reference Scenario | SCE | Ind | WholeBlg | Ind - Lumber & Furniture | Energy Efficiency | 115317.4818 | 119705.9045 | 125079.4503 | 130144.124 | 136600.347 | 145914.5165 | 145893.2515 | 144662.8594 | 143374.2822 | 142307.77 | 141391.5496
2023 PG Study Reference Scenario | SCE | Ind | WholeBlg | Ind - Paper | Energy Efficiency | 500507.473 | 517001.9009 | 530602.0634 | 533912.1448 | 536588.5756 | 542805.1836 | 532310.6364 | 518658.1753 | 505779.4453 | 494457.0288 | 484219.2115
2023 PG Study Reference Scenario | SCE | Ind | WholeBlg | Ind - Petroleum | Energy Efficiency | 1383568.4275 | 1393989.6995 | 1408750.5504 | 1402988.2865 | 1387572.9098 | 1363506.4556 | 1346459.9911 | 1321302.2817 | 1295540.611 | 1272518.5298 | 1250980.0559
2023 PG Study Reference Scenario | SCE | Ind | WholeBlg | Ind - Plastics | Energy Efficiency | 708604.0876 | 731552.8803 | 764031.5747 | 795566.3936 | 836834.3972 | 897109.2262 | 890753.3011 | 879088.7149 | 866947.0636 | 856233.5806 | 846407.3021
2023 PG Study Reference Scenario | SCE | Ind | WholeBlg | Ind - Primary Metals | Energy Efficiency | 295497.6876 | 300241.603 | 306228.4252 | 307891.0163 | 307317.0445 | 304944.4031 | 301516.0892 | 296375.9087 | 291094.5389 | 286386.262 | 282003.5775
2023 PG Study Reference Scenario | SCE | Ind | WholeBlg | Ind - Printing & Publishing | Energy Efficiency | 142537.531 | 146460.6615 | 151746.9783 | 156122.1075 | 161374.0657 | 168794.5727 | 167405.2478 | 164960.1841 | 162439.7496 | 160206.8677 | 158145.9266
2023 PG Study Reference Scenario | SCE | Ind | WholeBlg | Ind - Stone-Glass-Clay | Energy Efficiency | 745995.7339 | 778912.0249 | 816039.0875 | 847450.2143 | 884116.9446 | 933284.6877 | 940118.0894 | 938018.7114 | 935744.0741 | 934906.8867 | 934964.3753
2023 PG Study Reference Scenario | SCE | Ind | WholeBlg | Ind - Textiles | Energy Efficiency | 90185.6939 | 92477.1289 | 96541.9107 | 100654.283 | 105956.3996 | 113650.4025 | 113156.6362 | 111588.6946 | 109967.2587 | 108530.8487 | 107199.9129
2023 PG Study Reference Scenario | SCE | Ind | WholeBlg | Ind - Transportation Equipment | Energy Efficiency | 768643.4073 | 790925.6833 | 827705.7949 | 862424.9256 | 902519.977 | 958480.8314 | 960908.0118 | 952644.2001 | 944735.2706 | 938966.7907 | 933870.8701
2023 PG Study Reference Scenario | SCE | Res | AppPlug | Res - Multi Family | Fuel Substitution | 0 | 0 | 0 | 0 | 0 | 0 | 0 | 0 | 0 | 3344.6855 | 3952.4518
2023 PG Study Reference Scenario | SCE | Res | BROs | Low Income - Multi Family LI | Energy Efficiency | 3520374.5126 | 3763392.2259 | 4409246.4048 | 4928159.1228 | 5565507.6584 | 4587402.2788 | 5008188.9753 | 5407293.608 | 5394616.0799 | 5703462.4883 | 5756552.7098
2023 PG Study Reference Scenario | SCE | Res | BROs | Low Income - Single Family LI | Energy Efficiency | 4679422.7517 | 5012429.555 | 5884280.5402 | 6589961.5294 | 7457010.8583 | 6158519.3408 | 6736787.3057 | 7288097.6357 | 7270984.7298 | 7686932.0029 | 7758152.1414
2023 PG Study Reference Scenario | SCE | Res | BROs | Res - Multi Family | Energy Efficiency | 3462077.8522 | 3699481.0442 | 4332500.3931 | 4840283.0201 | 5463918.0124 | 4501751.1082 | 4912568.0244 | 5301773.5114 | 5289343.3777 | 5592162.8333 | 5644217.031
2023 PG Study Reference Scenario | SCE | Res | BROs | Res - Single Family | Energy Efficiency | 12536298.8702 | 13422663.3647 | 15750585.581 | 17631855.0532 | 19943127.1507 | 16463419.9832 | 18001545.7539 | 19466348.5243 | 19420640.3289 | 20531626.3489 | 20721853.7728
2023 PG Study Reference Scenario | SCE | Res | BldgEnv | Res - Single Family | Energy Efficiency | 919.9729 | 1280.252 | 1261.4075 | 1242.6717 | 1241.662 | 1089.1584 | 1005.0377 | 593.4503 | 708.112 | 0 | 0
2023 PG Study Reference Scenario | SCE | Res | HVAC | Res - Multi Family | Energy Efficiency | 629015.2954 | 653707.7618 | 666727.29 | 662986.9957 | 648658.0388 | 618841.9518 | 616818.8805 | 602675.8289 | 609180.4351 | 605935.7267 | 599117.7705
2023 PG Study Reference Scenario | SCE | Res | HVAC | Res - Multi Family | Fuel Substitution | 68214.7132 | 88920.0032 | 148960.8593 | 183118.1007 | 223156.0779 | -1050.7134 | 0 | 0 | 0 | 0 | 0
2023 PG Study Reference Scenario | SCE | Res | HVAC | Res - Single Family | Energy Efficiency | 2572848.5489 | 2659572.1357 | 2659879.0924 | 2599060.4307 | 2503209.2658 | 2346585.9377 | 2306942.2448 | 2216915.5861 | 1986864.821 | 1935880.7782 | 1879860.7282
2023 PG Study Reference Scenario | SCE | Res | HVAC | Res - Single Family | Fuel Substitution | 2760640.3713 | 3513227.9466 | 4342601.9158 | 5311788.8406 | 6460460.7545 | 0 | 0 | 0 | 0 | 0 | 0
2023 PG Study Reference Scenario | SCE | Res | Lighting | Res - Multi Family | Energy Efficiency | 29425.4914 | 30656.7051 | 31603.1641 | 32051.4257 | 32397.7689 | 32107.1662 | 32585.4962 | 32363.7532 | 33961.4103 | 34282.7193 | 34392.9549
2023 PG Study Reference Scenario | SCE | Res | Lighting | Res - Single Family | Energy Efficiency | 448477.9593 | 471726.4827 | 481834.2742 | 484707.51 | 485458.0617 | 433538.6397 | 474527.4989 | 470322.0963 | 472219.7701 | 472920.2811 | 426531.4096
2023 PG Study Reference Scenario | SCE | Res | WaterHeat | Res - Multi Family | Energy Efficiency | 340301.5967 | 314433.5688 | 277074.7239 | 228950.2993 | 6627.2139 | 6560.1277 | 6677.5988 | 6006.2142 | 8167.002 | 8310.404 | 8463.2346
2023 PG Study Reference Scenario | SCE | Res | WaterHeat | Res - Multi Family | Fuel Substitution | 2507620.2422 | 2857590.0983 | 3192459.7911 | 3527796.2846 | 3885913.8286 | 0 | 0 | 0 | 0 | 0 | 0
2023 PG Study Reference Scenario | SCE | Res | WaterHeat | Res - Single Family | Energy Efficiency | 3060331.3695 | 2930877.6028 | 2752478.4717 | 2558387.2567 | 2114204.5343 | 1931147.4711 | 1837495.1531 | 1708139.1963 | 60413.246 | 859.0316 | 809.1284
2023 PG Study Reference Scenario | SCE | Res | WaterHeat | Res - Single Family | Fuel Substitution | 116604.126 | 139904.7266 | 165571.5381 | 196680.8027 | 233487.1581 | 44866.0488 | 59872.9219 | 79667.5627 | 0 | 0 | 0
2023 PG Study Reference Scenario | SCE | Res | WholeBlg | Res - Single Family | Energy Efficiency | 7425843.3923 | 8842141.9817 | 10136644.2323 | 11421015.5282 | 12849418.8751 | 13670812.5818 | 14876798.0929 | 14483179.8902 | 15199730.0118 | 16153887.2939 | 17011812.172
2023 PG Study Reference Scenario | SCG | Ag | HVAC | Ag - Irrigated Agriculture, vineyards, forestry and greenhouses | Energy Efficiency | 1201287.872 | 1264013.2495 | 1300545.2805 | 1309373.6762 | 1288825.0715 | 1242373.2773 | 1173669.7518 | 1089153.8128 | 994430.1012 | 895033.122 | 795650.9217
2023 PG Study Reference Scenario | SCG | Ag | ProcHeat | Ag - Dairies, fishing, hunting | Energy Efficiency | 362.3837 | 61.6335 | 10.4606 | 1.7784 | 0.30039 | 0.050789 | 0.0085552 | 0.0014533 | 0.00024897 | 4.3016e-05 | 7.4949e-06
2023 PG Study Reference Scenario | SCG | Ag | ProcHeat | Ag - Irrigated Agriculture, vineyards, forestry and greenhouses | Energy Efficiency | 727516.9998 | 767053.7197 | 786365.5001 | 867184.8163 | 885104.0345 | 928181.5655 | 925148.2005 | 942850.0405 | 956686.3502 | 966700.7101 | 972993.4156
2023 PG Study Reference Scenario | SCG | Ag | WholeBlg | Ag - Dairies, fishing, hunting | Energy Efficiency | 1063187.7279 | 1102427.5801 | 1143719.8576 | 1187470.0758 | 1234332.2759 | 1285438.8514 | 1333460.7826 | 1383694.0755 | 1436256.2042 | 1491272.6052 | 1548877.1004
2023 PG Study Reference Scenario | SCG | Ag | WholeBlg | Ag - Irrigated Agriculture, vineyards, forestry and greenhouses | Energy Efficiency | 4552224.6319 | 4716943.1386 | 4888407.6426 | 5066961.9489 | 5252923.4662 | 5446606.079 | 5648638.6021 | 5859903.6559 | 6080887.923 | 6312110.8555 | 6554126.3757
2023 PG Study Reference Scenario | SCG | Ag | WholeBlg | Ag - Water pumping | Energy Efficiency | 1495094.7073 | 1549193.4804 | 1605507.8527 | 1664150.7405 | 1725226.3908 | 1788837.8935 | 1855191.7711 | 1924577.9041 | 1997156.1345 | 2073097.0668 | 2152582.6266
2023 PG Study Reference Scenario | SCG | Com | AppPlug | Com - Health | Energy Efficiency | 2504883.7824 | 3096454.5161 | 3820035.7479 | 4130272.7611 | 4458989.2432 | 12455280.899 | 13753021.0505 | 14889329.4744 | 15971814.0112 | 16828070.6645 | 17513859.5126
2023 PG Study Reference Scenario | SCG | Com | AppPlug | Com - Lodging | Energy Efficiency | 4532011.0024 | 5432326.6299 | 6469890.4517 | 7345938.0164 | 7778438.5577 | 12399098.0579 | 13212769.4342 | 14015951.0948 | 14787471.381 | 15499720.978 | 16175782.493
2023 PG Study Reference Scenario | SCG | Com | AppPlug | Com - Other | Energy Efficiency | 36601.3138 | 39935.9038 | 43421.1157 | 46949.6271 | 50535.7652 | 54339.402 | 58581.2385 | 109543.8076 | 105885.8513 | 102321.1388 | 99115.2433
2023 PG Study Reference Scenario | SCG | Com | BROs | Com - College | Energy Efficiency | 281915.7171 | 317564.7 | 358839.149 | 406302.7162 | 462134.3226 | 527584.4865 | 604029.2827 | 692133.8374 | 795314.4467 | 914660.607 | 1565449.4694
2023 PG Study Reference Scenario | SCG | Com | BROs | Com - Grocery | Energy Efficiency | 118497.721 | 135587.7009 | 155706.6965 | 178766.3249 | 206057.2834 | 237507.9332 | 274169.5384 | 316724.4342 | 366726.5073 | 423742.0132 | 686009.8218
2023 PG Study Reference Scenario | SCG | Com | BROs | Com - Health | Energy Efficiency | 424797.6279 | 492389.8886 | 572379.9144 | 666013.2323 | 777449.5066 | 908308.0938 | 1063197.3538 | 1245667.7505 | 1462332.5761 | 1715702.7337 | 3228124.392
2023 PG Study Reference Scenario | SCG | Com | BROs | Com - Lodging | Energy Efficiency | 349733.3631 | 411756.7106 | 485566.7725 | 572780.7825 | 677386.7174 | 800873.459 | 947614.7707 | 1121273.5721 | 1328438.6043 | 1571326.2166 | 2792273.3858
2023 PG Study Reference Scenario | SCG | Com | BROs | Com - Office (Large) | Energy Efficiency | 796037.5047 | 906187.0748 | 1034959.906 | 1183147.9365 | 1358145.254 | 1562984.4864 | 1803519.1616 | 2083048.1767 | 2411708.387 | 2797730.2999 | 5022231.3043
2023 PG Study Reference Scenario | SCG | Com | BROs | Com - Office (Small) | Energy Efficiency | 59719.3397 | 67840.6033 | 77311.1373 | 88056.3621 | 100795.5454 | 115173.6699 | 131745.7063 | 150652.1505 | 172650.4702 | 197214.7885 | 238270.4312
2023 PG Study Reference Scenario | SCG | Com | BROs | Com - Other | Energy Efficiency | 41936.6922 | 50286.4545 | 60322.7149 | 72376.6561 | 86823.5723 | 104134.8125 | 124909.1288 | 149884.9716 | 179903.9387 | 215990.2761 | 471762.5975
2023 PG Study Reference Scenario | SCG | Com | BROs | Com - Refrig. Warehouse | Energy Efficiency | 3782.9005 | 4540.9056 | 5450.5821 | 6541.0979 | 7846.8133 | 9410.03 | 11284.4462 | 13535.9857 | 16242.9657 | 19497.3985 | 42577.069
2023 PG Study Reference Scenario | SCG | Com | BROs | Com - Restaurant | Energy Efficiency | 359771.5473 | 425669.9844 | 503801.4178 | 596468.7729 | 708514.874 | 838954.4223 | 993518.309 | 1175447.9562 | 1392085.7887 | 1639676.4005 | 2330936.1983
2023 PG Study Reference Scenario | SCG | Com | BROs | Com - Retail | Energy Efficiency | 75761.2461 | 86091.6578 | 98161.716 | 111836.887 | 128055.6741 | 146382.4361 | 167518.6092 | 191666.2414 | 219783.3555 | 250799.5424 | 306179.8843
2023 PG Study Reference Scenario | SCG | Com | BROs | Com - School | Energy Efficiency | 284128.2851 | 318239.6361 | 357509.8596 | 401987.8204 | 454151.4918 | 513995.7769 | 582791.4101 | 661035.0009 | 751790.0707 | 854350.8873 | 1246755.3808
2023 PG Study Reference Scenario | SCG | Com | BROs | Com - Warehouse | Energy Efficiency | 428702.6802 | 503178.0654 | 590764.0633 | 693923.9637 | 818625.2335 | 961756.0956 | 1130177.4955 | 1326380.642 | 1558545.4284 | 1818237.1645 | 2132959.0481
2023 PG Study Reference Scenario | SCG | Com | BldgEnv | Com - College | Energy Efficiency | 6749.6147 | 7126.1033 | 7433.8759 | 7654.2515 | 7752.6882 | 7755.0493 | 7630.8824 | 7354.5381 | 6934.8993 | 6353.4716 | 5639.2846
2023 PG Study Reference Scenario | SCG | Com | BldgEnv | Com - Grocery | Energy Efficiency | 9503.6406 | 10400.126 | 11268.606 | 12098.9928 | 12881.6583 | 13601.0704 | 14221.0449 | 14794.7448 | 15169.9054 | 15440.9379 | 15639.0648
2023 PG Study Reference Scenario | SCG | Com | BldgEnv | Com - Health | Energy Efficiency | 3460.4625 | 5219.7043 | 5898.7889 | 6602.8257 | 7390.3173 | 8220.7382 | 9149.3944 | 10100.8701 | 11109.0741 | 12137.7491 | 13213.3321
2023 PG Study Reference Scenario | SCG | Com | BldgEnv | Com - Lodging | Energy Efficiency | 96.6871 | 106.2541 | 116.7213 | 128.0394 | 140.4531 | 154.0002 | 168.688 | 184.6981 | 38.2542 | 42.1513 | 219.7636
2023 PG Study Reference Scenario | SCG | Com | BldgEnv | Com - Office (Large) | Energy Efficiency | 2583.9113 | 2795.6651 | 3014.0863 | 3258.3441 | 3562.8424 | 5305.2848 | 4276.6993 | 4662.6187 | 5012.0855 | 5367.5337 | 5812.3008
2023 PG Study Reference Scenario | SCG | Com | BldgEnv | Com - Office (Small) | Energy Efficiency | 567.0708 | 629.2047 | 695.9119 | 769.131 | 848.7974 | 936.3156 | 1029.4731 | 1130.5971 | 1238.4577 | 1353.0212 | 3692.3306
2023 PG Study Reference Scenario | SCG | Com | BldgEnv | Com - Other | Energy Efficiency | 17509.0527 | 18916.7863 | 20219.6914 | 21382.0504 | 22373.8481 | 23175.0911 | 23834.8574 | 24165.532 | 24117.9957 | 23850.7431 | 23351.9808
2023 PG Study Reference Scenario | SCG | Com | BldgEnv | Com - Refrig. Warehouse | Energy Efficiency | 137.5764 | 155.1529 | 172.6509 | 191.0092 | 212.877 | 237.3337 | 265.2278 | 294.095 | 327.3656 | 363.7365 | 663.2411
2023 PG Study Reference Scenario | SCG | Com | BldgEnv | Com - Restaurant | Energy Efficiency | 1890.1002 | 2075.932 | 2278.8122 | 2500.7304 | 2752.7063 | 3013.2611 | 3287.6578 | 3595.9878 | 3926.3603 | 4274.9361 | 4657.703
2023 PG Study Reference Scenario | SCG | Com | BldgEnv | Com - Retail | Energy Efficiency | 73911.3992 | 81845.1365 | 89830.5783 | 97750.0836 | 105663.4935 | 113391.3889 | 120734.7372 | 127725.4335 | 102273.9488 | 105920.939 | 109340.8832
2023 PG Study Reference Scenario | SCG | Com | BldgEnv | Com - School | Energy Efficiency | 791.9747 | 868.4433 | 955.1419 | 1048.6809 | 1135.5893 | 1245.222 | 1354.5986 | 1473.8933 | 1605.3287 | 1754.451 | 1913.653
2023 PG Study Reference Scenario | SCG | Com | BldgEnv | Com - Warehouse | Energy Efficiency | 11342.6563 | 12231.4304 | 13043.6379 | 13789.872 | 14399.5482 | 14983.8241 | 15443.3714 | 15793.2963 | 6554.1077 | 7048.3334 | 14970.3762
2023 PG Study Reference Scenario | SCG | Com | FoodServ | Com - College | Energy Efficiency | 218684.6174 | 240549.4006 | 264167.0937 | 288988.0545 | 313199.7879 | 339938.578 | 367606.1169 | 394992.3922 | 423434.5576 | 459175.7998 | 492541.2763
2023 PG Study Reference Scenario | SCG | Com | FoodServ | Com - Grocery | Energy Efficiency | 1998077.9451 | 2236983.2947 | 2485068.1196 | 2745212.9068 | 3021317.0792 | 3314150.6989 | 3611411.7591 | 3930113.3082 | 4264198.5931 | 4659076.3615 | 5046771.224
2023 PG Study Reference Scenario | SCG | Com | FoodServ | Com - Health | Energy Efficiency | 606627.1215 | 678506.3038 | 755746.1161 | 830283.2894 | 912874.5133 | 996385.7745 | 1090280.5112 | 1181570.7527 | 1276620.1193 | 1385405.4742 | 1484740.4136
2023 PG Study Reference Scenario | SCG | Com | FoodServ | Com - Lodging | Energy Efficiency | 606902.7468 | 678139.6191 | 754251.4571 | 832485.4944 | 916368.6216 | 1004968.7432 | 1096528.1179 | 1192352.8116 | 1292800.1992 | 1422270.205 | 1550817.6819
2023 PG Study Reference Scenario | SCG | Com | FoodServ | Com - Other | Energy Efficiency | 1731502.4017 | 1924190.803 | 2125682.771 | 2334858.566 | 2551973.3275 | 2779349.9178 | 3020543.0141 | 3268461.2893 | 3520641.4045 | 4030943.9689 | 4448149.1263
2023 PG Study Reference Scenario | SCG | Com | FoodServ | Com - Restaurant | Energy Efficiency | 8749508.8708 | 9812792.4845 | 10938099.9299 | 12124514.2544 | 13390642.8305 | 14692031.1715 | 16039406.7288 | 17473327.6175 | 18974155.2697 | 20994738.7015 | 22968945.7367
2023 PG Study Reference Scenario | SCG | Com | FoodServ | Com - School | Energy Efficiency | 431723.7486 | 476284.4476 | 523079.1691 | 571316.6143 | 618207.8739 | 669767.1446 | 721406.1241 | 775206.8852 | 831864.3768 | 946589.4817 | 1040523.0205
2023 PG Study Reference Scenario | SCG | Com | HVAC | Com - College | Energy Efficiency | 373280.9652 | 395891.6724 | 420214.0353 | 444835.814 | 465281.8706 | 114966.8054 | 122635.5521 | 129157.0902 | 136028.1069 | 142288.3817 | 149410.5955
2023 PG Study Reference Scenario | SCG | Com | HVAC | Com - Grocery | Energy Efficiency | 108228.4457 | 118076.0475 | 127624.393 | 137605.2409 | 148929.393 | 161618.6755 | 172712.1179 | 187329.6508 | 200087.8926 | 213187.7074 | 228049.2558
2023 PG Study Reference Scenario | SCG | Com | HVAC | Com - Health | Energy Efficiency | 1308895.9684 | 1556296.4881 | 1681073.7131 | 1779679.2221 | 1881356.5138 | 1612808.9627 | 1684037.9223 | 1725680.0696 | 1753302.0999 | 1751469.4436 | 1733582.2382
2023 PG Study Reference Scenario | SCG | Com | HVAC | Com - Lodging | Energy Efficiency | 736704.438 | 772469.6574 | 802385.6097 | 821791.1557 | 836707.2559 | 681906.5256 | 717842.5285 | 704217.8913 | 505048.0248 | 531523.303 | 560203.6146
2023 PG Study Reference Scenario | SCG | Com | HVAC | Com - Office (Large) | Energy Efficiency | 1581869.1924 | 1685296.0635 | 1778846.7796 | 1868995.2344 | 1966294.7438 | 1340.7673 | 1431.2303 | 1528.1459 | 1614.3895 | 1693.9811 | 1794.1475
2023 PG Study Reference Scenario | SCG | Com | HVAC | Com - Office (Small) | Energy Efficiency | 844405.8237 | 901848.6263 | 955485.8917 | 1007119.1341 | 1057260.8465 | 54027.6062 | 57264.6242 | 60691.5495 | 64271.6586 | 67908.8988 | 71857.9366
2023 PG Study Reference Scenario | SCG | Com | HVAC | Com - Other | Energy Efficiency | 1370122.3352 | 1472574.3357 | 1580151.0532 | 1689767.0414 | 1802613.1152 | 1924646.5861 | 2267968.2113 | 2461433.4474 | 2605368.6195 | 2760086.0219 | 2927632.5407
2023 PG Study Reference Scenario | SCG | Com | HVAC | Com - Restaurant | Energy Efficiency | 4277284.7642 | 4772747.7936 | 5249114.5017 | 5720912.403 | 6150392.0609 | 6653899.2971 | 7013944.0721 | 7362838.3299 | 7693702.4567 | 8010634.0065 | 8335292.5283
2023 PG Study Reference Scenario | SCG | Com | HVAC | Com - Retail | Energy Efficiency | 757849.2847 | 730409.6688 | 710438.9856 | 695537.262 | 779687.047 | 359743.4575 | 379280.4841 | 402203.5939 | 425368.7892 | 108681.9211 | 111865.8889
2023 PG Study Reference Scenario | SCG | Com | HVAC | Com - School | Energy Efficiency | 1220059.8808 | 1299059.0049 | 1380385.6602 | 1459783.2046 | 1522943.5328 | 688697.9572 | 725420.3352 | 764971.89 | 809497.2583 | 860294.8505 | 910737.7241
2023 PG Study Reference Scenario | SCG | Com | HVAC | Com - Warehouse | Energy Efficiency | 0 | 0 | 128.9083 | 139.9415 | 42.3705 | 45.7819 | 49.0679 | 53.4299 | 57.1063 | 60.977 | 65.4062
2023 PG Study Reference Scenario | SCG | Com | WaterHeat | Com - College | Energy Efficiency | 284890.4731 | 461928.2336 | 493522.7724 | 521072.0235 | 541033.2442 | 153378.3718 | 141669.9 | 126378.2115 | 108138.0297 | 88612.5873 | 68876.324
2023 PG Study Reference Scenario | SCG | Com | WaterHeat | Com - Grocery | Energy Efficiency | 404040.3614 | 413707.6485 | 408238.9679 | 388913.0078 | 359122.8705 | 246568.0848 | 204488.1431 | 164763.5496 | 118641.6599 | 84562.2314 | 64228.3571
2023 PG Study Reference Scenario | SCG | Com | WaterHeat | Com - Health | Energy Efficiency | 991005.6644 | 1076409.43 | 1151410.0019 | 1202715.2811 | 1246794.0169 | 298571.2427 | 262019.357 | 222962.7998 | 173318.9827 | 132337.3701 | 102323.7743
2023 PG Study Reference Scenario | SCG | Com | WaterHeat | Com - Lodging | Energy Efficiency | 5921859.5037 | 6417654.4839 | 6906854.4272 | 7358682.6209 | 7818820.0459 | 103407.375 | 115547.5065 | 351445.0719 | 12047.7103 | 5020.1674 | 5014.0313
2023 PG Study Reference Scenario | SCG | Com | WaterHeat | Com - Office (Large) | Energy Efficiency | 1857885.9621 | 1947566.7712 | 1980032.0083 | 1958597.6831 | 1896164.2387 | 866384.6738 | 703499.7238 | 543024.1889 | 371937.7871 | 237632.0857 | 141742.4899
2023 PG Study Reference Scenario | SCG | Com | WaterHeat | Com - Office (Small) | Energy Efficiency | 287827.9431 | 287450.8687 | 272970.2114 | 246059.5424 | 210281.0974 | 170087.9088 | 129758.2393 | 92396.0407 | 56518.9985 | 29308.3911 | 9553.8533
2023 PG Study Reference Scenario | SCG | Com | WaterHeat | Com - Other | Energy Efficiency | 2060477.7039 | 2121873.9426 | 2120070.5046 | 2062261.5361 | 1964560.5277 | 864300.9033 | 686731.4897 | 523240.7697 | 359012.1146 | 238387.6151 | 157081.0122
2023 PG Study Reference Scenario | SCG | Com | WaterHeat | Com - Refrig. Warehouse | Energy Efficiency | 40420.8168 | 38583.6081 | 35060.5985 | 31189.0573 | 27556.1796 | 19355.7836 | 16039.2363 | 12933.1602 | 9958.6636 | 7182.7158 | 4613.9012
2023 PG Study Reference Scenario | SCG | Com | WaterHeat | Com - Restaurant | Energy Efficiency | 337572.5213 | 365505.7437 | 393394.1239 | 569905.0926 | 598499.6154 | 348392.2084 | 351316.0348 | 351448.3501 | 348356.899 | 344618.504 | 344077.3281
2023 PG Study Reference Scenario | SCG | Com | WaterHeat | Com - Retail | Energy Efficiency | 1772299.4013 | 1809580.3658 | 1766744.98 | 1647044.8874 | 1465555.6213 | 1244773.2927 | 1009395.1663 | 780088.4093 | 332309.4136 | 210365.4464 | 125436.8822
2023 PG Study Reference Scenario | SCG | Com | WaterHeat | Com - School | Energy Efficiency | 789772.8469 | 811588.859 | 811484.7198 | 792115.4598 | 756969.2094 | 250230.4636 | 186521.3853 | 128764.6627 | 76044.7635 | 37188.4465 | 29969.2347
2023 PG Study Reference Scenario | SCG | Com | WaterHeat | Com - Warehouse | Energy Efficiency | 791722.7847 | 751120.8106 | 673438.1394 | 567971.822 | 452973.4797 | 270149.075 | 156619.0941 | 56903.3448 | 0 | 0 | 0
2023 PG Study Reference Scenario | SCG | Com | WholeBlg | Com - College | Energy Efficiency | 0 | 0 | 0 | 0 | 0 | 0 | 0 | 0 | 0 | 0 | 4616.1756
2023 PG Study Reference Scenario | SCG | Com | WholeBlg | Com - Restaurant | Energy Efficiency | 34389.6867 | 29580.5635 | 31414.0894 | 33338.7233 | 20391.7474 | 21568.7674 | 22720.1556 | 24009.1104 | 25363.283 | 26735.3262 | 28228.4545
2023 PG Study Reference Scenario | SCG | Com | WholeBlg | Com - Retail | Energy Efficiency | 0 | 0 | 19168.6464 | 20371.8243 | 12495.1067 | 13386.5613 | 14218.8809 | 15193.3577 | 16199.3644 | 17216.0493 | 18354.392
2023 PG Study Reference Scenario | SCG | Com | WholeBlg | Com - Warehouse | Energy Efficiency | 0 | 0 | 0 | 13478.3149 | 8191.213 | 8642.6136 | 9074.3314 | 9522.5375 | 9958.935 | 10413.639 | 10906.7144
2023 PG Study Reference Scenario | SCG | Ind | BROs | Ind - All Other Industrial | Energy Efficiency | 39566.5889 | 45462.1296 | 51808.1585 | 58693.2004 | 66400.9997 | 74883.3547 | 84627.2647 | 95101.637 | 106680.5924 | 119464.9807 | 133605.9108
2023 PG Study Reference Scenario | SCG | Ind | BROs | Ind - Chemicals | Energy Efficiency | 1724920.6794 | 1999793.9802 | 2299956.6993 | 2628595.0383 | 2998270.0177 | 3401453.3095 | 3855815.0655 | 4350145.2051 | 4896358.4923 | 5500533.7354 | 6170656.7284
2023 PG Study Reference Scenario | SCG | Ind | BROs | Ind - Electronics | Energy Efficiency | 42398.9245 | 49696.9874 | 57868.2241 | 67035.5306 | 77549.2358 | 89320.1973 | 103118.7037 | 118447.0248 | 135787.4471 | 155355.1133 | 177447.6524
2023 PG Study Reference Scenario | SCG | Ind | BROs | Ind - Fabricated Metals | Energy Efficiency | 465578.5573 | 534540.9203 | 609995.5835 | 691974.3568 | 782694.6619 | 881296.4478 | 991625.6135 | 1111603.1801 | 1243015.6269 | 1386818.414 | 1544110.4533
2023 PG Study Reference Scenario | SCG | Ind | BROs | Ind - Food | Energy Efficiency | 2357325.0169 | 2686223.8561 | 3042464.0279 | 3422963.6568 | 3838675.3635 | 4284724.7967 | 4773072.6609 | 5301025.9111 | 5876972.5839 | 6502489.6303 | 7181201.1127
2023 PG Study Reference Scenario | SCG | Ind | BROs | Ind - Industrial Machinery | Energy Efficiency | 14839.6323 | 17009.6015 | 19396.8985 | 21975.0503 | 24797.325 | 27854.1812 | 31271.66 | 34982.6867 | 39054.1898 | 43501.0567 | 48367.6778
2023 PG Study Reference Scenario | SCG | Ind | BROs | Ind - Lumber & Furniture | Energy Efficiency | 8455.6405 | 9798.4631 | 11206.8124 | 12725.3837 | 14407.584 | 16243.0763 | 18321.6576 | 20610.3739 | 23145.2771 | 25932.2443 | 28997.6842
2023 PG Study Reference Scenario | SCG | Ind | BROs | Ind - Paper | Energy Efficiency | 473870.0114 | 549906.7649 | 627751.4701 | 706075.8418 | 790599.5491 | 881209.8469 | 981764.2404 | 1091918.0289 | 1212774.0512 | 1344719.4058 | 1488682.4699
2023 PG Study Reference Scenario | SCG | Ind | BROs | Ind - Petroleum | Energy Efficiency | 8241553.6155 | 9378789.6057 | 10623829.7297 | 11962444.9485 | 13434805.2948 | 15025658.39 | 16767650.3239 | 18657247.3106 | 20712250.0479 | 22946401.5144 | 25374475.1847
2023 PG Study Reference Scenario | SCG | Ind | BROs | Ind - Plastics | Energy Efficiency | 83182.2313 | 96934.4756 | 111658.3523 | 127659.7572 | 145777.3696 | 165744.9823 | 188651.754 | 213791.7085 | 241780.6427 | 272910.9359 | 307536.4355
2023 PG Study Reference Scenario | SCG | Ind | BROs | Ind - Primary Metals | Energy Efficiency | 529661.271 | 607976.7524 | 695287.6159 | 792629.6226 | 901033.4555 | 1019080.207 | 1151055.9938 | 1294094.3148 | 1449789.8652 | 1620348.7813 | 1807637.8811
2023 PG Study Reference Scenario | SCG | Ind | BROs | Ind - Printing & Publishing | Energy Efficiency | 32109.261 | 36698.1041 | 41519.8003 | 46592.0659 | 52131.9522 | 58063.8525 | 64615.9865 | 71639.5034 | 79271.9506 | 87550.3089 | 96519.1213
2023 PG Study Reference Scenario | SCG | Ind | BROs | Ind - Stone-Glass-Clay | Energy Efficiency | 740127.0471 | 860109.4507 | 987071.7236 | 1123288.3341 | 1276230.0087 | 1445254.2643 | 1637800.2432 | 1851753.4947 | 2090661.0341 | 2355962.0839 | 2650600.5238
2023 PG Study Reference Scenario | SCG | Ind | BROs | Ind - Textiles | Energy Efficiency | 74500.0293 | 84985.5743 | 96189.8719 | 108078.8817 | 121031.4692 | 134880.4389 | 150076.5803 | 166401.1692 | 184064.9293 | 203234.2994 | 223983.807
2023 PG Study Reference Scenario | SCG | Ind | BROs | Ind - Transportation Equipment | Energy Efficiency | 102628.9085 | 116874.8013 | 132806.6239 | 150031.8622 | 168845.105 | 189154.2441 | 211654.5435 | 236068.9214 | 262799.0355 | 292029.9892 | 323887.8437
2023 PG Study Reference Scenario | SCG | Ind | ProcHeat | Ind - All Other Industrial | Energy Efficiency | 343664.0885 | 411327.0787 | 382910.0217 | 331709.3078 | 268886.4659 | 206174.0574 | 151282.0586 | 107520.3191 | 74716.0641 | 51137.1185 | 34652.4332
2023 PG Study Reference Scenario | SCG | Ind | ProcHeat | Ind - Chemicals | Energy Efficiency | 3899725.2193 | 3945413.1578 | 3677497.65 | 3190418.0632 | 2589991.1442 | 1988149.9012 | 1459688.0004 | 1037376.6673 | 720425.2339 | 492549.1084 | 333309.7936
2023 PG Study Reference Scenario | SCG | Ind | ProcHeat | Ind - Electronics | Energy Efficiency | 279897.4563 | 322957.3645 | 303761.0792 | 265778.3361 | 217368.5924 | 167912.1417 | 123922.735 | 88456.5246 | 61661.1356 | 42296.7555 | 28708.2371
2023 PG Study Reference Scenario | SCG | Ind | ProcHeat | Ind - Fabricated Metals | Energy Efficiency | 1728590.1225 | 1847966.5126 | 1746534.6958 | 1534908.3185 | 1260018.8652 | 976091.5293 | 721776.9802 | 515802.4743 | 359751.4665 | 246800.0747 | 167479.5904
2023 PG Study Reference Scenario | SCG | Ind | ProcHeat | Ind - Food | Energy Efficiency | 4337716.5112 | 4507895.2862 | 3632524.2934 | 3148411.7867 | 2024036.6671 | 1835778.346 | 981872.709 | 866794.8428 | 539609.3294 | 271813.3022 | 84430.6015
2023 PG Study Reference Scenario | SCG | Ind | ProcHeat | Ind - Industrial Machinery | Energy Efficiency | 154000.8491 | 171121.9263 | 163007.0879 | 144342.4281 | 119292.3395 | 92925.1164 | 69006.8356 | 49465.5391 | 34572.6028 | 23750.3962 | 16131.0497
2023 PG Study Reference Scenario | SCG | Ind | ProcHeat | Ind - Lumber & Furniture | Energy Efficiency | 17926.5782 | 21462.1019 | 21252.4495 | 19555.5519 | 16741.933 | 13438.6694 | 10219.5727 | 7456.2751 | 5277.1414 | 3656.5498 | 2497.8572
2023 PG Study Reference Scenario | SCG | Ind | ProcHeat | Ind - Paper | Energy Efficiency | 1161244.6059 | 1227606.689 | 937919.5183 | 722670.4194 | 439767.138 | 574597.6545 | 505090.0342 | 487479.5227 | 402907.4021 | 337948.9775 | 231471.087
2023 PG Study Reference Scenario | SCG | Ind | ProcHeat | Ind - Petroleum | Energy Efficiency | 14968953.0879 | 16717749.1066 | 14437402.495 | 13425413.9048 | 10078601.3334 | 8771108.6728 | 5619956.7874 | 3768955.3392 | 2425052.9109 | 1492784.5646 | 801320.5558
2023 PG Study Reference Scenario | SCG | Ind | ProcHeat | Ind - Plastics | Energy Efficiency | 295895.5564 | 349634.3216 | 328063.9132 | 286329.5797 | 233624.2516 | 180085.7095 | 132666.8614 | 94555.4319 | 65830.5812 | 45109.8735 | 30590.3746
2023 PG Study Reference Scenario | SCG | Ind | ProcHeat | Ind - Primary Metals | Energy Efficiency | 1938533.0461 | 2070384.4634 | 2000843.3661 | 1797299.2023 | 1505063.7188 | 1185675.4731 | 888455.793 | 641246.7435 | 450451.1616 | 310584.4713 | 211511.6336
2023 PG Study Reference Scenario | SCG | Ind | ProcHeat | Ind - Printing & Publishing | Energy Efficiency | 147198.6152 | 160919.1342 | 140234.0837 | 127921.775 | 94841.5682 | 92630.9757 | 51048.9542 | 37042.2959 | 24074.3649 | 13311.9109 | 4368.4723
2023 PG Study Reference Scenario | SCG | Ind | ProcHeat | Ind - Stone-Glass-Clay | Energy Efficiency | 969570.0894 | 1110578.5277 | 1036073.7848 | 899744.9184 | 731177.9664 | 562033.6533 | 413340.6219 | 294388.7814 | 204959.8942 | 140521.7008 | 95375.3435
2023 PG Study Reference Scenario | SCG | Ind | ProcHeat | Ind - Textiles | Energy Efficiency | 1169533.6001 | 1185728.3888 | 989680.0361 | 862533.3972 | 569686.0948 | 535214.2697 | 247495.1213 | 121569.3206 | 79184.3593 | 14784.5053 | 0
2023 PG Study Reference Scenario | SCG | Ind | ProcHeat | Ind - Transportation Equipment | Energy Efficiency | 412757.1958 | 530462.6269 | 540061.9404 | 511433.3975 | 442532.5227 | 372195.9168 | 289209.503 | 214609.2626 | 153825.9235 | 107576.1384 | 73979.9414
2023 PG Study Reference Scenario | SCG | Ind | WholeBlg | Ind - All Other Industrial | Energy Efficiency | 194776.8426 | 216881.0266 | 247272.1901 | 292073.1087 | 362977.2627 | 478959.364 | 508695.4462 | 538796.4374 | 571171.0937 | 605934.4051 | 643418.3832
2023 PG Study Reference Scenario | SCG | Ind | WholeBlg | Ind - Chemicals | Energy Efficiency | 2399081.9873 | 2811692.6565 | 3410329.6599 | 4326061.9959 | 5809753.1229 | 8275808.2751 | 8844066.2664 | 9433510.8067 | 10065145.9661 | 10744281.8089 | 11478796.4441
2023 PG Study Reference Scenario | SCG | Ind | WholeBlg | Ind - Electronics | Energy Efficiency | 115218.6682 | 130164.5784 | 150553.0816 | 180188.9232 | 226502.5252 | 301601.3301 | 327049.9984 | 353875.1702 | 383169.4397 | 415072.015 | 449898.6781
2023 PG Study Reference Scenario | SCG | Ind | WholeBlg | Ind - Fabricated Metals | Energy Efficiency | 1004165.1834 | 1203400.7515 | 1502598.6106 | 1968542.8318 | 2727528.2418 | 3998312.7956 | 4247661.205 | 4508528.7504 | 4786076.0268 | 5081365.9755 | 5395793.842
2023 PG Study Reference Scenario | SCG | Ind | WholeBlg | Ind - Food | Energy Efficiency | 3493821.938 | 4024451.0194 | 4806800.0674 | 6001971.4902 | 7924254.1773 | 11105242.941 | 11662502.4158 | 12245770.9886 | 12869327.648 | 13530264.2904 | 14230326.1893
2023 PG Study Reference Scenario | SCG | Ind | WholeBlg | Ind - Industrial Machinery | Energy Efficiency | 76086.9895 | 85450.6323 | 98883.3668 | 118871.0418 | 150389.0749 | 202014.8848 | 213357.4451 | 225178.1863 | 237798.571 | 251169.635 | 265414.081
2023 PG Study Reference Scenario | SCG | Ind | WholeBlg | Ind - Lumber & Furniture | Energy Efficiency | 33067.7038 | 36317.2075 | 40332.9426 | 45928.4783 | 54438.7878 | 67948.2741 | 71841.38 | 75971.9654 | 80416.579 | 85133.9355 | 90154.573
2023 PG Study Reference Scenario | SCG | Ind | WholeBlg | Ind - Paper | Energy Efficiency | 509347.0792 | 553470.8891 | 603225.4783 | 664805.4315 | 755656.1522 | 897162.621 | 935118.8206 | 975828.5557 | 1019633.3205 | 1066200.7367 | 1115665.7245
2023 PG Study Reference Scenario | SCG | Ind | WholeBlg | Ind - Petroleum | Energy Efficiency | 8254513.9962 | 8710867.3715 | 9290171.2137 | 10047904.9301 | 11141609.6553 | 12788112.9032 | 13325335.0164 | 13884738.0293 | 14472837.3697 | 15091603.592 | 15743074.8077
2023 PG Study Reference Scenario | SCG | Ind | WholeBlg | Ind - Plastics | Energy Efficiency | 148137.5401 | 168715.058 | 196579.4641 | 237545.461 | 302754.6759 | 409699.301 | 438588.3304 | 468825.8017 | 501440.5121 | 536604.1434 | 574567.7219
2023 PG Study Reference Scenario | SCG | Ind | WholeBlg | Ind - Primary Metals | Energy Efficiency | 799152.7612 | 923202.1409 | 1107547.7952 | 1393035.8711 | 1852837.7577 | 2615610.9009 | 2784455.8915 | 2958925.8399 | 3141536.9744 | 3335525.4241 | 3542858.384
2023 PG Study Reference Scenario | SCG | Ind | WholeBlg | Ind - Printing & Publishing | Energy Efficiency | 46433.4125 | 49061.2906 | 52026.9424 | 55712.664 | 60968.6706 | 68773.8585 | 71414.4491 | 74092.7752 | 76925.3692 | 79907.9783 | 83043.0187
2023 PG Study Reference Scenario | SCG | Ind | WholeBlg | Ind - Stone-Glass-Clay | Energy Efficiency | 771622.6185 | 828620.1497 | 890731.8855 | 966375.257 | 1072368.14 | 1227502.2239 | 1297842.5509 | 1373015.6538 | 1454307.7875 | 1541262.6393 | 1634416.6456
2023 PG Study Reference Scenario | SCG | Ind | WholeBlg | Ind - Textiles | Energy Efficiency | 316020.2963 | 342163.5972 | 376801.3955 | 425723.9192 | 500840.4554 | 620527.367 | 647310.7885 | 674841.945 | 703753.5653 | 734368.4987 | 766625.8913
2023 PG Study Reference Scenario | SCG | Ind | WholeBlg | Ind - Transportation Equipment | Energy Efficiency | 240158.9283 | 256373.2226 | 278564.7252 | 309012.815 | 354061.0406 | 424106.5442 | 444055.6084 | 464789.0748 | 486861.2586 | 510312.3306 | 535071.9479
2023 PG Study Reference Scenario | SCG | Res | BROs | Low Income - Multi Family LI | Energy Efficiency | 1202771.893 | 1290539.3102 | 1389116.7881 | 1495542.8488 | 1614433.3172 | 1748595.9021 | 1894470.4119 | 2056797.1206 | 2221882.682 | 2422713.5776 | 2646795.7066
2023 PG Study Reference Scenario | SCG | Res | BROs | Low Income - Single Family LI | Energy Efficiency | 1252279.9198 | 1343777.1913 | 1446403.2098 | 1557527.7807 | 1681716.1067 | 1821619.3384 | 1973889.0955 | 2143353.5856 | 2317108.6557 | 2526565.7667 | 2760275.1941
2023 PG Study Reference Scenario | SCG | Res | BROs | Res - Multi Family | Energy Efficiency | 1295600.5581 | 1390116.2117 | 1496249.5916 | 1610812.1766 | 1738780.6199 | 1883177.6245 | 2040215.1201 | 2214960.0472 | 2392740.3053 | 2609014.6308 | 2850328.1556
2023 PG Study Reference Scenario | SCG | Res | BROs | Res - Single Family | Energy Efficiency | 3828165.1818 | 4107792.826 | 4421361.8364 | 4760836.2218 | 5140185.114 | 5567508.0501 | 6032707.6466 | 6550427.7315 | 7081450.7215 | 7721584.7981 | 8435837.7916
2023 PG Study Reference Scenario | SCG | Res | BldgEnv | Res - Multi Family | Energy Efficiency | 0 | 0 | 0 | 0 | 0 | 0 | 0 | 0 | 28870.9196 | 29762.5124 | 314756.6166
2023 PG Study Reference Scenario | SCG | Res | BldgEnv | Res - Single Family | Energy Efficiency | 28914.5672 | 17475.6498 | 17300.327 | 17274.1189 | 17122.9777 | 15835.3114 | 18425.1947 | 6856.8989 | 20040.1006 | 0 | 1053378.971
2023 PG Study Reference Scenario | SCG | Res | HVAC | Res - Multi Family | Energy Efficiency | 10877.0392 | 11711.0077 | 12886.4543 | 13637.7343 | 14448.374 | 534.9901 | 622.7227 | 475.2679 | 696.9324 | 666.1712 | 697.9102
2023 PG Study Reference Scenario | SCG | Res | HVAC | Res - Single Family | Energy Efficiency | 13821.4075 | 13839.8108 | 14833.3178 | 15811.1654 | 16752.459 | 0 | 0 | 0 | 0 | 0 | 47155.5893
2023 PG Study Reference Scenario | SCG | Res | WaterHeat | Res - Multi Family | Energy Efficiency | 5637376.9303 | 6311758.7703 | 6451772.9419 | 6573195.6484 | 6647506.6437 | 2900424.036 | 2971969.6944 | 3017415.4481 | 3152454.8838 | 3129559.0436 | 3116102.8486
2023 PG Study Reference Scenario | SCG | Res | WaterHeat | Res - Single Family | Energy Efficiency | 38568305.2043 | 37531076.3134 | 39736568.5344 | 39912104.1088 | 39790656.402 | 2942565.2547 | 3052498.4533 | 13019337.1557 | 14460686.7501 | 14027228.5951 | 14043388.8339
2023 PG Study Reference Scenario | SCG | Res | WholeBlg | Res - Multi Family | Energy Efficiency | 15343.3778 | 18302.9086 | 20668.682 | 23264.1474 | 26260.0539 | 28896.1662 | 34028.6381 | 32358.8887 | 39945.9304 | 43510.3189 | 47177.105
2023 PG Study Reference Scenario | SCG | Res | WholeBlg | Res - Single Family | Energy Efficiency | 9768757.0352 | 11724374.48 | 13568151.0665 | 15565044.0882 | 17784717.8667 | 19794165.0858 | 23287446.5428 | 22273288.3894 | 27377494.7669 | 30050317.5614 | 32829934.5882
2023 PG Study Reference Scenario | SDG&E | Ag | HVAC | Ag - Irrigated Agriculture, vineyards, forestry and greenhouses | Energy Efficiency | 23611.0082 | 36605.6991 | 38107.2833 | 38803.5498 | 38614.7211 | 37601.6156 | 35849.7078 | 33537.5143 | 30832.441 | 27909.5388 | 24924.4024
2023 PG Study Reference Scenario | SDG&E | Ag | Lighting | Ag - Irrigated Agriculture, vineyards, forestry and greenhouses | Energy Efficiency | 40836.6793 | 44284.9164 | 47404.2924 | 49919.9783 | 51906.6037 | 53102.0844 | 54265.1226 | 54506.9667 | 54091.155 | 53150.4162 | 51693.3556
2023 PG Study Reference Scenario | SDG&E | Ag | MachDr | Ag - Dairies, fishing, hunting | Energy Efficiency | 1452.9706 | 1481.0675 | 1504.7014 | 1523.6804 | 1537.5471 | 1544.1571 | 1578.5784 | 1605.1097 | 1630.0509 | 1657.6348 | 1684.6082
2023 PG Study Reference Scenario | SDG&E | Ag | MachDr | Ag - Water pumping | Energy Efficiency | 117227.812 | 119970.3531 | 122353.2878 | 124355.9615 | 126048.3576 | 127186.3976 | 130508.0174 | 133241.1325 | 135871.5925 | 138726.6337 | 141631.5359
2023 PG Study Reference Scenario | SDG&E | Ag | ProcHeat | Ag - Dairies, fishing, hunting | Energy Efficiency | 912.3323 | 908.7991 | 848.8554 | 745.6094 | 618.0414 | 488.2255 | 370.3097 | 272.9235 | 197.0572 | 140.2873 | 98.9445
2023 PG Study Reference Scenario | SDG&E | Ag | ProcHeat | Ag - Irrigated Agriculture, vineyards, forestry and greenhouses | Energy Efficiency | 5117.0767 | 5692.5912 | 6243.6333 | 7181.6151 | 7882.3161 | 8809.9583 | 9497.1803 | 10419.1519 | 11405.4141 | 12456.7873 | 13573.4911
2023 PG Study Reference Scenario | SDG&E | Ag | WholeBlg | Ag - Dairies, fishing, hunting | Energy Efficiency | 10020.6009 | 10200.3092 | 10412.1913 | 10683.7119 | 11072.4233 | 11645.9408 | 11837.5196 | 12001.1585 | 12169.8385 | 12358.7554 | 12564.9362
2023 PG Study Reference Scenario | SDG&E | Ag | WholeBlg | Ag - Irrigated Agriculture, vineyards, forestry and greenhouses | Energy Efficiency | 391366.7933 | 413092.4478 | 440638.212 | 476718.356 | 527725.2113 | 603192.5964 | 624421.9661 | 644752.3695 | 665501.5618 | 687594.3479 | 710734.1293
2023 PG Study Reference Scenario | SDG&E | Ag | WholeBlg | Ag - Water pumping | Energy Efficiency | 268196.061 | 278311.5177 | 292440.042 | 312948.3608 | 344729.1693 | 394876.4561 | 400801.1967 | 404980.4349 | 409217.9093 | 414029.3896 | 419217.1858
2023 PG Study Reference Scenario | SDG&E | Com | AppPlug | Com - College | Energy Efficiency | 1904.844 | 2004.4419 | 2046.9348 | 2105.9331 | 2101.4172 | 2103.5825 | 2203.7034 | 2254.9727 | 2292.5366 | 2246.8087 | 2284.8739
2023 PG Study Reference Scenario | SDG&E | Com | AppPlug | Com - Grocery | Energy Efficiency | 32.3323 | 23.4058 | 23.0272 | 23.4831 | 19.9025 | 23.7429 | 23.8564 | 23.8923 | 23.4034 | 25.5627 | 25.323
2023 PG Study Reference Scenario | SDG&E | Com | AppPlug | Com - Health | Energy Efficiency | 1157477.6301 | 1333492.188 | 1490125.8441 | 1555401.8681 | 1546848.4194 | 1513182.1662 | 1268819.1178 | 1267202.8404 | 1341846.034 | 1546966.8967 | 1855124.144
2023 PG Study Reference Scenario | SDG&E | Com | AppPlug | Com - Lodging | Energy Efficiency | 1554369.0588 | 1766399.0367 | 1993437.5955 | 2085710.2372 | 2100229.8911 | 2168068.3346 | 2220623.1885 | 2278102.7911 | 2357333.5195 | 2431944.8692 | 2484865.8508
2023 PG Study Reference Scenario | SDG&E | Com | AppPlug | Com - Office (Large) | Energy Efficiency | 11744.7192 | 12394.4834 | 12743.004 | 12915.1654 | 12814.6801 | 12933.0141 | 13589.2021 | 13829.1585 | 13767.8485 | 13976.06 | 14099.5425
2023 PG Study Reference Scenario | SDG&E | Com | AppPlug | Com - Office (Small) | Energy Efficiency | 4807.6956 | 5098.0842 | 5247.4676 | 5334.1372 | 5382.0202 | 5341.3828 | 5542.7565 | 5654.7543 | 5724.0738 | 5828.5456 | 5921.214
2023 PG Study Reference Scenario | SDG&E | Com | AppPlug | Com - Other | Energy Efficiency | 1989.7131 | 2133.0365 | 2220.2946 | 12045.5137 | 12873.9045 | 13826.2712 | 14871.9264 | 15869.7394 | 16881.2838 | 17970.4406 | 19043.1434
2023 PG Study Reference Scenario | SDG&E | Com | AppPlug | Com - Refrig. Warehouse | Energy Efficiency | 15.8971 | 17.2462 | 18.3548 | 19.0457 | 19.9254 | 20.3523 | 21.8133 | 22.9595 | 24.2224 | 25.4118 | 26.8657
2023 PG Study Reference Scenario | SDG&E | Com | AppPlug | Com - Retail | Energy Efficiency | 84.5389 | 68.7129 | 71.2988 | 70.5311 | 60.59 | 68.5224 | 69.2139 | 69.2193 | 71.4743 | 75.2249 | 75.3246
2023 PG Study Reference Scenario | SDG&E | Com | AppPlug | Com - School | Energy Efficiency | 685.2155 | 733.3228 | 759.832 | 777.4691 | 794.8925 | 791.7828 | 825.3336 | 848.2097 | 866.4986 | 888.1178 | 909.6067
2023 PG Study Reference Scenario | SDG&E | Com | AppPlug | Com - Warehouse | Energy Efficiency | 796.6784 | 844.1048 | 867.2894 | 882.7425 | 882.9136 | 875.0558 | 901.9926 | 915.4046 | 922.8759 | 935.2593 | 942.538
2023 PG Study Reference Scenario | SDG&E | Com | BROs | Com - College | Energy Efficiency | 186269.6977 | 207247.4223 | 230739.6697 | 253868.3614 | 279448.9319 | 307137.2964 | 348449.3574 | 392699.8606 | 608122.695 | 259559.7885 | 321371.8954
2023 PG Study Reference Scenario | SDG&E | Com | BROs | Com - Grocery | Energy Efficiency | 443583.9008 | 507813.6088 | 576323.8777 | 634689.9564 | 675199.0553 | 713919.5483 | 821013.9677 | 920426.6615 | 1115684.3523 | 1008052.723 | 1138238.3768
2023 PG Study Reference Scenario | SDG&E | Com | BROs | Com - Health | Energy Efficiency | 392274.6219 | 443738.507 | 500599.2868 | 554612.6575 | 609279.0453 | 667348.0852 | 763003.9185 | 862259.7644 | 1295299.2255 | 632714.33 | 773007.6399
2023 PG Study Reference Scenario | SDG&E | Com | BROs | Com - Lodging | Energy Efficiency | 460620.3905 | 527382.4611 | 601847.8419 | 679279.7494 | 741921.4193 | 810558.0414 | 938975.2163 | 1069545.7904 | 1584459.2312 | 845110.779 | 1027086.7199
2023 PG Study Reference Scenario | SDG&E | Com | BROs | Com - Office (Large) | Energy Efficiency | 1207747.0205 | 1334985.4943 | 1470745.7765 | 1588875.9379 | 1682330.208 | 1779244.6669 | 1999940.7493 | 2212309.8633 | 3082204.2025 | 1774738.2254 | 2059827.338
2023 PG Study Reference Scenario | SDG&E | Com | BROs | Com - Office (Small) | Energy Efficiency | 219722.3663 | 245571.2511 | 272437.4914 | 294998.236 | 305545.271 | 314732.2992 | 355967.5493 | 391385.628 | 436169.6682 | 454468.2005 | 498102.9563
2023 PG Study Reference Scenario | SDG&E | Com | BROs | Com - Other | Energy Efficiency | 129779.2694 | 152528.0099 | 178774.5592 | 208245.5303 | 231839.7385 | 257375.4893 | 303728.1312 | 351066.1038 | 439391.6029 | 412392.9101 | 480184.794
2023 PG Study Reference Scenario | SDG&E | Com | BROs | Com - Refrig. Warehouse | Energy Efficiency | 1430.7346 | 1654.1152 | 1922.5088 | 2110.8451 | 2337.7719 | 2569.7338 | 2983.961 | 3416.7423 | 7045.1379 | 0 | 715.4908
2023 PG Study Reference Scenario | SDG&E | Com | BROs | Com - Restaurant | Energy Efficiency | 227054.8617 | 260448.9946 | 298623.9933 | 341662.0264 | 362317.8961 | 383186.8746 | 449069.165 | 510189.5309 | 626576.6763 | 574343.6828 | 655285.9254
2023 PG Study Reference Scenario | SDG&E | Com | BROs | Com - Retail | Energy Efficiency | 393271.7789 | 444912.3593 | 500183.6359 | 552596.407 | 574567.366 | 593681.769 | 679735.8984 | 753227.8008 | 849084.7977 | 876770.4441 | 964681.4091
2023 PG Study Reference Scenario | SDG&E | Com | BROs | Com - School | Energy Efficiency | 179514.7894 | 198696.4932 | 219458.8494 | 237709.669 | 255164.7996 | 272637.3964 | 306998.6875 | 340776.2782 | 445560.5905 | 319697.5792 | 365447.5669
2023 PG Study Reference Scenario | SDG&E | Com | BROs | Com - Warehouse | Energy Efficiency | 857.4803 | 1002.7468 | 1178.0464 | 1319.1595 | 1488.6675 | 1670.7194 | 1962.0294 | 2277.9562 | 4772.0501 | 0 | 499.0089
2023 PG Study Reference Scenario | SDG&E | Com | BldgEnv | Com - College | Energy Efficiency | 316.4503 | 505.0198 | 677.8966 | 781.1104 | 815.9821 | 866.2609 | 921.9249 | 973.9492 | 1029.6992 | 909.2838 | 961.5024
2023 PG Study Reference Scenario | SDG&E | Com | BldgEnv | Com - Grocery | Energy Efficiency | 157.6452 | 133.3567 | 133.7568 | 136.5821 | 128.3202 | 142.4283 | 140.9328 | 140.2659 | 137.1595 | 142.6172 | 140.8688
2023 PG Study Reference Scenario | SDG&E | Com | BldgEnv | Com - Health | Energy Efficiency | 1461.8586 | 1466.914 | 1477.2968 | 1531.7978 | 1521.3454 | 1489.0827 | 1272.607 | 1270.4556 | 1332.1765 | 1508.8522 | 1777.2272
2023 PG Study Reference Scenario | SDG&E | Com | BldgEnv | Com - Lodging | Energy Efficiency | 403.8089 | 618.9966 | 2298.5328 | 1224.4627 | 901.6701 | 925.1608 | 943.9196 | 964.5116 | 993.9327 | 1021.3311 | 1039.8038
2023 PG Study Reference Scenario | SDG&E | Com | BldgEnv | Com - Office (Large) | Energy Efficiency | 1092.5575 | 1130.2372 | 1174.4435 | 1218.8797 | 1248.5071 | 1321.8263 | 1398.1867 | 1457.7842 | 1497.9334 | 1560.7353 | 1621.7013
2023 PG Study Reference Scenario | SDG&E | Com | BldgEnv | Com - Office (Small) | Energy Efficiency | 460.5557 | 478.4914 | 497.6585 | 517.7985 | 538.3264 | 561.4742 | 587.2139 | 613.539 | 640.5304 | 669.9104 | 700.9934
2023 PG Study Reference Scenario | SDG&E | Com | BldgEnv | Com - Other | Energy Efficiency | 520.4299 | 547.3115 | 576.8025 | 608.1509 | 634.4104 | 669.5228 | 706.6717 | 743.9905 | 783.2797 | 826.3189 | 869.8872
2023 PG Study Reference Scenario | SDG&E | Com | BldgEnv | Com - Refrig. Warehouse | Energy Efficiency | 6.0788 | 6.3899 | 6.6888 | 6.9391 | 7.3366 | 7.7146 | 8.2327 | 8.7587 | 9.4132 | 10.0631 | 10.8474
2023 PG Study Reference Scenario | SDG&E | Com | BldgEnv | Com - Restaurant | Energy Efficiency | 43.6129 | 43.1235 | 46.8881 | 47.9717 | 49.5606 | 50.091 | 52.7316 | 55.0068 | 58.0346 | 61.4148 | 64.9926
2023 PG Study Reference Scenario | SDG&E | Com | BldgEnv | Com - Retail | Energy Efficiency | 262.6713 | 233.2115 | 240.1094 | 241.5444 | 226.0554 | 248.0094 | 248.0661 | 248.7949 | 251.5319 | 256.8563 | 255.2313
2023 PG Study Reference Scenario | SDG&E | Com | BldgEnv | Com - School | Energy Efficiency | 423.8579 | 444.856 | 466.6593 | 489.8637 | 517.1929 | 542.859 | 571.9668 | 603.6993 | 637.9842 | 673.7412 | 712.8431
2023 PG Study Reference Scenario | SDG&E | Com | BldgEnv | Com - Warehouse | Energy Efficiency | 1148.4279 | 1191.4815 | 1237.8899 | 1291.162 | 1332.9732 | 1390.3365 | 1447.4077 | 1507.0938 | 1567.9961 | 1632.0349 | 1694.7546
2023 PG Study Reference Scenario | SDG&E | Com | ComRefrig | Com - College | Energy Efficiency | 4479.9265 | 1874.4372 | 330.8655 | 35.0781 | 34.6403 | 10.7156 | 0 | 0 | 0 | 0 | 0
2023 PG Study Reference Scenario | SDG&E | Com | ComRefrig | Com - Grocery | Energy Efficiency | 1755550.073 | 1088854.896 | 581278.3802 | 256498.9901 | 139779.2094 | 47256.9578 | 12528.7959 | 0 | 0 | 0 | 0
2023 PG Study Reference Scenario | SDG&E | Com | ComRefrig | Com - Lodging | Energy Efficiency | 9495.8252 | 4722.5777 | 1325.0765 | 0 | 0 | 0 | 0 | 0 | 0 | 0 | 0
2023 PG Study Reference Scenario | SDG&E | Com | ComRefrig | Com - Other | Energy Efficiency | 9895.903 | 7058.8365 | 4097.3544 | 1847.1967 | 477.2143 | 0 | 0 | 0 | 0 | 0 | 0
2023 PG Study Reference Scenario | SDG&E | Com | ComRefrig | Com - Refrig. Warehouse | Energy Efficiency | 9281.5823 | 5854.967 | 2876.7998 | 892.4326 | 8.3848 | 1.4218 | 0 | 0 | 0 | 0 | 0
2023 PG Study Reference Scenario | SDG&E | Com | ComRefrig | Com - Restaurant | Energy Efficiency | 92765.0683 | 41517.1178 | 12421.6222 | 1200.6479 | 1160.1502 | 0 | 0 | 0 | 0 | 0 | 0
2023 PG Study Reference Scenario | SDG&E | Com | ComRefrig | Com - Retail | Energy Efficiency | 732410.7661 | 430942.8088 | 206322.7968 | 76487.2502 | 35526.6456 | 1990.1929 | 0 | 0 | 0 | 0 | 0
2023 PG Study Reference Scenario | SDG&E | Com | ComRefrig | Com - School | Energy Efficiency | 9898.4587 | 4906.9051 | 1605.1608 | 61.6357 | 61.1205 | 17.7575 | 0 | 0 | 0 | 0 | 0
2023 PG Study Reference Scenario | SDG&E | Com | Data Center | Com - Office (Large) | Energy Efficiency | 10363.3486 | 10588.0502 | 10826.4909 | 11002.406 | 9774.8664 | 10048.0441 | 10473.8319 | 10708.1489 | 10794.1946 | 11035.2486 | 11241.6709
2023 PG Study Reference Scenario | SDG&E | Com | Data Center | Com - Other | Energy Efficiency | 7794.7035 | 8044.2474 | 8289.9208 | 8504.3213 | 7858.9998 | 8014.9752 | 8301.4775 | 8533.2402 | 8762.4487 | 9023.1461 | 9268.141
2023 PG Study Reference Scenario | SDG&E | Com | FoodServ | Com - College | Energy Efficiency | 7107.1793 | 8193.8654 | 9504.7661 | 11132.715 | 12643.0085 | 14403.8677 | 16532.5701 | 18779.4212 | 21080.376 | 23239.6139 | 25961.2564
2023 PG Study Reference Scenario | SDG&E | Com | FoodServ | Com - College | Fuel Substitution | 241.0787 | 266.45 | 291.5977 | 324.0997 | 416.9759 | 535.5265 | 665.3944 | 810.8945 | 1004.9218 | 1269.2248 | 1592.656
2023 PG Study Reference Scenario | SDG&E | Com | FoodServ | Com - Grocery | Energy Efficiency | 24074.2546 | 27997.4212 | 34395.9651 | 40192.2606 | 45519.4144 | 57041.7166 | 69266.1478 | 81432.2258 | 93996.709 | 107703.8304 | 121528.5035
2023 PG Study Reference Scenario | SDG&E | Com | FoodServ | Com - Grocery | Fuel Substitution | 1757.1088 | 1955.6582 | 2153.8909 | 2357.3468 | 2574.9263 | 4330.9566 | 6159.5885 | 8268.351 | 10633.67 | 13206.469 | 16006.9685
2023 PG Study Reference Scenario | SDG&E | Com | FoodServ | Com - Health | Energy Efficiency | 17692.8059 | 20278.9657 | 23683.8227 | 28164.7622 | 31571.1611 | 35804.651 | 38698.3032 | 43978.2362 | 50143.1163 | 58132.3385 | 68449.9833
2023 PG Study Reference Scenario | SDG&E | Com | FoodServ | Com - Health | Fuel Substitution | 772.7988 | 860.1354 | 948.2972 | 1039.0598 | 1229.0301 | 1737.0801 | 2286.933 | 2945.7621 | 3675.9726 | 4471.6826 | 5644.5576
2023 PG Study Reference Scenario | SDG&E | Com | FoodServ | Com - Lodging | Energy Efficiency | 19294.5004 | 21792.1437 | 25503.6927 | 31200.4638 | 35874.5384 | 41265.1429 | 47533.0795 | 54147.9022 | 60888.805 | 68122.2234 | 75705.9004
2023 PG Study Reference Scenario | SDG&E | Com | FoodServ | Com - Lodging | Fuel Substitution | 553.9936 | 604.5842 | 652.6843 | 886.9737 | 1452.2332 | 2169.3715 | 2930.3658 | 3770.8741 | 4824.1807 | 6067.8173 | 7552.9458
2023 PG Study Reference Scenario | SDG&E | Com | FoodServ | Com - Other | Energy Efficiency | 43801.919 | 51815.1421 | 61055.7732 | 70987.5747 | 80805.8856 | 92023.8053 | 108447.2228 | 126300.3396 | 141703.2894 | 158588.73 | 176812.2424
2023 PG Study Reference Scenario | SDG&E | Com | FoodServ | Com - Other | Fuel Substitution | 1142.1594 | 1271.9935 | 1401.9657 | 1533.8322 | 1890.1186 | 2438.4921 | 3661.0365 | 5109.1419 | 6740.085 | 8672.6709 | 10998.5715
2023 PG Study Reference Scenario | SDG&E | Com | FoodServ | Com - Restaurant | Energy Efficiency | 68300.0719 | 81047.1395 | 99633.0659 | 116754.2211 | 137521.4998 | 164667.1703 | 198857.9503 | 231999.4457 | 265733.8196 | 301117.9282 | 339420.9374
2023 PG Study Reference Scenario | SDG&E | Com | FoodServ | Com - Restaurant | Fuel Substitution | 3802.8016 | 4181.3168 | 4547.3829 | 4912.2095 | 6795.6551 | 10976.2854 | 15623.294 | 21584.3489 | 28086.8988 | 35082.7159 | 43269.3046
2023 PG Study Reference Scenario | SDG&E | Com | FoodServ | Com - School | Energy Efficiency | 16742.4487 | 19513.1593 | 22662.5023 | 26071.8972 | 29698.5801 | 33443.3514 | 38680.3825 | 44465.8788 | 49515.0254 | 55190.0506 | 61299.6433
2023 PG Study Reference Scenario | SDG&E | Com | FoodServ | Com - School | Fuel Substitution | 409.963 | 454.5903 | 499.1682 | 544.3364 | 688.9382 | 865.0994 | 1063.2036 | 1291.2868 | 1540.7322 | 1942.2032 | 2400.6074
2023 PG Study Reference Scenario | SDG&E | Com | HVAC | Com - College | Energy Efficiency | 162927.5522 | 174560.146 | 184549.1126 | 195939.8139 | 265528.0696 | 185926.8138 | 192893.784 | 204417.6576 | 215310.6676 | 213230.354 | 224512.6968
2023 PG Study Reference Scenario | SDG&E | Com | HVAC | Com - College | Fuel Substitution | 0 | 0 | 0 | 30.8811 | 35.4608 | 0 | 0 | 0 | 0 | 0 | 0
2023 PG Study Reference Scenario | SDG&E | Com | HVAC | Com - Grocery | Energy Efficiency | 65250.2339 | 68871.1753 | 75193.6688 | 81526.6387 | 86057.7329 | 85806.0694 | 91693.0834 | 97157.0382 | 102154.2941 | 108269.9356 | 113179.7077
2023 PG Study Reference Scenario | SDG&E | Com | HVAC | Com - Grocery | Fuel Substitution | 58542.3119 | 72065.3683 | 87783.6726 | 105987.1738 | 126801.5502 | 2804.4933 | 3082.8096 | 3321.0449 | 3521.6631 | 3697.4284 | 3847.932
2023 PG Study Reference Scenario | SDG&E | Com | HVAC | Com - Health | Energy Efficiency | 451156.313 | 475295.7943 | 498049.9452 | 521001.2904 | 658122.5178 | 561098.0666 | 557161.3413 | 577667.5735 | 387402.4195 | 645107.5551 | 731893.7479
2023 PG Study Reference Scenario | SDG&E | Com | HVAC | Com - Health | Fuel Substitution | 4943.2934 | 5708.888 | 6539.2035 | 7430.178 | 11857.0608 | 176.7035 | 195.601 | 212.309 | 226.821 | 239.8452 | 251.2691
2023 PG Study Reference Scenario | SDG&E | Com | HVAC | Com - Lodging | Energy Efficiency | 583404.0852 | 600137.0581 | 539903.4011 | 522057.3452 | 531253.7047 | 431895.1324 | 445590.347 | 448288.1082 | 289642.2984 | 301645.1894 | 311607.4536
2023 PG Study Reference Scenario | SDG&E | Com | HVAC | Com - Lodging | Fuel Substitution | 10449.7827 | 12846.3422 | 15614.2864 | 18792.6984 | 22394.6141 | 0 | 0 | 0 | 0 | 0 | 0
2023 PG Study Reference Scenario | SDG&E | Com | HVAC | Com - Office (Large) | Energy Efficiency | 626788.0754 | 666237.3033 | 701220.625 | 718498.508 | 700368.2208 | 279617.5232 | 308046.5699 | 324292.2656 | 343476.5647 | 365159.8263 | 387246.7357
2023 PG Study Reference Scenario | SDG&E | Com | HVAC | Com - Office (Small) | Energy Efficiency | 371820.2436 | 417813.2731 | 454425.539 | 490270.3261 | 508685.261 | 166265.3752 | 175396.6048 | 184607.3888 | 196260.1043 | 208503.8517 | 220640.4754
2023 PG Study Reference Scenario | SDG&E | Com | HVAC | Com - Other | Energy Efficiency | 667155.2059 | 651465.8761 | 678302.5431 | 728154.9751 | 770361.581 | 811970.4046 | 862710.6571 | 905146.4931 | 941544.4833 | 989729.9569 | 1041853.8114
2023 PG Study Reference Scenario | SDG&E | Com | HVAC | Com - Other | Fuel Substitution | 9976.2784 | 11774.4965 | 13783.139 | 16013.3824 | 18474.9172 | 0 | 0 | 0 | 0 | 0 | 0
2023 PG Study Reference Scenario | SDG&E | Com | HVAC | Com - Refrig. Warehouse | Energy Efficiency | 59.6011 | 62.9353 | 66.2108 | 68.7988 | 70.9 | 71.9988 | 76.0309 | 78.9477 | 81.2478 | 83.1673 | 84.9155
2023 PG Study Reference Scenario | SDG&E | Com | HVAC | Com - Restaurant | Energy Efficiency | 243592.1892 | 281086.5905 | 323942.1457 | 368490.634 | 406116.1143 | 454268.0424 | 507928.1232 | 562397.0751 | 618515.1098 | 675512.2246 | 732665.2319
2023 PG Study Reference Scenario | SDG&E | Com | HVAC | Com - Restaurant | Fuel Substitution | 0 | 0 | 0 | 0 | 36.632 | 0 | 0 | 0 | 0 | 0 | 0
2023 PG Study Reference Scenario | SDG&E | Com | HVAC | Com - Retail | Energy Efficiency | 487334.6462 | 517810.9946 | 549965.7677 | 574516.2947 | 480343.6229 | 425774.5774 | 430369.9477 | 428751.9908 | 158800.306 | 161201.5625 | 168315.9881
2023 PG Study Reference Scenario | SDG&E | Com | HVAC | Com - Retail | Fuel Substitution | 6473.5507 | 7359.6962 | 8298.6605 | 9143.8189 | 10222.9585 | 0 | 0 | 0 | 0 | 0 | 0
2023 PG Study Reference Scenario | SDG&E | Com | HVAC | Com - School | Energy Efficiency | 514440.7542 | 529924.6627 | 567273.5494 | 604222.4262 | 643098.8508 | 444546.3063 | 473986.5814 | 482702.6626 | 503480.7321 | 533273.8523 | 565599.2614
2023 PG Study Reference Scenario | SDG&E | Com | HVAC | Com - Warehouse | Energy Efficiency | 61025.0976 | 67472.2167 | 52971.8734 | 48661.0037 | 52217.5265 | 54623.789 | 58433.3681 | 59979.4165 | 54900.5477 | 55889.8858 | 59171.7097
2023 PG Study Reference Scenario | SDG&E | Com | HVAC | Com - Warehouse | Fuel Substitution | 3508.2641 | 4954.4028 | 6112.6128 | 7450.6248 | 8972.8275 | 0 | 0 | 0 | 0 | 0 | 0
2023 PG Study Reference Scenario | SDG&E | Com | Lighting | Com - College | Energy Efficiency | 518.8316 | 558.0698 | 595.8076 | 632.485 | 662.1083 | 691.1246 | 732.6157 | 769.3125 | 802.6168 | 825.6043 | 856.589
2023 PG Study Reference Scenario | SDG&E | Com | Lighting | Com - Grocery | Energy Efficiency | 15569.7282 | 16245.6344 | 17082.5173 | 8878.9168 | 8829.411 | 9128.7712 | 9517.011 | 9840.9528 | 10083.9108 | 10377.1939 | 10569.1745
2023 PG Study Reference Scenario | SDG&E | Com | Lighting | Com - Health | Energy Efficiency | 45183.5863 | 48295.1719 | 51240.2931 | 54125.2946 | 56054.6764 | 57161.3568 | 57125.2663 | 59050.9935 | 61347.5423 | 64890.1371 | 69093.6545
2023 PG Study Reference Scenario | SDG&E | Com | Lighting | Com - Lodging | Energy Efficiency | 285.3121 | 303.2293 | 320.2504 | 337.0935 | 348.9262 | 242.5814 | 203.6551 | 215.2225 | 226.22 | 237.337 | 247.0354
2023 PG Study Reference Scenario | SDG&E | Com | Lighting | Com - Office (Large) | Energy Efficiency | 1396.0761 | 1515.7837 | 1634.1327 | 1739.0625 | 1833.3901 | 1930.7484 | 2057.5974 | 2169.6745 | 2265.1548 | 2372.5597 | 2472.0126
2023 PG Study Reference Scenario | SDG&E | Com | Lighting | Com - Office (Small) | Energy Efficiency | 2247.1313 | 2411.7885 | 2566.3801 | 2696.0578 | 2815.1599 | 2911.6236 | 3050.8833 | 3175.3045 | 3284.1829 | 3397.6647 | 3501.1139
2023 PG Study Reference Scenario | SDG&E | Com | Lighting | Com - Other | Energy Efficiency | 8.4959 | 9.3777 | 10.2652 | 11.0817 | 11.849 | 12.5588 | 13.4976 | 14.3798 | 15.2004 | 16.0596 | 16.8577
2023 PG Study Reference Scenario | SDG&E | Com | Lighting | Com - Refrig. Warehouse | Energy Efficiency | 99.3613 | 107.4117 | 114.9975 | 121.317 | 127.741 | 132.9733 | 140.5293 | 147.4693 | 154.1793 | 160.9942 | 167.8057
2023 PG Study Reference Scenario | SDG&E | Com | Lighting | Com - Restaurant | Energy Efficiency | 23740.0479 | 25316.2403 | 27045.4474 | 28322.2687 | 29510.7799 | 30335.2534 | 31733.8554 | 32935.2994 | 33999.0683 | 35104.2197 | 36092.5415
2023 PG Study Reference Scenario | SDG&E | Com | Lighting | Com - Retail | Energy Efficiency | 20723.7023 | 22628.0806 | 24769.7537 | 26703.1042 | 28453.9293 | 30309.4029 | 32485.7354 | 34568.2572 | 105016.0185 | 111112.9056 | 114264.179
2023 PG Study Reference Scenario | SDG&E | Com | Lighting | Com - School | Energy Efficiency | 225.2516 | 151.7905 | 165.9282 | 178.9625 | 192.141 | 203.551 | 218.7769 | 233.4386 | 220.4164 | 221.8676 | 233.8261
2023 PG Study Reference Scenario | SDG&E | Com | Lighting | Com - Warehouse | Energy Efficiency | 501.8332 | 488.3446 | 521.8768 | 551.22 | 576.7739 | 599.1805 | 630.644 | 659.2698 | 504.3335 | 429.4249 | 449.5142
2023 PG Study Reference Scenario | SDG&E | Com | WaterHeat | Com - College | Energy Efficiency | 13070.3969 | 14850.68 | 16731.9164 | 18877.6164 | 20985.2408 | 6065.4892 | 6648.7434 | 7204.9358 | 7773.5182 | 8211.5868 | 8824.1602
2023 PG Study Reference Scenario | SDG&E | Com | WaterHeat | Com - College | Fuel Substitution | 7276.2882 | 13997.4789 | 17306.6728 | 24917.2117 | 38647.4054 | 148985.3723 | 185347.4938 | 222837.7273 | 257322.2229 | 286604.5615 | 319077.313
2023 PG Study Reference Scenario | SDG&E | Com | WaterHeat | Com - Grocery | Energy Efficiency | 13845.7429 | 15019.9317 | 16275.3591 | 17541.3174 | 18706.8469 | 18005.6367 | 19377.7028 | 20682.6652 | 21709.9268 | 22803.8258 | 23973.2635
2023 PG Study Reference Scenario | SDG&E | Com | WaterHeat | Com - Grocery | Fuel Substitution | 4114.939 | 11897.2552 | 21021.4036 | 28840.9325 | 41803.7463 | 164673.1238 | 197444.8827 | 231712.3071 | 263649.6401 | 291171.9959 | 318292.3573
2023 PG Study Reference Scenario | SDG&E | Com | WaterHeat | Com - Health | Energy Efficiency | 51436.6065 | 57498.3426 | 63893.9285 | 71155.0141 | 77757.0489 | 39547.4067 | 41882.082 | 44988.7637 | 48409.0556 | 52555.3163 | 57424.1912
2023 PG Study Reference Scenario | SDG&E | Com | WaterHeat | Com - Health | Fuel Substitution | 16641.4078 | 38372.6867 | 64176.9415 | 84853.081 | 119566.0884 | 479493.0417 | 576690.5212 | 678799.0116 | 775264.9997 | 860013.6469 | 951749.2463
2023 PG Study Reference Scenario | SDG&E | Com | WaterHeat | Com - Lodging | Energy Efficiency | 223665.1741 | 251972.0207 | 282933.9356 | 320660.342 | 355601.5643 | 10073.1089 | 10911.6053 | 14861.863 | 12404.2905 | 13083.7698 | 13802.3445
2023 PG Study Reference Scenario | SDG&E | Com | WaterHeat | Com - Lodging | Fuel Substitution | 43817.1264 | 73199.7723 | 107524.6921 | 130264.9035 | 355403.2685 | 621910.3672 | 735992.9193 | 852374.7026 | 953705.5999 | 1038896.9103 | 1138976.8263
2023 PG Study Reference Scenario | SDG&E | Com | WaterHeat | Com - Office (Large) | Energy Efficiency | 25919.1859 | 29415.1343 | 33212.2642 | 37215.1881 | 41311.0008 | 15013.9795 | 16401.2184 | 17695.7549 | 18975.6722 | 20357.7262 | 21806.5433
2023 PG Study Reference Scenario | SDG&E | Com | WaterHeat | Com - Office (Large) | Fuel Substitution | 3787.1526 | 8913.4035 | 12718.9775 | 19123.6871 | 28761.1797 | 106544.6484 | 127572.6243 | 149421.9235 | 169844.5205 | 187519.7393 | 207262.1703
2023 PG Study Reference Scenario | SDG&E | Com | WaterHeat | Com - Office (Small) | Energy Efficiency | 4136.6681 | 4515.7037 | 4896.1858 | 5256.4092 | 5616.4286 | 5962.1155 | 6487.4941 | 6987.8301 | 7490.7791 | 8017.4441 | 8576.1711
2023 PG Study Reference Scenario | SDG&E | Com | WaterHeat | Com - Office (Small) | Fuel Substitution | 1024.0605 | 2800.8357 | 3976.9053 | 6180.926 | 9622.5201 | 38836.2019 | 48116.4444 | 57670.4097 | 66440.105 | 73889.8589 | 81851.0193
2023 PG Study Reference Scenario | SDG&E | Com | WaterHeat | Com - Other | Energy Efficiency | 148292.0868 | 164987.0676 | 181590.4711 | 198093.997 | 214585.1681 | 201557.2526 | 220651.2384 | 239106.8686 | 256765.7088 | 275162.499 | 294875.476
2023 PG Study Reference Scenario | SDG&E | Com | WaterHeat | Com - Other | Fuel Substitution | 68536.5211 | 136950.7643 | 217712.8391 | 275940.1256 | 385726.244 | 1470806.96 | 1768605.3724 | 2078898.8812 | 2366695.976 | 2615172.932 | 2898872.1273
2023 PG Study Reference Scenario | SDG&E | Com | WaterHeat | Com - Refrig. Warehouse | Energy Efficiency | 176.0126 | 192.7314 | 209.5193 | 225.4377 | 242.1896 | 230.3482 | 249.9538 | 268.602 | 287.7935 | 307.6647 | 329.1358
2023 PG Study Reference Scenario | SDG&E | Com | WaterHeat | Com - Refrig. Warehouse | Fuel Substitution | 33.7226 | 62.2924 | 95.362 | 133.5868 | 177.689 | 0 | 0 | 0 | 0 | 0 | 0
2023 PG Study Reference Scenario | SDG&E | Com | WaterHeat | Com - Restaurant | Energy Efficiency | 28573.0377 | 30877.4953 | 37591.7603 | 40594.5187 | 43393.6492 | 41965.267 | 45224.5362 | 48280.7668 | 51358.0537 | 54560.8493 | 57935.3486
2023 PG Study Reference Scenario | SDG&E | Com | WaterHeat | Com - Restaurant | Fuel Substitution | 30256.2376 | 73756.7079 | 104883.7421 | 162871.7292 | 236385.6798 | 897487.2173 | 1107944.0784 | 1321289.6698 | 1513610.2888 | 1673359.8244 | 1829095.8493
2023 PG Study Reference Scenario | SDG&E | Com | WaterHeat | Com - Retail | Energy Efficiency | 7299.0813 | 7838.63 | 14636.1753 | 15562.108 | 16483.4251 | 17445.3417 | 18691.0548 | 19918.8181 | 11979.2427 | 12651.887 | 13355.827
2023 PG Study Reference Scenario | SDG&E | Com | WaterHeat | Com - Retail | Fuel Substitution | 2802.0237 | 5657.9464 | 7850.2968 | 11844.7627 | 16716.8905 | 52572.6083 | 61239.734 | 70122.3857 | 78187.0382 | 85101.9139 | 92379.329
2023 PG Study Reference Scenario | SDG&E | Com | WaterHeat | Com - School | Energy Efficiency | 19264.5053 | 21905.5552 | 24571.4078 | 27362.7494 | 30397.1953 | 15454.9868 | 16931.3137 | 18377.6737 | 19836.7563 | 21369.1191 | 23026.4815
2023 PG Study Reference Scenario | SDG&E | Com | WaterHeat | Com - School | Fuel Substitution | 12803.8579 | 25179.0187 | 32953.3066 | 48601.0141 | 74030.1591 | 261221.526 | 324946.6369 | 390199.5119 | 449449.3264 | 499680.6437 | 555797.2968
2023 PG Study Reference Scenario | SDG&E | Com | WaterHeat | Com - Warehouse | Energy Efficiency | 2273.8662 | 2535.5395 | 2810.3141 | 3094.8444 | 3380.7714 | 2107.0139 | 2295.6357 | 2476.6355 | 2657.1149 | 2845.0782 | 3042.683
2023 PG Study Reference Scenario | SDG&E | Com | WaterHeat | Com - Warehouse | Fuel Substitution | 184.4349 | 335.5535 | 429.1685 | 595.3466 | 887.8469 | 3129.7353 | 3717.8427 | 4325.0243 | 4883.1197 | 5358.4803 | 5922.0166
2023 PG Study Reference Scenario | SDG&E | Com | WholeBlg | Com - College | Energy Efficiency | 0 | 0 | 0 | 0 | 0 | 0 | 0 | 0 | 34475.695 | 34965.0611 | 442926.7713
2023 PG Study Reference Scenario | SDG&E | Com | WholeBlg | Com - Grocery | Energy Efficiency | 1068902.1602 | 879876.2697 | 892107.6282 | 904946.3846 | 516156.0999 | 523694.2713 | 538998.1684 | 549560.6594 | 557075.6413 | 569678.1092 | 579847.223
2023 PG Study Reference Scenario | SDG&E | Com | WholeBlg | Com - Restaurant | Energy Efficiency | 1529375.0155 | 1257108.9661 | 1303882.116 | 1347623.5499 | 798064.8166 | 815056.0856 | 843596.6178 | 866713.0098 | 891296.5534 | 918796.0183 | 948025.6819
2023 PG Study Reference Scenario | SDG&E | Com | WholeBlg | Com - Retail | Energy Efficiency | 1581509.4353 | 1301843.5885 | 1329607.0405 | 1351220.2433 | 770834.9823 | 778268.2193 | 799162.1747 | 811601.5297 | 824087.8633 | 840017.5713 | 852543.6573
2023 PG Study Reference Scenario | SDG&E | Ind | BROs | Ind - All Other Industrial | Energy Efficiency | 29966.2659 | 33128.5657 | 35550.223 | 37866.5287 | 40264.7465 | 42289.472 | 45796.5027 | 49209.9901 | 52572.8224 | 56296.66 | 60174.8108
2023 PG Study Reference Scenario | SDG&E | Ind | BROs | Ind - Chemicals | Energy Efficiency | 123264.1294 | 136696.0102 | 147624.4934 | 158313.4086 | 169464.2568 | 179201.6757 | 195444.3112 | 210712.6918 | 225934.741 | 242719.6461 | 260333.4333
2023 PG Study Reference Scenario | SDG&E | Ind | BROs | Ind - Electronics | Energy Efficiency | 68698.0115 | 76861.9753 | 83616.9662 | 90360.7467 | 97497.9771 | 103872.8062 | 114203.1871 | 124506.235 | 134988.2167 | 146684.423 | 159114.9195
2023 PG Study Reference Scenario | SDG&E | Ind | BROs | Ind - Fabricated Metals | Energy Efficiency | 37519.5364 | 41503.7812 | 44661.848 | 47715.6499 | 50842.2981 | 53477.371 | 57986.8688 | 62308.2792 | 66545.0393 | 71197.4549 | 76001.1661
2023 PG Study Reference Scenario | SDG&E | Ind | BROs | Ind - Food | Energy Efficiency | 91126.6656 | 100718.9533 | 108966.6349 | 117079.6264 | 125509.057 | 133278.753 | 144618.1405 | 155581.3888 | 166700.2759 | 178778.5138 | 191379.6192
2023 PG Study Reference Scenario | SDG&E | Ind | BROs | Ind - Industrial Machinery | Energy Efficiency | 32334.4046 | 35653.3614 | 38136.7377 | 40447.6514 | 42712.0857 | 44427.4915 | 48078.5535 | 51308.1034 | 54386.084 | 57771.8622 | 61215.298
2023 PG Study Reference Scenario | SDG&E | Ind | BROs | Ind - Lumber & Furniture | Energy Efficiency | 1713.1951 | 1884.1052 | 1998.2796 | 2101.3945 | 2203.124 | 2274.5967 | 2438.6224 | 2590.7192 | 2732.2014 | 2888.7538 | 3046.0345
2023 PG Study Reference Scenario | SDG&E | Ind | BROs | Ind - Paper | Energy Efficiency | 9181.1196 | 10133.1889 | 10682.0306 | 11059.7708 | 11392.7818 | 11541.1039 | 12118.015 | 12668.4769 | 13143.4252 | 13676.6622 | 14188.7714
2023 PG Study Reference Scenario | SDG&E | Ind | BROs | Ind - Petroleum | Energy Efficiency | 14229.3468 | 15879.4738 | 17466.1834 | 19107.6121 | 20879.1222 | 22671.0752 | 24962.0399 | 27290.831 | 29734.3275 | 32392.5401 | 35230.3329
2023 PG Study Reference Scenario | SDG&E | Ind | BROs | Ind - Plastics | Energy Efficiency | 29184.7436 | 32172.5851 | 34442.9281 | 36582.5774 | 38758.8892 | 40504.6722 | 43818.9052 | 46865.0181 | 49813.2487 | 53072.6613 | 56430.7552
2023 PG Study Reference Scenario | SDG&E | Ind | BROs | Ind - Primary Metals | Energy Efficiency | 7759.5905 | 8693.9887 | 9619.9431 | 10608.3583 | 11681.5019 | 12779.8598 | 14057.7766 | 15438.4847 | 16884.5506 | 18453.3311 | 20132.5388
2023 PG Study Reference Scenario | SDG&E | Ind | BROs | Ind - Printing & Publishing | Energy Efficiency | 22653.5235 | 24873.5141 | 26448.9465 | 27872.8969 | 29262.4886 | 30224.3252 | 32581.2961 | 34546.9703 | 36360.4342 | 38368.3211 | 40377.9899
2023 PG Study Reference Scenario | SDG&E | Ind | BROs | Ind - Stone-Glass-Clay | Energy Efficiency | 45946.3351 | 51811.7065 | 57359.481 | 63060.3392 | 69250.8173 | 75584.579 | 83424.6572 | 91745.0429 | 100601.4574 | 110292.2883 | 120720.2568
2023 PG Study Reference Scenario | SDG&E | Ind | BROs | Ind - Textiles | Energy Efficiency | 965.5345 | 1045.1453 | 1107.0639 | 1165.9342 | 1223.3829 | 1264.6236 | 1349.8994 | 1429.1199 | 1502.3713 | 1583.0333 | 1663.6737
2023 PG Study Reference Scenario | SDG&E | Ind | BROs | Ind - Transportation Equipment | Energy Efficiency | 84253.8155 | 92055.3617 | 98212.8593 | 104025.4237 | 109570.2069 | 113651.5511 | 122898.3307 | 130966.7292 | 138687.1982 | 147307.9692 | 156016.0465
2023 PG Study Reference Scenario | SDG&E | Ind | HVAC | Ind - Electronics | Energy Efficiency | 524617.8311 | 461445.8941 | 381791.0645 | 295379.8513 | 219139.2342 | 120851.0402 | 87971.5619 | 62338.9143 | 43442.4359 | 30119.0537 | 20710.3964
2023 PG Study Reference Scenario | SDG&E | Ind | Lighting | Ind - All Other Industrial | Energy Efficiency | 5952.3253 | 997.2669 | 0 | 156.3753 | 22.9503 | 0 | 3.384 | 0.48848 | 0.07058 | 0.010229 | 0.0014867
2023 PG Study Reference Scenario | SDG&E | Ind | Lighting | Ind - Chemicals | Energy Efficiency | 818.1536 | 120.788 | 0 | 17.0768 | 2.2831 | 0 | 0 | 0 | 0 | 0 | 0
2023 PG Study Reference Scenario | SDG&E | Ind | Lighting | Ind - Electronics | Energy Efficiency | 337.5332 | 48.6732 | 6.9128 | 0.96956 | 0.13506 | 0.01864 | 0.00257 | 0.00035301 | 4.8488e-05 | 6.6739e-06 | 9.2021e-07
2023 PG Study Reference Scenario | SDG&E | Ind | Lighting | Ind - Fabricated Metals | Energy Efficiency | 898.9321 | 135.0725 | 19.1753 | 2.6723 | 0.36964 | 0 | 0.051571 | 0.0070335 | 0.00095911 | 0 | 0
2023 PG Study Reference Scenario | SDG&E | Ind | Lighting | Ind - Food | Energy Efficiency | 2125.8753 | 0 | 0 | 0 | 0 | 0 | 0 | 0 | 0 | 0 | 0
2023 PG Study Reference Scenario | SDG&E | Ind | Lighting | Ind - Industrial Machinery | Energy Efficiency | 2434.894 | 387.1863 | 58.3668 | 8.6261 | 1.2632 | 0 | 0.18661 | 0.026937 | 0.003892 | 0.00056406 | 8.1983e-05
2023 PG Study Reference Scenario | SDG&E | Ind | Lighting | Ind - Lumber & Furniture | Energy Efficiency | 64.7197 | 0 | 0 | 0 | 0 | 0 | 11.1882 | 1.6031 | 0 | 0 | 0
2023 PG Study Reference Scenario | SDG&E | Ind | Lighting | Ind - Paper | Energy Efficiency | 3.6505 | 0 | 0 | 0 | 0 | 0 | 0 | 0 | 0 | 0 | 0
2023 PG Study Reference Scenario | SDG&E | Ind | Lighting | Ind - Petroleum | Energy Efficiency | 0 | 0 | 0 | 0 | 0 | 0 | 0 | 0 | 0 | 0 | 0
2023 PG Study Reference Scenario | SDG&E | Ind | Lighting | Ind - Plastics | Energy Efficiency | 2525.5678 | 1476.2417 | 0 | 0 | 0 | 0 | 0 | 0 | 0 | 0 | 0
2023 PG Study Reference Scenario | SDG&E | Ind | Lighting | Ind - Primary Metals | Energy Efficiency | 83.9139 | 82.6818 | 0 | 0 | 0 | 0 | 0 | 0 | 0 | 0 | 0
2023 PG Study Reference Scenario | SDG&E | Ind | Lighting | Ind - Printing & Publishing | Energy Efficiency | 3021.2664 | 517.275 | 0 | 0 | 0 | 0 | 0 | 0 | 0 | 0 | 0
2023 PG Study Reference Scenario | SDG&E | Ind | Lighting | Ind - Stone-Glass-Clay | Energy Efficiency | 80.116 | 0 | 0 | 0 | 0 | 0 | 13.0045 | 1.7446 | 0.23319 | 0.031204 | 0.0041801
2023 PG Study Reference Scenario | SDG&E | Ind | Lighting | Ind - Textiles | Energy Efficiency | 0 | 592.504 | 265.3268 | 64.7872 | 0 | 0 | 0 | 0 | 0 | 0 | 0
2023 PG Study Reference Scenario | SDG&E | Ind | Lighting | Ind - Transportation Equipment | Energy Efficiency | 0 | 1524.5214 | 226.9772 | 0 | 0 | 0 | 35.0057 | 4.9388 | 0.69693 | 0.098597 | 0.013982
2023 PG Study Reference Scenario | SDG&E | Ind | MachDr | Ind - Food | Energy Efficiency | 48345.3934 | 42926.8354 | 17906.2413 | 20412.7476 | 18072.5948 | 8464.2796 | 8079.7636 | 7779.538 | 7423.8405 | 6964.7855 | 6710.1853
2023 PG Study Reference Scenario | SDG&E | Ind | MachDr | Ind - Lumber & Furniture | Energy Efficiency | 1008.3637 | 1102.5783 | 1131.8491 | 1167.2213 | 1181.8895 | 1104.8825 | 1132.2272 | 1123.3372 | 1100.6176 | 1065.122 | 1054.9528
2023 PG Study Reference Scenario | SDG&E | Ind | MachDr | Ind - Paper | Energy Efficiency | 3356.5324 | 3581.2169 | 3329.7237 | 3265.4826 | 3180.6564 | 2499.337 | 2832.4508 | 2699.4748 | 2543.8512 | 2354.9781 | 2236.6542
2023 PG Study Reference Scenario | SDG&E | Ind | ProcHeat | Ind - All Other Industrial | Energy Efficiency | 6804.633 | 5625.7041 | 18666.2261 | 20604.8314 | 20685.2873 | 14821.0174 | 21365.7208 | 22822.4053 | 22631.2434 | 22294.2133 | 21800.0486
2023 PG Study Reference Scenario | SDG&E | Ind | ProcHeat | Ind - Chemicals | Energy Efficiency | 21308.2207 | 23094.8944 | 30178.145 | 31780.7206 | 32307.7594 | 32282.7149 | 31241.8311 | 29877.1862 | 27953.4786 | 25703.3251 | 23276.6625
2023 PG Study Reference Scenario | SDG&E | Ind | ProcHeat | Ind - Electronics | Energy Efficiency | 7765.2414 | 6639.5069 | 41851.629 | 44307.9873 | 45851.6354 | 47388.3567 | 47859.2097 | 50610.2129 | 50538.8565 | 49882.8588 | 48686.298
2023 PG Study Reference Scenario | SDG&E | Ind | ProcHeat | Ind - Fabricated Metals | Energy Efficiency | 2787.5075 | 2368.7552 | 14982.1312 | 16197.2424 | 16719.418 | 14247.4546 | 17612.2556 | 17973.9049 | 17840.3792 | 17511.1695 | 16997.9413
2023 PG Study Reference Scenario | SDG&E | Ind | ProcHeat | Ind - Food | Energy Efficiency | 18217.3708 | 14223.9501 | 21230.0715 | 20822.9515 | 16615.5015 | 10785.298 | 12813.58 | 11907.3686 | 9235.639 | 7627.9404 | 6093.2885
2023 PG Study Reference Scenario | SDG&E | Ind | ProcHeat | Ind - Industrial Machinery | Energy Efficiency | 3464.7867 | 3118.3058 | 11461.0363 | 12164.4156 | 11995.2818 | 11457.8471 | 14070.4306 | 14666.3396 | 14302.3691 | 14125.8735 | 13861.9721
2023 PG Study Reference Scenario | SDG&E | Ind | ProcHeat | Ind - Lumber & Furniture | Energy Efficiency | 19.814 | 7.1427 | 53.1423 | 67.0764 | 71.555 | 1.2509 | 99.0918 | 103.3516 | 103.2616 | 102.2522 | 100.3778
2023 PG Study Reference Scenario | SDG&E | Ind | ProcHeat | Ind - Paper | Energy Efficiency | 1.8841 | 0.9388 | 14.7983 | 14.2888 | 12.7645 | 0 | 12.6944 | 11.6538 | 9.5908 | 6.8846 | 4.7332
2023 PG Study Reference Scenario | SDG&E | Ind | ProcHeat | Ind - Petroleum | Energy Efficiency | 367.252 | 338.8169 | 4228.8515 | 4750.9207 | 4862.0425 | 5216.0685 | 5167.0508 | 5320.7561 | 5217.9763 | 5027.8949 | 4766.4047
2023 PG Study Reference Scenario | SDG&E | Ind | ProcHeat | Ind - Plastics | Energy Efficiency | 2115.6004 | 1879.1511 | 6367.3172 | 6555.6427 | 6634.7775 | 3031.1502 | 6872.763 | 7290.4614 | 7276.7747 | 7207.3582 | 7076.8493
2023 PG Study Reference Scenario | SDG&E | Ind | ProcHeat | Ind - Primary Metals | Energy Efficiency | 303.2214 | 244.6663 | 5877.1077 | 6777.7197 | 6827.0492 | 4756.8874 | 6927.6621 | 6271.3245 | 5892.3754 | 5474.4795 | 5072.5851
2023 PG Study Reference Scenario | SDG&E | Ind | ProcHeat | Ind - Printing & Publishing | Energy Efficiency | 71.201 | 53.3803 | 2439.5944 | 2699.1495 | 2785.7953 | 2635.0637 | 2958.1871 | 3033.1636 | 2989.6715 | 2889.0642 | 2738.831
2023 PG Study Reference Scenario | SDG&E | Ind | ProcHeat | Ind - Stone-Glass-Clay | Energy Efficiency | 864.2978 | 729.4467 | 7557.2744 | 9933.4922 | 10479.2788 | 9869.2818 | 11411.4174 | 12125.5492 | 12179.5781 | 12095.9675 | 11881.6817
2023 PG Study Reference Scenario | SDG&E | Ind | ProcHeat | Ind - Textiles | Energy Efficiency | 84.1249 | 52.0964 | 818.8008 | 867.63 | 848.5087 | 727.0044 | 820.2638 | 779.527 | 731.5971 | 658.7388 | 582.6779
2023 PG Study Reference Scenario | SDG&E | Ind | ProcHeat | Ind - Transportation Equipment | Energy Efficiency | 1511.46 | 1559.4335 | 13385.3105 | 14389.1635 | 14378.9416 | 15122.4599 | 15882.966 | 17169.0526 | 17394.7607 | 16813.4884 | 16289.9742
2023 PG Study Reference Scenario | SDG&E | Ind | ProcRefrig | Ind - All Other Industrial | Energy Efficiency | 3100.7288 | 3563.8728 | 4015.5043 | 4516.6247 | 5007.0061 | 5339.5026 | 5977.1195 | 6492.4816 | 6954.6019 | 7387.0016 | 7758.241
2023 PG Study Reference Scenario | SDG&E | Ind | ProcRefrig | Ind - Chemicals | Energy Efficiency | 2027.6785 | 2333.5899 | 2630.3521 | 2965.8718 | 3294.1919 | 3593.552 | 3963.0828 | 4261.0032 | 4525.3557 | 4754.6921 | 4958.6894
2023 PG Study Reference Scenario | SDG&E | Ind | ProcRefrig | Ind - Electronics | Energy Efficiency | 26256.999 | 30151.6225 | 34171.7078 | 38205.4548 | 42295.9613 | 46092.4952 | 50581.9582 | 54831.7908 | 58605.1759 | 62101.4923 | 65058.3418
2023 PG Study Reference Scenario | SDG&E | Ind | ProcRefrig | Ind - Fabricated Metals | Energy Efficiency | 904.7919 | 1037.9689 | 1175.0292 | 1312.0511 | 1450.4359 | 1545.1242 | 1721.128 | 1862.467 | 1986.8569 | 2093.9122 | 2186.5677
2023 PG Study Reference Scenario | SDG&E | Ind | ProcRefrig | Ind - Food | Energy Efficiency | 36117.6562 | 35239.8048 | 28610.3193 | 27430.0825 | 24854.7327 | 13287.6454 | 14858.8051 | 8006.7768 | 2537.6405 | 2537.4973 | 2517.6002
2023 PG Study Reference Scenario | SDG&E | Ind | ProcRefrig | Ind - Industrial Machinery | Energy Efficiency | 2034.2891 | 2333.539 | 2641.4441 | 2949.1751 | 3259.8683 | 3517.6321 | 3877.6887 | 4195.0242 | 4473.9288 | 4729.7379 | 4942.6382
2023 PG Study Reference Scenario | SDG&E | Ind | ProcRefrig | Ind - Lumber & Furniture | Energy Efficiency | 18.3108 | 20.7902 | 23.2076 | 25.9662 | 28.8309 | 29.5516 | 34.1694 | 37.0445 | 39.4412 | 41.5473 | 43.4056
2023 PG Study Reference Scenario | SDG&E | Ind | ProcRefrig | Ind - Paper | Energy Efficiency | 75.9068 | 84.5766 | 87.0266 | 92.3728 | 97.8484 | 81.7971 | 104.7159 | 107.1218 | 107.1372 | 104.5489 | 100.876
2023 PG Study Reference Scenario | SDG&E | Ind | ProcRefrig | Ind - Plastics | Energy Efficiency | 3586.3818 | 4120.4389 | 4618.2474 | 5159.8292 | 5698.2855 | 6180.276 | 6723.4315 | 7192.6378 | 7586.5561 | 7908.5726 | 8168.9053
2023 PG Study Reference Scenario | SDG&E | Ind | ProcRefrig | Ind - Primary Metals | Energy Efficiency | 31.2951 | 35.9651 | 40.1047 | 44.8016 | 49.4078 | 53.2924 | 57.7462 | 61.1637 | 63.9032 | 65.836 | 67.3273
2023 PG Study Reference Scenario | SDG&E | Ind | ProcRefrig | Ind - Printing & Publishing | Energy Efficiency | 7150.5808 | 8234.421 | 9260.1768 | 10398.7193 | 11543.38 | 12481.3153 | 13774.6367 | 14848.9846 | 15797.0323 | 16618.9685 | 17331.6147
2023 PG Study Reference Scenario | SDG&E | Ind | ProcRefrig | Ind - Stone-Glass-Clay | Energy Efficiency | 11.7857 | 13.4399 | 14.886 | 16.7087 | 18.5845 | 19.6864 | 22.1209 | 23.9619 | 25.5906 | 27.0942 | 28.3587
2023 PG Study Reference Scenario | SDG&E | Ind | ProcRefrig | Ind - Textiles | Energy Efficiency | 39.0336 | 45.7848 | 51.4431 | 56.9571 | 62.4077 | 60.9415 | 70.6515 | 74.3666 | 77.1339 | 78.5853 | 79.4637
2023 PG Study Reference Scenario | SDG&E | Ind | ProcRefrig | Ind - Transportation Equipment | Energy Efficiency | 5611.7596 | 6617.3948 | 7497.1437 | 8324.2789 | 9220.1289 | 9972.1488 | 11025.2818 | 11946.7336 | 12763.2226 | 13518.2306 | 14154.7321
2023 PG Study Reference Scenario | SDG&E | Ind | WholeBlg | Ind - All Other Industrial | Energy Efficiency | 119022.8414 | 125695.0688 | 135653.9116 | 150969.8813 | 176180.5515 | 217713.2835 | 220547.2674 | 224132.2495 | 227790.9259 | 231901.5918 | 236463.5493
2023 PG Study Reference Scenario | SDG&E | Ind | WholeBlg | Ind - Chemicals | Energy Efficiency | 174100.3168 | 180429.3836 | 190462.9823 | 206488.5773 | 234058.7084 | 281064.1626 | 287951.7562 | 295201.4032 | 302808.8625 | 311248.528 | 320545.3726
2023 PG Study Reference Scenario | SDG&E | Ind | WholeBlg | Ind - Electronics | Energy Efficiency | 261336.3828 | 271896.1108 | 287318.816 | 310411.9694 | 348291.1927 | 410315.0419 | 418961.2637 | 428430.7559 | 438096.1001 | 448805.2469 | 460497.0382
2023 PG Study Reference Scenario | SDG&E | Ind | WholeBlg | Ind - Fabricated Metals | Energy Efficiency | 62440.6756 | 65887.4013 | 71312.6614 | 79946.6796 | 94451.0287 | 118982.5386 | 121852.8997 | 125296.7567 | 128882.8977 | 132773.1301 | 136945.0749
2023 PG Study Reference Scenario | SDG&E | Ind | WholeBlg | Ind - Food | Energy Efficiency | 127547.7535 | 135600.1883 | 148124.9387 | 167855.1189 | 200622.6364 | 255549.5061 | 261288.6985 | 267335.9268 | 273783.4136 | 280786.7253 | 288274.4344
2023 PG Study Reference Scenario | SDG&E | Ind | WholeBlg | Ind - Industrial Machinery | Energy Efficiency | 120135.9966 | 124655.2113 | 131821.116 | 142907.9433 | 161262.9358 | 191797.8126 | 194009.2325 | 195890.7773 | 197747.6799 | 199879.2218 | 202281.1643
2023 PG Study Reference Scenario | SDG&E | Ind | WholeBlg | Ind - Lumber & Furniture | Energy Efficiency | 5864.1316 | 5907.9018 | 5975.2049 | 6107.2973 | 6389.1335 | 6908.6671 | 6864.2841 | 6845.6326 | 6822.518 | 6810.0328 | 6804.8774
2023 PG Study Reference Scenario | SDG&E | Ind | WholeBlg | Ind - Paper | Energy Efficiency | 10532.0426 | 10537.2225 | 10448.7122 | 10300.993 | 10267.7906 | 10423.8471 | 10098.4655 | 9871.1656 | 9641.6457 | 9433.7439 | 9237.7962
2023 PG Study Reference Scenario | SDG&E | Ind | WholeBlg | Ind - Petroleum | Energy Efficiency | 13489.4655 | 13836.6343 | 14312.4507 | 14967.4965 | 15992.9552 | 17614.4732 | 18088.3038 | 18563.9538 | 19061.3195 | 19595.3424 | 20163.5039
2023 PG Study Reference Scenario | SDG&E | Ind | WholeBlg | Ind - Plastics | Energy Efficiency | 43153.5626 | 44175.8547 | 45843.3583 | 48511.5128 | 53204.0567 | 61233.0342 | 61829.8156 | 62642.4619 | 63486.6313 | 64476.2992 | 65595.4743
2023 PG Study Reference Scenario | SDG&E | Ind | WholeBlg | Ind - Primary Metals | Energy Efficiency | 13237.9694 | 14281.0943 | 15882.1137 | 18412.5054 | 22571.7596 | 29528.4293 | 30569.966 | 31806.1733 | 33076.6403 | 34426.0448 | 35858.8274
2023 PG Study Reference Scenario | SDG&E | Ind | WholeBlg | Ind - Printing & Publishing | Energy Efficiency | 45953.0627 | 45913.0534 | 46110.6297 | 46583.7426 | 47842.7313 | 50316.7438 | 50095.0268 | 49655.1511 | 49167.716 | 48761.6402 | 48403.3362
2023 PG Study Reference Scenario | SDG&E | Ind | WholeBlg | Ind - Stone-Glass-Clay | Energy Efficiency | 48420.8262 | 50155.9165 | 52159.9924 | 54758.2267 | 58738.5064 | 64916.4295 | 66630.9901 | 68539.1681 | 70558.5893 | 72729.3533 | 75041.6607
2023 PG Study Reference Scenario | SDG&E | Ind | WholeBlg | Ind - Textiles | Energy Efficiency | 4957.2757 | 4924.3863 | 4981.5057 | 5115.7328 | 5386.9187 | 5878.8101 | 5817.1735 | 5775.1696 | 5728.411 | 5691.1294 | 5659.5219
2023 PG Study Reference Scenario | SDG&E | Ind | WholeBlg | Ind - Transportation Equipment | Energy Efficiency | 206216.8671 | 206035.4193 | 208854.1768 | 213962.6188 | 223404.543 | 240421.8336 | 240770.9422 | 240471.7253 | 240174.5247 | 240408.421 | 240823.1147
2023 PG Study Reference Scenario | SDG&E | Res | AppPlug | Res - Multi Family | Energy Efficiency | 11580.7545 | 13190.5028 | 14755.5156 | 16408.5091 | 18023.6515 | 19884.7957 | 21548.0124 | 23904.0154 | 459261.9643 | 572120.0316 | 645517.2968
2023 PG Study Reference Scenario | SDG&E | Res | AppPlug | Res - Multi Family | Fuel Substitution | 0 | 5920.8605 | 7249.5824 | 8817.8376 | 10633.6083 | 12736.0959 | 14969.9115 | 17578.4419 | 20567.6724 | 23981.4152 | 27870.0639
2023 PG Study Reference Scenario | SDG&E | Res | AppPlug | Res - Single Family | Energy Efficiency | 0 | 0 | 0 | 0 | 0 | 0 | 0 | 0 | 0 | 0 | 118991.2839
2023 PG Study Reference Scenario | SDG&E | Res | BROs | Low Income - Multi Family LI | Energy Efficiency | 1025404.9931 | 1108485.671 | 1223915.2685 | 1312610.1347 | 1435864.3918 | 1353490.6694 | 1477836.9184 | 1609399.1396 | 1672835.6357 | 1796523.9762 | 1886810.6301
2023 PG Study Reference Scenario | SDG&E | Res | BROs | Low Income - Single Family LI | Energy Efficiency | 997423.444 | 1075198.9629 | 1182951.7681 | 1265591.5576 | 1380138.7117 | 1303830.3808 | 1419271.1006 | 1541122.1328 | 1604144.3556 | 1722666.2348 | 1811059.4621
2023 PG Study Reference Scenario | SDG&E | Res | BROs | Res - Multi Family | Energy Efficiency | 2108072.1019 | 2279290.2416 | 2514281.5347 | 2699054.26 | 2951946.0007 | 2809375.3477 | 3067193.2191 | 3340863.4211 | 3482628.2083 | 3743919.1966 | 3943425.8559
2023 PG Study Reference Scenario | SDG&E | Res | BROs | Res - Single Family | Energy Efficiency | 4968249.2857 | 5357774.7695 | 5895489.9615 | 6310988.7984 | 6884344.4394 | 6520710.2397 | 7100409.8429 | 7713079.3964 | 8033966.0085 | 8629641.048 | 9078612.9592
2023 PG Study Reference Scenario | SDG&E | Res | BldgEnv | Res - Single Family | Energy Efficiency | 1373.7871 | 1720.4638 | 1835.7666 | 2019.3027 | 2009.2692 | 2293.4155 | 1892.0304 | 2384.0698 | 3977.8096 | 0 | 78368.9478
2023 PG Study Reference Scenario | SDG&E | Res | HVAC | Res - Multi Family | Energy Efficiency | 69263.345 | 75600.515 | 80842.5732 | 85075.7059 | 87921.9511 | 89873.0366 | 92892.5466 | 96463.1388 | 98170.2409 | 100441.8612 | 101757.9888
2023 PG Study Reference Scenario | SDG&E | Res | HVAC | Res - Multi Family | Fuel Substitution | 1135.0687 | 11915.4753 | 22144.0032 | 36102.9679 | 52776.736 | -203.5667 | 0 | 0 | 0 | 0 | 0
2023 PG Study Reference Scenario | SDG&E | Res | HVAC | Res - Single Family | Energy Efficiency | 332755.7446 | 368006.1044 | 388276.8742 | 406377.6296 | 411003.4195 | 417545.0322 | 411898.7143 | 435270.9184 | 485891.8286 | 476666.5786 | 479813.0296
2023 PG Study Reference Scenario | SDG&E | Res | HVAC | Res - Single Family | Fuel Substitution | -102575.1135 | -182489.7016 | -48864.8861 | 103546.0165 | 295841.8503 | 0 | 0 | 0 | 0 | 0 | 0
2023 PG Study Reference Scenario | SDG&E | Res | Lighting | Res - Multi Family | Energy Efficiency | 32719.1617 | 30797.7064 | 31261.9396 | 31428.3769 | 31176.683 | 31056.0393 | 30624.57 | 31204.6668 | 31191.9127 | 21223.5285 | 19650.2382
2023 PG Study Reference Scenario | SDG&E | Res | Lighting | Res - Single Family | Energy Efficiency | 171383.464 | 134754.2024 | 131694.5256 | 132882.8073 | 132071.6876 | 132462.0744 | 130561.3557 | 134151.6298 | 143207.4169 | 142610.1089 | 143904.1146
2023 PG Study Reference Scenario | SDG&E | Res | WaterHeat | Res - Multi Family | Energy Efficiency | 3610398.6033 | 3528454.5366 | 3396088.8554 | 3553109.1176 | 3398211.2237 | 2276525.5813 | 2097609.5571 | 2060034.0271 | 1975546.4162 | 1918351.9435 | 1872531.0687
2023 PG Study Reference Scenario | SDG&E | Res | WaterHeat | Res - Multi Family | Fuel Substitution | 98905.6086 | 103708.056 | 107480.8619 | 110852.022 | 114138.4425 | 0 | 0 | 0 | 0 | 0 | 0
2023 PG Study Reference Scenario | SDG&E | Res | WaterHeat | Res - Single Family | Energy Efficiency | 8567435.9229 | 8655907.8209 | 8619891.4495 | 11864776.3132 | 11784010.9968 | 4737612.9487 | 4453009.2646 | 4508322.1526 | 4989316.5762 | 4783980.3037 | 4695483.9459
2023 PG Study Reference Scenario | SDG&E | Res | WaterHeat | Res - Single Family | Fuel Substitution | 2116.0768 | 2593.6836 | 3105.3859 | 3688.4764 | 4338.2918 | 1095.1305 | 1426.2565 | 1889.7601 | 0 | 0 | 2821.366
2023 PG Study Reference Scenario | SDG&E | Res | WholeBlg | Res - Multi Family | Energy Efficiency | 74371.3465 | 86870.8007 | 98752.8918 | 112126.0834 | 120503.5993 | 136005.4917 | 133861.9265 | 152684.2593 | 165946.15 | 182321.044 | 199409.7713
2023 PG Study Reference Scenario | SDG&E | Res | WholeBlg | Res - Single Family | Energy Efficiency | 1056877.1799 | 1262946.9753 | 1430827.9356 | 1637884.9831 | 1734708.0405 | 1994573.8469 | 1872279.4669 | 2218414.3205 | 3482200.6655 | 3881337.4718 | 4308745.1535
Scenario 1: Reference | PG&E | Ag | WholeBlg | Ag - Dairies, fishing, hunting | Energy Efficiency | 214056.4017 | 217436.6067 | 220239.6446 | 222768.302 | 228040.4054 | 239482.0322 | 249875.5336 | 259621.8782 | 269389.5623 | 279519.3568 | 289780.049 | 296018.8637 | 302768.6259
Scenario 1: Reference | PG&E | Ag | WholeBlg | Ag - Irrigated Agriculture, vineyards, forestry and greenhouses | Energy Efficiency | 1748994.9183 | 1804624.2957 | 1852116.5851 | 1896582.4904 | 1961007.4542 | 2080088.0243 | 2191509.5489 | 2299449.7722 | 2407516.177 | 2519917.7689 | 2633325.7405 | 2710636.9702 | 2791998.07
Scenario 1: Reference | PG&E | Ag | WholeBlg | Ag - Water pumping | Energy Efficiency | 1032562.2727 | 1021275.2113 | 1003739.2548 | 984901.2681 | 977480.7304 | 1003009.6778 | 1022589.6476 | 1038389.6521 | 1049795.961 | 1061328.2682 | 1070534.595 | 1061955.6033 | 1054008.0669
Scenario 1: Reference | PG&E | Com | AppPlug | Com - Health | Energy Efficiency | 5944874.0777 | 6723938.661 | 7434499.1137 | 7919589.8109 | 7203319.1063 | 4867824.3518 | 20769580.5414 | 10239319.2787 | 10794500.6805 | 11257536.0267 | 11608308.9263 | 12214794.7123 | 12801864.9041
Scenario 1: Reference | PG&E | Com | AppPlug | Com - Lodging | Energy Efficiency | 5261424.1737 | 6023224.9265 | 6503852.8271 | 6935302.9686 | 7445872.9772 | 7915372.3261 | 8397526.2708 | 8877369.2709 | 9355780.2634 | 9854178.217 | 6370972.9639 | 3722893.5999 | 45354113.3581
Scenario 1: Reference | PG&E | Com | AppPlug | Com - Other | Energy Efficiency | 11960.7808 | 14082.2814 | 16526.5488 | 19125.9192 | 21748.0625 | 24973.523 | 28543.0039 | 32157.9852 | 35583.6693 | 39433.5114 | 43557.4155 | 47897.5222 | 52549.115
Scenario 1: Reference | PG&E | Com | BROs | Com - Lodging | Energy Efficiency | 1222.1319 | 2661.863 | 4053.0946 | 4876.0152 | 5808.8039 | 7605.881 | 9538.2402 | 11471.6334 | 13558.9414 | 17051.976 | 20624.3918 | 23166.3387 | 25604.8242
Scenario 1: Reference | PG&E | Com | BROs | Com - Other | Energy Efficiency | 4713.9811 | 10797.9743 | 17157.9171 | 21284.9463 | 26273.6902 | 36016.1206 | 46623.7721 | 55894.4951 | 66983.8796 | 85255.9248 | 104434.2981 | 118721.0271 | 131959.7593
Scenario 1: Reference | PG&E | Com | BROs | Com - Retail | Energy Efficiency | 6102.0337 | 13152.5562 | 19820.3074 | 23597.9812 | 27810.7124 | 36044.6685 | 44813.3967 | 54479.4955 | 63716.1887 | 79277.2833 | 94862.489 | 105422.7392 | 117566.1779
Scenario 1: Reference | PG&E | Com | BldgEnv | Com - College | Energy Efficiency | 1306.9259 | 1426.7555 | 1592.5004 | 1788.7235 | 1945.8119 | 2098.7224 | 2296.4013 | 2467.1263 | 2708.4185 | 2939.6422 | 3157.23 | 3319.1389 | 3536.6246
Scenario 1: Reference | PG&E | Com | BldgEnv | Com - Grocery | Energy Efficiency | 2079.5317 | 2306.7536 | 2569.84 | 2861.4369 | 3142.299 | 3490.2029 | 3849.2661 | 4231.3732 | 4595.1426 | 4989.3379 | 5414.236 | 5853.1683 | 6333.3842
Scenario 1: Reference | PG&E | Com | BldgEnv | Com - Health | Energy Efficiency | 150271.6157 | 163232.8068 | 171415.6658 | 172767.4725 | 167627.2391 | 157374.6132 | 141339.3777 | 121508.885 | 99486.0567 | 76734.9529 | 54436.8768 | 34357.2408 | 18411.6735
Scenario 1: Reference | PG&E | Com | BldgEnv | Com - Lodging | Energy Efficiency | 198690.4779 | 198119.6144 | 188806.3171 | 171460.6273 | 148366.068 | 121324.5665 | 92570.0399 | 64128.5047 | 37424.4939 | 23952.1382 | 25841.6494 | 27873.9866 | 29992.9804
Scenario 1: Reference | PG&E | Com | BldgEnv | Com - Office (Large) | Energy Efficiency | 18810.633 | 20491.0928 | 22415.016 | 24196.6572 | 26205.1788 | 28204.7627 | 30416.6383 | 32381.4557 | 34096.5195 | 36159.6621 | 38180.4541 | 40263.6933 | 42467.8953
Scenario 1: Reference | PG&E | Com | BldgEnv | Com - Office (Small) | Energy Efficiency | 3441.1545 | 3806.1788 | 4207.3799 | 438.7573 | 50345.0999 | 5043.1135 | 5498.7169 | 5969.643 | 6441.0448 | 6944.6025 | 7476.4336 | 8031.1986 | 8620.6326
Scenario 1: Reference | PG&E | Com | BldgEnv | Com - Other | Energy Efficiency | 3144.2369 | 3464.3635 | 3825.0641 | 4187.1279 | 4540.1253 | 4992.9302 | 5490.5459 | 5977.1217 | 6396.8214 | 6893.3246 | 7426.0015 | 7970.3508 | 8565.8156
Scenario 1: Reference | PG&E | Com | BldgEnv | Com - Refrig. Warehouse | Energy Efficiency | 937.1622 | 1039.0993 | 1143 | 1248.946 | 1357.5707 | 1472.0574 | 1577.9475 | 1686.081 | 1784.0924 | 1889.7823 | 1996.7253 | 2112.0685 | 2238.754
Scenario 1: Reference | PG&E | Com | BldgEnv | Com - Restaurant | Energy Efficiency | 999.0724 | 1083.9147 | 1192.4914 | 1304.5735 | 1421.8989 | 1544.8595 | 1684.3371 | 1825.0622 | 1967.8552 | 2123.7423 | 2285.2104 | 155.3693 | 27328.6423
Scenario 1: Reference | PG&E | Com | BldgEnv | Com - Retail | Energy Efficiency | 57744.443 | 61121.3956 | 6421.4187 | 51973.8848 | 120258.3151 | 53337.8425 | 49427.3087 | 43436.3575 | 11548.3775 | 12512.1279 | 13563.8171 | 14657.6174 | 15895.4045
Scenario 1: Reference | PG&E | Com | BldgEnv | Com - School | Energy Efficiency | 5234.5675 | 5756.191 | 6293.7543 | 6825.0447 | 7317.2919 | 7881.7703 | 8435.0342 | 9033.626 | 9644.616 | 10296.3567 | 10979.3188 | 11736.7651 | 12485.2359
Scenario 1: Reference | PG&E | Com | BldgEnv | Com - Warehouse | Energy Efficiency | 529222.0121 | 546428.2112 | 541525.4464 | 514385.9958 | 467906.0677 | 407658.4246 | 336326.55 | 261146.6056 | 185873.0982 | 115224.7874 | 81994.2368 | 87910.0203 | 94302.8405
Scenario 1: Reference | PG&E | Com | ComRefrig | Com - College | Energy Efficiency | 1066.3422 | 672.8943 | 367.6776 | 157.4503 | 60.6791 | 21.1747 | 0 | 311.229 | 407.8526 | 400.8944 | 757.6516 | 884.517 | 873.2567
Scenario 1: Reference | PG&E | Com | ComRefrig | Com - Grocery | Energy Efficiency | 755655.8017 | 337665.3908 | 123025.8617 | 39668.2242 | 0 | 0 | 0 | 371231.3233 | 510236.4269 | 501499.3655 | 922084.4279 | 1117960.5683 | 1108717.0256
Scenario 1: Reference | PG&E | Com | ComRefrig | Com - Health | Energy Efficiency | 0 | 0 | 0 | 0 | 0 | 0 | 0 | 0 | 0 | 0 | 0 | 0 | 0
Scenario 1: Reference | PG&E | Com | ComRefrig | Com - Refrig. Warehouse | Energy Efficiency | 2277.6278 | 1363.556 | 686.8637 | 238.4882 | 98.0156 | 17.2987 | 0 | 794.8904 | 1183.5074 | 1169.3473 | 2098.6662 | 2626.961 | 2614.1853
Scenario 1: Reference | PG&E | Com | ComRefrig | Com - Restaurant | Energy Efficiency | 26764.3843 | 12421.5336 | 4581.6968 | 1656.3292 | 0 | 0 | 0 | 12725.4822 | 16375.052 | 16010.4646 | 30292.9849 | 22311.5677 | 136765.0749
Scenario 1: Reference | PG&E | Com | ComRefrig | Com - Retail | Energy Efficiency | 350529.8704 | 163588.3427 | 0 | 39724.9171 | 10780.6047 | 0 | 0 | 151871.781 | 204694.7306 | 201578.4939 | 375807.8952 | 451508.5718 | 448621.7348
Scenario 1: Reference | PG&E | Com | ComRefrig | Com - School | Energy Efficiency | 3.3324 | 0 | 0 | 0 | 0 | 0 | 0 | 523.0352 | 907.2688 | 891.8233 | 1479.9053 | 1993.3425 | 1976.5968
Scenario 1: Reference | PG&E | Com | FoodServ | Com - College | Energy Efficiency | 271477.3192 | 287312.97 | 296142.6189 | 348239.6198 | 333236.4234 | 349008.3258 | 372782.293 | 391758.9756 | 413768.3538 | 435837.6702 | 460840.2975 | 483066.4257 | 508549.4593
Scenario 1: Reference | PG&E | Com | FoodServ | Com - College | Fuel Substitution | 1535.8473 | 1799.8687 | 2095.3422 | 2422.2638 | 2769.7059 | 3138.1571 | 3559.059 | 4140.6249 | 4840.7101 | 5697.5448 | 6724.6784 | 7965.7157 | 9454.5835
Scenario 1: Reference | PG&E | Com | FoodServ | Com - Grocery | Energy Efficiency | 1547020.7814 | 1639760.2255 | 1737422.0365 | 1836635.4273 | 1932913.7493 | 2043653.0858 | 2175119.0725 | 2299875.8608 | 2414489.4025 | 2537453.6948 | 2716570.9883 | 2895429.8638 | 3062686.5229
Scenario 1: Reference | PG&E | Com | FoodServ | Com - Grocery | Fuel Substitution | 14823.1255 | 17397.0311 | 20274.9131 | 23453.4058 | 26820.2814 | 30368.5826 | 34410.8138 | 39292.0845 | 44911.4702 | 51384.4773 | 58624.2307 | 67058.5676 | 76798.7389
Scenario 1: Reference | PG&E | Com | FoodServ | Com - Health | Energy Efficiency | 674436.8542 | 715020.7136 | 772266.2923 | 810106.7027 | 857931.5935 | 894061.075 | 1016475.4964 | 1039741.897 | 1090864.1447 | 1137184.9441 | 1192424.4209 | 1267842.9037 | 1342865.0385
Scenario 1: Reference | PG&E | Com | FoodServ | Com - Health | Fuel Substitution | 4363.3782 | 5182.4446 | 6095.0592 | 7107.6753 | 8275.0585 | 9556.7615 | 11073.1828 | 12864.9734 | 14949.7403 | 17375.8061 | 20113.0724 | 23357.1094 | 27171.0497
Scenario 1: Reference | PG&E | Com | FoodServ | Com - Lodging | Energy Efficiency | 614334.0212 | 656057.5184 | 699330.1801 | 741477.2535 | 791060.0773 | 838848.9411 | 897836.5182 | 954274.0459 | 1005907.1079 | 1062543.054 | 1136234.5659 | 1205613.6999 | 1322303.6042
Scenario 1: Reference | PG&E | Com | FoodServ | Com - Lodging | Fuel Substitution | 4421.6038 | 5215.1197 | 6100.3317 | 7079.1015 | 8175.0186 | 9359.8682 | 10770.0117 | 12391.4923 | 14246.3372 | 16364.501 | 18705.403 | 21439.5388 | 24627.5713
Scenario 1: Reference | PG&E | Com | FoodServ | Com - Office (Large) | Energy Efficiency | 5731.2658 | 5939.243 | 6156.3236 | 6339.9913 | 6600.8829 | 6920.9538 | 7196.1557 | 7415.0616 | 7583.4454 | 7762.7096 | 7992.7135 | 8176.3025 | 8357.749
Scenario 1: Reference | PG&E | Com | FoodServ | Com - Office (Small) | Energy Efficiency | 1306.6987 | 1368.7635 | 1429.1033 | 828.9971 | 6648.1534 | 1590.406 | 1663.4169 | 1730.6063 | 1791.069 | 1848.4001 | 1920.6781 | 1981.7407 | 2042.0008
Scenario 1: Reference | PG&E | Com | FoodServ | Com - Other | Energy Efficiency | 2088436.2997 | 2220753.8774 | 2358705.3721 | 2496162.2419 | 2633697.915 | 2791547.454 | 2975156.127 | 3147165.8091 | 3304126.2025 | 3478112.3116 | 3679589.7129 | 3885014.2288 | 4100038.6821
Scenario 1: Reference | PG&E | Com | FoodServ | Com - Other | Fuel Substitution | 16625.841 | 19728.094 | 23249.2883 | 27200.0459 | 31447.4556 | 35985.7473 | 41229.4852 | 47335.9919 | 54547.0374 | 62772.107 | 71988.5448 | 82697.9305 | 94983.2669
Scenario 1: Reference | PG&E | Com | FoodServ | Com - Restaurant | Energy Efficiency | 4142700.9674 | 4369464.1122 | 4611438.3365 | 4852325.0426 | 5098142.8477 | 5351342.2991 | 5661128.6647 | 5947891.2159 | 6226756.9115 | 6525570.6547 | 6942318.3527 | 4559571.0054 | 30943130.4838
Scenario 1: Reference | PG&E | Com | FoodServ | Com - Restaurant | Fuel Substitution | 43866.8019 | 51777.1077 | 60686.2499 | 70602.8687 | 81187.3868 | 92430.8666 | 105310.6969 | 120177.1249 | 137258.0178 | 156585.4745 | 177768.7066 | 179574.4031 | 198731.9939
Scenario 1: Reference | PG&E | Com | FoodServ | Com - Retail | Energy Efficiency | 13841.2438 | 15536.1419 | 17443.3836 | 2552.1524 | 172577.8874 | 21604.6262 | 25007.5587 | 27462.2019 | 29699.8896 | 32013.2928 | 34538.0383 | 36990.2756 | 39586.9365
Scenario 1: Reference | PG&E | Com | FoodServ | Com - School | Energy Efficiency | 816240.1663 | 863080.8127 | 911003.9744 | 957873.0988 | 1003312.6288 | 1056096.9419 | 1117557.7999 | 1180899.8514 | 1239607.2816 | 1302350.1816 | 1375350.247 | 1455574.1406 | 1531539.8192
Scenario 1: Reference | PG&E | Com | FoodServ | Com - School | Fuel Substitution | 2004.9813 | 2286.0521 | 2596.5267 | 3035.9151 | 3570.0976 | 4190.9429 | 4936.124 | 5840.8354 | 6935.837 | 8245.1965 | 9764.4933 | 11631.1411 | 14494.9371
Scenario 1: Reference | PG&E | Com | HVAC | Com - College | Energy Efficiency | 421386.2065 | 435481.5136 | 404231.9458 | 654779.861 | 451435.4642 | 328011.2116 | 337980.6502 | 345045.4067 | 364152.8713 | 383760.7534 | 402374.3436 | 414080.7832 | 433069.8714
Scenario 1: Reference | PG&E | Com | HVAC | Com - College | Fuel Substitution | 201184.248 | 239689.3358 | 267470.5952 | 295299.9541 | 322110.0495 | 0 | 0 | 0 | 0 | 0 | 0 | 0 | 0
Scenario 1: Reference | PG&E | Com | HVAC | Com - Grocery | Energy Efficiency | 831942.0407 | 924642.6496 | 1013159.6958 | 1094966.0048 | 1174535.0524 | 1363401.0174 | 1454396.372 | 1545987.1934 | 1517326.5848 | 1592624.7962 | 1669938.2984 | 1738388.0286 | 1807091.4667
Scenario 1: Reference | PG&E | Com | HVAC | Com - Grocery | Fuel Substitution | 1360005.5219 | 1529926.0547 | 1704032.6213 | 1879930.3908 | 2064249.575 | 31416.6264 | 33274.6273 | 34386.8541 | 34990.8156 | 35362.4965 | 35774.0085 | 35838.4368 | 35799.6602
Scenario 1: Reference | PG&E | Com | HVAC | Com - Health | Energy Efficiency | 1664718.8283 | 1819344.8114 | 1988518.6601 | 2106526.143 | 2242188.1415 | 2242374.8739 | 2374920.7003 | 2504851.1438 | 2625415.8619 | 2728082.5277 | 2818699.5307 | 2935862.4722 | 3052513.7138
Scenario 1: Reference | PG&E | Com | HVAC | Com - Health | Fuel Substitution | 515066.8611 | 581675.1718 | 649377.2691 | 717078.5341 | 782550.1872 | 14228.2691 | 15231.1638 | 15892.2051 | 16331.3104 | 16619.6767 | 16918.5895 | 17046.0384 | 17119.6188
Scenario 1: Reference | PG&E | Com | HVAC | Com - Lodging | Energy Efficiency | 929268.0917 | 1026705.6515 | 1120649.1091 | 1207204.9257 | 1302400.6525 | 1342661.9307 | 1432156.6492 | 1517594.1831 | 1284823.0389 | 1351269.6892 | 1424988.7521 | 1673708.7721 | 1870038.3935
Scenario 1: Reference | PG&E | Com | HVAC | Com - Lodging | Fuel Substitution | 443488.7504 | 499220.5757 | 555891.4078 | 613090.5308 | 687299.4581 | 8975.4825 | 9520.0792 | 9848.2725 | 7311.2611 | 7398.8977 | 7494.6356 | 7514.5826 | 10311.7776
Scenario 1: Reference | PG&E | Com | HVAC | Com - Office (Large) | Energy Efficiency | 1272560.9408 | 1360484.0211 | 1447501.4832 | 1519882.8205 | 1595030.8218 | 704394.1318 | 740038.7191 | 767607.9827 | 756795.0633 | 541285.8613 | 790015.5998 | 812799.0334 | 836424.4716
Scenario 1: Reference | PG&E | Com | HVAC | Com - Office (Large) | Fuel Substitution | 283.4163 | 5062.1574 | 5498.6993 | 5904.6793 | 6291.2771 | 0 | 0 | 0 | 0 | 0 | 0 | 0 | 0
Scenario 1: Reference | PG&E | Com | HVAC | Com - Office (Small) | Energy Efficiency | 533758.5427 | 575921.8929 | 616606.0766 | 278971.8435 | 3891797.4102 | 246123.5018 | 269475.6132 | 286886.5441 | 290728.0939 | 301671.0618 | 317152.186 | 332452.0687 | 348407.1378
Scenario 1: Reference | PG&E | Com | HVAC | Com - Office (Small) | Fuel Substitution | 70977.4562 | 80151.7407 | 126509.5793 | 112797.9423 | 123209.6814 | 0 | 0 | 0 | 0 | 0 | 0 | 0 | 0
Scenario 1: Reference | PG&E | Com | HVAC | Com - Other | Energy Efficiency | 4625425.1497 | 4180158.6205 | 4067987.1012 | 4379557.5267 | 4668186.701 | 5039610.5664 | 5420431.428 | 5770299.833 | 5647430.1842 | 5986255.7072 | 6350933.7145 | 6706306.828 | 7091905.7019
Scenario 1: Reference | PG&E | Com | HVAC | Com - Other | Fuel Substitution | 2786340.0865 | 3137371.833 | 3493806.1661 | 3849328.8106 | 4202227.414 | 0 | 0 | 0 | 0 | 0 | 0 | 0 | 0
Scenario 1: Reference | PG&E | Com | HVAC | Com - Restaurant | Energy Efficiency | 1741208.8375 | 1949668.4675 | 2159035.6502 | 2358807.3935 | 2545028.6925 | 2716626.3207 | 2879138.4935 | 3026431.2425 | 3162149.3634 | 3291887.8362 | 3415758.5387 | 2274136.4593 | 13295337.7672
Scenario 1: Reference | PG&E | Com | HVAC | Com - Restaurant | Fuel Substitution | 138688.0019 | 156098.798 | 173709.1205 | 191237.0685 | 208098.04 | 14.9528 | 15.8246 | 16.3431 | 16.6547 | 16.8313 | 17.0322 | 15.3576 | 15.3453
Scenario 1: Reference | PG&E | Com | HVAC | Com - Retail | Energy Efficiency | 1232932.3362 | 1362821.6494 | 1479305.8686 | 1010461.3686 | 6133625.6415 | 1585302.6663 | 1754777.6111 | 1866475.0702 | 1854116.8739 | 1928106.424 | 2040611.5725 | 2146664.2166 | 2255725.6793
Scenario 1: Reference | PG&E | Com | HVAC | Com - Retail | Fuel Substitution | 414559.2119 | 466498.0976 | 518954.5759 | 516386.3447 | 562000.686 | 18110.82 | 19362.6177 | 20165.4494 | 0 | 0 | 0 | 0 | 0
Scenario 1: Reference | PG&E | Com | HVAC | Com - School | Energy Efficiency | 1351829.7363 | 1492059.0038 | 1594462.8757 | 1755881.2878 | 1881784.809 | 1587549.5244 | 1670697.095 | 1756977.215 | 1643886.4754 | 1625083.8558 | 1705170.7108 | 1915896.7349 | 2065676.6979
Scenario 1: Reference | PG&E | Com | HVAC | Com - School | Fuel Substitution | 307421.7938 | 340860.0466 | 373675.7303 | 423276.4637 | 453013.7089 | 0 | 0 | 0 | 0 | 0 | 0 | 0 | 0
Scenario 1: Reference | PG&E | Com | HVAC | Com - Warehouse | Energy Efficiency | 137166.033 | 153569.0337 | 169580.4445 | 185015.3314 | 200649.3031 | 218768.9563 | 234515.8709 | 249979.2586 | 185604.5518 | 149188.0636 | 157503.2231 | 165386.6516 | 173359.1758
Scenario 1: Reference | PG&E | Com | HVAC | Com - Warehouse | Fuel Substitution | 215349.7946 | 243537.4472 | 272753.0314 | 301834.3743 | 329806.4779 | 0 | 0 | 0 | 0 | 0 | 0 | 0 | 0
Scenario 1: Reference | PG&E | Com | Lighting | Com - College | Energy Efficiency | 0 | 0 | 0 | 0 | 0 | 0 | 0 | 0 | 0 | 0 | 0 | 0 | 0
Scenario 1: Reference | PG&E | Com | Lighting | Com - Grocery | Energy Efficiency | 53389.4424 | 56931.4958 | 60100.9625 | 62800.4321 | 65508.1491 | 68538.1681 | 70322.4134 | 71574.6281 | 72271.0523 | 72691.4036 | 73936.6667 | 74550.891 | 74905.1303
Scenario 1: Reference | PG&E | Com | Lighting | Com - Health | Energy Efficiency | 140401.949 | 149933.3103 | 160444.0441 | 166987.9881 | 175132.5302 | 183531.8469 | 188742.0513 | 192462.5497 | 194670.7514 | 195207.7413 | 196866.5878 | 199333.8247 | 201173.208
Scenario 1: Reference | PG&E | Com | Lighting | Com - Lodging | Energy Efficiency | 0 | 0 | 0 | 0 | 0 | 0 | 0 | 0 | 0 | 0 | 0 | 0 | 0
Scenario 1: Reference | PG&E | Com | Lighting | Com - Office (Large) | Energy Efficiency | 179379.8421 | 196123.0725 | 212620.3882 | 227084.6753 | 242712.5757 | 258113.6517 | 270823.3766 | 282103.0309 | 292493.4137 | 302800.9363 | 314802.5931 | 324972.4589 | 334286.0167
Scenario 1: Reference | PG&E | Com | Lighting | Com - Office (Small) | Energy Efficiency | 0 | 0 | 0 | 0 | 0 | 0 | 0 | 0 | 0 | 0 | 0 | 0 | 0
Scenario 1: Reference | PG&E | Com | Lighting | Com - Other | Energy Efficiency | 0 | 0 | 0 | 0 | 0 | 0 | 0 | 0 | 0 | 0 | 0 | 0 | 0
Scenario 1: Reference | PG&E | Com | Lighting | Com - Refrig. Warehouse | Energy Efficiency | 1789.7258 | 1917.4961 | 2035.6898 | 2145.7251 | 2262.3991 | 2385.0643 | 2479.8567 | 2566.9569 | 2642.0204 | 2714.8896 | 2806.8739 | 2890.1193 | 2971.5603
Scenario 1: Reference | PG&E | Com | Lighting | Com - Restaurant | Energy Efficiency | 14783.5247 | 16114.9505 | 17370.7163 | 18486.6639 | 19630.154 | 40816.5593 | 46403.5006 | 47208.7752 | 47768.2785 | 29500.2156 | 25671.1103 | 17929.9721 | 92874.5787
Scenario 1: Reference | PG&E | Com | Lighting | Com - Retail | Energy Efficiency | 345241.7113 | 368939.8388 | 390877.6417 | 292027.3184 | 1208848.1117 | 432649.0032 | 453280.6711 | 466690.0642 | 477467.1949 | 487263.2188 | 501628.5474 | 513302.2668 | 524286.9062
Scenario 1: Reference | PG&E | Com | Lighting | Com - School | Energy Efficiency | 0 | 0 | 0 | 0 | 0 | 0 | 0 | 0 | 0 | 0 | 0 | 0 | 0
Scenario 1: Reference | PG&E | Com | Lighting | Com - Warehouse | Energy Efficiency | 2801.5828 | 3085.5138 | 3358.9952 | 3619.4297 | 3889.659 | 4177.8225 | 4455.0841 | 4716.1147 | 1507.9933 | 0 | 0 | 0 | 0
Scenario 1: Reference | PG&E | Com | WaterHeat | Com - College | Energy Efficiency | 566268.6075 | 787036.8694 | 688573.6056 | 1638033.4972 | 1135675.5064 | 765439.2568 | 950827.239 | 1140226.958 | 1308580.9585 | 1435566.9907 | 1490221.544 | 1455926.1748 | 1334572.0235
Scenario 1: Reference | PG&E | Com | WaterHeat | Com - College | Fuel Substitution | 861353.0602 | 1118818.4812 | 1430630.6199 | 1833262.4305 | 2349425.4829 | 1492366.9765 | 1960499.3646 | 2514336.7569 | 3192524.4171 | 4158844.4674 | 5417795.7111 | 6708970.1197 | 8044993.2708
Scenario 1: Reference | PG&E | Com | WaterHeat | Com - Grocery | Energy Efficiency | 207884.6905 | 252462.2687 | 306689.7896 | 371897.9313 | 448839.4225 | 473653.0997 | 571211.9119 | 676809.008 | 784866.8392 | 887891.3926 | 975577.7931 | 1037127.8276 | 1063310.3091
Scenario 1: Reference | PG&E | Com | WaterHeat | Com - Grocery | Fuel Substitution | 43005.9394 | 55096.1706 | 70744.3852 | 90940.7596 | 116442.2127 | 0 | 0 | 0 | 0 | 0 | 0 | 0 | 0
Scenario 1: Reference | PG&E | Com | WaterHeat | Com - Health | Energy Efficiency | 1425761.0133 | 1629113.3963 | 1888685.9181 | 2159120.4321 | 2411193.8247 | 1130663.346 | 1347561.5546 | 1541615.8594 | 1688800.8349 | 1759569.8478 | 1736358.704 | 1619718.5354 | 1429098.1326
Scenario 1: Reference | PG&E | Com | WaterHeat | Com - Health | Fuel Substitution | 2401149.1034 | 3132378.8174 | 4041092.9689 | 5202630.4643 | 6638135.0875 | 4099455.0372 | 5419616.475 | 6942326.3485 | 8853633.2846 | 11528499.8938 | 15142486.0588 | 18877071.3182 | 22760918.553
Scenario 1: Reference | PG&E | Com | WaterHeat | Com - Lodging | Energy Efficiency | 6692582.4771 | 7211490.026 | 7763708.7794 | 8307795.1473 | 8921878.9018 | 1385952.4282 | 1535020.2581 | 1629002.2298 | 1230963.4601 | 1173912.9117 | 4986.6168 | 949223.27 | 765787.5071
Scenario 1: Reference | PG&E | Com | WaterHeat | Com - Lodging | Fuel Substitution | 2361964.524 | 3069367.1765 | 3953042.7582 | 5082613.2553 | 6481359.3365 | 3851479.871 | 5150148.8088 | 6575584.0299 | 8330605.5045 | 10995537.3612 | 14436746.3702 | 17990223.914 | 21681961.5957
Scenario 1: Reference | PG&E | Com | WaterHeat | Com - Office (Large) | Energy Efficiency | 2637005.5236 | 2883331.8311 | 3028703.824 | 3024235.6323 | 2865461.1498 | 1255041.5352 | 829407.1206 | 409306.4492 | 48598.8916 | 1919.05 | 2492.0556 | 3219.9139 | 4152.6594
Scenario 1: Reference | PG&E | Com | WaterHeat | Com - Office (Large) | Fuel Substitution | 482255.0193 | 625229.2782 | 794541.1892 | 1014952.953 | 1299742.9913 | 1004515.2285 | 1306312.284 | 1651280.0306 | 2109330.4728 | 2831124.2687 | 3690019.5063 | 4566692.8424 | 5465909.3003
Scenario 1: Reference | PG&E | Com | WaterHeat | Com - Office (Small) | Energy Efficiency | 429110.2007 | 564378.1635 | 27629.1592 | 646495.0481 | 913438.4503 | 958200.7151 | 1122067.1658 | 1251851.4682 | 1318661.9492 | 1301006.2179 | 1194421.4381 | 1015645.0718 | 796668.0591
Scenario 1: Reference | PG&E | Com | WaterHeat | Com - Office (Small) | Fuel Substitution | 129863.9417 | 168549.2667 | 217032.0959 | 232075.0975 | 309466.2819 | 251636.3579 | 330300.2275 | 421492.6231 | 522262.6791 | 708293.547 | 923825.0486 | 1144591.9639 | 1372521.3469
Scenario 1: Reference | PG&E | Com | WaterHeat | Com - Other | Energy Efficiency | 2355504.2006 | 2864100.0132 | 3477682.7302 | 4205894.4663 | 5053512.5771 | 3225871.6536 | 3918014.3989 | 4622973.3623 | 5225962.2678 | 5707242.9718 | 5931311.6615 | 5836908.6087 | 5423580.4512
Scenario 1: Reference | PG&E | Com | WaterHeat | Com - Other | Fuel Substitution | 8507865.4906 | 11008853.8769 | 14169108.68 | 18108407.2206 | 22948646.4787 | 14141821.8772 | 18548529.2797 | 23577540.7449 | 30265315.9247 | 39258655.4604 | 51095293.2706 | 63208912.1358 | 75705435.8396
Scenario 1: Reference | PG&E | Com | WaterHeat | Com - Refrig. Warehouse | Energy Efficiency | 46462.9256 | 60493.766 | 78548.5 | 102974.3959 | 132417.1478 | 152941.2067 | 192151.9746 | 236354.3263 | 282825.3002 | 328358.9604 | 366484.693 | 391489.5566 | 398216.9112
Scenario 1: Reference | PG&E | Com | WaterHeat | Com - Refrig. Warehouse | Fuel Substitution | 23736.1936 | 30851.5574 | 39888.922 | 51338.8369 | 65536.5799 | 38750.7293 | 50968.779 | 65215.0596 | 81068.8942 | 106842.3198 | 140447.0955 | 175169.2696 | 211195.653
Scenario 1: Reference | PG&E | Com | WaterHeat | Com - Restaurant | Energy Efficiency | 787345.2552 | 950745.5336 | 1143654.5522 | 1365249.1123 | 1611886.2694 | 505384.3706 | 576857.3621 | 630036.219 | 653004.7965 | 638651.2426 | 86497.1792 | 534009.2649 | 594131.234
Scenario 1: Reference | PG&E | Com | WaterHeat | Com - Restaurant | Fuel Substitution | 4128822.7513 | 5337582.4413 | 6843026.4124 | 8713243.6897 | 10986319.499 | 8477915.0884 | 11051095.7971 | 13999325.0769 | 17229759.5625 | 22323562.8186 | 28944908.1273 | 32090191.4877 | 40911186.7188
Scenario 1: Reference | PG&E | Com | WaterHeat | Com - Retail | Energy Efficiency | 786988.935 | 1042080.8359 | 1054502.5681 | 1562500.6401 | 2074994.3865 | 2394623.0199 | 2888669.5096 | 3370357.5549 | 3761069.4587 | 4028995.7507 | 4097074.9066 | 3936490.5099 | 3562262.2822
Scenario 1: Reference | PG&E | Com | WaterHeat | Com - Retail | Fuel Substitution | 210972.1802 | 274361.7942 | 342898.2693 | 399406.1226 | 512039.2018 | 434206.6879 | 568833.8248 | 723104.9268 | 941369.0553 | 1239283.9814 | 1613375.965 | 1996086.6619 | 2390935.0593
Scenario 1: Reference | PG&E | Com | WaterHeat | Com - School | Energy Efficiency | 1530201.5765 | 1767987.3123 | 1991477.6568 | 2170731.3717 | 2275226.2697 | 1152875.4725 | 975421.2331 | 738751.9054 | 484170.4321 | 248372.6496 | 52970.2424 | 27006.9472 | 29259.8834
Scenario 1: Reference | PG&E | Com | WaterHeat | Com - School | Fuel Substitution | 1507436.029 | 1951907.2996 | 2507976.3431 | 3201841.1907 | 3854631.8904 | 2731184.9005 | 3556043.2381 | 4485320.6032 | 5978250.4407 | 7979884.9915 | 10356718.5818 | 12780546.6729 | 15269808.968
Scenario 1: Reference | PG&E | Com | WaterHeat | Com - Warehouse | Energy Efficiency | 560719.7311 | 733973.7682 | 952214.0711 | 1221565.89 | 1548991.6003 | 1875399.1487 | 2285399.9806 | 2707364.4404 | 3073829.6721 | 3391727.2236 | 3570424.7616 | 3578317.6434 | 3405220.3038
Scenario 1: Reference | PG&E | Com | WaterHeat | Com - Warehouse | Fuel Substitution | 23187.8043 | 30381.2064 | 38655.1119 | 49951.9667 | 63976.2109 | 33798.0567 | 44604.4214 | 57066.5263 | 74533.8238 | 99077.6127 | 129708.9357 | 161272.9458 | 194022.1806
Scenario 1: Reference | PG&E | Com | WholeBlg | Com - College | Energy Efficiency | 234532.1551 | 241770.6264 | 248049.5386 | 254371.4958 | 262924.4312 | 277204.2478 | 292469.1283 | 307760.2308 | 322765.6184 | 343226.0591 | 358800.6915 | 369075.2751 | 387037.9606
Scenario 1: Reference | PG&E | Com | WholeBlg | Com - Grocery | Energy Efficiency | 1390557.5323 | 1431751.8593 | 1468215.6375 | 1502354.0465 | 1558143.8211 | 1665024.5087 | 1771642.2163 | 1931306.8685 | 2040860.438 | 2192109.5204 | 2307715.549 | 2378888.0711 | 2438783.2878
Scenario 1: Reference | PG&E | Com | WholeBlg | Com - Health | Energy Efficiency | 1701413.4036 | 1764860.6052 | 1822764.3199 | 1879030.5526 | 1960392.1307 | 2098778.983 | 2240250.471 | 2401830.9538 | 2546692.5616 | 2745319.052 | 2900201.4655 | 3006597.5155 | 3108186.3326
Scenario 1: Reference | PG&E | Com | WholeBlg | Com - Lodging | Energy Efficiency | 274207.0471 | 284226.2377 | 293471.256 | 302641.2221 | 315245.1372 | 335332.1714 | 356056.2392 | 375783.3606 | 397520.3478 | 426066.9352 | 449967.908 | 468058.357 | 485550.65
Scenario 1: Reference | PG&E | Com | WholeBlg | Com - Office (Large) | Energy Efficiency | 2330302.6529 | 2402240.4638 | 2464636.3568 | 2522319.312 | 2614082.5627 | 2786646.0854 | 2965700.4903 | 3073891.4992 | 3248448.408 | 3490869.0784 | 3677383.9844 | 3798992.8158 | 3936050.5589
Scenario 1: Reference | PG&E | Com | WholeBlg | Com - Office (Small) | Energy Efficiency | 412631.1838 | 425685.4071 | 437396.4004 | 448406.257 | 465658.675 | 497419.6223 | 529935.1259 | 576503.8628 | 609432.6515 | 654498.8164 | 689487.4075 | 712233.0204 | 735809.5722
Scenario 1: Reference | PG&E | Com | WholeBlg | Com - Other | Energy Efficiency | 1911503.3557 | 2060966.9764 | 2199578.2224 | 2321296.3169 | 2486741.8678 | 2751551.2506 | 3005415.9712 | 3169793.7252 | 3395821.4471 | 3685590.1246 | 3933689.7825 | 4122450.2444 | 4280155.9825
Scenario 1: Reference | PG&E | Com | WholeBlg | Com - Refrig. Warehouse | Energy Efficiency | 200946.5592 | 209377.8237 | 217345.3071 | 224917.9259 | 235914.077 | 254749.9913 | 273563.0333 | 308348.4386 | 328903.9093 | 355716.2167 | 377917.4438 | 392916.6381 | 400298.0785
Scenario 1: Reference | PG&E | Com | WholeBlg | Com - Restaurant | Energy Efficiency | 648861.1048 | 671562.5658 | 692612.5807 | 713212.8483 | 742552.4773 | 790571.6537 | 839049.8221 | 892617.4306 | 943274.4663 | 1012646.5182 | 1067216.552 | 1092536.5165 | 1282374.2627
Scenario 1: Reference | PG&E | Com | WholeBlg | Com - Retail | Energy Efficiency | 869266.9933 | 893690.9201 | 915595.7127 | 860179.931 | 1650762.9953 | 1025696.7983 | 1090814.9231 | 1169552.9898 | 1232533.3666 | 1318879.4034 | 1385458.3753 | 1428355.3499 | 1491419.2
Scenario 1: Reference | PG&E | Com | WholeBlg | Com - School | Energy Efficiency | 411741.9704 | 425949.2282 | 438992.8322 | 451922.225 | 468811.8547 | 495032.0358 | 522462.293 | 556588.7962 | 584814.6343 | 621797.0194 | 652636.5704 | 676103.7513 | 706797.941
Scenario 1: Reference | PG&E | Com | WholeBlg | Com - Warehouse | Energy Efficiency | 915813.9218 | 951260.6044 | 984093.1404 | 1015063.1398 | 1044768.7324 | 1125317.5927 | 1206494.0261 | 1371815.7523 | 1460502.4035 | 1577786.2783 | 1673188.97 | 1737184.1891 | 1780585.4369
Scenario 1: Reference | PG&E | Ind | WholeBlg | Ind - All Other Industrial | Energy Efficiency | 308854.2836 | 317135.7849 | 323125.2751 | 328587.8157 | 336487.1838 | 352276.9643 | 369437.8525 | 387026.4789 | 404433.502 | 423253.9578 | 442858.9968 | 459483.8126 | 477393.9396
Scenario 1: Reference | PG&E | Ind | WholeBlg | Ind - Chemicals | Energy Efficiency | 5728790.4564 | 6029910.1592 | 6332685.3201 | 6645293.3346 | 6982619.1196 | 7366491.0178 | 7770713.8 | 8192500.2019 | 8636438.2932 | 9109982.808 | 9610031.3478 | 10119546.7027 | 10659317.4391
Scenario 1: Reference | PG&E | Ind | WholeBlg | Ind - Electronics | Energy Efficiency | 1924335.5969 | 1964162.7981 | 1984573.1424 | 1998552.8251 | 2030434.569 | 2126206.1273 | 2231300.675 | 2336953.1001 | 2437911.4541 | 2546785.0542 | 2657482.2118 | 2737923.8021 | 2824206.0059
Scenario 1: Reference | PG&E | Ind | WholeBlg | Ind - Fabricated Metals | Energy Efficiency | 606693.625 | 631901.576 | 653891.2795 | 673139.634 | 695717.1217 | 730577.9218 | 767382.8321 | 805002.0463 | 842742.2484 | 883238.8363 | 925159.3672 | 962138.0227 | 1001160.8346
Scenario 1: Reference | PG&E | Ind | WholeBlg | Ind - Food | Energy Efficiency | 11160928.9025 | 11685271.7686 | 12204191.7177 | 12737019.0178 | 13314534.9195 | 13994471.466 | 14718690.0713 | 15476632.0153 | 16267921.8983 | 17111524.5015 | 17999945.5572 | 18896491.4749 | 19846198.4823
Scenario 1: Reference | PG&E | Ind | WholeBlg | Ind - Industrial Machinery | Energy Efficiency | 407108.4335 | 421811.4871 | 433553.0479 | 442343.0252 | 453439.5219 | 475534.854 | 499536.4093 | 523903.0151 | 547889.5497 | 573845.77 | 600430.1433 | 621870.7823 | 644496.2042
Scenario 1: Reference | PG&E | Ind | WholeBlg | Ind - Lumber & Furniture | Energy Efficiency | 292924.9796 | 298019.9083 | 300196.0654 | 301531.1301 | 305594.2814 | 318890.695 | 333265.769 | 347669.2273 | 361345.0812 | 376161.2189 | 391242.7568 | 401960.3742 | 413516.5457
Scenario 1: Reference | PG&E | Ind | WholeBlg | Ind - Paper | Energy Efficiency | 421571.1547 | 440804.1001 | 460148.9466 | 480568.2192 | 503135.9329 | 530513.2316 | 559893.2791 | 591253.5869 | 624547.2634 | 660943.1347 | 700069.3141 | 739811.0938 | 782462.5304
Scenario 1: Reference | PG&E | Ind | WholeBlg | Ind - Petroleum | Energy Efficiency | 15660077.3085 | 16439502.9592 | 17240577.9481 | 18079667.178 | 18973675.8711 | 19958437.645 | 20996227.2923 | 22082341.4138 | 23229646.5362 | 24449995.4128 | 25732342.8701 | 27049194.3423 | 28443652.5429
Scenario 1: Reference | PG&E | Ind | WholeBlg | Ind - Plastics | Energy Efficiency | 368371.0403 | 383402.916 | 395323.2692 | 406390.3403 | 421520.9952 | 448423.1461 | 476452.4375 | 503974.3845 | 531761.4171 | 562034.1414 | 593629.1217 | 620531.2687 | 649309.8741
Scenario 1: Reference | PG&E | Ind | WholeBlg | Ind - Primary Metals | Energy Efficiency | 639846.5778 | 670030.3299 | 699555.6471 | 729263.7178 | 761880.5074 | 802686.465 | 846450.0697 | 892223.2693 | 939544.9885 | 989977.6446 | 1042856.384 | 1094673.9369 | 1149569.8005
Scenario 1: Reference | PG&E | Ind | WholeBlg | Ind - Printing & Publishing | Energy Efficiency | 242270.3786 | 247990.027 | 251789.7785 | 255136.567 | 260404.0575 | 272287.9604 | 285205.6183 | 298343.9526 | 311246.5358 | 325202.3929 | 339537.2915 | 350981.2759 | 363267.6445
Scenario 1: Reference | PG&E | Ind | WholeBlg | Ind - Stone-Glass-Clay | Energy Efficiency | 4482065.2458 | 4751615.4607 | 5018236.1188 | 5291009.4758 | 5582659.7898 | 5906542.692 | 6245480.3602 | 6602235.5681 | 6977134.366 | 7377231.3782 | 7802222.4322 | 8241653.1584 | 8707450.9799
Scenario 1: Reference | PG&E | Ind | WholeBlg | Ind - Textiles | Energy Efficiency | 22043.6723 | 22695.6342 | 23231.92 | 23717.0331 | 24332.6653 | 25398.0168 | 26543.5173 | 27712.4494 | 28879.1124 | 30135.3865 | 31440.0189 | 32588.9293 | 33820.9005
Scenario 1: Reference | PG&E | Ind | WholeBlg | Ind - Transportation Equipment | Energy Efficiency | 593228.9426 | 612949.6356 | 631177.6332 | 647747.3356 | 667536.6315 | 699081.7686 | 733479.1741 | 768964.3858 | 804792.7147 | 843194.8702 | 882860.2574 | 918043.725 | 955196.3748
Scenario 1: Reference | PG&E | Res | AppPlug | Res - Multi Family | Energy Efficiency | 0 | 0 | 46239.8711 | 62822.6438 | 65918.2966 | 69234.6805 | 72422.1625 | 73650.6343 | 76739.4888 | 79947.9698 | 83610.9814 | 87550.6362 | 90317.6925
Scenario 1: Reference | PG&E | Res | AppPlug | Res - Multi Family | Fuel Substitution | 34.6496 | 39.5952 | 45.1102 | 51.2286 | 57.8858 | 0 | 0 | 0 | 0 | 0 | 0 | 0 | 0
Scenario 1: Reference | PG&E | Res | AppPlug | Res - Single Family | Energy Efficiency | 0 | 0 | 0 | 0 | 0 | 0 | 0 | 0 | 0 | 0 | 0 | 197143.7957 | 237478.217
Scenario 1: Reference | PG&E | Res | AppPlug | Res - Single Family | Fuel Substitution | 198.6979 | 226.7558 | 257.8666 | 292.3668 | 329.9812 | 0 | 0 | 0 | 0 | 0 | 0 | 0 | 0
Scenario 1: Reference | PG&E | Res | BROs | Income Qualified - Multi Family IQ | Energy Efficiency | 1925010.1581 | 2131990.5869 | 2332505.3919 | 2395934.5671 | 2413049.2415 | 2815219.7904 | 3068163.7585 | 3308919.6346 | 3574804.1631 | 3570692.8855 | 3864978.0549 | 3719606.2831 | 4001190.0617
Scenario 1: Reference | PG&E | Res | BROs | Income Qualified - Single Family IQ | Energy Efficiency | 7075722.268 | 7814736.2513 | 8519532.6361 | 8710741.4231 | 8727781.7418 | 10161305.6794 | 11049006.865 | 11877437.5868 | 12789563.2131 | 12706316.4419 | 13700167.8466 | 13276655.6147 | 14237199.448
Scenario 1: Reference | PG&E | Res | BROs | Res - Multi Family | Energy Efficiency | 19035785.855 | 20934720.2434 | 22768347.5405 | 23404596.5875 | 23646201.2882 | 27258507.3025 | 29589423.7973 | 31807402.4891 | 34249169.501 | 34351727.7303 | 37042575.8612 | 39979858.3778 | 43162855.6131
Scenario 1: Reference | PG&E | Res | BROs | Res - Single Family | Energy Efficiency | 4866331.1106 | 5370740.3555 | 5862147.7539 | 6037415.3672 | 6107872.8002 | 7074682.042 | 7695070.786 | 8291132.1781 | 8948659.7243 | 8984374.6053 | 9715854.0326 | 10514585.2768 | 11379947.1767
Scenario 1: Reference | PG&E | Res | BldgEnv | Res - Single Family | Energy Efficiency | 77391.4945 | 101931.9154 | 116112.8504 | 123233.1529 | 126601.6538 | 128058.2931 | 128375.7476 | 127679.6699 | 126771.6416 | 0 | 0 | 0 | 0
Scenario 1: Reference | PG&E | Res | HVAC | Res - Multi Family | Energy Efficiency | 195215.1526 | 224343.3938 | 459149.1013 | 279132.0053 | 305300.4708 | 330202.6842 | 352299.8171 | 346539.9328 | 365273.5176 | 383281.0623 | 404418.9635 | 514099.1639 | 504255.7208
Scenario 1: Reference | PG&E | Res | HVAC | Res - Multi Family | Fuel Substitution | 455.8205 | 684.9066 | 772.4776 | 868.7388 | 1040.6085 | 391.8762 | 425.417 | 456.3021 | 483.4488 | 517.8727 | 553.5687 | 581.395 | 604.1478
Scenario 1: Reference | PG&E | Res | HVAC | Res - Single Family | Energy Efficiency | 2344216.1853 | 2828116.06 | 4260455.5083 | 3443983.0026 | 3672824.5501 | 1532646.6224 | 1612646.3336 | 1684240.7986 | 755974.5754 | 612779.4604 | 645119.7536 | 1255138.6932 | 1295209.8128
Scenario 1: Reference | PG&E | Res | HVAC | Res - Single Family | Fuel Substitution | 17602.2399 | 20492.5042 | 25803.2789 | 29878.9418 | 34362.7566 | 4336.9176 | 4709.0535 | 5054.6688 | 282.0128 | 309.7547 | 335.4942 | 355.548 | 372.9235
Scenario 1: Reference | PG&E | Res | WaterHeat | Res - Multi Family | Energy Efficiency | 1100105.6943 | 1348583.3201 | 1526824.8628 | 1659634.2051 | 1778356.1325 | 938466.8456 | 972297.2857 | 939386.1609 | 965242.2813 | 991597.4452 | 1025715.7271 | 1066629.8382 | 1062261.88
Scenario 1: Reference | PG&E | Res | WaterHeat | Res - Multi Family | Fuel Substitution | 2084128.9149 | 2436434.6215 | 2852125.0251 | 3340519.5499 | 3872977.2333 | 71981.0216 | 86504.7385 | 100817.8962 | 113920.9194 | 129694.612 | 150396.3233 | 169671.8528 | 185337.1334
Scenario 1: Reference | PG&E | Res | WaterHeat | Res - Single Family | Energy Efficiency | 6054749.5636 | 7275005.6383 | 8289585.9799 | 9124036.7442 | 9860677.1093 | 3540747.2914 | 3639632.6993 | 3723203.0093 | 3784724.8157 | 3876783.7321 | 3996884.1615 | 4125635.8504 | 4261536.6486
Scenario 1: Reference | PG&E | Res | WaterHeat | Res - Single Family | Fuel Substitution | 147375.9775 | 221516.9953 | 299774.1194 | 387915.5748 | 488642.3182 | 513413.5201 | 615853.0814 | 716369.4589 | 808277.9137 | 907564.6413 | 1047690.4413 | 1182730.8682 | 1293806.5454
Scenario 1: Reference | PG&E | Res | WholeBlg | Res - Multi Family | Energy Efficiency | 0 | 0 | 15801.1965 | 17170.0905 | 17868.0872 | 18502.1336 | 4670345.7257 | 4623503.6596 | 4461713.0314 | 4312340.4053 | 4141752.6089 | 6621238.5721 | 6374042.5984
Scenario 1: Reference | PG&E | Res | WholeBlg | Res - Single Family | Energy Efficiency | 0 | 0 | 64405.8922 | 70076.0413 | 72028.5358 | 73744.5754 | 72467.9196 | 70127.3232 | 66466.2954 | 63527.5147 | 60180.6217 | 57404.4128 | 9180250.5207
Scenario 1: Reference | SCE | Ag | WholeBlg | Ag - Dairies, fishing, hunting | Energy Efficiency | 84136.0191 | 89156.9664 | 94300.2982 | 99723.0213 | 106460.8248 | 113982.1666 | 119330.0242 | 121819.6446 | 124166.7522 | 126522.2243 | 128466.004 | 128701.8184 | 129001.4676
Scenario 1: Reference | SCE | Ag | WholeBlg | Ag - Irrigated Agriculture, vineyards, forestry and greenhouses | Energy Efficiency | 202513.1823 | 224432.7649 | 246905.0231 | 270623.9237 | 298678.8915 | 329440.55 | 354460.2225 | 371774.8542 | 389155.4999 | 407030.122 | 423820.4975 | 435017.4848 | 446409.1681
Scenario 1: Reference | SCE | Ag | WholeBlg | Ag - Water pumping | Energy Efficiency | 1172026.9792 | 1233628.3655 | 1296829.1465 | 1363511.2592 | 1447584.1229 | 1542009.5959 | 1606672.241 | 1632165.3886 | 1655299.0616 | 1678124.168 | 1695289.1709 | 1689882.1049 | 1685318.0643
Scenario 1: Reference | SCE | Com | BROs | Com - Lodging | Energy Efficiency | 2949.0817 | 6374.3208 | 9678.5163 | 12625.8315 | 17797.5051 | 26851.2888 | 35934.2238 | 42891.4511 | 50702.2106 | 61490.0655 | 72619.3798 | 80866.477 | 88599.159
Scenario 1: Reference | SCE | Com | BROs | Com - Other | Energy Efficiency | 4738.7702 | 10199.1144 | 15428.2151 | 20044.5599 | 28140.1372 | 42285.8275 | 56416.7025 | 67105.4452 | 79051.2531 | 95522.3922 | 112409.5091 | 124765.0117 | 138332.7033
Scenario 1: Reference | SCE | Com | BROs | Com - Retail | Energy Efficiency | 9473.422 | 20325.5925 | 30683.1032 | 39707.3713 | 55533.1457 | 83144.3884 | 110530.0648 | 130998.6764 | 153724.1296 | 184983.3062 | 216686.7947 | 239451.5043 | 263631.5572
Scenario 1: Reference | SCE | Com | BldgEnv | Com - College | Energy Efficiency | 185.6284 | 208.7487 | 225.9703 | 235.7633 | 241.4663 | 240.7145 | 224.7476 | 195.6958 | 25.2017 | 0 | 0 | 0 | 0
Scenario 1: Reference | SCE | Com | BldgEnv | Com - Grocery | Energy Efficiency | 33.9197 | 37.5467 | 40.7862 | 44.3668 | 48.8965 | 53.5384 | 57.2533 | 60.6046 | 63.6705 | 0 | 0 | 0 | 0
Scenario 1: Reference | SCE | Com | BldgEnv | Com - Health | Energy Efficiency | 481.5375 | 458.2954 | 93.2916 | 88.9573 | 85.8453 | 81.8927 | 77.7703 | 74.6665 | 76.9384 | 0 | 0 | 0 | 0
Scenario 1: Reference | SCE | Com | BldgEnv | Com - Lodging | Energy Efficiency | 28.1153 | 36.1972 | 46.1458 | 58.5272 | 75.6635 | 98.3477 | 123.9392 | 150.9339 | 2.7505 | 0 | 0 | 0 | 0
Scenario 1: Reference | SCE | Com | BldgEnv | Com - Office (Large) | Energy Efficiency | 954.3651 | 1021.5671 | 1080.8609 | 1140.4307 | 1218.5482 | 1301.419 | 1358.7739 | 1397.0443 | 1420.3789 | 0 | 0 | 0 | 0
Scenario 1: Reference | SCE | Com | BldgEnv | Com - Office (Small) | Energy Efficiency | 35.6777 | 39.0515 | 42.3208 | 45.5411 | 2.9428 | 577.0529 | 51.2918 | 53.5572 | 55.6779 | 0 | 0 | 0 | 0
Scenario 1: Reference | SCE | Com | BldgEnv | Com - Other | Energy Efficiency | 894.0995 | 886.6974 | 844.2391 | 776.9491 | 706.3551 | 630.7052 | 547.491 | 514.1805 | 537.7073 | 0 | 0 | 0 | 0
Scenario 1: Reference | SCE | Com | BldgEnv | Com - Refrig. Warehouse | Energy Efficiency | 9.8324 | 1.0039 | 1.0788 | 1.129 | 1.2087 | 1.31 | 1.409 | 1.4805 | 1.5631 | 0 | 0 | 0 | 0
Scenario 1: Reference | SCE | Com | BldgEnv | Com - Restaurant | Energy Efficiency | 0 | 0 | 0 | 0 | 0 | 0 | 0 | 0 | 0 | 0 | 0 | 0 | 0
Scenario 1: Reference | SCE | Com | BldgEnv | Com - Retail | Energy Efficiency | 93.1828 | 101.6162 | 108.7859 | 116.4347 | 125.7253 | 134.3452 | 140.1105 | 144.2645 | 146.5653 | 0 | 0 | 0 | 0
Scenario 1: Reference | SCE | Com | BldgEnv | Com - School | Energy Efficiency | 52.9459 | 57.1466 | 61.3211 | 65.2108 | 69.2667 | 73.8913 | 77.0738 | 79.323 | 81.5716 | 0 | 0 | 0 | 0
Scenario 1: Reference | SCE | Com | BldgEnv | Com - Warehouse | Energy Efficiency | 300.2877 | 359.8647 | 420.6789 | 484.0252 | 558.7146 | 633.3976 | 683.5013 | 701.4045 | 148.502 | 0 | 0 | 0 | 0
Scenario 1: Reference | SCE | Com | ComRefrig | Com - College | Energy Efficiency | 886.0277 | 622.1166 | 395.5874 | 219.6378 | 92.6758 | 42.8839 | 6443.9808 | 8694.5143 | 8612.7413 | 8480.9782 | 8434.0149 | 8514.2239 | 8451.2922
Scenario 1: Reference | SCE | Com | ComRefrig | Com - Grocery | Energy Efficiency | 1254370.6794 | 734732.1211 | 327456.19 | 135735.7016 | 45129.7552 | 0 | 0 | 0 | 0 | 0 | 0 | 0 | 0
Scenario 1: Reference | SCE | Com | ComRefrig | Com - Health | Energy Efficiency | 0 | 0 | 0 | 0 | 0 | 0 | 42872.796 | 59991.8478 | 59107.2219 | 57675.1618 | 56615.8739 | 56217.4328 | 56111.1391
Scenario 1: Reference | SCE | Com | ComRefrig | Com - Refrig. Warehouse | Energy Efficiency | 2116.3009 | 1607.4245 | 1109.6323 | 689.5827 | 371.6595 | 143.2205 | 65.8454 | 15.6037 | 0 | 0 | 0 | 0 | 0
Scenario 1: Reference | SCE | Com | ComRefrig | Com - Restaurant | Energy Efficiency | 50516.4061 | 29482.5901 | 13098.1736 | 5200.8709 | 1663.9081 | 0 | 0 | 0 | 0 | 0 | 0 | 0 | 0
Scenario 1: Reference | SCE | Com | ComRefrig | Com - Retail | Energy Efficiency | 608306.0667 | 365114.057 | 173842.2979 | 68268.7864 | 25910.4558 | 0 | 0 | 0 | 0 | 0 | 0 | 0 | 0
Scenario 1: Reference | SCE | Com | ComRefrig | Com - School | Energy Efficiency | 159.9779 | 22.5052 | 0 | 0 | 0 | 0 | 0 | 0 | 0 | 0 | 0 | 0 | 0
Scenario 1: Reference | SCE | Com | FoodServ | Com - College | Energy Efficiency | 11677.5279 | 19518.7601 | 22980.303 | 25207.5136 | 27545.0133 | 30306.2527 | 32191.397 | 33102.8081 | 36946.6115 | 39019.8041 | 39813.0417 | 41869.3114 | 42386.0732
Scenario 1: Reference | SCE | Com | FoodServ | Com - College | Fuel Substitution | 2269.7419 | 2734.0124 | 3242.2992 | 3799.4528 | 4392.1576 | 5050.1623 | 5859.5428 | 6835.2577 | 7947.5572 | 9223.5751 | 10641.2835 | 12264.4807 | 14118.0986
Scenario 1: Reference | SCE | Com | FoodServ | Com - Grocery | Energy Efficiency | 51944.2061 | 113915.1338 | 139336.7922 | 150845.1757 | 169448.2194 | 184876.8072 | 193009.0429 | 198908.2324 | 229071.4799 | 249412.6482 | 255267.7868 | 259059.0354 | 262781.0905
Scenario 1: Reference | SCE | Com | FoodServ | Com - Grocery | Fuel Substitution | 23546.7383 | 28063.5884 | 32976.2225 | 38321.4846 | 43960.7068 | 50200.636 | 57660.3527 | 66464.0304 | 76625.5509 | 88256.5493 | 100964.8459 | 115475.5383 | 132441.6727
Scenario 1: Reference | SCE | Com | FoodServ | Com - Health | Energy Efficiency | 35797.9723 | 56043.737 | 66325.6883 | 70507.4776 | 77252.8838 | 82717.5491 | 87103.0503 | 88737.7789 | 94386.1883 | 96564.5532 | 96272.8047 | 98344.0596 | 101235.8584
Scenario 1: Reference | SCE | Com | FoodServ | Com - Health | Fuel Substitution | 6740.8625 | 8113.5566 | 9615.4638 | 11259.5289 | 13017.4873 | 14976.6012 | 17317.3473 | 20085.3564 | 23245.5381 | 26880.9734 | 30864.2191 | 35422.2904 | 40839.8928
Scenario 1: Reference | SCE | Com | FoodServ | Com - Lodging | Energy Efficiency | 30297.9041 | 94308.4981 | 125622.3279 | 135021.8968 | 147911.4806 | 159696.0676 | 166799.4153 | 171103.2797 | 176300.0867 | 179921.0309 | 182940.5074 | 184794.8629 | 186550.3141
Scenario 1: Reference | SCE | Com | FoodServ | Com - Lodging | Fuel Substitution | 6337.8044 | 7587.3282 | 8952.8735 | 10445.558 | 12040.0526 | 13804.3013 | 15908.4881 | 18395.1752 | 21246.5495 | 24511.2336 | 28077.9638 | 32210.2399 | 37036.5316
Scenario 1: Reference | SCE | Com | FoodServ | Com - Office (Large) | Energy Efficiency | 0 | 3720.8117 | 6838.9774 | 7171.6379 | 7604.5782 | 8057.3428 | 8363.1455 | 8561.7912 | 8714.8906 | 8818.4685 | 8979.0865 | 9065.6454 | 9158.3601
Scenario 1: Reference | SCE | Com | FoodServ | Com - Office (Small) | Energy Efficiency | 0 | 1036.7352 | 1625.2017 | 1721.8096 | 1042.5223 | 8528.5109 | 1982.0659 | 2044.1756 | 2102.4387 | 2150.3832 | 2208.5562 | 2251.5969 | 2293.85
Scenario 1: Reference | SCE | Com | FoodServ | Com - Other | Energy Efficiency | 50792.2288 | 286370.119 | 375956.8171 | 409092.1252 | 465189.9045 | 510187.3019 | 532938.3702 | 544758.3698 | 577264.1812 | 600520.9299 | 610294.0219 | 616241.9242 | 622574.4856
Scenario 1: Reference | SCE | Com | FoodServ | Com - Other | Fuel Substitution | 25339.5892 | 30430.899 | 35999.2277 | 42102.3985 | 48416.2249 | 55769.6988 | 64463.2469 | 74839.5354 | 86604.2957 | 99996.0459 | 114545.6043 | 131271.5949 | 150196.7739
Scenario 1: Reference | SCE | Com | FoodServ | Com - Restaurant | Energy Efficiency | 265785.4408 | 773125.0594 | 986838.1463 | 1066842.2737 | 1220162.7459 | 1340016.1153 | 1390857.2846 | 1421953.5449 | 1499237.9121 | 1551508.0346 | 1576925.9032 | 1591030.9962 | 1605708.3292
Scenario 1: Reference | SCE | Com | FoodServ | Com - Restaurant | Fuel Substitution | 104405.794 | 124668.5451 | 146788.0322 | 170939.1982 | 196547.3306 | 224794.7019 | 258557.871 | 298496.715 | 344088.3278 | 396229.4325 | 452941.7334 | 518130.883 | 593341.8701
Scenario 1: Reference | SCE | Com | FoodServ | Com - Retail | Energy Efficiency | 16389.2597 | 22171.5016 | 25747.4777 | 27665.1634 | 29936.2025 | 32121.421 | 33654.3259 | 34882.4826 | 35878.5028 | 36684.405 | 37631.389 | 38213.5055 | 38808.8466
Scenario 1: Reference | SCE | Com | FoodServ | Com - School | Energy Efficiency | 46129.3314 | 108483.148 | 141163.4114 | 150716.3741 | 161693.6423 | 171899.9426 | 176598.9752 | 178644.6865 | 183600.9922 | 187029.3544 | 188221.4629 | 188931.7204 | 188973.2343
Scenario 1: Reference | SCE | Com | FoodServ | Com - School | Fuel Substitution | 3806.3883 | 4573.302 | 5409.896 | 6324.1564 | 7306.7528 | 8427.3219 | 9779.2969 | 11399.9695 | 13270.1392 | 15413.2082 | 17779.5441 | 20509.552 | 23710.6724
Scenario 1: Reference | SCE | Com | HVAC | Com - College | Energy Efficiency | 40594.8859 | 44312.4664 | 48847.6734 | 53640.4228 | 57676.0533 | 63502.9841 | 68428.1925 | 71598.0103 | 74514.9141 | 76824.309 | 79549.5796 | 84623.2344 | 86786.8276
Scenario 1: Reference | SCE | Com | HVAC | Com - College | Fuel Substitution | 26788.0147 | 28638.1901 | 30247.6753 | 31665.9476 | 33022.4527 | 0 | 0 | 0 | 0 | 0 | 0 | 0 | 0
Scenario 1: Reference | SCE | Com | HVAC | Com - Grocery | Energy Efficiency | 103246.2247 | 166893.3253 | 195783.3885 | 220628.7266 | 248973.1715 | 280194.8037 | 308668.4855 | 334696.8481 | 358860.4234 | 384267.0925 | 412049.6101 | 437701.6877 | 463902.0674
Scenario 1: Reference | SCE | Com | HVAC | Com - Grocery | Fuel Substitution | 1464609.3201 | 1536445.3764 | 1597296.7337 | 1651595.1786 | 1698345.5201 | 69761.7648 | 71311.0659 | 71297.9467 | 70881.3965 | 70165.2405 | 69500.2147 | 68330.7504 | 67163.7979
Scenario 1: Reference | SCE | Com | HVAC | Com - Health | Energy Efficiency | 92678.5318 | 100683.4793 | 188084.4517 | 224455.5777 | 269159.721 | 301206.3966 | 327610.0924 | 347867.2466 | 183159.8588 | 144043.42 | 146035.299 | 149033.0935 | 152556.4395
Scenario 1: Reference | SCE | Com | HVAC | Com - Health | Fuel Substitution | 381638.6883 | 404521.4363 | 424303.124 | 441901.4094 | 458107.9846 | 57016.6991 | 58884.6183 | 59415.1082 | 59540.3535 | 59353.2666 | 59167.1667 | 58513.424 | 57811.8445
Scenario 1: Reference | SCE | Com | HVAC | Com - Lodging | Energy Efficiency | 131673.2615 | 149971.8055 | 168672.8407 | 229512.0724 | 281788.092 | 334821.5238 | 367885.0522 | 396846.7665 | 156996.0842 | 78060.856 | 80061.005 | 81518.3745 | 82932.6655
Scenario 1: Reference | SCE | Com | HVAC | Com - Lodging | Fuel Substitution | 223406.3381 | 253544.3294 | 265090.8718 | 275177.0414 | 288449.0108 | 24215.0155 | 24815.68 | 24861.1775 | 24715.8459 | 24499.4519 | 24296.2735 | 23909.1556 | 23519.6173
Scenario 1: Reference | SCE | Com | HVAC | Com - Office (Large) | Energy Efficiency | 31620.4767 | 33731.3407 | 35617.2385 | 37400.149 | 39541.338 | 41777.829 | 43244.7502 | 44149.3129 | 44803.0363 | 45296.386 | 45960.5257 | 46243.8276 | 46564.9684
Scenario 1: Reference | SCE | Com | HVAC | Com - Office (Large) | Fuel Substitution | 705.9997 | 728.2552 | 744.9832 | 758.0981 | 765.4817 | 0 | 0 | 0 | 0 | 0 | 0 | 0 | 0
Scenario 1: Reference | SCE | Com | HVAC | Com - Office (Small) | Energy Efficiency | 35104.5745 | 38660.2406 | 42147.081 | 45558.899 | 10783.4362 | 469382.6244 | 52470.4548 | 55047.1366 | 57462.0049 | 59636.2657 | 61920.7398 | 63717.8855 | 65468.6144
Scenario 1: Reference | SCE | Com | HVAC | Com - Office (Small) | Fuel Substitution | 7322.7249 | 7826.5978 | 8262.4987 | 8643.7062 | 8743.4099 | 0 | 0 | 0 | 0 | 0 | 0 | 0 | 0
Scenario 1: Reference | SCE | Com | HVAC | Com - Other | Energy Efficiency | 540313.6925 | 611274.3041 | 686017.5818 | 759821.687 | 842052.8743 | 931647.7499 | 1014796.9387 | 1078764.8913 | 1092984.7107 | 1156353.0424 | 1224116.0988 | 1282196.502 | 1342711.9428
Scenario 1: Reference | SCE | Com | HVAC | Com - Other | Fuel Substitution | 1256914.2902 | 1532484.0885 | 1607280.1138 | 1674666.2454 | 1773666.2713 | 296.2918 | 302.5772 | 302.5497 | 301.1925 | 298.8617 | 296.9614 | 293.0467 | 289.2312
Scenario 1: Reference | SCE | Com | HVAC | Com - Restaurant | Energy Efficiency | 22237.5109 | 24779.954 | 27363.1479 | 30006.002 | 33045.7323 | 35928.6296 | 38183.6053 | 40077.4706 | 41836.2047 | 43379.344 | 45016.3305 | 46205.337 | 47384.4412
Scenario 1: Reference | SCE | Com | HVAC | Com - Restaurant | Fuel Substitution | 34090.9956 | 36278.5854 | 38134.079 | 39725.0581 | 41229.7919 | 45.6068 | 46.4971 | 46.4173 | 46.1229 | 45.6726 | 45.2823 | 44.588 | 43.9095
Scenario 1: Reference | SCE | Com | HVAC | Com - Retail | Energy Efficiency | 297232.6282 | 343058.9362 | 486181.7915 | 599340.9334 | 687073.4506 | 775925.8791 | 857316.1164 | 935026.0743 | 318142.0613 | 127295.6662 | 131804.8046 | 134764.6505 | 137558.6364
Scenario 1: Reference | SCE | Com | HVAC | Com - Retail | Fuel Substitution | 90153.5348 | 95919.4673 | 100751.5713 | 104831.8564 | 108484.506 | 72580.0173 | 75005.8297 | 75586.5872 | 3834.8806 | 3799.3599 | 3761.6425 | 3688.6073 | 112.8197
Scenario 1: Reference | SCE | Com | HVAC | Com - School | Energy Efficiency | 46977.4989 | 51430.0065 | 55925.243 | 60153.5705 | 64511.5712 | 69504.2243 | 74601.7156 | 75907.4216 | 78730.8205 | 81453.293 | 84012.9731 | 86410.3449 | 88266.7169
Scenario 1: Reference | SCE | Com | HVAC | Com - School | Fuel Substitution | 15521.8423 | 16338.5293 | 17012.8286 | 17576.0265 | 37465.8889 | 0 | 0 | 0 | 0 | 0 | 0 | 0 | 0
Scenario 1: Reference | SCE | Com | HVAC | Com - Warehouse | Energy Efficiency | 2872.638 | 3148.8317 | 3406.7438 | 3668.5247 | 4040.8 | 4354.1911 | 4596.7215 | 4783.3323 | 4483.5022 | 4610.5619 | 4745.9499 | 4840.5501 | 4939.776
Scenario 1: Reference | SCE | Com | HVAC | Com - Warehouse | Fuel Substitution | 263946.6683 | 279107.0873 | 292405.962 | 304515.6432 | 315335.5449 | 29.586 | 30.3862 | 30.5238 | 0 | 0 | 0 | 0 | 0
Scenario 1: Reference | SCE | Com | Lighting | Com - College | Energy Efficiency | 0 | 17426.4367 | 25395.9432 | 28491.3865 | 31530.9564 | 34898.7583 | 37813.9722 | 40131.9208 | 42333.037 | 44249.3633 | 46442.513 | 49160.9207 | 51706.7276
Scenario 1: Reference | SCE | Com | Lighting | Com - Grocery | Energy Efficiency | 118344.0155 | 131276.913 | 143737.9476 | 156294.9182 | 170071.7948 | 183284.8773 | 193559.1129 | 202145.2097 | 210088.8897 | 216901.4587 | 224943.4781 | 231692.733 | 238146.6206
Scenario 1: Reference | SCE | Com | Lighting | Com - Health | Energy Efficiency | 129557.3866 | 143980.0136 | 158922.6678 | 172214.9225 | 187260.203 | 201358.3015 | 213453.3612 | 221984.4751 | 229907.532 | 235666.4127 | 242108.43 | 249973.7251 | 258347.9189
Scenario 1: Reference | SCE | Com | Lighting | Com - Lodging | Energy Efficiency | 0 | 0 | 0 | 0 | 0 | 0 | 0 | 0 | 0 | 0 | 0 | 0 | 0
Scenario 1: Reference | SCE | Com | Lighting | Com - Office (Large) | Energy Efficiency | 0 | 58827.8195 | 111586.4361 | 123184.2664 | 136033.0674 | 148768.0427 | 159051.8686 | 167709.4395 | 175328.7128 | 181900.182 | 189612.3227 | 196005.7332 | 202144.8315
Scenario 1: Reference | SCE | Com | Lighting | Com - Office (Small) | Energy Efficiency | 0 | 0 | 0 | 0 | 0 | 0 | 0 | 0 | 0 | 0 | 0 | 0 | 0
Scenario 1: Reference | SCE | Com | Lighting | Com - Other | Energy Efficiency | 0 | 0 | 0 | 0 | 0 | 0 | 0 | 0 | 0 | 0 | 0 | 0 | 0
Scenario 1: Reference | SCE | Com | Lighting | Com - Refrig. Warehouse | Energy Efficiency | 8544.2586 | 2784.2606 | 3046.2732 | 3284.7255 | 3550.3292 | 3816.8355 | 4035.5521 | 4202.2623 | 4368.0195 | 4515.6787 | 4679.5104 | 4833.5653 | 4979.4944
Scenario 1: Reference | SCE | Com | Lighting | Com - Restaurant | Energy Efficiency | 76089.6508 | 84684.6513 | 93318.8595 | 101975.1148 | 111343.0674 | 120079.9204 | 126939.041 | 132560.4072 | 137833.7734 | 142427.0672 | 147747.3916 | 152240.5312 | 156508.4859
Scenario 1: Reference | SCE | Com | Lighting | Com - Retail | Energy Efficiency | 479583.5523 | 531941.4968 | 582471.7308 | 633218.8402 | 688416.5846 | 741074.9805 | 782017.7867 | 815520.2102 | 845979.7998 | 872300.0833 | 903138.2646 | 928634.2888 | 953077.1786
Scenario 1: Reference | SCE | Com | Lighting | Com - School | Energy Efficiency | 0 | 0 | 0 | 0 | 0 | 0 | 0 | 0 | 0 | 0 | 0 | 0 | 0
Scenario 1: Reference | SCE | Com | Lighting | Com - Warehouse | Energy Efficiency | 9008.2856 | 10354.8831 | 11711.2782 | 13137.613 | 14739.416 | 35360.2812 | 42075.5286 | 44024.8259 | 10389.5475 | 0 | 0 | 0 | 0
Scenario 1: Reference | SCE | Com | WaterHeat | Com - College | Energy Efficiency | 351.416 | 448.1473 | 570.9577 | 724.8878 | 917.8479 | 1162.6415 | 1445.6205 | 1767.2376 | 2153.7003 | 2611.4569 | 3188.0045 | 3903.8691 | 4734.9629
Scenario 1: Reference | SCE | Com | WaterHeat | Com - College | Fuel Substitution | 1903963.9303 | 1967364.7353 | 2031335.9356 | 2099945.6397 | 2215827.8999 | 1328591.4741 | 1703178.351 | 2032947.2257 | 2321496.3368 | 2486151.6153 | 2603021.96 | 2665755.7568 | 2696762.5503
Scenario 1: Reference | SCE | Com | WaterHeat | Com - Grocery | Energy Efficiency | 1446.9199 | 1843.9632 | 2335.9559 | 2951.9159 | 3747.687 | 4730.8593 | 5861.8288 | 7176.4119 | 8758.0561 | 10641.6078 | 13013.357 | 15828.3131 | 19224.0849
Scenario 1: Reference | SCE | Com | WaterHeat | Com - Grocery | Fuel Substitution | 82315.55 | 84423.2622 | 86848.6814 | 89867.5576 | 93230.7425 | 0 | 0 | 0 | 0 | 0 | 0 | 0 | 0
Scenario 1: Reference | SCE | Com | WaterHeat | Com - Health | Energy Efficiency | 2285.3923 | 2926.2592 | 3737.8137 | 4726.6665 | 6013.7132 | 7598.9262 | 9459.5568 | 11576.1666 | 14126.4473 | 17122.9732 | 20856.4392 | 25439.1665 | 31029.7449
Scenario 1: Reference | SCE | Com | WaterHeat | Com - Health | Fuel Substitution | 4985314.4638 | 5158032.4546 | 5343513.2398 | 5547318.4058 | 5760106.8475 | 3311340.749 | 4281546.6027 | 5155419.9246 | 5956431.9824 | 6414480.986 | 6744077.9355 | 6931011.686 | 7035307.7601
Scenario 1: Reference | SCE | Com | WaterHeat | Com - Lodging | Energy Efficiency | 465.6815 | 597.491 | 763.192 | 969.1854 | 1235.9686 | 1567.8421 | 1953.5496 | 2400.781 | 2939.5172 | 3583.8733 | 4395.5626 | 5363.5435 | 6532.716
Scenario 1: Reference | SCE | Com | WaterHeat | Com - Lodging | Fuel Substitution | 4902840.6784 | 5065607.2193 | 5239079.5277 | 5473077.8119 | 5767632.4504 | 3326901.1783 | 4368946.5096 | 5273445.3791 | 6081586.0293 | 6560751.6332 | 6908828.5239 | 7106529.7999 | 7214216.567
Scenario 1: Reference | SCE | Com | WaterHeat | Com - Office (Large) | Energy Efficiency | 1264.6234 | 1622.8645 | 2066.2877 | 2618.2596 | 3331.6454 | 4214.6211 | 5224.5413 | 6388.275 | 7771.3822 | 9409.8899 | 11474.1313 | 13905.7292 | 16833.4497
Scenario 1: Reference | SCE | Com | WaterHeat | Com - Office (Large) | Fuel Substitution | 1225755.9637 | 1265770.6129 | 1325250.8708 | 1395086.0707 | 1484942.2834 | 975922.0044 | 1267816.5669 | 1524742.602 | 1779471.0762 | 1908070.353 | 1997833.7279 | 2042685.2099 | 2060480.2898
Scenario 1: Reference | SCE | Com | WaterHeat | Com - Office (Small) | Energy Efficiency | 279.7311 | 357.0186 | 453.4149 | 573.3031 | 493.596 | 2615.3219 | 1094.1981 | 1370.7456 | 1698.4407 | 2084.3947 | 2564.0345 | 3129.5277 | 3806.5913
Scenario 1: Reference | SCE | Com | WaterHeat | Com - Office (Small) | Fuel Substitution | 314104.5573 | 323848.4444 | 334722.8843 | 347106.1919 | 312591.7945 | 232001.032 | 298541.1802 | 356817.2224 | 400991.9112 | 429788.8209 | 450100.5864 | 460639.7078 | 465466.449
Scenario 1: Reference | SCE | Com | WaterHeat | Com - Other | Energy Efficiency | 18087.8202 | 23143.0192 | 29476.4576 | 37372.0079 | 47508.6147 | 60092.8243 | 74750.5209 | 91615.9921 | 111862.4444 | 136249.066 | 166947.8345 | 203508.9808 | 247783.5939
Scenario 1: Reference | SCE | Com | WaterHeat | Com - Other | Fuel Substitution | 24013550.0959 | 24802590.7294 | 25629491.9618 | 26527217.8136 | 27268725.1509 | 15789477.1657 | 20388794.0717 | 24503402.8688 | 28584043.6303 | 30734173.6258 | 32288360.9361 | 33146797.9445 | 33591072.3417
Scenario 1: Reference | SCE | Com | WaterHeat | Com - Refrig. Warehouse | Energy Efficiency | 240.1568 | 122.1947 | 157.9799 | 201.3927 | 257.0147 | 325.9816 | 405.8973 | 497.3772 | 608.0565 | 740.1295 | 905.0375 | 1102.45 | 1339.8146
Scenario 1: Reference | SCE | Com | WaterHeat | Com - Refrig. Warehouse | Fuel Substitution | 29689.1779 | 30646.6033 | 28608.6841 | 33093.4259 | 34896.093 | 19858.8546 | 25741.9929 | 31020.4522 | 35108.718 | 37842.3675 | 39797.5543 | 40879.2385 | 41447.1645
Scenario 1: Reference | SCE | Com | WaterHeat | Com - Restaurant | Energy Efficiency | 5379.4509 | 6903.9174 | 8814.2614 | 11204.8275 | 14288.5277 | 18075.0033 | 22432.7856 | 27475.7898 | 33545.5119 | 40774.5026 | 49857.9565 | 60616.1707 | 73575.4121
Scenario 1: Reference | SCE | Com | WaterHeat | Com - Restaurant | Fuel Substitution | 17770834.9021 | 18375091.5104 | 19200178.319 | 20367734.0621 | 21636801.9512 | 14834108.0579 | 19038963.5683 | 22752689.9625 | 25609416.9614 | 27520761.6671 | 28914520.5474 | 29697134.0047 | 30116602.0152
Scenario 1: Reference | SCE | Com | WaterHeat | Com - Retail | Energy Efficiency | 1095.3007 | 1397.2854 | 1771.5775 | 2239.4684 | 2865.5516 | 3612.025 | 4465.2323 | 5448.3538 | 6596.7526 | 7994.719 | 9748.1298 | 11816.7073 | 14299.9422
Scenario 1: Reference | SCE | Com | WaterHeat | Com - Retail | Fuel Substitution | 693917.5166 | 716624.7735 | 724301.8282 | 747629.3295 | 766610.1555 | 518880.1115 | 670200.7928 | 804978.7029 | 949145.4138 | 1019178.034 | 1069658.6065 | 1097168.005 | 1111018.4593
Scenario 1: Reference | SCE | Com | WaterHeat | Com - School | Energy Efficiency | 1174.1056 | 1509.7279 | 1928.6111 | 2447.4571 | 3107.5301 | 3925.9359 | 4859.7115 | 5933.4678 | 7226.0699 | 8767.7721 | 10694.2309 | 12991.3183 | 15735.8019
Scenario 1: Reference | SCE | Com | WaterHeat | Com - School | Fuel Substitution | 3304630.3986 | 3420604.7001 | 3603286.5012 | 3819690.4214 | 3879440.751 | 2409602.5284 | 3128784.6277 | 3752709.252 | 4434885.8204 | 4742880.885 | 4959312.5078 | 5069266.5201 | 5116235.765
Scenario 1: Reference | SCE | Com | WaterHeat | Com - Warehouse | Energy Efficiency | 222.5178 | 283.462 | 358.932 | 453.4819 | 575.8808 | 726.1215 | 898.374 | 1097.0313 | 1334.3851 | 1617.2164 | 1971.8863 | 2390.1364 | 2894.4598
Scenario 1: Reference | SCE | Com | WaterHeat | Com - Warehouse | Fuel Substitution | 73877.1391 | 76260.1617 | 77427.9684 | 80115.3173 | 82935.0883 | 41269.5403 | 53191.261 | 63850.6285 | 75031.446 | 80556.1613 | 84529.2801 | 86691.8396 | 87797.8608
Scenario 1: Reference | SCE | Com | WholeBlg | Com - College | Energy Efficiency | 353123.0945 | 379972.7023 | 409852.4472 | 442527.9053 | 483731.6908 | 530551.0118 | 571798.7048 | 598773.7236 | 626144.626 | 655061.9009 | 680363.5277 | 694894.2478 | 709244.6862
Scenario 1: Reference | SCE | Com | WholeBlg | Com - Grocery | Energy Efficiency | 1210794.3934 | 1303976.5091 | 1409300.8641 | 1522596.1945 | 1666594.6548 | 1829191.3356 | 1964971.7825 | 2054943.0448 | 2147640.943 | 2240657.2881 | 2327224.4038 | 2375648.4497 | 2360396.8667
Scenario 1: Reference | SCE | Com | WholeBlg | Com - Health | Energy Efficiency | 1154460.968 | 1247995.8035 | 1352070.6099 | 1465043.6832 | 1607566.125 | 1768136.0784 | 1909265.3372 | 2003067.8978 | 2098784.629 | 2197685.2034 | 2287823.5773 | 2340025.5569 | 2390350.7637
Scenario 1: Reference | SCE | Com | WholeBlg | Com - Lodging | Energy Efficiency | 546097.9357 | 588537.9556 | 635009.8836 | 686385.9288 | 751278.7318 | 824452.773 | 888415.0035 | 930507.7417 | 973215.8445 | 1017769.9488 | 1057936.8587 | 1080203.9155 | 1096920.2611
Scenario 1: Reference | SCE | Com | WholeBlg | Com - Office (Large) | Energy Efficiency | 2297641.1025 | 2455904.2866 | 2630657.5192 | 2817169.9558 | 3055448.9664 | 3322802.8954 | 3549982.7427 | 3684789.7664 | 3819299.0754 | 3957334.7652 | 4075429.9187 | 4125030.955 | 4224397.5289
Scenario 1: Reference | SCE | Com | WholeBlg | Com - Office (Small) | Energy Efficiency | 403358.4742 | 432299.6696 | 464600.0643 | 499301.2784 | 543454.1349 | 593049.2478 | 634973.7939 | 660952.4812 | 687207.1733 | 714537.4265 | 738150.3047 | 749479.7271 | 760096.477
Scenario 1: Reference | SCE | Com | WholeBlg | Com - Other | Energy Efficiency | 1755009.1199 | 1883358.5756 | 2024498.1178 | 2179389.7519 | 2375735.986 | 2596722.1185 | 2789621.6855 | 2911635.5204 | 3034736.7951 | 3162130.9683 | 3275218.3589 | 3333189.6989 | 3425313.4393
Scenario 1: Reference | SCE | Com | WholeBlg | Com - Refrig. Warehouse | Energy Efficiency | 135038.613 | 147385.3643 | 161202.0395 | 176660.8133 | 195897.8678 | 217271.4369 | 235477.2378 | 248606.1501 | 262292.1215 | 275948.1594 | 289295.157 | 297904.723 | 294811.7839
Scenario 1: Reference | SCE | Com | WholeBlg | Com - Restaurant | Energy Efficiency | 1142173.5084 | 1253167.471 | 1377958.8548 | 1517620.5512 | 1692321.7461 | 1887310.4906 | 2062660.3038 | 2202254.6213 | 2349478.6933 | 2502231.1423 | 2656507.7888 | 2778340.4994 | 2860242.3745
Scenario 1: Reference | SCE | Com | WholeBlg | Com - Retail | Energy Efficiency | 1861494.2856 | 2054400.7848 | 2266558.6326 | 2505351.38 | 2807421.4005 | 3150978.2774 | 3476971.0648 | 3759061.1597 | 4055876.6189 | 4373284.9129 | 4704891.2643 | 4997468.4594 | 5339070.6763
Scenario 1: Reference | SCE | Com | WholeBlg | Com - School | Energy Efficiency | 424255.6497 | 454538.6489 | 487813.549 | 524276.8897 | 570483.6591 | 622404.5715 | 667306.1981 | 695140.6568 | 722892.4211 | 751604.6525 | 776208.7018 | 787604.9911 | 804687.8458
Scenario 1: Reference | SCE | Com | WholeBlg | Com - Warehouse | Energy Efficiency | 811046.8773 | 887953.3278 | 972994.5533 | 1070918.6974 | 1196785.7221 | 1337932.1728 | 1467859.8626 | 1573154.1136 | 1682184.971 | 1799750.7202 | 1918282.7918 | 2014262.0354 | 2127372.9433
Scenario 1: Reference | SCE | Ind | WholeBlg | Ind - All Other Industrial | Energy Efficiency | 299695.8287 | 312349.6549 | 332115.3523 | 351922.9062 | 378129.2449 | 409426.0495 | 434552.6666 | 445484.073 | 455598.765 | 465107.5745 | 472610.5466 | 471370.2584 | 470640.2397
Scenario 1: Reference | SCE | Ind | WholeBlg | Ind - Chemicals | Energy Efficiency | 907459.9477 | 953785.2107 | 1022485.5205 | 1091778.4374 | 1181664.9537 | 1287643.8441 | 1374120.7431 | 1415049.0733 | 1453981.8123 | 1491111.8129 | 1521654.9308 | 1523438.5102 | 1526321.6263
Scenario 1: Reference | SCE | Ind | WholeBlg | Ind - Electronics | Energy Efficiency | 446134.4028 | 465945.1597 | 496733.5992 | 527836.2343 | 568756.2261 | 617724.6125 | 657715.3464 | 676423.1749 | 693947.4359 | 710519.3626 | 723952.0683 | 723857.6275 | 724426.357
Scenario 1: Reference | SCE | Ind | WholeBlg | Ind - Fabricated Metals | Energy Efficiency | 616457.9567 | 647604.3577 | 694712.1446 | 740489.2548 | 799287.538 | 868300.9473 | 924000.9123 | 949263.5179 | 972734.3705 | 994878.9993 | 1012371.7786 | 1010551.7723 | 1009299.0896
Scenario 1: Reference | SCE | Ind | WholeBlg | Ind - Food | Energy Efficiency | 1283216.2602 | 1333712.7888 | 1414767.4708 | 1495852.1516 | 1603810.1435 | 1733337.1038 | 1836832.4588 | 1879810.679 | 1919200.7374 | 1955750.0566 | 1983449.4259 | 1973965.9176 | 1966441.1415
Scenario 1: Reference | SCE | Ind | WholeBlg | Ind - Industrial Machinery | Energy Efficiency | 192825.8212 | 202705.4303 | 217686.78 | 232072.2621 | 250298.0504 | 271705.8117 | 289189.7909 | 297201.7753 | 304714.0123 | 311844.9023 | 317478.2699 | 317032.545 | 316750.1673
Scenario 1: Reference | SCE | Ind | WholeBlg | Ind - Lumber & Furniture | Energy Efficiency | 106224.8969 | 110652.9052 | 117659.257 | 124690.6065 | 134017.7083 | 145079.7614 | 153845.8203 | 157575.7725 | 161010.2438 | 164215.0623 | 166697.946 | 166060.635 | 165576.1835
Scenario 1: Reference | SCE | Ind | WholeBlg | Ind - Paper | Energy Efficiency | 415937.3348 | 425704.5726 | 445681.4158 | 466355.6521 | 495398.0054 | 530313.8921 | 557445.7372 | 566747.189 | 575809.6971 | 584877.9016 | 591940.4696 | 588365.5188 | 585739.2353
Scenario 1: Reference | SCE | Ind | WholeBlg | Ind - Petroleum | Energy Efficiency | 1592641.8532 | 1654858.5448 | 1755375.8613 | 1856406.0914 | 1990946.2946 | 2152402.9004 | 2281070.6877 | 2334996.1617 | 2384444.8908 | 2430169.1076 | 2464796.5609 | 2453346.0802 | 2444453.6589
Scenario 1: Reference | SCE | Ind | WholeBlg | Ind - Plastics | Energy Efficiency | 731275.9687 | 762284.1274 | 810987.2284 | 859931.4708 | 924584.6754 | 1001798.3106 | 1063603.9348 | 1090279.4982 | 1114971.0649 | 1137987.9666 | 1155853.8315 | 1152053.4248 | 1149352.7517
Scenario 1: Reference | SCE | Ind | WholeBlg | Ind - Primary Metals | Energy Efficiency | 346990.326 | 366148.6218 | 394928.3125 | 423854.7892 | 460480.436 | 503676.1179 | 540286.9101 | 559624.7474 | 578191.2791 | 596131.1018 | 611299.2163 | 614813.7628 | 618684.5156
Scenario 1: Reference | SCE | Ind | WholeBlg | Ind - Printing & Publishing | Energy Efficiency | 122851.4393 | 127690.8633 | 135499.3151 | 143336.6416 | 153724.3719 | 166089.4936 | 175950.2202 | 180049.3972 | 183870.6457 | 187455.4983 | 190186.1193 | 189335.252 | 188657.7054
Scenario 1: Reference | SCE | Ind | WholeBlg | Ind - Stone-Glass-Clay | Energy Efficiency | 622086.541 | 656945.1834 | 706505.3882 | 756065.2816 | 819773.48 | 894802.7831 | 956419.0884 | 987160.9956 | 1016096.3361 | 1043839.5903 | 1067273.0321 | 1070969.2234 | 1075451.1615
Scenario 1: Reference | SCE | Ind | WholeBlg | Ind - Textiles | Energy Efficiency | 87072.3843 | 90653.2101 | 96308.4461 | 101821.0296 | 109107.4147 | 117765.7647 | 124635.7524 | 127343.0858 | 129826.8118 | 132151.0687 | 133885.3752 | 133132.312 | 132531.0706
Scenario 1: Reference | SCE | Ind | WholeBlg | Ind - Transportation Equipment | Energy Efficiency | 733379.8075 | 767435.9454 | 824598.0748 | 878313.18 | 945929.1922 | 1025100.5139 | 1091221.5297 | 1122047.6223 | 1152134.7439 | 1181381.2782 | 1204683.3813 | 1204189.4162 | 1203608.3707
Scenario 1: Reference | SCE | Res | AppPlug | Res - Multi Family | Energy Efficiency | 0 | 0 | 0 | 0 | 0 | 0 | 0 | 0 | 0 | 0 | 0 | 0 | 0
Scenario 1: Reference | SCE | Res | AppPlug | Res - Multi Family | Fuel Substitution | 41612.7641 | 47785.4041 | 54677.7901 | 62383.4727 | 70843.6249 | 0 | 0 | 0 | 0 | 0 | 0 | 0 | 0
Scenario 1: Reference | SCE | Res | AppPlug | Res - Single Family | Energy Efficiency | 0 | 0 | 0 | 0 | 0 | 0 | 0 | 0 | 0 | 0 | 0 | 0 | 0
Scenario 1: Reference | SCE | Res | AppPlug | Res - Single Family | Fuel Substitution | 250751.4301 | 289944.6891 | 333833.3994 | 383133.6429 | 437466.6814 | 0 | 0 | 0 | 0 | 0 | 0 | 0 | 0
Scenario 1: Reference | SCE | Res | BROs | Income Qualified - Multi Family IQ | Energy Efficiency | 1282170.9457 | 1485208.5262 | 1698204.9614 | 1710330.191 | 1679392.9853 | 2174060.9104 | 2547808.3798 | 2708721.7657 | 2925704.1671 | 2898053.2066 | 3153770.9542 | 3375911.5107 | 3613508.7712
Scenario 1: Reference | SCE | Res | BROs | Income Qualified - Single Family IQ | Energy Efficiency | 4370304.5495 | 5028069.1813 | 5709608.7518 | 5730485.5691 | 5607546.8324 | 7235664.0034 | 8456441.4052 | 8963920.2604 | 9654067.6873 | 9528906.1978 | 10334142.4352 | 11025422.5112 | 11763667.7649
Scenario 1: Reference | SCE | Res | BROs | Res - Multi Family | Energy Efficiency | 9518327.4992 | 10953756.094 | 12441805.5853 | 12489117.492 | 12223025.0967 | 15774204.7174 | 18437936.5586 | 19547106.9219 | 21054938.798 | 20785329.2791 | 22545358.7251 | 24057213.3944 | 25671944.0172
Scenario 1: Reference | SCE | Res | BROs | Res - Single Family | Energy Efficiency | 2275771.2887 | 2636746.5765 | 3015581.526 | 3037425.5974 | 2982768.5295 | 3861688.324 | 4525867.5143 | 4812073.7813 | 5197918.3735 | 5149282.9352 | 5604149.8987 | 5999397.904 | 6422154.0919
Scenario 1: Reference | SCE | Res | BldgEnv | Res - Single Family | Energy Efficiency | 19489.7803 | 23802.8515 | 26881.518 | 28913.7401 | 31437.623 | 33484.0113 | 34899.7685 | 35953.628 | 2742.6107 | 0 | 0 | 0 | 0
Scenario 1: Reference | SCE | Res | HVAC | Res - Multi Family | Energy Efficiency | 451233.7826 | 476834.9768 | 445884.0187 | 376199.3135 | 334923.9 | 325402.4071 | 310922.8029 | 290973.8051 | 275852.7877 | 264802.3473 | 260452.9876 | 257735.3236 | 256606.191
Scenario 1: Reference | SCE | Res | HVAC | Res - Multi Family | Fuel Substitution | 337.9525 | 363.1205 | 385.2461 | 420.3399 | 531.8628 | 4.5563 | 4.9905 | 5.3115 | 5.5409 | 5.697 | 5.8246 | 5.9 | 5.9552
Scenario 1: Reference | SCE | Res | HVAC | Res - Single Family | Energy Efficiency | 3928287.7086 | 3961688.6776 | 3821014.4987 | 3465608.2648 | 3290061.6307 | 3393280.6752 | 3374480.2159 | 3290361.9819 | 856655.3244 | 315498.6712 | 239313.2914 | 173875.8305 | 123863.4812
Scenario 1: Reference | SCE | Res | HVAC | Res - Single Family | Fuel Substitution | 6295.8501 | 6914.9388 | 7454.8305 | 8542.125 | 9166.9802 | 95.0075 | 102.8639 | 105.8164 | 58.0451 | 59.7842 | 61.2123 | 62.0576 | 62.6706
Scenario 1: Reference | SCE | Res | WaterHeat | Res - Multi Family | Energy Efficiency | 96963.3189 | 107550.6357 | 119928.5858 | 131474.2128 | 144435.5098 | 157694.6956 | 170147.8818 | 181124.2797 | 192076.0358 | 202654.9074 | 214847.8489 | 230277.5444 | 247963.0544
Scenario 1: Reference | SCE | Res | WaterHeat | Res - Multi Family | Fuel Substitution | 30912937.7875 | 32906827.036 | 35258566.577 | 38074695.6692 | 40872037.8526 | 914461.4392 | 1137019.6459 | 1355014.9268 | 1523052.5258 | 1637785.271 | 1724442.6633 | 1776927.22 | 1810121.5689
Scenario 1: Reference | SCE | Res | WaterHeat | Res - Single Family | Energy Efficiency | 84469.1617 | 100474.4959 | 114380.6754 | 126202.0702 | 140231.489 | 154908.4834 | 167483.5397 | 178421.2162 | 174282.9681 | 182578.4784 | 194385.192 | 206781.7775 | 219371.2994
Scenario 1: Reference | SCE | Res | WaterHeat | Res - Single Family | Fuel Substitution | 18902932.3504 | 19417217.2752 | 19868661.6983 | 20546999.3982 | 21435851.8373 | 6573634.1352 | 8093718.9906 | 9616098.3972 | 10783238.0825 | 11578030.8057 | 12180321.7206 | 12546409.5374 | 12780147.5725
Scenario 1: Reference | SCE | Res | WholeBlg | Res - Multi Family | Energy Efficiency | 0 | 0 | 0 | 0 | 190073.6615 | 185237.8654 | 178151.4345 | 168994.0945 | 159390.5836 | 148989.4002 | 141546.1526 | 135737.817 | 129703.7712
Scenario 1: Reference | SCE | Res | WholeBlg | Res - Single Family | Energy Efficiency | 0 | 0 | 654857.254 | 692195.4518 | 709124.4351 | 695809.1293 | 660916.7933 | 617119.9902 | 575466.1475 | 533501.0635 | 500451.5618 | 472854.4606 | 445532.2005
Scenario 1: Reference | SCG | Ag | WholeBlg | Ag - Dairies, fishing, hunting | Energy Efficiency | 68121.0337 | 71685.3972 | 75449.0851 | 79431.9691 | 83650.4185 | 88121.8289 | 92865.132 | 97900.1944 | 103246.6342 | 108926.208 | 114961.7097 | 121379.0193 | 128206.0078
Scenario 1: Reference | SCG | Ag | WholeBlg | Ag - Irrigated Agriculture, vineyards, forestry and greenhouses | Energy Efficiency | 292236.4178 | 307527.39 | 323673.4553 | 340759.8632 | 358856.8366 | 378039.0025 | 398387.5763 | 419987.786 | 442923.7916 | 467288.9287 | 493180.9812 | 520710.974 | 549998.4727
Scenario 1: Reference | SCG | Ag | WholeBlg | Ag - Water pumping | Energy Efficiency | 95979.6928 | 101001.7322 | 106304.6113 | 111916.3286 | 117859.9477 | 124159.9784 | 130843.0943 | 137937.2871 | 145470.1976 | 153472.4801 | 161976.2499 | 171017.9712 | 180636.9132
Scenario 1: Reference | SCG | Com | AppPlug | Com - College | Energy Efficiency | 0 | 0 | 0 | 0 | 0 | 0 | 0 | 0 | 0 | 0 | 0 | 0 | 34047.5332
Scenario 1: Reference | SCG | Com | AppPlug | Com - Health | Energy Efficiency | 6423588.765 | 7590964.2467 | 8800768.1312 | 9660236.0718 | 10622662.7242 | 11539004.1339 | 12522131.9605 | 13337886.4576 | 14053097.3658 | 14546205.5572 | 14866096.7 | 15313068.9834 | 15679503.8281
Scenario 1: Reference | SCG | Com | AppPlug | Com - Lodging | Energy Efficiency | 5258640.3719 | 6171741.2399 | 7168815.5983 | 7776388.0336 | 8437323.9387 | 9117700.071 | 9794239.6592 | 10445386.046 | 11030677.3788 | 11549069.3031 | 12018791.3536 | 12410477.5131 | 12729665.1208
Scenario 1: Reference | SCG | Com | AppPlug | Com - Other | Energy Efficiency | 16331.1933 | 19916.7887 | 24011.0227 | 106795.4458 | 77661.0404 | 147369.9511 | 109892.666 | 107866.7074 | 104983.1541 | 102477.3534 | 100704.2081 | 99750.6858 | 100192.2946
Scenario 1: Reference | SCG | Com | BldgEnv | Com - College | Energy Efficiency | 43069.3575 | 45129.3819 | 45750.6539 | 44619.6793 | 41818.1509 | 37808.0422 | 32902.3639 | 27458.6196 | 21940.1686 | 16610.4348 | 11743.0483 | 7651.4724 | 7368.4181
Scenario 1: Reference | SCG | Com | BldgEnv | Com - Grocery | Energy Efficiency | 34145.9942 | 24023.5349 | 13058.7306 | 5345.4678 | 5939.0812 | 6581.3115 | 7229.8868 | 7962.1498 | 8696.1416 | 9435.7421 | 10246.4794 | 11069.5377 | 11950.3708
Scenario 1: Reference | SCG | Com | BldgEnv | Com - Health | Energy Efficiency | 43257.5317 | 40962.3467 | 36897.1073 | 31301.1332 | 25060.937 | 18539.9461 | 12415.5943 | 8821.6606 | 9525.3659 | 10066.6391 | 10560.4398 | 11604.6156 | 12812.0739
Scenario 1: Reference | SCG | Com | BldgEnv | Com - Lodging | Energy Efficiency | 680.9039 | 867.7196 | 1103.5464 | 2421.923 | 3068.2427 | 3876.8117 | 4883.3755 | 6128.847 | 7658.0636 | 9518.2609 | 11755.0108 | 14405.9787 | 17492.3295
Scenario 1: Reference | SCG | Com | BldgEnv | Com - Office (Large) | Energy Efficiency | 17449.8311 | 19017.7719 | 20535.855 | 22148.0965 | 23944.8971 | 25841.9228 | 27668.0395 | 29564.8832 | 31280.1794 | 32962.6971 | 34823.0385 | 36615.367 | 38533.1888
Scenario 1: Reference | SCG | Com | BldgEnv | Com - Office (Small) | Energy Efficiency | 9487.8083 | 7183.6835 | 4755.9804 | 3394.8903 | 210.5967 | 36338.7541 | 4100.9973 | 4450.0436 | 4809.7919 | 5178.0443 | 5569.2444 | 5972.1951 | 6399.7301
Scenario 1: Reference | SCG | Com | BldgEnv | Com - Other | Energy Efficiency | 101362.3938 | 96031.3608 | 86595.9491 | 124415.3747 | 81566.5672 | 84848.6481 | 39879.6754 | 23000.8978 | 25071.8876 | 27380.2494 | 29868.0132 | 32439.4524 | 35253.8681
Scenario 1: Reference | SCG | Com | BldgEnv | Com - Refrig. Warehouse | Energy Efficiency | 5387.1065 | 553.2594 | 867.4047 | 7663.2733 | 2983.5535 | 3535.9841 | 4156.3653 | 4822.7816 | 5529.9039 | 6240.2235 | 6914.0417 | 7525.4437 | 8016.3705
Scenario 1: Reference | SCG | Com | BldgEnv | Com - Restaurant | Energy Efficiency | 5750.2069 | 6451.0748 | 7208.0307 | 8033.8605 | 8948.7288 | 9846.445 | 10759.0178 | 11763.0999 | 12813.9874 | 13892.4702 | 15053.104 | 16249.3317 | 17537.0477
Scenario 1: Reference | SCG | Com | BldgEnv | Com - Retail | Energy Efficiency | 329889.2501 | 296055.5193 | 248092.1864 | 35497.7561 | 123609.1743 | 146321.4474 | 48082.0827 | 52903.9617 | 57713.799 | 62695.4973 | 68100.4399 | 73611.4912 | 79535.3758
Scenario 1: Reference | SCG | Com | BldgEnv | Com - School | Energy Efficiency | 3828.3442 | 4203.1788 | 4607.7369 | 5019.5436 | 5378.4396 | 5813.9388 | 6215.101 | 6632.5179 | 7087.9218 | 7585.9118 | 8080.0116 | 8645.0262 | 9189.7065
Scenario 1: Reference | SCG | Com | BldgEnv | Com - Warehouse | Energy Efficiency | 46171.4679 | 55439.638 | 65337.4818 | 126258.3419 | 143564.0677 | 159511.452 | 172874.7644 | 182638.606 | 187722.8157 | 187739.0981 | 182743.0287 | 173145.2636 | 160103.3335
Scenario 1: Reference | SCG | Com | FoodServ | Com - College | Energy Efficiency | 219379.8986 | 242027.68 | 266591.5482 | 292460.2317 | 317273.6169 | 344998.4536 | 387982.4668 | 421674.2313 | 452404.4641 | 483241.1434 | 515986.2214 | 555892.8014 | 591562.239
Scenario 1: Reference | SCG | Com | FoodServ | Com - Grocery | Energy Efficiency | 1691922.0357 | 1880502.8668 | 2071221.6522 | 2273023.4197 | 2485848.2697 | 2706891.2861 | 3268978.0179 | 3696837.5849 | 4009564.5639 | 4333254.3685 | 4679484.4107 | 5039751.4558 | 5412946.0208
Scenario 1: Reference | SCG | Com | FoodServ | Com - Health | Energy Efficiency | 585636.0933 | 652380.2306 | 723838.8518 | 790792.8635 | 864963.9846 | 938724.2955 | 1094353.7657 | 1210172.5907 | 1305963.6967 | 1397592.9761 | 1490435.6075 | 1609273.3567 | 1733644.9484
Scenario 1: Reference | SCG | Com | FoodServ | Com - Lodging | Energy Efficiency | 513597.3502 | 571310.8058 | 632092.9056 | 694148.2003 | 760382.0965 | 829927.1036 | 986872.5253 | 1112754.2193 | 1207149.099 | 1305057.0846 | 1409353.1744 | 1517599.2752 | 1628816.7482
Scenario 1: Reference | SCG | Com | FoodServ | Com - Other | Energy Efficiency | 2613480.7478 | 2930425.5903 | 3262560.9476 | 3608297.5496 | 2884037.2139 | 5495457.6875 | 4850458.7666 | 5326933.7064 | 5777536.5034 | 6260909.2782 | 6775430.4564 | 7310922.7165 | 7880968.8804
Scenario 1: Reference | SCG | Com | FoodServ | Com - Restaurant | Energy Efficiency | 8049743.7395 | 9003226.4357 | 10003160.9818 | 11064830.4028 | 12196706.57 | 13351684.7629 | 15853167.9875 | 17904296.4433 | 19511731.351 | 21189568.5219 | 22979014.0393 | 24850224.6678 | 26818540.5927
Scenario 1: Reference | SCG | Com | FoodServ | Com - Retail | Energy Efficiency | 3981.7658 | 4654.0425 | 5361.5006 | 6181.2701 | 0 | 17244.6492 | 9260.661 | 10538.6429 | 11879.1863 | 13322.0901 | 14926.3455 | 16625.8582 | 18492.6615
Scenario 1: Reference | SCG | Com | FoodServ | Com - School | Energy Efficiency | 618215.6601 | 679737.0896 | 744193.3472 | 810248.5668 | 873670.3461 | 942369.7521 | 1039449.6693 | 1128326.6764 | 1208262.8357 | 1293384.5005 | 1380791.822 | 1475504.8438 | 1569233.325
Scenario 1: Reference | SCG | Com | HVAC | Com - College | Energy Efficiency | 156855.5732 | 162836.5491 | 171321.8737 | 181107.0499 | 235193.3407 | 141369.3635 | 153747.2515 | 163935.1297 | 174534.5537 | 172881.8338 | 195457.331 | 215294.1053 | 228300.6291
Scenario 1: Reference | SCG | Com | HVAC | Com - Grocery | Energy Efficiency | 88091.4217 | 95079.2247 | 101384.4098 | 108649.2002 | 116784.5643 | 125590.7702 | 134246.7229 | 144302.0905 | 154191.834 | 164056.2641 | 175115.1983 | 186323.9233 | 198509.1925
Scenario 1: Reference | SCG | Com | HVAC | Com - Health | Energy Efficiency | 1210691.079 | 1303062.6547 | 1383996.3684 | 1431225.9866 | 1466060.5284 | 1342975.9907 | 1335445.1498 | 1299087.2469 | 1248380.0787 | 1178292.0455 | 1100625.8225 | 1051861.3417 | 1013556.2607
Scenario 1: Reference | SCG | Com | HVAC | Com - Lodging | Energy Efficiency | 613806.5449 | 653603.6446 | 684333.146 | 702278.3898 | 709430.5587 | 650663.4356 | 633253.6702 | 607013.1497 | 251020.1704 | 265083.9049 | 280654.6163 | 296843.3864 | 314041.9645
Scenario 1: Reference | SCG | Com | HVAC | Com - Office (Large) | Energy Efficiency | 828242.5912 | 844378.4015 | 859018.6355 | 876482.74 | 898979.1902 | 1635.4133 | 1700.6564 | 1771.1449 | 1831.3573 | 1891.1205 | 1962.9926 | 2032.263 | 2110.2766
Scenario 1: Reference | SCG | Com | HVAC | Com - Office (Small) | Energy Efficiency | 392055.1013 | 405335.1703 | 418554.4924 | 432731.7911 | 202847.7688 | 644004.8714 | 67085.4972 | 70956.4908 | 74982.1661 | 79131.6386 | 83636.654 | 88321.1837 | 93381.6395
Scenario 1: Reference | SCG | Com | HVAC | Com - Other | Energy Efficiency | 1596081.9304 | 1718656.3331 | 1852028.4857 | 1991308.0949 | 93215.9945 | 4453152.1228 | 2478414.8133 | 2659240.0959 | 2834172.8328 | 3034648.5287 | 3253363.7588 | 3479637.7237 | 3731230.5672
Scenario 1: Reference | SCG | Com | HVAC | Com - Restaurant | Energy Efficiency | 5611850.1404 | 5894750.6376 | 6133017.2898 | 6352036.6961 | 6573852.304 | 6782295.5991 | 6995164.854 | 7237241.3846 | 7500262.2772 | 7782251.0956 | 8097574.4787 | 8437411.3756 | 8814950.7912
Scenario 1: Reference | SCG | Com | HVAC | Com - Retail | Energy Efficiency | 233540.0362 | 244849.3917 | 255397.5511 | 267547.87 | 101931.7265 | 262600.5011 | 132580.1997 | 142172.4469 | 151578.699 | 161348.9142 | 172159.1196 | 183189.8355 | 195234.5696
Scenario 1: Reference | SCG | Com | HVAC | Com - School | Energy Efficiency | 853859.8074 | 884052.5786 | 918918.3928 | 954493.5241 | 981587.2707 | 675698.7928 | 701747.8569 | 730061.3616 | 763025.6751 | 800924.5661 | 838546.3872 | 883976.7968 | 927411.934
Scenario 1: Reference | SCG | Com | HVAC | Com - Warehouse | Energy Efficiency | 39.1757 | 43.6502 | 47.6204 | 52.5169 | 58.5727 | 64.641 | 70.5816 | 77.2068 | 83.5873 | 90.385 | 97.8163 | 105.1962 | 113.6854
Scenario 1: Reference | SCG | Com | WaterHeat | Com - College | Energy Efficiency | 647730.0044 | 663867.3921 | 693896.9161 | 732351.2783 | 760701.9833 | 3100.4576 | 2072.8659 | 1641.3338 | 1197.6842 | 1270.6297 | 1349.3998 | 1441.1014 | 1531.6478
Scenario 1: Reference | SCG | Com | WaterHeat | Com - Grocery | Energy Efficiency | 313228.7356 | 171030.7808 | 86899.8279 | 88457.1451 | 93247.7708 | 24630.9317 | 26178.1805 | 27861.6106 | 29633.069 | 31502.16 | 33518.7162 | 35655.801 | 37950.188
Scenario 1: Reference | SCG | Com | WaterHeat | Com - Health | Energy Efficiency | 2735013.9428 | 6726346.1101 | 5376108.0861 | 4282461.171 | 3545274.0807 | 965065.0799 | 535757.915 | 224933.1369 | 4305.0098 | 4564.3296 | 4835.6325 | 5165.6661 | 5527.1405
Scenario 1: Reference | SCG | Com | WaterHeat | Com - Lodging | Energy Efficiency | 7472590.8918 | 7473985.8713 | 7505212.457 | 7582758.4148 | 7771194.2641 | 77628.5159 | 3233.5821 | 3444.5791 | 3665.8551 | 3900.1123 | 4152.3051 | 4421.0314 | 4708.4777
Scenario 1: Reference | SCG | Com | WaterHeat | Com - Office (Large) | Energy Efficiency | 1388523.4903 | 1427825.2304 | 1465180.4894 | 1509493.4268 | 1564190.826 | 0 | 0 | 0 | 0 | 0 | 0 | 0 | 0
Scenario 1: Reference | SCG | Com | WaterHeat | Com - Office (Small) | Energy Efficiency | 82970.5914 | 86585.4038 | 90383.2057 | 94520.7192 | 55680.8114 | 0 | 0 | 0 | 0 | 0 | 0 | 0 | 0
Scenario 1: Reference | SCG | Com | WaterHeat | Com - Other | Energy Efficiency | 5876300.2807 | 6100944.0682 | 6406392.1059 | 6735605.0087 | 4668754.9665 | 89586.7702 | 82800.9841 | 87364.7082 | 93041.7674 | 99199.4179 | 105823.5003 | 112880.273 | 120509.1311
Scenario 1: Reference | SCG | Com | WaterHeat | Com - Refrig. Warehouse | Energy Efficiency | 55290.7208 | 9024.6057 | 6846.8621 | 34963.1464 | 9679.1777 | 0 | 0 | 0 | 0 | 0 | 0 | 0 | 0
Scenario 1: Reference | SCG | Com | WaterHeat | Com - Restaurant | Energy Efficiency | 5065820.3771 | 5329834.478 | 5564125.4266 | 5816693.6967 | 6099168.5604 | 131366.8928 | 139893.8985 | 149122.3239 | 158967.4191 | 169425.4695 | 180686.4375 | 192684.3352 | 205612.4378
Scenario 1: Reference | SCG | Com | WaterHeat | Com - Retail | Energy Efficiency | 337813.7519 | 208384.1001 | 212186.938 | 211248.5228 | 147891.9207 | 2024.1006 | 0 | 0 | 0 | 0 | 0 | 0 | 0
Scenario 1: Reference | SCG | Com | WaterHeat | Com - School | Energy Efficiency | 1495694.8408 | 1542966.5943 | 1592297.2935 | 1646480.2496 | 1695814.6271 | 16324.903 | 17223.9909 | 18184.5409 | 19224.2556 | 20350.3722 | 21538.508 | 22839.3315 | 24203.8647
Scenario 1: Reference | SCG | Com | WaterHeat | Com - Warehouse | Energy Efficiency | 377209.8034 | 112830.2219 | 72083.7825 | 69115.3815 | 68200.7516 | 3696.5553 | 1180.2125 | 0 | 0 | 0 | 0 | 0 | 0
Scenario 1: Reference | SCG | Com | WholeBlg | Com - College | Energy Efficiency | 104187.5109 | 109619.6311 | 115028.662 | 121029.8485 | 127427.907 | 134402.1238 | 141940.1574 | 149627.9629 | 157761.3201 | 166603.785 | 175404.5985 | 184291.17 | 194450.0638
Scenario 1: Reference | SCG | Com | WholeBlg | Com - Grocery | Energy Efficiency | 39185.5603 | 41769.8774 | 44416.3199 | 47356.4876 | 50536.4231 | 53729.821 | 57152.2275 | 60779.4159 | 64668.1424 | 68636.071 | 72844.1249 | 77125.3977 | 81637.7145
Scenario 1: Reference | SCG | Com | WholeBlg | Com - Health | Energy Efficiency | 143863.9648 | 153858.4412 | 164136.789 | 175535.6252 | 187886.4115 | 200542.5152 | 214197.7297 | 228568.5625 | 243981.2197 | 259814.1171 | 276620.7329 | 293733.0463 | 310629.3452
Scenario 1: Reference | SCG | Com | WholeBlg | Com - Lodging | Energy Efficiency | 70416.1854 | 75168.6778 | 80041.5712 | 85446.5044 | 91301.5322 | 97278.9793 | 103704.8491 | 110500.8158 | 117802.6419 | 125395.3144 | 133375.7543 | 141528.0955 | 149721.7382
Scenario 1: Reference | SCG | Com | WholeBlg | Com - Office (Large) | Energy Efficiency | 225452.9796 | 238467.59 | 251480.5774 | 265827.7363 | 281250.0421 | 297538.9777 | 315355.1831 | 333688.9558 | 353097.6773 | 375253.1164 | 396320.8988 | 417575.1715 | 440371.0801
Scenario 1: Reference | SCG | Com | WholeBlg | Com - Office (Small) | Energy Efficiency | 26845.819 | 28556.4198 | 30306.3036 | 32251.1931 | 34351.033 | 36437.5591 | 38662.135 | 41017.6276 | 43541.6806 | 46208.6429 | 48932.9213 | 51701.8719 | 54716.0366
Scenario 1: Reference | SCG | Com | WholeBlg | Com - Other | Energy Efficiency | 468970.007 | 500591.753 | 533161.8609 | 569426.3232 | 608706.0724 | 648517.3631 | 691479.2722 | 736932.7909 | 785765.2833 | 836165.5752 | 889487.511 | 943943.8941 | 998657.0083
Scenario 1: Reference | SCG | Com | WholeBlg | Com - Refrig. Warehouse | Energy Efficiency | 9093.4595 | 9746.5184 | 10423.7779 | 11177.4929 | 11994.8754 | 12806.319 | 13674.2833 | 14600.7868 | 15598.927 | 16606.1232 | 17691.8078 | 18802.2446 | 19913.6186
Scenario 1: Reference | SCG | Com | WholeBlg | Com - Restaurant | Energy Efficiency | 199452.0522 | 213838.117 | 228737.8673 | 245320.9 | 263335.7696 | 281341.1425 | 300619.927 | 321202.6292 | 343379.8806 | 365937.4676 | 390129.3293 | 414901.9635 | 439357.8646
Scenario 1: Reference | SCG | Com | WholeBlg | Com - Retail | Energy Efficiency | 54042.9135 | 57706.6857 | 61474.8785 | 65666.7493 | 70209.6138 | 74759.4311 | 79629.7648 | 84811.4555 | 90379.6918 | 96105.6664 | 102151.1729 | 108319.5231 | 436333.0737
Scenario 1: Reference | SCG | Com | WholeBlg | Com - School | Energy Efficiency | 86667.4419 | 91572.2784 | 96521.1221 | 102010.5677 | 107883.6198 | 113963.1216 | 120409.3552 | 127110.6021 | 134228.9377 | 141782.398 | 149429.7364 | 157125.7043 | 166164.0568
Scenario 1: Reference | SCG | Com | WholeBlg | Com - Warehouse | Energy Efficiency | 177464.5585 | 189532.313 | 201973.6834 | 215843.5598 | 230897.9243 | 245824.6745 | 261792.1867 | 278818.7742 | 297145.2981 | 315737.7057 | 335611.442 | 355888.3694 | 376911.0804
Scenario 1: Reference | SCG | Ind | WholeBlg | Ind - All Other Industrial | Energy Efficiency | 420205.5247 | 445058.3853 | 470718.8085 | 497702.384 | 526217.1397 | 555972.8892 | 587384.1813 | 620878.0926 | 656626.0161 | 695018.3752 | 736181.7946 | 780325.1859 | 827624.2512
Scenario 1: Reference | SCG | Ind | WholeBlg | Ind - Chemicals | Energy Efficiency | 5080464.2597 | 5385240.8988 | 5705901.6069 | 6043621.4543 | 6400434.7925 | 6773995.8272 | 7165801.5078 | 7578244.8271 | 8018149.0009 | 8486797.8151 | 8984231.1516 | 9511444.8506 | 10072207.2094
Scenario 1: Reference | SCG | Ind | WholeBlg | Ind - Electronics | Energy Efficiency | 242702.5787 | 257317.6574 | 272817.1237 | 289218.4819 | 306618.4389 | 325061.9534 | 344716.1846 | 365698.7076 | 388065.4474 | 411950.4056 | 437388.8823 | 464489.0104 | 493423.7516
Scenario 1: Reference | SCG | Ind | WholeBlg | Ind - Fabricated Metals | Energy Efficiency | 1456767.3217 | 1552074.3317 | 1654296.0603 | 1757035.2943 | 1863288.3188 | 1972585.3126 | 2086254.1327 | 2206470.5559 | 2334066.3654 | 2470128.035 | 2614053.336 | 2765752.882 | 2926006.6527
Scenario 1: Reference | SCG | Ind | WholeBlg | Ind - Food | Energy Efficiency | 6984012.7067 | 7345521.9462 | 7725533.1085 | 8126634.958 | 8549468.5867 | 8995478.8668 | 9467900.0002 | 9967384.8045 | 10497227.7443 | 11060360.5445 | 11656570.6525 | 12287424.8229 | 12957706.5222
Scenario 1: Reference | SCG | Ind | WholeBlg | Ind - Industrial Machinery | Energy Efficiency | 151480.7861 | 162218.5469 | 173911.6973 | 185346.7247 | 196841.7603 | 208621.0631 | 221124.9808 | 234426.3683 | 248625.3212 | 263832.5304 | 279884.2532 | 296780.155 | 314602.6567
Scenario 1: Reference | SCG | Ind | WholeBlg | Ind - Lumber & Furniture | Energy Efficiency | 68141.3014 | 72236.8819 | 76558.3567 | 81121.3212 | 85977.5017 | 90895.9481 | 95885.9508 | 101219.3727 | 106912.2854 | 113014.4938 | 119542.1995 | 126472.1248 | 133823.6641
Scenario 1: Reference | SCG | Ind | WholeBlg | Ind - Paper | Energy Efficiency | 1064631.7955 | 1121989.174 | 1182905.4847 | 1249545.8578 | 1320782.542 | 1395385.2247 | 1475331.5097 | 1561898.6295 | 1655812.835 | 1757725.3309 | 1867352.7354 | 1984575.4481 | 2110081.8328
Scenario 1: Reference | SCG | Ind | WholeBlg | Ind - Petroleum | Energy Efficiency | 20721964.9352 | 21866642.0618 | 23077461.5404 | 24358838.3394 | 25703271.3893 | 27099706.9369 | 28567528.3904 | 30113874.2264 | 31764869.0455 | 33520634.2907 | 35371581.0825 | 37322867.5334 | 39396083.7127
Scenario 1: Reference | SCG | Ind | WholeBlg | Ind - Plastics | Energy Efficiency | 238199.5279 | 262860.8788 | 289050.4475 | 316559.4846 | 346010.1829 | 376259.8058 | 406465.8054 | 436679.9723 | 469778.8289 | 505675.2917 | 544223.1855 | 585106.0624 | 628592.1809
Scenario 1: Reference | SCG | Ind | WholeBlg | Ind - Primary Metals | Energy Efficiency | 1558795.4221 | 1648344.6335 | 1744055.2311 | 1844574.5928 | 1950106.2162 | 2061259.3859 | 2179550.8297 | 2305280.6048 | 2438925.4312 | 2581152.2091 | 2731801.7243 | 2891511.3232 | 3061465.7431
Scenario 1: Reference | SCG | Ind | WholeBlg | Ind - Printing & Publishing | Energy Efficiency | 86278.2493 | 91167.0832 | 96334.6742 | 101803.0734 | 107454.2172 | 113170.3466 | 119215.8765 | 125707.4405 | 132777.4726 | 140421.0951 | 148528.557 | 157061.2477 | 166083.4433
Scenario 1: Reference | SCG | Ind | WholeBlg | Ind - Stone-Glass-Clay | Energy Efficiency | 1648291.7987 | 1747850.0498 | 1851057.8334 | 1958925.3044 | 2072518.5909 | 2191284.6501 | 2315708.2858 | 2447628.7168 | 2587635.5945 | 2736824.3008 | 2895563.0349 | 3064500.5084 | 3244316.5874
Scenario 1: Reference | SCG | Ind | WholeBlg | Ind - Textiles | Energy Efficiency | 787571.1837 | 829948.1805 | 874707.0927 | 921531.1912 | 970722.1781 | 1022446.094 | 1077174.9224 | 1135105.0079 | 1196508.2455 | 1261743.1698 | 1330825.7083 | 1404062.9849 | 1481949.6836
Scenario 1: Reference | SCG | Ind | WholeBlg | Ind - Transportation Equipment | Energy Efficiency | 586056.5547 | 616426.8216 | 648572.8104 | 682457.2484 | 718258.6426 | 756101.4758 | 796253.9577 | 838800.3754 | 883896.433 | 931755.2736 | 982432.7968 | 1036157.8318 | 1093310.6517
Scenario 1: Reference | SCG | Res | AppPlug | Res - Multi Family | Energy Efficiency | 0 | 0 | 0 | 0 | 0 | 0 | 0 | 0 | 0 | 0 | 0 | 0 | 0
Scenario 1: Reference | SCG | Res | AppPlug | Res - Single Family | Energy Efficiency | 0 | 0 | 0 | 0 | 0 | 0 | 0 | 0 | 0 | 0 | 0 | 0 | 0
Scenario 1: Reference | SCG | Res | BROs | Income Qualified - Multi Family IQ | Energy Efficiency | 412117.0621 | 439048.3801 | 468719.9133 | 501709.1793 | 538378.395 | 579086.3082 | 623877.0907 | 675312.1721 | 732946.4947 | 798685.1738 | 872067.2803 | 954324.8906 | 1047253.5223
Scenario 1: Reference | SCG | Res | BROs | Income Qualified - Single Family IQ | Energy Efficiency | 1272012.8902 | 1353673.286 | 1443325.4644 | 1542684.3328 | 1652999.5347 | 1775603.3171 | 1911475.7058 | 2066551.9891 | 2240176.3714 | 2435178.3015 | 2652464.4837 | 2895596.1243 | 3169848.961
Scenario 1: Reference | SCG | Res | BROs | Res - Multi Family | Energy Efficiency | 4358868.385 | 4638999.794 | 4946612.9001 | 5287598.0717 | 5666210.3119 | 6086968.5758 | 6553057.7893 | 7085221.8106 | 7681065.7 | 8350911.1846 | 9097386.2977 | 9932743.6223 | 10875115.9796
Scenario 1: Reference | SCG | Res | BROs | Res - Single Family | Energy Efficiency | 1246837.5046 | 1328403.1373 | 1418286.8463 | 1518240.0103 | 1629350.8103 | 1752691.2855 | 1888344.6934 | 2044178.0082 | 2218802.0505 | 2418163.9402 | 2640730.4283 | 2890244.0053 | 3172153.3675
Scenario 1: Reference | SCG | Res | BldgEnv | Res - Multi Family | Energy Efficiency | 0 | 0 | 0 | 0 | 0 | 0 | 0 | 0 | 697.418 | 747.2303 | 799.8859 | 855.5408 | 914.3595
Scenario 1: Reference | SCG | Res | BldgEnv | Res - Single Family | Energy Efficiency | 113501.5208 | 144626.1756 | 164436.6902 | 176008.4244 | 187100.4925 | 192592.5331 | 196805.0232 | 196997.5673 | 194380.9018 | 0 | 0 | 0 | 0
Scenario 1: Reference | SCG | Res | HVAC | Res - Multi Family | Energy Efficiency | 195.4313 | 209.105 | 218.5004 | 225.8809 | 233.0264 | 0 | 0 | 0 | 0 | 0 | 0 | 0 | 948.9149
Scenario 1: Reference | SCG | Res | HVAC | Res - Single Family | Energy Efficiency | 444258.0393 | 519682.5795 | 574033.9949 | 614884.7739 | 654771.6652 | 0 | 0 | 0 | 0 | 0 | 0 | 0 | 16714.6695
Scenario 1: Reference | SCG | Res | WaterHeat | Res - Multi Family | Energy Efficiency | 7154144.202 | 6906331.5307 | 6940625.9206 | 7013058.995 | 7139207.3006 | 899978.1255 | 888749.8633 | 889392.4699 | 886616.39 | 881962.4198 | 879508.4542 | 883483.9058 | 887679.7369
Scenario 1: Reference | SCG | Res | WaterHeat | Res - Single Family | Energy Efficiency | 46022215.21 | 48360099.7477 | 50666745.2564 | 52606071.6409 | 54795347.8029 | 3919042.7675 | 3552713.0683 | 3265138.7154 | 3156711.3876 | 3106780.576 | 3069317.2166 | 3044466.897 | 3023370.7911
Scenario 1: Reference | SCG | Res | WholeBlg | Res - Multi Family | Energy Efficiency | 0 | 0 | 0 | 0 | 0 | 0 | 0 | 0 | 0 | 0 | 0 | 0 | 0
Scenario 1: Reference | SCG | Res | WholeBlg | Res - Single Family | Energy Efficiency | 0 | 0 | 0 | 0 | 0 | 0 | 0 | 0 | 0 | 0 | 0 | 0 | 0
Scenario 1: Reference | SDG&E | Ag | WholeBlg | Ag - Dairies, fishing, hunting | Energy Efficiency | 3451.1006 | 3448.5065 | 3426.7856 | 3391.7151 | 3384.3466 | 3494.438 | 3599.7158 | 3675.2028 | 3743.6396 | 3811.3585 | 3863.2865 | 3837.328 | 3812.9713
Scenario 1: Reference | SDG&E | Ag | WholeBlg | Ag - Irrigated Agriculture, vineyards, forestry and greenhouses | Energy Efficiency | 39969.2556 | 41385.902 | 42657.466 | 43843.4904 | 45242.9466 | 47570.9208 | 49923.8686 | 52120.4708 | 54347.6926 | 56652.9062 | 58902.3064 | 60554.3036 | 62284.4623
Scenario 1: Reference | SDG&E | Ag | WholeBlg | Ag - Water pumping | Energy Efficiency | 75606.1485 | 74904.2047 | 73835.9441 | 72513.8784 | 71834.3401 | 73691.6866 | 75444.0649 | 76552.0679 | 77493.1852 | 78408.634 | 78999.653 | 78010.8953 | 77080.4148
Scenario 1: Reference | SDG&E | Com | AppPlug | Com - Health | Energy Efficiency | 542790.0106 | 643074.8596 | 1150156.5052 | 1364542.971 | 1575644.0685 | 1795958.2168 | 1922061.9387 | 2188055.2187 | 2526864.3264 | 2928139.8853 | 3345595.0678 | 3394850.3585 | 3528590.8929
Scenario 1: Reference | SDG&E | Com | AppPlug | Com - Lodging | Energy Efficiency | 386402.5114 | 443090.598 | 950700.8186 | 1102453.4271 | 1239773.6899 | 1415442.9114 | 1595516.7286 | 1790918.8891 | 2014777.1431 | 2248803.3094 | 2453046.1306 | 2593334.3602 | 2754298.1225
Scenario 1: Reference | SDG&E | Com | AppPlug | Com - Other | Energy Efficiency | 1541.8037 | 1887.0646 | 2291.0169 | 2762.6735 | 3268.3777 | 3887.8767 | 4591.2205 | 5372.2981 | 6236.8262 | 7211.4775 | 8270.2954 | 9447.3514 | 10762.024
Scenario 1: Reference | SDG&E | Com | BROs | Com - Lodging | Energy Efficiency | 1096.8545 | 2368.8271 | 3607.3201 | 4283.3167 | 4858.6468 | 6236.8058 | 7794.5509 | 9242.8231 | 10877.6109 | 13462.576 | 16115.2959 | 17670.0083 | 19117.7679
Scenario 1: Reference | SDG&E | Com | BROs | Com - Other | Energy Efficiency | 993.9905 | 2151.4149 | 3282.9845 | 3904.8049 | 4438.6384 | 5710.0962 | 7164.3508 | 8524.7705 | 10065.9355 | 12500.0315 | 15014.0476 | 16525.1433 | 18061.3243
Scenario 1: Reference | SDG&E | Com | BROs | Com - Retail | Energy Efficiency | 2209.8352 | 4747.3508 | 7190.3447 | 8480.9656 | 9561.1541 | 12196.6445 | 15180.4973 | 17918.2693 | 20980.9472 | 25836.2163 | 30755.3465 | 33561.3773 | 36697.2489
Scenario 1: Reference | SDG&E | Com | BldgEnv | Com - College | Energy Efficiency | 13.5363 | 14.1988 | 14.8935 | 15.672 | 16.4387 | 17.3251 | 18.2731 | 19.2564 | 20.3103 | 21.4514 | 22.6379 | 24.1674 | 25.5689
Scenario 1: Reference | SDG&E | Com | BldgEnv | Com - Grocery | Energy Efficiency | 178.5316 | 178.3221 | 178.1972 | 178.4784 | 179.1024 | 180.4804 | 182.2259 | 184.1903 | 186.3329 | 188.8144 | 191.3648 | 193.9825 | 196.7992
Scenario 1: Reference | SDG&E | Com | BldgEnv | Com - Health | Energy Efficiency | 265.0642 | 263.5891 | 261.6738 | 259.9084 | 257.0589 | 253.6252 | 249.3989 | 250.8997 | 253.5481 | 258.1194 | 264.361 | 263.6149 | 264.4457
Scenario 1: Reference | SDG&E | Com | BldgEnv | Com - Lodging | Energy Efficiency | 6.7704 | 7.0544 | 7.3491 | 7.7201 | 8.0217 | 8.4305 | 8.8262 | 9.2411 | 3.1349 | 10.1877 | 16.2744 | 16.9774 | 17.7605
Scenario 1: Reference | SDG&E | Com | BldgEnv | Com - Office (Large) | Energy Efficiency | 216.0147 | 216.2776 | 216.4484 | 216.6894 | 217.2136 | 218.9582 | 221.0087 | 222.8889 | 224.1664 | 226.0818 | 227.8898 | 229.7839 | 232.0681
Scenario 1: Reference | SDG&E | Com | BldgEnv | Com - Office (Small) | Energy Efficiency | 101.5538 | 101.3688 | 101.1688 | 100.9912 | 101.1689 | 101.7366 | 102.3216 | 102.8726 | 103.3452 | 103.996 | 104.6185 | 105.2344 | 106.0002
Scenario 1: Reference | SDG&E | Com | BldgEnv | Com - Other | Energy Efficiency | 51.3965 | 51.8282 | 52.255 | 52.7002 | 53.1784 | 53.9061 | 54.656 | 55.39 | 49.5349 | 56.8677 | 62.5565 | 63.0735 | 63.6043
Scenario 1: Reference | SDG&E | Com | BldgEnv | Com - Refrig. Warehouse | Energy Efficiency | 0.53248 | 0.53574 | 0.53946 | 0.54076 | 0.54541 | 0.55311 | 0.56309 | 0.80944 | 0.58809 | 0.86167 | 1.1119 | 1.1553 | 1.2017
Scenario 1: Reference | SDG&E | Com | BldgEnv | Com - Restaurant | Energy Efficiency | 33.3472 | 33.1261 | 32.8978 | 32.6476 | 34.408 | 34.6261 | 34.8838 | 35.1958 | 35.4836 | 35.8416 | 36.2014 | 36.5666 | 36.9886
Scenario 1: Reference | SDG&E | Com | BldgEnv | Com - Retail | Energy Efficiency | 291.6022 | 285.2923 | 278.7397 | 269.7235 | 258.5716 | 250.4118 | 247.6328 | 244.9263 | 242.5721 | 240.7291 | 239.3266 | 238.3386 | 237.8186
Scenario 1: Reference | SDG&E | Com | BldgEnv | Com - School | Energy Efficiency | 28.8655 | 29.1987 | 29.5542 | 29.9766 | 30.5173 | 31.1511 | 31.8224 | 32.545 | 33.3201 | 34.1888 | 35.1206 | 36.1089 | 37.1903
Scenario 1: Reference | SDG&E | Com | BldgEnv | Com - Warehouse | Energy Efficiency | 93.1158 | 93.8456 | 94.5908 | 95.4878 | 96.4956 | 98.0304 | 99.5911 | 101.2272 | 86.0976 | 104.8194 | 121.4509 | 124.0556 | 126.9713
Scenario 1: Reference | SDG&E | Com | ComRefrig | Com - College | Energy Efficiency | 456.7876 | 318.5548 | 193.5703 | 100.1159 | 38.9239 | 16.329 | 5.0477 | 0 | 0 | 0 | 0 | 0 | 0
Scenario 1: Reference | SDG&E | Com | ComRefrig | Com - Grocery | Energy Efficiency | 421099.3273 | 224986.9869 | 84047.7271 | 33828.3537 | 7981.5768 | 0 | 0 | 0 | 0 | 0 | 0 | 0 | 0
Scenario 1: Reference | SDG&E | Com | ComRefrig | Com - Refrig. Warehouse | Energy Efficiency | 140.041 | 93.3015 | 53.5557 | 25.2674 | 8.5273 | 3.5353 | 0.41973 | 0 | 0 | 0 | 0 | 0 | 0
Scenario 1: Reference | SDG&E | Com | ComRefrig | Com - Restaurant | Energy Efficiency | 16198.3287 | 8835.5374 | 3491.6597 | 1414.5336 | 407.2003 | 0 | 0 | 0 | 0 | 0 | 0 | 0 | 0
Scenario 1: Reference | SDG&E | Com | ComRefrig | Com - Retail | Energy Efficiency | 182250.8388 | 99994.5531 | 40416.1845 | 15205.7731 | 4328.2252 | 0 | 0 | 0 | 0 | 0 | 0 | 0 | 0
Scenario 1: Reference | SDG&E | Com | ComRefrig | Com - School | Energy Efficiency | 18.7732 | 0 | 0 | 0 | 0 | 0 | 0 | 0 | 0 | 0 | 0 | 0 | 0
Scenario 1: Reference | SDG&E | Com | FoodServ | Com - College | Energy Efficiency | 63885.2776 | 70266.4635 | 76542.2503 | 83795.0027 | 90707.5871 | 98800.9321 | 107203.5827 | 115627.5381 | 124541.8043 | 134103.3986 | 143868.3312 | 157042.0764 | 168185.4797
Scenario 1: Reference | SDG&E | Com | FoodServ | Com - College | Fuel Substitution | 2236.7285 | 2764.6837 | 3357.6792 | 4025.6559 | 4759.6754 | 5558.3217 | 6479.7596 | 7535.937 | 8729.4323 | 10081.4684 | 11559.0368 | 13312.8728 | 15309.4061
Scenario 1: Reference | SDG&E | Com | FoodServ | Com - Grocery | Energy Efficiency | 406374.896 | 451621.8302 | 495389.8609 | 542486.904 | 591461.8475 | 645611.8109 | 701816.1111 | 760133.4634 | 819436.0122 | 883590.1725 | 950787.6329 | 1021760.6032 | 1097465.3847
Scenario 1: Reference | SDG&E | Com | FoodServ | Com - Grocery | Fuel Substitution | 23878.423 | 28990.8706 | 34689.4463 | 41066.1973 | 48013.49 | 55506.4442 | 64106.6145 | 73902.2659 | 84890.4142 | 97245.2586 | 110617.3624 | 125693.915 | 142683.0832
Scenario 1: Reference | SDG&E | Com | FoodServ | Com - Health | Energy Efficiency | 180316.5498 | 197629.317 | 214872.0264 | 235493.1705 | 254029.7373 | 272031.0112 | 280214.0325 | 300501.5263 | 325670.7238 | 358867.7164 | 399250.1258 | 412240.2427 | 431556.5874
Scenario 1: Reference | SDG&E | Com | FoodServ | Com - Health | Fuel Substitution | 7397.1632 | 9085.8398 | 10986.943 | 13132.7431 | 15495.8993 | 18073.1365 | 21048.4892 | 24447.2409 | 28272.6141 | 32586.9323 | 37284.8935 | 42598.8506 | 48648.2347
Scenario 1: Reference | SDG&E | Com | FoodServ | Com - Lodging | Energy Efficiency | 174571.9795 | 189725.4193 | 204646.1812 | 222230.6747 | 237704.2975 | 256380.0777 | 274380.9594 | 292904.1319 | 313125.9122 | 333632.6925 | 354115.2209 | 375320.3044 | 398462.0023
Scenario 1: Reference | SDG&E | Com | FoodServ | Com - Lodging | Fuel Substitution | 9508.5389 | 11578.9266 | 13891.9974 | 16481.6866 | 19304.1096 | 22346.2092 | 25832.6564 | 29796.1207 | 34230.9406 | 39204.7082 | 44572.6692 | 50581.5792 | 57198.2325
Scenario 1: Reference | SDG&E | Com | FoodServ | Com - Office (Large) | Energy Efficiency | 1341.1442 | 1426.2478 | 1503.1168 | 1574.4985 | 1651.5394 | 1758.7355 | 1852.6356 | 1925.9869 | 1980.4876 | 2026.6293 | 2079.2102 | 2114.2946 | 2146.7148
Scenario 1: Reference | SDG&E | Com | FoodServ | Com - Office (Small) | Energy Efficiency | 476.482 | 512.1053 | 545.2281 | 576.0763 | 610.6594 | 652.7546 | 688.4343 | 718.2566 | 745.5944 | 767.6636 | 792.8914 | 810.818 | 827.2204
Scenario 1: Reference | SDG&E | Com | FoodServ | Com - Other | Energy Efficiency | 469896.8953 | 526513.6903 | 582599.4021 | 641845.0057 | 703419.7617 | 771310.1356 | 841861.6665 | 915232.8926 | 992206.9306 | 1074123.1699 | 1160724.002 | 1252195.8695 | 1350577.9769
Scenario 1: Reference | SDG&E | Com | FoodServ | Com - Other | Fuel Substitution | 19965.1415 | 24574.867 | 29760.5503 | 35608.4287 | 42012.4981 | 48948.8076 | 56972.5521 | 66179.2781 | 76570.8179 | 88329.2549 | 101178.7608 | 115923.4885 | 132363.9257
Scenario 1: Reference | SDG&E | Com | FoodServ | Com - Restaurant | Energy Efficiency | 1005759.9445 | 1085448.6102 | 1167501.3554 | 1245733.0649 | 1608737.5915 | 1754773.2445 | 1909597.613 | 2071486.9246 | 2238451.9261 | 2414784.3436 | 2603738.229 | 2802665.8697 | 3012013.4406
Scenario 1: Reference | SDG&E | Com | FoodServ | Com - Restaurant | Fuel Substitution | 73824.2335 | 89610.0437 | 107148.7028 | 126630.3426 | 147477.3115 | 169932.2368 | 195699.3335 | 225017.6786 | 257829.8319 | 294645.5003 | 334316.6646 | 378770.575 | 427990.8503
Scenario 1: Reference | SDG&E | Com | FoodServ | Com - Retail | Energy Efficiency | 1682.8558 | 1728.5283 | 1767.5523 | 1776.4227 | 1745.334 | 1781.5586 | 1776.1888 | 1755.8934 | 1741.5944 | 1744.2623 | 1754.3967 | 1782.7308 | 1827.9981
Scenario 1: Reference | SDG&E | Com | FoodServ | Com - School | Energy Efficiency | 169973.1793 | 189022.1487 | 205713.8683 | 222958.1302 | 241700.1804 | 261111.875 | 280949.0947 | 301702.3566 | 323744.3166 | 346478.4339 | 370852.997 | 396237.5217 | 422808.1297
Scenario 1: Reference | SDG&E | Com | FoodServ | Com - School | Fuel Substitution | 3347.4164 | 4101.1085 | 4943.1713 | 5889.2756 | 6926.1685 | 8053.3793 | 9354.7735 | 10847.1773 | 12538.186 | 14528.2393 | 16761.8759 | 19326.3174 | 22224.7891
Scenario 1: Reference | SDG&E | Com | HVAC | Com - College | Energy Efficiency | 13568.9311 | 21189.5868 | 26472.6897 | 24113.1144 | 26858.1255 | 15659.3888 | 24767.1028 | 27127.8007 | 21568.9265 | 23890.9098 | 26197.919 | 30265.3679 | 33153.9977
Scenario 1: Reference | SDG&E | Com | HVAC | Com - College | Fuel Substitution | 1.1815 | 1.3709 | 1.5804 | 2.2608 | 2.5807 | 0 | 0 | 0 | 0 | 0 | 0 | 0 | 0
Scenario 1: Reference | SDG&E | Com | HVAC | Com - Grocery | Energy Efficiency | 24064.217 | 27231.5207 | 30411.6376 | 33764.1303 | 37231.1365 | 41791.0496 | 46492.6287 | 51251.3049 | 32414.7471 | 28604.3968 | 31543.6776 | 34676.825 | 31797.009
Scenario 1: Reference | SDG&E | Com | HVAC | Com - Grocery | Fuel Substitution | 213.412 | 248.3188 | 287.8286 | 332.7705 | 382.7729 | 0 | 0 | 0 | 0 | 0 | 0 | 0 | 0
Scenario 1: Reference | SDG&E | Com | HVAC | Com - Health | Energy Efficiency | 76568.6443 | 99806.4008 | 108893.8888 | 132274.57 | 154292.3338 | 144625.9081 | 147246.1591 | 159522.1178 | 133020.4723 | 153803.5124 | 179111.3738 | 179230.1621 | 229198.8501
Scenario 1: Reference | SDG&E | Com | HVAC | Com - Health | Fuel Substitution | 16.6832 | 19.3253 | 22.2424 | 25.4655 | 29.0737 | 0 | 0 | 0 | 0 | 0 | 0 | 0 | 0
Scenario 1: Reference | SDG&E | Com | HVAC | Com - Lodging | Energy Efficiency | 54527.1738 | 60290.6155 | 66331.784 | 73375.4274 | 79860.6648 | 77592.2986 | 84918.4965 | 92363.1203 | 50207.9367 | 48836.8734 | 52491.9117 | 56245.8411 | 60634.1517
Scenario 1: Reference | SDG&E | Com | HVAC | Com - Lodging | Fuel Substitution | 50.0233 | 58.222 | 67.5506 | 78.035 | 91.1265 | 0 | 0 | 0 | 0 | 0 | 0 | 0 | 0
Scenario 1: Reference | SDG&E | Com | HVAC | Com - Office (Large) | Energy Efficiency | 45030.7348 | 51281.8341 | 58056.9645 | 65486.8462 | 73322.4564 | 482.6064 | 513.6312 | 539.6808 | 561.2299 | 582.6326 | 604.7072 | 621.4388 | 637.6882
Scenario 1: Reference | SDG&E | Com | HVAC | Com - Office (Small) | Energy Efficiency | 6623.9869 | 7438.3846 | 8297.9687 | 9207.7573 | 10181.6325 | 11299.5896 | 12478.5648 | 13692.0331 | 14979.1365 | 16323.5531 | 17764.8531 | 19262.5912 | 20855.2995
Scenario 1: Reference | SDG&E | Com | HVAC | Com - Other | Energy Efficiency | 169018.5665 | 194919.5855 | 223071.2112 | 253802.9507 | 284683.4633 | 322819.5351 | 363957.9932 | 407352.2797 | 433827.7322 | 475838.0923 | 548063.3263 | 611958.3516 | 675582.394
Scenario 1: Reference | SDG&E | Com | HVAC | Com - Other | Fuel Substitution | 115.1013 | 135.3668 | 158.5383 | 189.9308 | 220.2544 | 0 | 0 | 0 | 0 | 0 | 0 | 0 | 0
Scenario 1: Reference | SDG&E | Com | HVAC | Com - Restaurant | Energy Efficiency | 63508.3948 | 73278.5555 | 84432.975 | 96659.0135 | 128715.4099 | 149437.5914 | 173352.8319 | 200632.248 | 231405.5006 | 266450.1937 | 306335.8246 | 351545.7683 | 402579.4435
Scenario 1: Reference | SDG&E | Com | HVAC | Com - Restaurant | Fuel Substitution | 0.20283 | 0.23435 | 1.2687 | 1.448 | 1.6479 | 0 | 0 | 0 | 0 | 0 | 0 | 0 | 0
Scenario 1: Reference | SDG&E | Com | HVAC | Com - Retail | Energy Efficiency | 33437.0299 | 37516.6753 | 41670.3137 | 45602.833 | 49406.5319 | 41347.7933 | 44825.9367 | 48174.9736 | 1707.4289 | 648.2417 | 399.449 | 260.4038 | 178.87
Scenario 1: Reference | SDG&E | Com | HVAC | Com - Retail | Fuel Substitution | 7.9616 | 9.1288 | 10.3861 | 11.7417 | 13.2516 | 0 | 0 | 0 | 0 | 0 | 0 | 0 | 0
Scenario 1: Reference | SDG&E | Com | HVAC | Com - School | Energy Efficiency | 76049.237 | 82321.9429 | 88769.2583 | 95449.3166 | 103181.0479 | 111457.7538 | 120139.8432 | 129565.5885 | 141082.0992 | 153543.0648 | 167140.2207 | 181512.0134 | 196740.8389
Scenario 1: Reference | SDG&E | Com | HVAC | Com - School | Fuel Substitution | 1.8249 | 2.0905 | 2.3802 | 2.6964 | 3.0419 | 0 | 0 | 0 | 0 | 0 | 0 | 0 | 0
Scenario 1: Reference | SDG&E | Com | HVAC | Com - Warehouse | Energy Efficiency | 32.2887 | 35.6192 | 38.7628 | 41.816 | 44.8878 | 48.8407 | 52.371 | 55.6049 | 58.7809 | 61.8645 | 65.0319 | 67.6199 | 17.6893
Scenario 1: Reference | SDG&E | Com | HVAC | Com - Warehouse | Fuel Substitution | 21.8508 | 25.6327 | 30.415 | 35.4245 | 44.0432 | 0 | 0 | 0 | 0 | 0 | 0 | 0 | 0
Scenario 1: Reference | SDG&E | Com | Lighting | Com - College | Energy Efficiency | 0 | 15877.9463 | 23978.1419 | 25076.8731 | 25988.7041 | 27247.3382 | 28198.5601 | 28881.5639 | 9046.4569 | 0 | 0 | 0 | 0
Scenario 1: Reference | SDG&E | Com | Lighting | Com - Grocery | Energy Efficiency | 30183.2101 | 31053.0823 | 31759.3358 | 32404.2468 | 33079.1449 | 34109.9365 | 34632.3915 | 34826.7239 | 34854.364 | 24981.7305 | 20480.0165 | 20585.5035 | 20611.5266
Scenario 1: Reference | SDG&E | Com | Lighting | Com - Health | Energy Efficiency | 94289.0215 | 96466.0164 | 98461.1952 | 101266.2467 | 103163.5188 | 105052.6704 | 102143.0078 | 102850.5125 | 104742.0157 | 108210.8436 | 113940.1353 | 111173.1398 | 109924.9854
Scenario 1: Reference | SDG&E | Com | Lighting | Com - Office (Large) | Energy Efficiency | 108799.0405 | 112179.1568 | 115150.0026 | 117868.7825 | 120618.9136 | 124836.113 | 128165.0132 | 130333.5898 | 131425.3905 | 132552.0293 | 134541.3549 | 136115.0121 | 137647.2846
Scenario 1: Reference | SDG&E | Com | Lighting | Com - Refrig. Warehouse | Energy Efficiency | 159.102 | 164.7155 | 170.1211 | 173.3789 | 178.5433 | 184.8702 | 190.2847 | 194.8758 | 200.1584 | 204.5652 | 211.2844 | 217.5887 | 223.6641
Scenario 1: Reference | SDG&E | Com | Lighting | Com - Restaurant | Energy Efficiency | 26415.7388 | 26436.4511 | 26494.3843 | 26370.4867 | 32184.8835 | 33279.7905 | 34099.22 | 34738.7332 | 35306.8045 | 35782.5453 | 36574.0245 | 37213.4064 | 37805.3225
Scenario 1: Reference | SDG&E | Com | Lighting | Com - Retail | Energy Efficiency | 184360.9225 | 185232.5076 | 185878.6347 | 185492.9149 | 184714.4809 | 186259.599 | 185403.1347 | 183741.9251 | 182442.8007 | 181340.9433 | 181785.5131 | 182181.3718 | 182778.376
Scenario 1: Reference | SDG&E | Com | Lighting | Com - Warehouse | Energy Efficiency | 2931.1933 | 3073.7516 | 3210.1744 | 3351.7544 | 3490.2998 | 3660.7421 | 3785.0937 | 3889.8428 | 1140.5572 | 0 | 0 | 0 | 0
Scenario 1: Reference | SDG&E | Com | WaterHeat | Com - College | Energy Efficiency | 98298.1454 | 106948.9767 | 116140.1518 | 126738.7328 | 137023.4538 | 53848.7402 | 57663.7456 | 61372.1979 | 32212.8738 | 34391.2934 | 73340.7601 | 78126.0904 | 82590.9688
Scenario 1: Reference | SDG&E | Com | WaterHeat | Com - College | Fuel Substitution | 887910.3314 | 1035566.0129 | 1183214.0558 | 1361614.3304 | 1571749.9347 | 1087627.5167 | 1305155.2762 | 1490094.7343 | 1683438.3361 | 1917666.9544 | 2189609.4882 | 2395486.8123 | 2550962.5133
Scenario 1: Reference | SDG&E | Com | WaterHeat | Com - Grocery | Energy Efficiency | 83356.2807 | 91844.4258 | 100601.4267 | 109839.6767 | 119645.4259 | 118062.6401 | 127734.8043 | 136990.3381 | 122925.0765 | 131147.0245 | 165711.5488 | 175955.0467 | 186489.1008
Scenario 1: Reference | SDG&E | Com | WaterHeat | Com - Grocery | Fuel Substitution | 41982.0493 | 47791.71 | 54147.95 | 61234.6375 | 68943.5311 | 0 | 0 | 0 | 0 | 0 | 0 | 0 | 0
Scenario 1: Reference | SDG&E | Com | WaterHeat | Com - Health | Energy Efficiency | 335769.285 | 367147.2077 | 400396.2533 | 439682.5113 | 476497.6956 | 220636.1305 | 232806.3651 | 249176.86 | 223875.6695 | 242687.2133 | 314938.7693 | 327612.1099 | 342830.3465
Scenario 1: Reference | SDG&E | Com | WaterHeat | Com - Health | Fuel Substitution | 2510595.2595 | 2932234.204 | 3378155.6487 | 3896812.7264 | 4462621.987 | 3084591.0865 | 3670257.0882 | 4210531.0826 | 4800972.3996 | 5472638.0649 | 6291331.763 | 6910883.1487 | 7379572.3991
Scenario 1: Reference | SDG&E | Com | WaterHeat | Com - Lodging | Energy Efficiency | 1271327.0816 | 1347330.2398 | 1429238.4908 | 1534432.0741 | 1619567.7481 | 114651.1521 | 121146.3215 | 127552.9867 | 49103.6435 | 51912.6056 | 102903.3349 | 108013.262 | 113285.5688
Scenario 1: Reference | SDG&E | Com | WaterHeat | Com - Lodging | Fuel Substitution | 3325197.7806 | 3859422.0636 | 4424929.223 | 5073405.3976 | 5773790.4988 | 3835164.0407 | 4582493.2715 | 5229764.2696 | 5908138.5347 | 6672677.4472 | 7605190.0947 | 8296728.2966 | 8808777.4698
Scenario 1: Reference | SDG&E | Com | WaterHeat | Com - Office (Large) | Energy Efficiency | 230173.8473 | 245604.3904 | 261439.6766 | 278071.3252 | 294958.6261 | 123763.6289 | 130305.1268 | 136091.0359 | 96807.2204 | 102315.4266 | 151963.0345 | 157285.3727 | 162497.4515
Scenario 1: Reference | SDG&E | Com | WaterHeat | Com - Office (Large) | Fuel Substitution | 504895.939 | 585383.7588 | 662302.2444 | 757926.1736 | 870789.4222 | 686673.6958 | 803093.7808 | 907958.2529 | 1038529.2884 | 1205409.4989 | 1370214.8355 | 1490258.743 | 1576450.0907
Scenario 1: Reference | SDG&E | Com | WaterHeat | Com - Office (Small) | Energy Efficiency | 59603.9342 | 63918.5212 | 68589.5287 | 73204.4893 | 78141.087 | 73885.9264 | 78126.4916 | 82258.9669 | 34110.1676 | 36141.4845 | 94939.8076 | 99458.5879 | 104040.8214
Scenario 1: Reference | SDG&E | Com | WaterHeat | Com - Office (Small) | Fuel Substitution | 223617.3004 | 259863.8885 | 299852.7857 | 344198.7784 | 392017.7 | 299080.6046 | 351246.3312 | 398760.5848 | 439469.2756 | 497555.9175 | 564476.9057 | 613499.3172 | 649287.1746
Scenario 1: Reference | SDG&E | Com | WaterHeat | Com - Other | Energy Efficiency | 846153.0401 | 945799.3051 | 1051474.0518 | 1163268.9408 | 1282761.6212 | 978563.3519 | 1065794.1365 | 1148989.1387 | 1121735.6748 | 1199739.7127 | 1408967.9006 | 1501952.7423 | 1597141.2899
Scenario 1: Reference | SDG&E | Com | WaterHeat | Com - Other | Fuel Substitution | 8204634.8722 | 9556891.2861 | 10947441.402 | 12597384.3827 | 14395497.2717 | 9791576.1742 | 11579415.8287 | 13220338.6483 | 15221856.9184 | 17458456.6244 | 19970169.6019 | 21866164.3386 | 23294699.8261
Scenario 1: Reference | SDG&E | Com | WaterHeat | Com - Refrig. Warehouse | Energy Efficiency | 704.4291 | 788.2973 | 875.8889 | 959.4179 | 1055.6158 | 985.9365 | 1073.3273 | 2148.8526 | 1242.0759 | 1324.8472 | 2579.0122 | 2736.3369 | 2897.4454
Scenario 1: Reference | SDG&E | Com | WaterHeat | Com - Refrig. Warehouse | Fuel Substitution | 2718.0438 | 3135.8188 | 3595.0764 | 4102.7171 | 4649.8968 | 3036.1935 | 3582.5783 | 4086.2748 | 4522.3045 | 5054.5248 | 5758.705 | 6283.768 | 6674.9903
Scenario 1: Reference | SDG&E | Com | WaterHeat | Com - Restaurant | Energy Efficiency | 255860.6307 | 278660.7998 | 302533.5362 | 325748.5774 | 429619.2656 | 224328.8773 | 243717.0693 | 277996.7149 | 280382.1887 | 298342.8557 | 337346.2163 | 358395.9699 | 379632.8001
Scenario 1: Reference | SDG&E | Com | WaterHeat | Com - Restaurant | Fuel Substitution | 5616511.8901 | 6500400.4857 | 7465571.7803 | 8524258.8132 | 9694765.017 | 7594820.6697 | 8916865.1828 | 10123145.5753 | 11161959.9784 | 12636809.8238 | 14370365.7791 | 15659270.7996 | 16616004.3815
Scenario 1: Reference | SDG&E | Com | WaterHeat | Com - Retail | Energy Efficiency | 105172.0702 | 112024.8533 | 118990.0718 | 125954.0752 | 133104.7377 | 132549.2067 | 139288.3813 | 145808.8806 | 52978.4749 | 55142.5277 | 166293.941 | 173645.2319 | 181170.5387
Scenario 1: Reference | SDG&E | Com | WaterHeat | Com - Retail | Fuel Substitution | 252323.7305 | 292575.2517 | 325418.4111 | 371857.152 | 421621.6215 | 329995.0852 | 388248.4339 | 439633.1349 | 508356.583 | 557157.0045 | 626763.6683 | 676036.5297 | 710883.8701
Scenario 1: Reference | SDG&E | Com | WaterHeat | Com - School | Energy Efficiency | 173187.0844 | 189349.1667 | 206438.8276 | 224503.2711 | 244448.1451 | 100109.4539 | 106886.1363 | 113314.9959 | 92918.3894 | 98979.2608 | 133432.1624 | 140436.7594 | 147422.4163
Scenario 1: Reference | SDG&E | Com | WaterHeat | Com - School | Fuel Substitution | 1486494.5387 | 1728191.142 | 1995520.3665 | 2292850.2442 | 2474798.6599 | 1831469.4733 | 2196699.0438 | 2486847.6464 | 2902155.0264 | 3374969.0409 | 3842327.7438 | 4188529.3357 | 4443108.4718
Scenario 1: Reference | SDG&E | Com | WaterHeat | Com - Warehouse | Energy Efficiency | 63053.5429 | 67082.3326 | 71278.9427 | 75711.9012 | 80359.9093 | 79571.7361 | 84203.8596 | 89001.5809 | 10976.7298 | 11718.9399 | 103676.8353 | 109441.158 | 115502.0747
Scenario 1: Reference | SDG&E | Com | WaterHeat | Com - Warehouse | Fuel Substitution | 20096.2605 | 23319.0594 | 26215.4701 | 30074.5375 | 34274.4218 | 20249.4545 | 23978.5236 | 27382.9622 | 31831.7826 | 36116.902 | 41219.5439 | 45047.0207 | 47921.1914
Scenario 1: Reference | SDG&E | Com | WholeBlg | Com - College | Energy Efficiency | 143256.3697 | 147021.3243 | 150599.6025 | 153853.4216 | 158591.0231 | 168228.1523 | 178798.1785 | 187986.1065 | 197373.2027 | 207164.3742 | 215979.8086 | 220155.5769 | 222386.8199
Scenario 1: Reference | SDG&E | Com | WholeBlg | Com - Grocery | Energy Efficiency | 293396.4742 | 299482.4603 | 305260.8698 | 309930.8105 | 318046.5743 | 337949.4526 | 358643.7797 | 376471.853 | 394734.949 | 412860.7415 | 429168.5341 | 434610.5894 | 428407.2237
Scenario 1: Reference | SDG&E | Com | WholeBlg | Com - Health | Energy Efficiency | 371182.8011 | 380509.0923 | 389212.0707 | 396660.7966 | 407929.925 | 432179.2496 | 457920.3086 | 479597.978 | 501777.9219 | 524844.2081 | 546034.3384 | 554599.0528 | 562024.083
Scenario 1: Reference | SDG&E | Com | WholeBlg | Com - Lodging | Energy Efficiency | 196149.6413 | 200149.6004 | 203863.31 | 207206.4114 | 212368.4867 | 223980.4605 | 236490.1397 | 246975.2295 | 257573.1074 | 268448.1081 | 277863.7284 | 281214.212 | 284724.3512
Scenario 1: Reference | SDG&E | Com | WholeBlg | Com - Office (Large) | Energy Efficiency | 619685.7253 | 629895.628 | 638731.5416 | 645062.8291 | 657597.4307 | 692181.508 | 730275.8011 | 761102.6245 | 791853.2983 | 823285.356 | 849358.9443 | 855275.9764 | 868426.3753
Scenario 1: Reference | SDG&E | Com | WholeBlg | Com - Office (Small) | Energy Efficiency | 174453.8919 | 176245.5022 | 177776.092 | 178680.6532 | 181561.8469 | 191003.0358 | 201187.5129 | 209404.2694 | 217659.2545 | 226587.7567 | 233502.7611 | 234462.9005 | 234788.7938
Scenario 1: Reference | SDG&E | Com | WholeBlg | Com - Other | Energy Efficiency | 368711.5066 | 377841.5479 | 386505.4897 | 394535.2264 | 406170.0235 | 429677.8828 | 455669.4074 | 478046.6345 | 500867.2646 | 524387.2343 | 545554.0609 | 555827.1581 | 568418.1496
Scenario 1: Reference | SDG&E | Com | WholeBlg | Com - Refrig. Warehouse | Energy Efficiency | 6514.0223 | 6776.5578 | 7041.6266 | 7296.5287 | 7613.1099 | 8158.1396 | 8720.2451 | 9230.3585 | 9764.7781 | 10305.7546 | 10822.1801 | 11077.1703 | 10978.1957
Scenario 1: Reference | SDG&E | Com | WholeBlg | Com - Restaurant | Energy Efficiency | 478085.5388 | 522985.6696 | 565265.4581 | 211461.3302 | 217716.4211 | 230831.9639 | 244608.0035 | 256746.8949 | 269266.1323 | 281784.272 | 293357.1721 | 298602.761 | 298151.3452
Scenario 1: Reference | SDG&E | Com | WholeBlg | Com - Retail | Energy Efficiency | 2018296.0871 | 2387924.8382 | 2772505.0377 | 3150871.8457 | 3483181.6693 | 3917857.3986 | 4334515.6001 | 4695598.5401 | 5019937.7398 | 5330005.2875 | 5600675.065 | 5820979.7703 | 6063433.2629
Scenario 1: Reference | SDG&E | Com | WholeBlg | Com - School | Energy Efficiency | 115280.4373 | 117330.3825 | 119205.5404 | 120809.1822 | 123651.0585 | 130536.7289 | 138263.9127 | 144728.9374 | 151242.8071 | 157950.7123 | 163736.7412 | 165761.2861 | 168111.4307
Scenario 1: Reference | SDG&E | Com | WholeBlg | Com - Warehouse | Energy Efficiency | 113688.6302 | 116589.0744 | 119389.3015 | 121978.9652 | 125725.5083 | 133286.9283 | 141448.0223 | 148505.8948 | 155741.4077 | 163118.7991 | 169810.356 | 172910.5597 | 176618.2497
Scenario 1: Reference | SDG&E | Ind | WholeBlg | Ind - All Other Industrial | Energy Efficiency | 142737.4271 | 144786.0632 | 146252.8534 | 147268.1852 | 149270.0523 | 155237.1538 | 162656.7555 | 169491.7042 | 176437.1992 | 183624.2924 | 190736.2524 | 195906.7735 | 201610.7364
Scenario 1: Reference | SDG&E | Ind | WholeBlg | Ind - Chemicals | Energy Efficiency | 165920.527 | 169511.8865 | 172460.0225 | 174801.7866 | 178222.7285 | 186161.4184 | 195688.2105 | 204420.3635 | 213317.9822 | 222469.2233 | 231454.9751 | 238059.7458 | 245188.9565
Scenario 1: Reference | SDG&E | Ind | WholeBlg | Ind - Electronics | Energy Efficiency | 354666.3184 | 358153.9445 | 359426.0931 | 358379.2286 | 360296.5004 | 376633.9734 | 398267.416 | 417339.241 | 436308.8653 | 455521.082 | 473616.1528 | 483150.8543 | 493675.3987
Scenario 1: Reference | SDG&E | Ind | WholeBlg | Ind - Fabricated Metals | Energy Efficiency | 68135.4564 | 68997.7422 | 69539.9446 | 69541.9042 | 69968.5788 | 72611.3132 | 75987.6662 | 78903.2348 | 81780.8577 | 84689.5968 | 87402.3701 | 88799.722 | 90337.9682
Scenario 1: Reference | SDG&E | Ind | WholeBlg | Ind - Food | Energy Efficiency | 251503.2105 | 254713.4052 | 257072.4925 | 258762.362 | 261982.8013 | 271439.5442 | 283135.4236 | 293824.5808 | 304635.0516 | 315762.4729 | 326630.5117 | 334387.5527 | 342841.0018
Scenario 1: Reference | SDG&E | Ind | WholeBlg | Ind - Industrial Machinery | Energy Efficiency | 250363.1663 | 260587.1107 | 270856.883 | 279614.8011 | 288925.6307 | 302402.0492 | 317789.018 | 332895.2104 | 348577.753 | 365055.6536 | 381701.6057 | 396389.6749 | 411890.0403
Scenario 1: Reference | SDG&E | Ind | WholeBlg | Ind - Lumber & Furniture | Energy Efficiency | 6644.6602 | 6562.837 | 6431.504 | 6251.6543 | 6135.1138 | 6308.3544 | 6571.5755 | 6767.7291 | 6949.1282 | 7122.6053 | 7262.6333 | 7225.0151 | 7196.9312
Scenario 1: Reference | SDG&E | Ind | WholeBlg | Ind - Paper | Energy Efficiency | 7532.3531 | 7317.6453 | 7037.7951 | 6711.521 | 6464.4379 | 6580.7754 | 6814.8964 | 6964.5258 | 7097.4713 | 7221.1428 | 7300.0021 | 7152.5794 | 7012.9222
Scenario 1: Reference | SDG&E | Ind | WholeBlg | Ind - Petroleum | Energy Efficiency | 4445.4282 | 4341.6473 | 4200.7532 | 4022.9771 | 3890.9325 | 3980.8403 | 4142.1092 | 4250.0707 | 4344.1993 | 4428.9803 | 4484.8151 | 4404.4166 | 4328.979
Scenario 1: Reference | SDG&E | Ind | WholeBlg | Ind - Plastics | Energy Efficiency | 47462.0047 | 48480.2606 | 49276.9447 | 49857.1441 | 50850.2595 | 53376.68 | 56329.1784 | 58860.6756 | 61460.0811 | 64146.3256 | 66765.5175 | 68533.9048 | 70445.7968
Scenario 1: Reference | SDG&E | Ind | WholeBlg | Ind - Primary Metals | Energy Efficiency | 98127.3997 | 102820.8484 | 107715.7978 | 112738.9367 | 118100.322 | 124246.7922 | 130904.4193 | 137830.9891 | 145133.0468 | 152853.5464 | 160926.2253 | 169108.4519 | 177787.5428
Scenario 1: Reference | SDG&E | Ind | WholeBlg | Ind - Printing & Publishing | Energy Efficiency | 44190.945 | 43662.4596 | 42818.9834 | 41671.2333 | 40929.9207 | 42134.4734 | 43984.5585 | 45400.8046 | 46734.3126 | 48022.8418 | 49087.4784 | 48982.8593 | 48954.3588
Scenario 1: Reference | SDG&E | Ind | WholeBlg | Ind - Stone-Glass-Clay | Energy Efficiency | 82315.5635 | 87225.9103 | 92013.0957 | 96844.7813 | 102013.4319 | 107825.5776 | 113924.4515 | 120217.5995 | 126835.1969 | 133859.2049 | 141260.2284 | 148773.1399 | 156725.2349
Scenario 1: Reference | SDG&E | Ind | WholeBlg | Ind - Textiles | Energy Efficiency | 5423.0166 | 5361.513 | 5262.2954 | 5119.6095 | 5021.2135 | 5145.6927 | 5341.2754 | 5484.6287 | 5617.8496 | 5747.105 | 5851.8853 | 5828.05 | 5815.1497
Scenario 1: Reference | SDG&E | Ind | WholeBlg | Ind - Transportation Equipment | Energy Efficiency | 219659.3825 | 219477.0292 | 218805.6423 | 215865.3507 | 214262.0318 | 221131.853 | 231183.2855 | 239480.2037 | 247646.4702 | 255812.3236 | 262979.0456 | 264809.6018 | 266915.8052
Scenario 1: Reference | SDG&E | Res | AppPlug | Res - Multi Family | Energy Efficiency | 90.9948 | 97.3432 | 103.5147 | 741.24 | 2397.9396 | 2565.2762 | 2735.9994 | 2902.2575 | 3077.6387 | 3271.5948 | 3506.0783 | 3785.6116 | 4105.1468
Scenario 1: Reference | SDG&E | Res | AppPlug | Res - Multi Family | Fuel Substitution | 13.9762 | 16.0431 | 18.3302 | 20.868 | 23.625 | 0 | 0 | 0 | 0 | 0 | 0 | 0 | 0
Scenario 1: Reference | SDG&E | Res | AppPlug | Res - Single Family | Energy Efficiency | 0.019145 | 0.031547 | 0.037055 | 0.042337 | 0.046724 | 26.257 | 66.0362 | 70.3061 | 75.2222 | 80.9363 | 87.7809 | 95.8966 | 105.2365
Scenario 1: Reference | SDG&E | Res | AppPlug | Res - Single Family | Fuel Substitution | 12.2069 | 13.9666 | 15.9173 | 18.0808 | 20.4415 | 0 | 0 | 0 | 0 | 0 | 0 | 0 | 0
Scenario 1: Reference | SDG&E | Res | BROs | Income Qualified - Multi Family IQ | Energy Efficiency | 443465.6029 | 499791.816 | 557016.4521 | 574200.0435 | 609039.0917 | 758592.9072 | 870343.3225 | 938559.063 | 1039215.73 | 1032580.4937 | 1125602.5861 | 1176024.3621 | 1283947.794
Scenario 1: Reference | SDG&E | Res | BROs | Income Qualified - Single Family IQ | Energy Efficiency | 995634.4377 | 1106305.3176 | 1218607.5848 | 1260702.6019 | 1336372.5628 | 1622255.3532 | 1839084.4206 | 1977574.3193 | 2176172.0772 | 2182634.7398 | 2371436.9343 | 2495087.5699 | 2717754.1335
Scenario 1: Reference | SDG&E | Res | BROs | Res - Multi Family | Energy Efficiency | 3462892.1659 | 3853473.9471 | 4250193.0075 | 4397399.1855 | 4663370.2481 | 5675249.9397 | 6442974.2728 | 6932804.0936 | 7636413.1991 | 7656216.219 | 8324500.8592 | 9077588.3852 | 9910697.4861
Scenario 1: Reference | SDG&E | Res | BROs | Res - Single Family | Energy Efficiency | 1269479.4071 | 1428644.0664 | 1590647.3432 | 1641603.5637 | 1741822.6669 | 2160102.2668 | 2473883.7305 | 2667373.0504 | 2951080.6464 | 2938383.5245 | 3202108.968 | 3499393.2821 | 3827611.8436
Scenario 1: Reference | SDG&E | Res | BldgEnv | Res - Multi Family | Energy Efficiency | 0 | 0 | 0 | 411.2708 | 442.4375 | 2284.4644 | 2449.5741 | 2622.3269 | 2805.2958 | 2997.6806 | 3204.8345 | 3423.7157 | 3655.5557
Scenario 1: Reference | SDG&E | Res | BldgEnv | Res - Single Family | Energy Efficiency | 18831.1949 | 21864.7292 | 24735.1454 | 27079.4426 | 28341.7203 | 29969.8871 | 31449.0971 | 32838.6266 | 14094.8293 | 3835.7658 | 4081.2211 | 4338.7916 | 4610.7496
Scenario 1: Reference | SDG&E | Res | HVAC | Res - Multi Family | Energy Efficiency | 0 | 0 | 0 | 0 | 0 | 16036.9595 | 16177.9003 | 16090.8959 | 15859.8859 | 15553.2082 | 15342.3764 | 15278.1184 | 15241.2004
Scenario 1: Reference | SDG&E | Res | HVAC | Res - Multi Family | Fuel Substitution | 15642.9948 | 16955.0633 | 20385.4465 | 21722.6313 | 23159.6037 | 0 | 0 | 0 | 0 | 0 | 0 | 0 | 0
Scenario 1: Reference | SDG&E | Res | HVAC | Res - Single Family | Energy Efficiency | 639964.7445 | 722360.8058 | 778595.9316 | 805807.824 | 800443.638 | 274042.5536 | 274393.6378 | 271607.8403 | 60668.7058 | 29042.3753 | 28371.7534 | 27953.6445 | 27585.9457
Scenario 1: Reference | SDG&E | Res | HVAC | Res - Single Family | Fuel Substitution | 462556.4185 | 504359.7928 | 545344.6847 | 587803.0107 | 630910.2183 | -1051.9023 | -1143.9102 | -1187.7362 | 0 | 0 | 0 | 0 | 0
Scenario 1: Reference | SDG&E | Res | WaterHeat | Res - Multi Family | Energy Efficiency | 3983159.9499 | 3993593.7605 | 3963203.9103 | 3936348.8762 | 3836201.5038 | 2335523.9278 | 2214092.8182 | 2082531.5162 | 1954518.1518 | 1831883.8087 | 1730229.5288 | 1639481.0052 | 1559170.203
Scenario 1: Reference | SDG&E | Res | WaterHeat | Res - Multi Family | Fuel Substitution | 132078.644 | 143725.0541 | 155552.9238 | 168272.4853 | 180495.7871 | 1977.8384 | 2365.4227 | 2724.9439 | 3002.0763 | 3191.2474 | 3340.5981 | 3429.3264 | 3484.6385
Scenario 1: Reference | SDG&E | Res | WaterHeat | Res - Single Family | Energy Efficiency | 10470689.2289 | 11061894.9687 | 11403511.6504 | 11491754.3516 | 11247638.6235 | 3612775.4585 | 3275986.5703 | 2949867.9619 | 2649541.9323 | 2378656.437 | 2145540.9382 | 1944408.5453 | 1771191.2158
Scenario 1: Reference | SDG&E | Res | WaterHeat | Res - Single Family | Fuel Substitution | 31433.0916 | 33971.7719 | 36536.1399 | 39322.5757 | 42263.9586 | 10410.4291 | 11951.9814 | 13566.5563 | 14885.0996 | 15774.1118 | 16474.725 | 16886.6558 | 17144.1135
Scenario 2: High TRC | PG&E | Ag | WholeBlg | Ag - Dairies, fishing, hunting | Energy Efficiency | 214056.4017 | 217436.6067 | 220239.6446 | 222768.302 | 228040.4054 | 239482.0322 | 249875.5336 | 259621.8782 | 269389.5623 | 279519.3568 | 289780.049 | 296018.8637 | 302768.6259
Scenario 2: High TRC | PG&E | Ag | WholeBlg | Ag - Irrigated Agriculture, vineyards, forestry and greenhouses | Energy Efficiency | 1748994.9183 | 1804624.2957 | 1852116.5851 | 1896582.4904 | 1961007.4542 | 2080088.0243 | 2191509.5489 | 2299449.7722 | 2407516.177 | 2519917.7689 | 2633325.7405 | 2710636.9702 | 2791998.07
Scenario 2: High TRC | PG&E | Ag | WholeBlg | Ag - Water pumping | Energy Efficiency | 1032562.2727 | 1021275.2113 | 1003739.2548 | 984901.2681 | 977480.7304 | 1003009.6778 | 1022589.6476 | 1038389.6521 | 1049795.961 | 1061328.2682 | 1070534.595 | 1061955.6033 | 1054008.0669
Scenario 2: High TRC | PG&E | Com | AppPlug | Com - Health | Energy Efficiency | 5944873.8206 | 6723938.4547 | 7434498.9477 | 7919589.6751 | 7203319.0891 | 4867824.2595 | 20769580.4634 | 10239319.2143 | 10794500.6302 | 11257535.9919 | 11608308.9085 | 12214794.7136 | 12801864.9262
Scenario 2: High TRC | PG&E | Com | AppPlug | Com - Lodging | Energy Efficiency | 4917711.5867 | 6023224.5779 | 6503852.5449 | 6935302.7526 | 7445872.8152 | 7915372.2051 | 8397526.1809 | 8877369.2053 | 9355780.2181 | 9854178.1903 | 6370972.9608 | 3722893.599 | 45354113.3561
Scenario 2: High TRC | PG&E | Com | AppPlug | Com - Other | Energy Efficiency | 11960.8861 | 14082.3885 | 16526.6518 | 19126.0117 | 21748.1389 | 24973.5806 | 28543.0396 | 32157.9966 | 35583.6556 | 39433.473 | 43557.3533 | 47897.4378 | 52549.0104
Scenario 2: High TRC | PG&E | Com | BROs | Com - Lodging | Energy Efficiency | 1222.1319 | 2661.863 | 4053.0946 | 4876.0152 | 5808.8039 | 7605.881 | 9538.2402 | 11471.6334 | 13558.9414 | 17051.976 | 20624.3918 | 23166.3387 | 25604.8242
Scenario 2: High TRC | PG&E | Com | BROs | Com - Other | Energy Efficiency | 4713.9811 | 10797.9743 | 17157.9171 | 21284.9463 | 26273.6902 | 36016.1206 | 46623.7721 | 55894.4951 | 66983.8796 | 85255.9248 | 104434.2981 | 118721.0271 | 131959.7593
Scenario 2: High TRC | PG&E | Com | BROs | Com - Retail | Energy Efficiency | 6102.0337 | 13152.5562 | 19820.3074 | 23597.9812 | 27810.7124 | 36044.6685 | 44813.3967 | 54479.4955 | 63716.1887 | 79277.2833 | 94862.489 | 105422.7392 | 117566.1779
Scenario 2: High TRC | PG&E | Com | BldgEnv | Com - College | Energy Efficiency | 1318.6767 | 1440.8284 | 1609.2104 | 1773.5182 | 1926.7847 | 2076.1276 | 2270.6655 | 2439.397 | 2744.1245 | 2980.2651 | 3203.0763 | 3319.2331 | 3536.7264
Scenario 2: High TRC | PG&E | Com | BldgEnv | Com - Grocery | Energy Efficiency | 2079.5317 | 2306.7536 | 2569.84 | 2861.4369 | 3142.299 | 3490.2029 | 3849.2661 | 4231.3732 | 4595.1426 | 4989.3379 | 5414.236 | 5853.1683 | 6333.3842
Scenario 2: High TRC | PG&E | Com | BldgEnv | Com - Health | Energy Efficiency | 84905.2175 | 92265.8009 | 134284.4469 | 135204.6671 | 131099.887 | 157374.6132 | 141339.3777 | 121508.885 | 99486.0567 | 76734.9529 | 54436.8768 | 34357.2408 | 18411.6735
Scenario 2: High TRC | PG&E | Com | BldgEnv | Com - Lodging | Energy Efficiency | 198690.4779 | 198119.6144 | 188806.3171 | 171460.6273 | 148366.068 | 121324.5665 | 92570.0399 | 64128.5047 | 37424.4939 | 23952.1382 | 25841.6494 | 27873.9866 | 29992.9804
Scenario 2: High TRC | PG&E | Com | BldgEnv | Com - Office (Large) | Energy Efficiency | 18810.9454 | 20491.4055 | 22415.3224 | 24196.948 | 26205.451 | 28205.0125 | 30416.8651 | 32381.6564 | 34096.693 | 36159.8111 | 38180.5796 | 40263.797 | 42467.9791
Scenario 2: High TRC | PG&E | Com | BldgEnv | Com - Office (Small) | Energy Efficiency | 3441.1545 | 3806.1788 | 4207.3799 | 438.7573 | 50345.0999 | 5043.1135 | 5498.7169 | 5969.643 | 6441.0448 | 6944.6025 | 7476.4336 | 8031.1986 | 8620.6326
Scenario 2: High TRC | PG&E | Com | BldgEnv | Com - Other | Energy Efficiency | 3144.269 | 3464.395 | 3825.0944 | 4187.1561 | 4540.1506 | 4992.9527 | 5490.5656 | 5977.1381 | 6396.8346 | 6893.3346 | 7426.0086 | 7970.3552 | 8565.8175
Scenario 2: High TRC | PG&E | Com | BldgEnv | Com - Refrig. Warehouse | Energy Efficiency | 937.1622 | 1039.0993 | 1143 | 1248.946 | 1357.5707 | 1472.0574 | 1577.9475 | 1686.081 | 1784.0924 | 1889.7823 | 1996.7253 | 2112.0685 | 2238.754
Scenario 2: High TRC | PG&E | Com | BldgEnv | Com - Restaurant | Energy Efficiency | 994.3906 | 1083.9147 | 1192.4914 | 1304.5735 | 1421.8989 | 1544.8595 | 1684.3371 | 1825.0622 | 1967.8552 | 2123.7423 | 2285.2104 | 155.3693 | 27328.6423
Scenario 2: High TRC | PG&E | Com | BldgEnv | Com - Retail | Energy Efficiency | 5266.9905 | 5937.9235 | 6421.4187 | 631.5334 | 70950.3762 | 7821.2906 | 9562.91 | 43305.1287 | 11548.3775 | 12512.1279 | 13563.8171 | 14657.6174 | 15895.4045
Scenario 2: High TRC | PG&E | Com | BldgEnv | Com - School | Energy Efficiency | 5234.5675 | 5756.191 | 6293.7543 | 6825.0447 | 7317.2919 | 7881.7703 | 8435.0342 | 9033.626 | 9644.616 | 10296.3567 | 10979.3188 | 11736.7651 | 12485.2359
Scenario 2: High TRC | PG&E | Com | BldgEnv | Com - Warehouse | Energy Efficiency | 529222.0121 | 546798.6389 | 541962.4477 | 514902.0232 | 468514.4571 | 407658.6024 | 336326.8381 | 261146.9845 | 185873.5439 | 115225.2854 | 81994.7703 | 87910.5773 | 94303.4115
Scenario 2: High TRC | PG&E | Com | ComRefrig | Com - College | Energy Efficiency | 1066.3422 | 672.8943 | 367.6776 | 157.4503 | 60.6791 | 21.1747 | 0 | 0 | 0 | 0 | 0 | 0 | 0
Scenario 2: High TRC | PG&E | Com | ComRefrig | Com - Grocery | Energy Efficiency | 755655.8017 | 337665.3908 | 123025.8617 | 39668.2242 | 0 | 0 | 0 | 0 | 0 | 0 | 0 | 0 | 0
Scenario 2: High TRC | PG&E | Com | ComRefrig | Com - Refrig. Warehouse | Energy Efficiency | 2277.6278 | 1363.556 | 686.8637 | 238.4882 | 98.0156 | 17.2987 | 0 | 0 | 0 | 0 | 0 | 0 | 0
Scenario 2: High TRC | PG&E | Com | ComRefrig | Com - Restaurant | Energy Efficiency | 26764.3843 | 12421.5336 | 4581.6968 | 1656.3292 | 0 | 0 | 0 | 0 | 0 | 0 | 0 | 0 | 0
Scenario 2: High TRC | PG&E | Com | ComRefrig | Com - Retail | Energy Efficiency | 350529.8704 | 163588.3427 | 0 | 39724.9171 | 10780.6047 | 0 | 0 | 0 | 0 | 0 | 0 | 0 | 0
Scenario 2: High TRC | PG&E | Com | ComRefrig | Com - School | Energy Efficiency | 3.3324 | 0 | 0 | 0 | 0 | 0 | 0 | 0 | 0 | 0 | 0 | 0 | 0
Scenario 2: High TRC | PG&E | Com | FoodServ | Com - College | Energy Efficiency | 270339.5324 | 286153.9646 | 296265.3051 | 348775.6109 | 333851.1114 | 349701.3191 | 368529.7384 | 385663.2585 | 407584.3886 | 429614.5451 | 452109.7169 | 471379.6401 | 496055.312
Scenario 2: High TRC | PG&E | Com | FoodServ | Com - College | Fuel Substitution | 1530.1309 | 1793.1994 | 2095.9866 | 2423.0318 | 2770.5508 | 3139.0302 | 3559.9119 | 4142.0208 | 4842.3905 | 5700.2536 | 6728.8469 | 7971.3603 | 9461.8106
Scenario 2: High TRC | PG&E | Com | FoodServ | Com - Grocery | Energy Efficiency | 1538178.4824 | 1630449.9537 | 1735513.2728 | 1836810.7371 | 1933099.3819 | 2043843.0187 | 2156124.4196 | 2272339.1857 | 2386283.1709 | 2508602.0095 | 2641824.8927 | 2781993.0742 | 2934832.8481
Scenario 2: High TRC | PG&E | Com | FoodServ | Com - Grocery | Fuel Substitution | 14787.2407 | 17357.49 | 20277.3977 | 23457.8263 | 26826.443 | 30376.3804 | 34419.1795 | 39299.6799 | 44920.5574 | 51393.7098 | 58648.1703 | 67099.6839 | 76856.1672
Scenario 2: High TRC | PG&E | Com | FoodServ | Com - Health | Energy Efficiency | 672470.5942 | 712947.0584 | 771900.2507 | 810235.9993 | 858071.7619 | 894199.577 | 997114.3091 | 1012518.643 | 1063031.8664 | 1108931.9686 | 1150646.8105 | 1216018.9825 | 1286714.9992
Scenario 2: High TRC | PG&E | Com | FoodServ | Com - Health | Fuel Substitution | 4352.6008 | 5170.358 | 6098.3582 | 7111.4602 | 8278.5805 | 9561.0282 | 11077.4788 | 12870.085 | 14955.4667 | 17382.4865 | 20124.105 | 23373.2461 | 27192.3398
Scenario 2: High TRC | PG&E | Com | FoodServ | Com - Lodging | Energy Efficiency | 613445.7077 | 655123.0341 | 699110.4433 | 741557.4317 | 791147.1508 | 838935.5114 | 888175.0832 | 938907.5103 | 990145.9954 | 1046376.2545 | 1105878.9012 | 1160378.7463 | 1271916.2821
Scenario 2: High TRC | PG&E | Com | FoodServ | Com - Lodging | Fuel Substitution | 4418.4852 | 5212.2207 | 6102.3669 | 7081.6349 | 8177.3659 | 9362.7802 | 10772.8123 | 12394.8795 | 14250.3774 | 16369.2671 | 18713.6861 | 21451.8899 | 24643.1434
Scenario 2: High TRC | PG&E | Com | FoodServ | Com - Office (Large) | Energy Efficiency | 5731.69 | 5939.6831 | 6156.7779 | 6340.4588 | 6601.3675 | 6921.4607 | 7196.6799 | 7415.6013 | 7583.9988 | 7763.2753 | 7993.2958 | 8176.8975 | 8358.3562
Scenario 2: High TRC | PG&E | Com | FoodServ | Com - Office (Small) | Energy Efficiency | 1306.6987 | 1368.7635 | 1429.1033 | 828.9971 | 6648.1534 | 1590.406 | 1663.4169 | 1730.6063 | 1791.069 | 1848.4001 | 1920.6781 | 1981.7407 | 2042.0008
Scenario 2: High TRC | PG&E | Com | FoodServ | Com - Other | Energy Efficiency | 2080855.4043 | 2212771.7477 | 2357349.6139 | 2496415.1624 | 2633965.0579 | 2791823.8837 | 2957424.2715 | 3122654.2755 | 3279114.5491 | 3452580.4689 | 3640408.6463 | 3836087.0118 | 4046996.3844
Scenario 2: High TRC | PG&E | Com | FoodServ | Com - Other | Fuel Substitution | 16532.205 | 19618.1634 | 23257.6201 | 27210.6838 | 31460.4331 | 36001.1446 | 41247.5886 | 47353.5723 | 54567.5651 | 62794.3826 | 72018.2506 | 82736.2599 | 95030.5175
Scenario 2: High TRC | PG&E | Com | FoodServ | Com - Restaurant | Energy Efficiency | 4131868.7677 | 4358172.5957 | 4609589.0942 | 4852738.2086 | 5098582.0429 | 5351794.8099 | 5621367.7779 | 5893638.9209 | 6171389.2945 | 6469131.8089 | 6786434.2852 | 4422598.694 | 29875843.2482
Scenario 2: High TRC | PG&E | Com | FoodServ | Com - Restaurant | Fuel Substitution | 43762.7716 | 51660.7755 | 60694.6982 | 70616.4351 | 81205.6956 | 92453.7546 | 105338.4137 | 120204.601 | 137290.5713 | 156621.375 | 177842.8202 | 179678.4458 | 198876.0408
Scenario 2: High TRC | PG&E | Com | FoodServ | Com - Retail | Energy Efficiency | 13841.2438 | 15536.1419 | 17443.3836 | 2552.1524 | 172577.8874 | 21604.6262 | 25007.5587 | 27462.2019 | 29699.8896 | 32013.2928 | 34538.0383 | 36990.2756 | 39586.9365
Scenario 2: High TRC | PG&E | Com | FoodServ | Com - School | Energy Efficiency | 814599.3425 | 861356.6981 | 910433.9789 | 957974.015 | 1003414.087 | 1056196.36 | 1108258.1802 | 1164587.5084 | 1222980.2014 | 1285415.5668 | 1353506.5373 | 1427426.858 | 1500856.8084
Scenario 2: High TRC | PG&E | Com | FoodServ | Com - School | Fuel Substitution | 1986.6614 | 2264.772 | 2598.481 | 3037.6154 | 3571.2685 | 4192.4135 | 4937.9318 | 5842.2353 | 6937.4898 | 8246.6513 | 9766.5168 | 11632.7122 | 14496.9558
Scenario 2: High TRC | PG&E | Com | HVAC | Com - College | Energy Efficiency | 357416.4056 | 382256.9862 | 363650.4099 | 626991.9447 | 434044.5707 | 318346.418 | 334942.4641 | 347239.1749 | 368783.3977 | 388887.3794 | 408024.0693 | 414122.3259 | 433112.3265
Scenario 2: High TRC | PG&E | Com | HVAC | Com - College | Fuel Substitution | 179262.3194 | 216191.8091 | 241481.778 | 266841.4064 | 305630.204 | 0 | 0 | 0 | 0 | 0 | 0 | 0 | 0
Scenario 2: High TRC | PG&E | Com | HVAC | Com - Grocery | Energy Efficiency | 831942.0407 | 924642.6496 | 1013159.6958 | 1094966.0048 | 1174331.3392 | 1266418.036 | 1351843.7544 | 1438587.7522 | 1517326.5848 | 1592624.7962 | 1669938.2984 | 1738388.0286 | 1806828.2277
Scenario 2: High TRC | PG&E | Com | HVAC | Com - Grocery | Fuel Substitution | 1360847.0291 | 1530844.425 | 1705023.6883 | 1879932.2154 | 2064254.6187 | 31308.6374 | 33159.8436 | 34267.9859 | 34930.515 | 35301.4245 | 35712.0907 | 35776.2269 | 35737.3192
Scenario 2: High TRC | PG&E | Com | HVAC | Com - Health | Energy Efficiency | 1653182.555 | 1819008.4261 | 1988277.478 | 2106361.4816 | 2242080.9819 | 2242268.5346 | 2374839.7835 | 2504797.1636 | 2129286.4941 | 2217270.4589 | 2595152.1525 | 2935600.7038 | 3052420.9345
Scenario 2: High TRC | PG&E | Com | HVAC | Com - Health | Fuel Substitution | 515069.3704 | 581680.158 | 649384.1989 | 717087.1466 | 782560.3484 | 41.0025 | 43.67 | 45.3777 | 0 | 47.2599 | 48.0756 | 48.4279 | 48.6405
Scenario 2: High TRC | PG&E | Com | HVAC | Com - Lodging | Energy Efficiency | 916448.6663 | 1016058.9145 | 1108426.4019 | 1198508.6534 | 1296377.8292 | 1338599.6549 | 1428987.4935 | 1514545.2691 | 1249310.8379 | 1301478.4297 | 1373384.3275 | 1442411.8032 | 1511296.5837
Scenario 2: High TRC | PG&E | Com | HVAC | Com - Lodging | Fuel Substitution | 444003.3313 | 499777.0675 | 557008.9415 | 613645.778 | 687299.4581 | 6518.3911 | 6917.6977 | 7161.6581 | 20.5668 | 20.7983 | 21.0612 | 19.0722 | 19.0768
Scenario 2: High TRC | PG&E | Com | HVAC | Com - Office (Large) | Energy Efficiency | 755628.3771 | 905521.4444 | 1012321.7607 | 1065146.2119 | 1117038.1044 | 201563.5046 | 492859.4002 | 511006.1461 | 382633.5311 | 18076.1237 | 18311.3185 | 18441.1109 | 18481.4074
Scenario 2: High TRC | PG&E | Com | HVAC | Com - Office (Large) | Fuel Substitution | 84.3499 | 313.9985 | 344.2269 | 373.2299 | 398.9091 | 0 | 0 | 0 | 0 | 0 | 0 | 0 | 0
Scenario 2: High TRC | PG&E | Com | HVAC | Com - Office (Small) | Energy Efficiency | 154775.0485 | 166452.8504 | 178061.8863 | 152207.3426 | 3132105.4462 | 191767.8072 | 202975.0662 | 214052.6869 | 224501.2546 | 235836.6634 | 248491.0831 | 261250.1689 | 274667.4026
Scenario 2: High TRC | PG&E | Com | HVAC | Com - Office (Small) | Fuel Substitution | 11888.4534 | 13415.5815 | 23653.0955 | 21120.6436 | 86939.6241 | 0 | 0 | 0 | 0 | 0 | 0 | 0 | 0
Scenario 2: High TRC | PG&E | Com | HVAC | Com - Other | Energy Efficiency | 4382376.46 | 3916403.9869 | 3782217.7357 | 4055727.7558 | 4319351.3501 | 4689274.3935 | 5057064.0539 | 5593821.9886 | 5610780.5901 | 5922743.78 | 6279208.6279 | 6633082.2414 | 7016637.1115
Scenario 2: High TRC | PG&E | Com | HVAC | Com - Other | Fuel Substitution | 2786342.4634 | 3137380.399 | 3493821.5149 | 3849351.8834 | 4202259.0041 | 0 | 0 | 0 | 0 | 0 | 0 | 0 | 0
Scenario 2: High TRC | PG&E | Com | HVAC | Com - Restaurant | Energy Efficiency | 1740603.5344 | 1949386.5625 | 2158987.147 | 2358726.8867 | 2545083.2363 | 2716792.5197 | 2879398.7222 | 3026770.8663 | 3162553.3539 | 3292341.0464 | 3416600.0308 | 2274980.3025 | 13295917.8976
Scenario 2: High TRC | PG&E | Com | HVAC | Com - Restaurant | Fuel Substitution | 86643.9781 | 145477.989 | 162015.9053 | 178488.1723 | 194306.9785 | 0 | 0 | 0 | 0 | 0 | 0 | 0 | 0
Scenario 2: High TRC | PG&E | Com | HVAC | Com - Retail | Energy Efficiency | 1210795.4576 | 1339731.7492 | 1455942.7936 | 968739.2475 | 5999004.2556 | 1528235.706 | 1694317.5565 | 1803941.4624 | 1787670.8325 | 1740195.063 | 1841091.0119 | 2012861.3806 | 2177427.5018
Scenario 2: High TRC | PG&E | Com | HVAC | Com - Retail | Fuel Substitution | 364607.4611 | 436241.9812 | 485634.3762 | 483515.3526 | 561999.1586 | 41.9844 | 44.5905 | 46.1784 | 0 | 0 | 0 | 0 | 0
Scenario 2: High TRC | PG&E | Com | HVAC | Com - School | Energy Efficiency | 969137.8272 | 1181275.5748 | 1433102.1443 | 1582779.4278 | 1659243.1685 | 1346597.8943 | 1412560.8354 | 1482036.6968 | 1453181.1826 | 1475924.3721 | 1547118.6424 | 1741138.9661 | 1877742.2693
Scenario 2: High TRC | PG&E | Com | HVAC | Com - School | Fuel Substitution | 274916.7192 | 304913.4724 | 334361.8184 | 362596.6575 | 408997.6408 | 0 | 0 | 0 | 0 | 0 | 0 | 0 | 0
Scenario 2: High TRC | PG&E | Com | HVAC | Com - Warehouse | Energy Efficiency | 95920.7548 | 112384.7959 | 123907.82 | 134970.767 | 146162.1827 | 183412.163 | 204997.623 | 229394.4057 | 141474.3855 | 104234.743 | 109749.9644 | 114950.5121 | 161153.9676
Scenario 2: High TRC | PG&E | Com | HVAC | Com - Warehouse | Fuel Substitution | 215640.0018 | 243855.8747 | 272754.2892 | 301836.7481 | 329810.0827 | 0 | 0 | 0 | 0 | 0 | 0 | 0 | 0
Scenario 2: High TRC | PG&E | Com | Lighting | Com - College | Energy Efficiency | 0 | 0 | 0 | 0 | 0 | 0 | 0 | 0 | 0 | 0 | 0 | 0 | 0
Scenario 2: High TRC | PG&E | Com | Lighting | Com - Grocery | Energy Efficiency | 22056.7297 | 24192.3306 | 53347.6083 | 62745.5048 | 65488.5894 | 68543.5513 | 70343.303 | 71602.6351 | 72300.8703 | 46045.5578 | 38904.8242 | 39991.3901 | 40846.4132
Scenario 2: High TRC | PG&E | Com | Lighting | Com - Health | Energy Efficiency | 59396.3284 | 65094.8693 | 71394.784 | 148989.7644 | 175011.8755 | 183504.9048 | 188780.5405 | 192537.7309 | 119213.3849 | 101274.4702 | 104181.7258 | 107377.983 | 110034.2015
Scenario 2: High TRC | PG&E | Com | Lighting | Com - Lodging | Energy Efficiency | 0 | 0 | 0 | 0 | 0 | 0 | 0 | 0 | 0 | 0 | 0 | 0 | 0
Scenario 2: High TRC | PG&E | Com | Lighting | Com - Office (Large) | Energy Efficiency | 0 | 0 | 0 | 0 | 0 | 0 | 0 | 0 | 0 | 0 | 0 | 0 | 0
Scenario 2: High TRC | PG&E | Com | Lighting | Com - Office (Small) | Energy Efficiency | 0 | 0 | 0 | 0 | 0 | 0 | 0 | 0 | 0 | 0 | 0 | 0 | 0
Scenario 2: High TRC | PG&E | Com | Lighting | Com - Other | Energy Efficiency | 0 | 0 | 0 | 0 | 0 | 0 | 0 | 0 | 0 | 0 | 0 | 0 | 0
Scenario 2: High TRC | PG&E | Com | Lighting | Com - Refrig. Warehouse | Energy Efficiency | 1789.7258 | 1917.4961 | 2035.6898 | 2145.7251 | 2262.3991 | 2385.0643 | 2479.8567 | 2566.9569 | 2642.0204 | 2714.8896 | 2806.8739 | 2890.1193 | 2971.5603
Scenario 2: High TRC | PG&E | Com | Lighting | Com - Restaurant | Energy Efficiency | 0 | 0 | 13355.9353 | 18413.2808 | 19580.174 | 20741.2482 | 21939.5326 | 23033.3637 | 23954.8895 | 24751.03 | 25733.5165 | 17955.5642 | 92955.2172
Scenario 2: High TRC | PG&E | Com | Lighting | Com - Retail | Energy Efficiency | 345241.7113 | 368939.8388 | 390877.6417 | 292027.3184 | 1208848.1117 | 432649.0032 | 453280.6711 | 466690.0642 | 477467.1949 | 487263.2188 | 501628.5474 | 513302.2668 | 524286.9062
Scenario 2: High TRC | PG&E | Com | Lighting | Com - School | Energy Efficiency | 0 | 0 | 0 | 0 | 0 | 0 | 0 | 0 | 0 | 0 | 0 | 0 | 0
Scenario 2: High TRC | PG&E | Com | Lighting | Com - Warehouse | Energy Efficiency | 0 | 0 | 0 | 0 | 0 | 0 | 0 | 0 | 0 | 0 | 0 | 0 | 0
Scenario 2: High TRC | PG&E | Com | WaterHeat | Com - College | Energy Efficiency | 566984.9193 | 787904.8821 | 688926.8607 | 1639499.1424 | 1135511.5775 | 763638.9016 | 947459.885 | 1136517.2777 | 828058.2461 | 1435571.214 | 1490226.7478 | 1455928.9605 | 1334575.3785
Scenario 2: High TRC | PG&E | Com | WaterHeat | Com - College | Fuel Substitution | 861530.2676 | 1119128.775 | 1431127.5983 | 1850244.5431 | 2372073.7042 | 1520102.2181 | 1995150.5468 | 2559467.119 | 3195562.4577 | 4164498.8188 | 5425869.1388 | 6719021.2745 | 8057075.2784
Scenario 2: High TRC | PG&E | Com | WaterHeat | Com - Grocery | Energy Efficiency | 207884.6876 | 252462.2653 | 306689.7855 | 371897.9265 | 448839.4169 | 473653.0934 | 571211.9051 | 676809.0011 | 507252.327 | 887891.3856 | 975577.7883 | 1037127.8261 | 1063310.3115
Scenario 2: High TRC | PG&E | Com | WaterHeat | Com - Grocery | Fuel Substitution | 42985.8363 | 55069.2082 | 70708.2866 | 90892.7446 | 116379.1026 | 0 | 0 | 0 | 0 | 0 | 0 | 0 | 0
Scenario 2: High TRC | PG&E | Com | WaterHeat | Com - Health | Energy Efficiency | 1425761.0076 | 1629113.3893 | 1888685.9096 | 2159120.4221 | 2411193.8152 | 1130663.3427 | 1347561.5516 | 1541615.8572 | 1067904.3463 | 1759569.846 | 1736358.7052 | 1619718.5396 | 1429098.139
Scenario 2: High TRC | PG&E | Com | WaterHeat | Com - Health | Fuel Substitution | 2401177.6357 | 3132378.7607 | 4041092.9138 | 5202630.4102 | 6638135.0344 | 4099455.0276 | 5419616.4836 | 6942326.3824 | 8853633.3493 | 11528500.007 | 15142486.2333 | 18877071.5598 | 22760918.8678
Scenario 2: High TRC | PG&E | Com | WaterHeat | Com - Lodging | Energy Efficiency | 6688791.4404 | 7207424.8473 | 7759681.7351 | 8304037.7664 | 8918272.0326 | 1382519.9691 | 1532043.8596 | 1626616.2346 | 771231.2622 | 1129817.278 | 4986.1141 | 887335.4588 | 710492.755
Scenario 2: High TRC | PG&E | Com | WaterHeat | Com - Lodging | Fuel Substitution | 2361964.524 | 3069367.1765 | 3953042.7582 | 5082613.2553 | 6481359.3365 | 3851479.871 | 5150148.8088 | 6575584.0299 | 8330605.5045 | 10995537.3612 | 14436746.3702 | 17990223.914 | 21681961.5957
Scenario 2: High TRC | PG&E | Com | WaterHeat | Com - Office (Large) | Energy Efficiency | 2630391.6212 | 2878231.7378 | 3025443.8978 | 3022969.4117 | 2865636.1539 | 1255041.7968 | 829407.4579 | 409306.8806 | 19041.7399 | 1919.7474 | 2492.9481 | 3221.0502 | 4154.103
Scenario 2: High TRC | PG&E | Com | WaterHeat | Com - Office (Large) | Fuel Substitution | 482481.4292 | 625525.1141 | 794919.6563 | 1015436.6887 | 1300375.3963 | 1005033.8765 | 1306993.6344 | 1652147.8502 | 2110394.8187 | 2832472.9964 | 3691765.4611 | 4568844.6307 | 5468481.1585
Scenario 2: High TRC | PG&E | Com | WaterHeat | Com - Office (Small) | Energy Efficiency | 429110.0288 | 564377.9568 | 27628.9222 | 646494.8608 | 913437.4618 | 958200.7077 | 1122067.1596 | 1251851.4649 | 829488.5916 | 1301006.2215 | 1194421.4468 | 1015645.0842 | 796668.0729
Scenario 2: High TRC | PG&E | Com | WaterHeat | Com - Office (Small) | Fuel Substitution | 129859.7895 | 168544.7877 | 217024.4967 | 232067.1975 | 309454.4381 | 251633.9138 | 330297.1379 | 421488.7635 | 522257.9513 | 708287.3818 | 923817.0574 | 1144582.0726 | 1372509.4713
Scenario 2: High TRC | PG&E | Com | WaterHeat | Com - Other | Energy Efficiency | 2341300.3789 | 2847161.4763 | 3457813.0574 | 4182995.2362 | 5027559.9496 | 3196787.4047 | 3886303.9068 | 4589131.77 | 3333506.2741 | 5707247.7945 | 5931317.0895 | 5836914.7642 | 5423587.4892
Scenario 2: High TRC | PG&E | Com | WaterHeat | Com - Other | Fuel Substitution | 8575784.7979 | 11093002.3003 | 14169580.1047 | 18108943.2523 | 22948935.527 | 14143342.3521 | 18550529.0784 | 23580087.4345 | 30268552.9756 | 39262736.3963 | 51100582.3655 | 63215437.0655 | 75713240.4228
Scenario 2: High TRC | PG&E | Com | WaterHeat | Com - Refrig. Warehouse | Energy Efficiency | 8789.5838 | 9642.4019 | 10581.6855 | 68668.8661 | 87375.9094 | 150991.4323 | 190619.5869 | 235249.7817 | 179220.7977 | 327983.9903 | 366384.479 | 391489.5562 | 398216.9125
Scenario 2: High TRC | PG&E | Com | WaterHeat | Com - Refrig. Warehouse | Fuel Substitution | 23730.5105 | 30844.17 | 39879.2133 | 51326.052 | 65519.8493 | 38750.1339 | 50968.1009 | 65214.298 | 81068.0479 | 106841.3677 | 140445.9625 | 175167.9587 | 211194.1669
Scenario 2: High TRC | PG&E | Com | WaterHeat | Com - Restaurant | Energy Efficiency | 657353.0978 | 776768.8579 | 915183.3485 | 1257434.4159 | 1477649.7552 | 505174.5777 | 576857.3573 | 630036.2164 | 438503.7358 | 638651.2453 | 86497.1794 | 534009.2707 | 594131.2411
Scenario 2: High TRC | PG&E | Com | WaterHeat | Com - Restaurant | Fuel Substitution | 4128660.1708 | 5337401.8547 | 6842812.5556 | 8712980.2063 | 10985989.2758 | 8477850.347 | 11051019.741 | 13999236.3957 | 17229657.1326 | 22323441.8372 | 28944759.3031 | 32090032.2021 | 40910990.3262
Scenario 2: High TRC | PG&E | Com | WaterHeat | Com - Retail | Energy Efficiency | 778621.1364 | 1032244.1789 | 1054502.0132 | 1551399.5713 | 2062419.6806 | 2389057.4198 | 2882585.2467 | 3363834.7354 | 2377253.3554 | 4028995.7438 | 4097074.9018 | 3936490.5082 | 3562262.2832
Scenario 2: High TRC | PG&E | Com | WaterHeat | Com - Retail | Fuel Substitution | 214024.0037 | 276940.0308 | 342889.7426 | 399397.3114 | 512028.737 | 434201.5316 | 568827.7551 | 723097.8694 | 941360.9513 | 1239274.4246 | 1613364.244 | 1996072.7635 | 2390918.9585
Scenario 2: High TRC | PG&E | Com | WaterHeat | Com - School | Energy Efficiency | 1529796.2924 | 1767840.4199 | 1991476.8182 | 2170730.3989 | 2275225.1615 | 1152875.4825 | 975421.2488 | 738751.924 | 302249.4094 | 248372.6654 | 52970.2553 | 27006.9472 | 29259.8834
Scenario 2: High TRC | PG&E | Com | WaterHeat | Com - School | Fuel Substitution | 1507380.5569 | 1951850.6076 | 2507912.3448 | 3201763.5661 | 3916877.651 | 2807269.978 | 3651811.5078 | 4608091.661 | 5978219.0002 | 7979844.8196 | 10356667.4233 | 12780484.1314 | 15269734.6059
Scenario 2: High TRC | PG&E | Com | WaterHeat | Com - Warehouse | Energy Efficiency | 557930.4238 | 730623.7321 | 948116.2663 | 1216610.8878 | 1539069.2706 | 1863505.678 | 2271532.4578 | 2691424.069 | 1938212.9909 | 3379694.2847 | 3562220.3284 | 3573395.6183 | 3405220.6846
Scenario 2: High TRC | PG&E | Com | WaterHeat | Com - Warehouse | Fuel Substitution | 23185.7756 | 30381.0769 | 38658.6928 | 49961.3254 | 63995.2569 | 33813.5213 | 44625.0149 | 57093.4492 | 74569.4387 | 99130.1351 | 129777.6114 | 161357.983 | 194124.0641
Scenario 2: High TRC | PG&E | Com | WholeBlg | Com - College | Energy Efficiency | 223182.9756 | 229368.6547 | 234710.7007 | 239776.7555 | 247127.1333 | 259983.2135 | 273518.1945 | 287268.9224 | 300159.195 | 318427.0725 | 358787.1116 | 369059.7989 | 387020.3711
Scenario 2: High TRC | PG&E | Com | WholeBlg | Com - Grocery | Energy Efficiency | 1390557.5323 | 1431751.8593 | 1468215.6375 | 1502354.0465 | 1558143.8211 | 1665024.5087 | 1771642.2163 | 1931306.8685 | 2040860.438 | 2192109.5204 | 2307715.549 | 2378888.0711 | 2438783.2878
Scenario 2: High TRC | PG&E | Com | WholeBlg | Com - Health | Energy Efficiency | 1701413.4036 | 1764860.6052 | 1822764.3199 | 1879030.5526 | 1960392.1307 | 2098778.983 | 2240250.471 | 2401830.9538 | 2546692.5616 | 2745319.052 | 2900201.4655 | 3006597.5155 | 3108186.3326
Scenario 2: High TRC | PG&E | Com | WholeBlg | Com - Lodging | Energy Efficiency | 274207.0471 | 284226.2377 | 293471.256 | 302641.2221 | 315245.1372 | 335332.1714 | 356056.2392 | 375783.3606 | 397520.3478 | 426066.9352 | 449967.908 | 468058.357 | 485550.65
Scenario 2: High TRC | PG&E | Com | WholeBlg | Com - Office (Large) | Energy Efficiency | 2330302.6529 | 2402240.4638 | 2464636.3568 | 2522319.312 | 2614082.5627 | 2786646.0854 | 2965700.4903 | 3073891.4992 | 3248448.408 | 3490869.0784 | 3677383.9844 | 3798992.8158 | 3936050.5589
Scenario 2: High TRC | PG&E | Com | WholeBlg | Com - Office (Small) | Energy Efficiency | 412631.1838 | 425685.4071 | 437396.4004 | 448406.257 | 465658.675 | 497419.6223 | 529935.1259 | 576503.8628 | 609432.6515 | 654498.8164 | 689487.4075 | 712233.0204 | 735809.5722
Scenario 2: High TRC | PG&E | Com | WholeBlg | Com - Other | Energy Efficiency | 1911503.3557 | 2060966.9764 | 2199578.2224 | 2321296.3169 | 2486741.8678 | 2751551.2506 | 3005415.9712 | 3169793.7252 | 3395821.4471 | 3685590.1246 | 3933689.7825 | 4122450.2444 | 4280155.9825
Scenario 2: High TRC | PG&E | Com | WholeBlg | Com - Refrig. Warehouse | Energy Efficiency | 200946.5592 | 209377.8237 | 217345.3071 | 224917.9259 | 235914.077 | 254749.9913 | 273563.0333 | 308348.4386 | 328903.9093 | 355716.2167 | 377917.4438 | 392916.6381 | 400298.0785
Scenario 2: High TRC | PG&E | Com | WholeBlg | Com - Restaurant | Energy Efficiency | 648861.1048 | 671562.5658 | 692612.5807 | 713212.8483 | 742552.4773 | 790571.6537 | 839049.8221 | 892617.4306 | 943274.4663 | 1012646.5182 | 1067216.552 | 1092536.5165 | 1282374.2627
Scenario 2: High TRC | PG&E | Com | WholeBlg | Com - Retail | Energy Efficiency | 869266.9933 | 893690.9201 | 915595.7127 | 860179.931 | 1650762.9953 | 1025696.7983 | 1090814.9231 | 1169552.9898 | 1232533.3666 | 1318879.4034 | 1385458.3753 | 1428355.3499 | 1491419.2
Scenario 2: High TRC | PG&E | Com | WholeBlg | Com - School | Energy Efficiency | 411741.9704 | 425949.2282 | 438992.8322 | 451922.225 | 468811.8547 | 495032.0358 | 522462.293 | 556588.7962 | 584814.6343 | 621797.0194 | 652636.5704 | 676103.7513 | 706797.941
Scenario 2: High TRC | PG&E | Com | WholeBlg | Com - Warehouse | Energy Efficiency | 902460.4268 | 937109.8303 | 969188.202 | 999432.6291 | 1044768.7324 | 1125317.5927 | 1206494.0261 | 1371815.7523 | 1460502.4035 | 1577786.2783 | 1673188.97 | 1737184.1891 | 1780585.4369
Scenario 2: High TRC | PG&E | Ind | WholeBlg | Ind - All Other Industrial | Energy Efficiency | 308854.2836 | 317135.7849 | 323125.2751 | 328587.8157 | 336487.1838 | 352276.9643 | 369437.8525 | 387026.4789 | 404433.502 | 423253.9578 | 442858.9968 | 459483.8126 | 477393.9396
Scenario 2: High TRC | PG&E | Ind | WholeBlg | Ind - Chemicals | Energy Efficiency | 5728790.4564 | 6029910.1592 | 6332685.3201 | 6645293.3346 | 6982619.1196 | 7366491.0178 | 7770713.8 | 8192500.2019 | 8636438.2932 | 9109982.808 | 9610031.3478 | 10119546.7027 | 10659317.4391
Scenario 2: High TRC | PG&E | Ind | WholeBlg | Ind - Electronics | Energy Efficiency | 1924335.5969 | 1964162.7981 | 1984573.1424 | 1998552.8251 | 2030434.569 | 2126206.1273 | 2231300.675 | 2336953.1001 | 2437911.4541 | 2546785.0542 | 2657482.2118 | 2737923.8021 | 2824206.0059
Scenario 2: High TRC | PG&E | Ind | WholeBlg | Ind - Fabricated Metals | Energy Efficiency | 606693.625 | 631901.576 | 653891.2795 | 673139.634 | 695717.1217 | 730577.9218 | 767382.8321 | 805002.0463 | 842742.2484 | 883238.8363 | 925159.3672 | 962138.0227 | 1001160.8346
Scenario 2: High TRC | PG&E | Ind | WholeBlg | Ind - Food | Energy Efficiency | 11160928.9025 | 11685271.7686 | 12204191.7177 | 12737019.0178 | 13314534.9195 | 13994471.466 | 14718690.0713 | 15476632.0153 | 16267921.8983 | 17111524.5015 | 17999945.5572 | 18896491.4749 | 19846198.4823
Scenario 2: High TRC | PG&E | Ind | WholeBlg | Ind - Industrial Machinery | Energy Efficiency | 407108.4335 | 421811.4871 | 433553.0479 | 442343.0252 | 453439.5219 | 475534.854 | 499536.4093 | 523903.0151 | 547889.5497 | 573845.77 | 600430.1433 | 621870.7823 | 644496.2042
Scenario 2: High TRC | PG&E | Ind | WholeBlg | Ind - Lumber & Furniture | Energy Efficiency | 292924.9796 | 298019.9083 | 300196.0654 | 301531.1301 | 305594.2814 | 318890.695 | 333265.769 | 347669.2273 | 361345.0812 | 376161.2189 | 391242.7568 | 401960.3742 | 413516.5457
Scenario 2: High TRC | PG&E | Ind | WholeBlg | Ind - Paper | Energy Efficiency | 421571.1547 | 440804.1001 | 460148.9466 | 480568.2192 | 503135.9329 | 530513.2316 | 559893.2791 | 591253.5869 | 624547.2634 | 660943.1347 | 700069.3141 | 739811.0938 | 782462.5304
Scenario 2: High TRC | PG&E | Ind | WholeBlg | Ind - Petroleum | Energy Efficiency | 15660077.3085 | 16439502.9592 | 17240577.9481 | 18079667.178 | 18973675.8711 | 19958437.645 | 20996227.2923 | 22082341.4138 | 23229646.5362 | 24449995.4128 | 25732342.8701 | 27049194.3423 | 28443652.5429
Scenario 2: High TRC | PG&E | Ind | WholeBlg | Ind - Plastics | Energy Efficiency | 368371.0403 | 383402.916 | 395323.2692 | 406390.3403 | 421520.9952 | 448423.1461 | 476452.4375 | 503974.3845 | 531761.4171 | 562034.1414 | 593629.1217 | 620531.2687 | 649309.8741
Scenario 2: High TRC | PG&E | Ind | WholeBlg | Ind - Primary Metals | Energy Efficiency | 639846.5778 | 670030.3299 | 699555.6471 | 729263.7178 | 761880.5074 | 802686.465 | 846450.0697 | 892223.2693 | 939544.9885 | 989977.6446 | 1042856.384 | 1094673.9369 | 1149569.8005
Scenario 2: High TRC | PG&E | Ind | WholeBlg | Ind - Printing & Publishing | Energy Efficiency | 242270.3786 | 247990.027 | 251789.7785 | 255136.567 | 260404.0575 | 272287.9604 | 285205.6183 | 298343.9526 | 311246.5358 | 325202.3929 | 339537.2915 | 350981.2759 | 363267.6445
Scenario 2: High TRC | PG&E | Ind | WholeBlg | Ind - Stone-Glass-Clay | Energy Efficiency | 4482065.2458 | 4751615.4607 | 5018236.1188 | 5291009.4758 | 5582659.7898 | 5906542.692 | 6245480.3602 | 6602235.5681 | 6977134.366 | 7377231.3782 | 7802222.4322 | 8241653.1584 | 8707450.9799
Scenario 2: High TRC | PG&E | Ind | WholeBlg | Ind - Textiles | Energy Efficiency | 22043.6723 | 22695.6342 | 23231.92 | 23717.0331 | 24332.6653 | 25398.0168 | 26543.5173 | 27712.4494 | 28879.1124 | 30135.3865 | 31440.0189 | 32588.9293 | 33820.9005
Scenario 2: High TRC | PG&E | Ind | WholeBlg | Ind - Transportation Equipment | Energy Efficiency | 593228.9426 | 612949.6356 | 631177.6332 | 647747.3356 | 667536.6315 | 699081.7686 | 733479.1741 | 768964.3858 | 804792.7147 | 843194.8702 | 882860.2574 | 918043.725 | 955196.3748
Scenario 2: High TRC | PG&E | Res | AppPlug | Res - Multi Family | Energy Efficiency | 0 | 0 | 0 | 0 | 0 | 0 | 58301.4906 | 75591.5212 | 78749.8746 | 81990.8596 | 85702.7321 | 89665.8678 | 93839.6803
Scenario 2: High TRC | PG&E | Res | AppPlug | Res - Multi Family | Fuel Substitution | 34.6496 | 39.5952 | 45.1102 | 51.2289 | 57.8864 | 0 | 0 | 0 | 0 | 0 | 0 | 0 | 0
Scenario 2: High TRC | PG&E | Res | AppPlug | Res - Single Family | Fuel Substitution | 198.6979 | 226.7558 | 257.8666 | 292.3671 | 329.9818 | 0 | 0 | 0 | 0 | 0 | 0 | 0 | 0
Scenario 2: High TRC | PG&E | Res | BROs | Income Qualified - Multi Family IQ | Energy Efficiency | 1925010.1581 | 2131990.5869 | 2332505.3919 | 2395934.5671 | 2413049.2415 | 2815219.7904 | 3068163.7585 | 3308919.6346 | 3574804.1631 | 3570692.8855 | 3864978.0549 | 3719606.2831 | 4001190.0617
Scenario 2: High TRC | PG&E | Res | BROs | Income Qualified - Single Family IQ | Energy Efficiency | 7075722.268 | 7814736.2513 | 8519532.6361 | 8710741.4231 | 8727781.7418 | 10161305.6794 | 11049006.865 | 11877437.5868 | 12789563.2131 | 12706316.4419 | 13700167.8466 | 13276655.6147 | 14237199.448
Scenario 2: High TRC | PG&E | Res | BROs | Res - Multi Family | Energy Efficiency | 19035785.855 | 20934720.2434 | 22768347.5405 | 23404596.5875 | 23646201.2882 | 27258507.3025 | 29589423.7973 | 31807402.4891 | 34249169.501 | 34351727.7303 | 37042575.8612 | 39979858.3778 | 43162855.6131
Scenario 2: High TRC | PG&E | Res | BROs | Res - Single Family | Energy Efficiency | 4866331.1106 | 5370740.3555 | 5862147.7539 | 6037415.3672 | 6107872.8002 | 7074682.042 | 7695070.786 | 8291132.1781 | 8948659.7243 | 8984374.6053 | 9715854.0326 | 10514585.2768 | 11379947.1767
Scenario 2: High TRC | PG&E | Res | BldgEnv | Res - Single Family | Energy Efficiency | 77391.4945 | 101931.9154 | 116112.8504 | 123395.6041 | 126782.4015 | 128247.8594 | 128580.1722 | 127679.8561 | 126771.9034 | 0 | 0 | 0 | 0
Scenario 2: High TRC | PG&E | Res | HVAC | Res - Multi Family | Energy Efficiency | 19048.9939 | 22481.5494 | 188046.5763 | 252862.6657 | 299295.9656 | 330087.945 | 352411.1259 | 373382.0882 | 392740.3986 | 411498.5587 | 433691.3256 | 456033.6111 | 477580.0291
Scenario 2: High TRC | PG&E | Res | HVAC | Res - Multi Family | Fuel Substitution | 411.5683 | 466.9153 | 524.8907 | 589.0814 | 727.8408 | 81.2763 | 89.6244 | 97.4347 | 104.4109 | 114.724 | 123.8698 | 131.1571 | 137.2199
Scenario 2: High TRC | PG&E | Res | HVAC | Res - Single Family | Energy Efficiency | 2076384.1397 | 2492672.9113 | 2798924.4321 | 3028119.8873 | 3227928.5442 | 1254280.3457 | 1282966.863 | 1338945.8746 | 245201.0475 | 50916.7604 | 53604.731 | 56270.7815 | 58829.1507
Scenario 2: High TRC | PG&E | Res | HVAC | Res - Single Family | Fuel Substitution | 11002.7838 | 12926.7058 | 16524.541 | 22496.6881 | 26838.0651 | 1628.4002 | 1772.0767 | 1907.3154 | 278.9861 | 306.9302 | 332.058 | 352.3946 | 369.6516
Scenario 2: High TRC | PG&E | Res | WaterHeat | Res - Multi Family | Energy Efficiency | 630115.5315 | 1106361.0385 | 1236013.216 | 1344828.6754 | 1438592.7014 | 569949.0294 | 577739.1481 | 592861.955 | 787108.4164 | 832351.6907 | 853530.2516 | 1101211.7435 | 1175825.9653
Scenario 2: High TRC | PG&E | Res | WaterHeat | Res - Multi Family | Fuel Substitution | 2046784.6892 | 2412976.5071 | 2839909.7331 | 3336815.934 | 3875437.7944 | 71978.8053 | 86502.8484 | 100867.212 | 114055.6793 | 130224.5236 | 151536.6118 | 171162.4866 | 187260.7324
Scenario 2: High TRC | PG&E | Res | WaterHeat | Res - Single Family | Energy Efficiency | 4514962.2487 | 5847941.2051 | 8289575.5687 | 9126525.2937 | 9863551.9688 | 3541603.6992 | 3640544.4622 | 3723253.1683 | 2500196.8525 | 2863060.497 | 3006938.7435 | 3085110.2749 | 4138279.1869
Scenario 2: High TRC | PG&E | Res | WaterHeat | Res - Single Family | Fuel Substitution | 147375.6054 | 221516.6326 | 299773.7589 | 387918.5484 | 488650.1968 | 513430.2891 | 615874.3044 | 716394.6466 | 807531.9224 | 906750.266 | 1046787.8746 | 1181719.7209 | 1292703.0738
Scenario 2: High TRC | PG&E | Res | WholeBlg | Res - Multi Family | Energy Efficiency | 0 | 0 | 0 | 0 | 0 | 0 | 0 | 18385.5111 | 17785.8848 | 17176.7791 | 16542.1601 | 16126.2849 | 15617.9002
Scenario 2: High TRC | PG&E | Res | WholeBlg | Res - Single Family | Energy Efficiency | 0 | 0 | 0 | 0 | 0 | 0 | 72410.0408 | 70050.9864 | 66382.7483 | 63442.6158 | 60099.2612 | 57328.4771 | 54696.3464
Scenario 2: High TRC | SCE | Ag | WholeBlg | Ag - Dairies, fishing, hunting | Energy Efficiency | 84136.0191 | 89156.9664 | 94300.2982 | 99723.0213 | 106460.8248 | 113982.1666 | 119330.0242 | 121819.6446 | 124166.7522 | 126522.2243 | 128466.004 | 128701.8184 | 129001.4676
Scenario 2: High TRC | SCE | Ag | WholeBlg | Ag - Irrigated Agriculture, vineyards, forestry and greenhouses | Energy Efficiency | 202513.1823 | 224432.7649 | 246905.0231 | 270623.9237 | 298678.8915 | 329440.55 | 354460.2225 | 371774.8542 | 389155.4999 | 407030.122 | 423820.4975 | 435017.4848 | 446409.1681
Scenario 2: High TRC | SCE | Ag | WholeBlg | Ag - Water pumping | Energy Efficiency | 1172026.9792 | 1233628.3655 | 1296829.1465 | 1363511.2592 | 1447584.1229 | 1542009.5959 | 1606672.241 | 1632165.3886 | 1655299.0616 | 1678124.168 | 1695289.1709 | 1689882.1049 | 1685318.0643
Scenario 2: High TRC | SCE | Com | BROs | Com - Lodging | Energy Efficiency | 2949.0817 | 6374.3208 | 9678.5163 | 12625.8315 | 17797.5051 | 26851.2888 | 35934.2238 | 42891.4511 | 50702.2106 | 61490.0655 | 72619.3798 | 80866.477 | 88599.159
Scenario 2: High TRC | SCE | Com | BROs | Com - Other | Energy Efficiency | 4738.7702 | 10199.1144 | 15428.2151 | 20044.5599 | 28140.1372 | 42285.8275 | 56416.7025 | 67105.4452 | 79051.2531 | 95522.3922 | 112409.5091 | 124765.0117 | 138332.7033
Scenario 2: High TRC | SCE | Com | BROs | Com - Retail | Energy Efficiency | 9473.422 | 20325.5925 | 30683.1032 | 39707.3713 | 55533.1457 | 83144.3884 | 110530.0648 | 130998.6764 | 153724.1296 | 184983.3062 | 216686.7947 | 239451.5043 | 263631.5572
Scenario 2: High TRC | SCE | Com | BldgEnv | Com - College | Energy Efficiency | 185.6284 | 208.7487 | 225.9703 | 235.7633 | 241.4663 | 240.7145 | 224.7476 | 195.6958 | 25.2017 | 0 | 0 | 0 | 0
Scenario 2: High TRC | SCE | Com | BldgEnv | Com - Grocery | Energy Efficiency | 33.9197 | 37.5467 | 40.7862 | 44.3668 | 48.8965 | 53.5384 | 57.2533 | 60.6046 | 63.6705 | 0 | 0 | 0 | 0
Scenario 2: High TRC | SCE | Com | BldgEnv | Com - Health | Energy Efficiency | 44.5738 | 49.001 | 54.1005 | 57.4155 | 62.4508 | 67.2007 | 72.1938 | 74.6665 | 76.9384 | 0 | 0 | 0 | 0
Scenario 2: High TRC | SCE | Com | BldgEnv | Com - Lodging | Energy Efficiency | 28.1153 | 36.1972 | 46.1458 | 58.5272 | 75.6635 | 98.3477 | 123.9392 | 150.9339 | 2.7505 | 0 | 0 | 0 | 0
Scenario 2: High TRC | SCE | Com | BldgEnv | Com - Office (Large) | Energy Efficiency | 954.3708 | 1021.5718 | 1080.8647 | 1140.4336 | 1218.5502 | 1301.4203 | 1358.7745 | 1397.0443 | 1420.3784 | 0 | 0 | 0 | 0
Scenario 2: High TRC | SCE | Com | BldgEnv | Com - Office (Small) | Energy Efficiency | 35.6777 | 39.0515 | 42.3208 | 45.5411 | 0.32484 | 63.8772 | 5.6769 | 5.9277 | 6.1625 | 0 | 0 | 0 | 0
Scenario 2: High TRC | SCE | Com | BldgEnv | Com - Other | Energy Efficiency | 894.1025 | 886.7 | 844.2413 | 776.9508 | 706.3562 | 630.7059 | 547.4911 | 514.1801 | 537.7065 | 0 | 0 | 0 | 0
Scenario 2: High TRC | SCE | Com | BldgEnv | Com - Refrig. Warehouse | Energy Efficiency | 9.8324 | 1.0039 | 1.0788 | 1.129 | 1.2087 | 1.31 | 1.409 | 1.4805 | 1.5631 | 0 | 0 | 0 | 0
Scenario 2: High TRC | SCE | Com | BldgEnv | Com - Restaurant | Energy Efficiency | 0 | 0 | 0 | 0 | 0 | 0 | 0 | 0 | 0 | 0 | 0 | 0 | 0
Scenario 2: High TRC | SCE | Com | BldgEnv | Com - Retail | Energy Efficiency | 93.1828 | 101.6162 | 108.7859 | 116.4347 | 125.7253 | 134.3452 | 140.1105 | 144.2645 | 146.5653 | 0 | 0 | 0 | 0
Scenario 2: High TRC | SCE | Com | BldgEnv | Com - School | Energy Efficiency | 52.9459 | 57.1466 | 61.3211 | 65.2108 | 69.2667 | 73.8913 | 77.0738 | 79.323 | 81.5716 | 0 | 0 | 0 | 0
Scenario 2: High TRC | SCE | Com | BldgEnv | Com - Warehouse | Energy Efficiency | 320.2282 | 383.9104 | 448.9754 | 517.3601 | 598.6771 | 680.9628 | 738.5271 | 763.8477 | 148.6975 | 0 | 0 | 0 | 0
Scenario 2: High TRC | SCE | Com | ComRefrig | Com - College | Energy Efficiency | 0 | 0 | 194.9305 | 219.6379 | 92.6759 | 42.8839 | 13.9496 | 0 | 0 | 0 | 0 | 0 | 0
Scenario 2: High TRC | SCE | Com | ComRefrig | Com - Grocery | Energy Efficiency | 0 | 0 | 68975.0409 | 135735.7016 | 45129.7552 | 0 | 0 | 0 | 0 | 0 | 0 | 0 | 0
Scenario 2: High TRC | SCE | Com | ComRefrig | Com - Health | Energy Efficiency | 0 | 0 | 0 | 0 | 0 | 0 | 0 | 0 | 0 | 0 | 0 | 0 | 0
Scenario 2: High TRC | SCE | Com | ComRefrig | Com - Refrig. Warehouse | Energy Efficiency | 0 | 0 | 621.6275 | 689.5827 | 371.6596 | 143.2205 | 65.8454 | 15.6037 | 0 | 0 | 0 | 0 | 0
Scenario 2: High TRC | SCE | Com | ComRefrig | Com - Restaurant | Energy Efficiency | 0 | 0 | 3095.0889 | 5200.8709 | 1663.9081 | 0 | 0 | 0 | 0 | 0 | 0 | 0 | 0
Scenario 2: High TRC | SCE | Com | ComRefrig | Com - Retail | Energy Efficiency | 0 | 0 | 48130.7045 | 68268.7864 | 25910.4558 | 0 | 0 | 0 | 0 | 0 | 0 | 0 | 0
Scenario 2: High TRC | SCE | Com | ComRefrig | Com - School | Energy Efficiency | 0 | 0 | 0 | 0 | 0 | 0 | 0 | 0 | 0 | 0 | 0 | 0 | 0
Scenario 2: High TRC | SCE | Com | FoodServ | Com - College | Energy Efficiency | 0 | 0 | 14032.6735 | 15526.4169 | 17543.5077 | 27373.1634 | 31008.6606 | 31938.6714 | 32662.309 | 33026.7532 | 33622.4638 | 35397.5112 | 35756.5416
Scenario 2: High TRC | SCE | Com | FoodServ | Com - College | Fuel Substitution | 2228.63 | 2696.8249 | 3206.8036 | 3763.8436 | 4355.2508 | 5021.875 | 5831.363 | 6805.8181 | 7916.3141 | 9191.2357 | 10606.5894 | 12226.9804 | 14080.4994
Scenario 2: High TRC | SCE | Com | FoodServ | Com - Grocery | Energy Efficiency | 0 | 0 | 62741.0091 | 68047.6662 | 83014.3697 | 156305.148 | 182403.2133 | 188481.3111 | 193117.7673 | 196177.6431 | 200110.1712 | 202354.4983 | 204587.0864
Scenario 2: High TRC | SCE | Com | FoodServ | Com - Grocery | Fuel Substitution | 23085.8082 | 27650.4422 | 32586.1197 | 37935.008 | 43569.0996 | 49859.9033 | 57307.8332 | 66092.5616 | 76256.4248 | 87857.0636 | 100535.0764 | 115035.4454 | 131991.2565
Scenario 2: High TRC | SCE | Com | FoodServ | Com - Health | Energy Efficiency | 0 | 0 | 43770.3122 | 46202.3655 | 52391.6579 | 75448.3802 | 84792.8576 | 86530.0555 | 87824.7941 | 87468.6056 | 86984.7898 | 88771.1981 | 91343.9765
Scenario 2: High TRC | SCE | Com | FoodServ | Com - Health | Fuel Substitution | 6612.3536 | 7997.268 | 9504.679 | 11148.8609 | 12904.9911 | 14880.1357 | 17217.4209 | 19979.7396 | 23140.2331 | 26765.4545 | 30737.5262 | 35291.3049 | 40708.5554
Scenario 2: High TRC | SCE | Com | FoodServ | Com - Lodging | Energy Efficiency | 0 | 0 | 36012.7309 | 38460.6513 | 62849.6026 | 134891.8136 | 161536.0728 | 166121.9472 | 169439.8898 | 171613.1955 | 174477.2517 | 176175.6934 | 177754.5103
Scenario 2: High TRC | SCE | Com | FoodServ | Com - Lodging | Fuel Substitution | 6228.1076 | 7491.9297 | 8865.4663 | 10361.7718 | 11956.252 | 13724.6866 | 15825.0112 | 18306.0611 | 21157.2338 | 24415.7458 | 27976.8432 | 32109.8017 | 36935.2487
Scenario 2: High TRC | SCE | Com | FoodServ | Com - Office (Large) | Energy Efficiency | 0 | 0 | 0 | 0 | 4439.7893 | 8050.3469 | 8360.1025 | 8561.6295 | 8716.5358 | 8821.1043 | 8982.1907 | 9068.88 | 9161.5418
Scenario 2: High TRC | SCE | Com | FoodServ | Com - Office (Small) | Energy Efficiency | 0 | 0 | 0 | 0 | 1040.8577 | 8517.6962 | 1981.5751 | 2044.4308 | 2103.15 | 2151.3347 | 2209.6124 | 2252.6666 | 2294.885
Scenario 2: High TRC | SCE | Com | FoodServ | Com - Other | Energy Efficiency | 0 | 0 | 62254.7405 | 67629.0842 | 73353.5763 | 377481.2605 | 489398.6145 | 502077.6994 | 509696.2048 | 515180.773 | 522357.1132 | 526005.3367 | 529893.4587
Scenario 2: High TRC | SCE | Com | FoodServ | Com - Other | Fuel Substitution | 24813.8653 | 29943.1363 | 35520.3338 | 41612.2137 | 47900.2441 | 55417.2655 | 64110.76 | 74477.655 | 86235.1587 | 99604.017 | 114127.8948 | 130835.4593 | 149730.471
Scenario 2: High TRC | SCE | Com | FoodServ | Com - Restaurant | Energy Efficiency | 0 | 0 | 312191.4632 | 335766.7038 | 437978.1034 | 1043015.0758 | 1263989.1209 | 1295640.1278 | 1319223.5535 | 1333740.0796 | 1353348.1544 | 1362678.1023 | 1372413.3833
Scenario 2: High TRC | SCE | Com | FoodServ | Com - Restaurant | Fuel Substitution | 102471.8084 | 122958.5439 | 145187.628 | 169358.9423 | 194934.6238 | 223428.6415 | 257146.5763 | 297008.9891 | 342593.1126 | 394637.9033 | 451258.1568 | 516420.8367 | 591598.7101
Scenario 2: High TRC | SCE | Com | FoodServ | Com - Retail | Energy Efficiency | 0 | 0 | 19622.7816 | 21174.5964 | 27789.48 | 32090.2536 | 33636.3224 | 34873.5314 | 35875.2788 | 36684.5633 | 37633.419 | 38216.4765 | 38812.2045
Scenario 2: High TRC | SCE | Com | FoodServ | Com - School | Energy Efficiency | 0 | 0 | 53323.8018 | 56360.8828 | 68438.4844 | 141882.29 | 172245.321 | 174698.9098 | 176388.1825 | 177281.3544 | 178343.9916 | 178903.3703 | 178798.864
Scenario 2: High TRC | SCE | Com | FoodServ | Com - School | Fuel Substitution | 3722.1803 | 4493.1138 | 5329.8368 | 6241.0319 | 7219.4284 | 8370.5146 | 9723.6509 | 11345.8556 | 13215.0884 | 15356.161 | 17720.0794 | 20449.6598 | 23649.2389
Scenario 2: High TRC | SCE | Com | HVAC | Com - College | Energy Efficiency | 40594.8859 | 44312.4664 | 48847.6734 | 53640.4228 | 57676.0533 | 63502.9841 | 68428.1925 | 71598.0103 | 74514.9141 | 76824.309 | 79549.5796 | 84623.2344 | 86786.8276
Scenario 2: High TRC | SCE | Com | HVAC | Com - College | Fuel Substitution | 24601.7447 | 26304.4773 | 27791.1638 | 31668.4324 | 33021.3967 | 0 | 0 | 0 | 0 | 0 | 0 | 0 | 0
Scenario 2: High TRC | SCE | Com | HVAC | Com - Grocery | Energy Efficiency | 8311.964 | 9142.5044 | 9970.5692 | 10788.6881 | 11708.4882 | 12677.2988 | 204864.2151 | 273489.2408 | 68715.5285 | 11102.9101 | 11413.2834 | 11637.2387 | 11859.3786
Scenario 2: High TRC | SCE | Com | HVAC | Com - Grocery | Fuel Substitution | 1464625.0828 | 1536466.4936 | 1597321.4766 | 1651622.1736 | 1698373.608 | 67436.869 | 68945.822 | 68945.4988 | 68552.5702 | 67868.9122 | 67233.7667 | 51617.8668 | 50813.3285
Scenario 2: High TRC | SCE | Com | HVAC | Com - Health | Energy Efficiency | 91621.1463 | 99459.8285 | 107415.2948 | 114942.9293 | 123124.6801 | 130926.0171 | 137491.5451 | 141211.2873 | 142506.3204 | 144043.42 | 146035.299 | 149033.0935 | 152556.4395
Scenario 2: High TRC | SCE | Com | HVAC | Com - Health | Fuel Substitution | 303100.4658 | 373612.8491 | 391982.4001 | 432703.0187 | 448579.6137 | 56995.4076 | 58862.6066 | 59392.9498 | 57133.0665 | 56959.8537 | 56787.4487 | 42502.6674 | 42073.4087
Scenario 2: High TRC | SCE | Com | HVAC | Com - Lodging | Energy Efficiency | 87083.9468 | 97179.4381 | 107523.2812 | 126721.8946 | 152986.3623 | 172122.3985 | 186996.7354 | 199763.0154 | 107079.3702 | 77645.7668 | 79611.5441 | 81037.0849 | 82416.8841
Scenario 2: High TRC | SCE | Com | HVAC | Com - Lodging | Fuel Substitution | 240698.5862 | 253800.303 | 267893.5743 | 277933.4728 | 288450.7012 | 24174.6277 | 24774.283 | 24819.6445 | 15186.6432 | 15074.6743 | 14970.1889 | 14757.5973 | 14545.4846
Scenario 2: High TRC | SCE | Com | HVAC | Com - Office (Large) | Energy Efficiency | 31623.5649 | 33734.6686 | 35620.79 | 37403.9068 | 39545.3185 | 41782.04 | 43249.1258 | 44153.789 | 44807.6036 | 45301.0331 | 45965.2564 | 46248.6091 | 46569.7962
Scenario 2: High TRC | SCE | Com | HVAC | Com - Office (Large) | Fuel Substitution | 233.8778 | 243.7013 | 251.252 | 758.0336 | 765.4471 | 0 | 0 | 0 | 0 | 0 | 0 | 0 | 0
Scenario 2: High TRC | SCE | Com | HVAC | Com - Office (Small) | Energy Efficiency | 35104.5507 | 38660.2342 | 42147.0858 | 45558.9106 | 10783.4527 | 469382.6093 | 52470.4706 | 55047.1524 | 57462.0204 | 59636.2805 | 61920.7541 | 63717.8991 | 65468.6273
Scenario 2: High TRC | SCE | Com | HVAC | Com - Office (Small) | Fuel Substitution | 755.8187 | 793.3382 | 825.9997 | 944.5879 | 829.6101 | 0 | 0 | 0 | 0 | 0 | 0 | 0 | 0
Scenario 2: High TRC | SCE | Com | HVAC | Com - Other | Energy Efficiency | 540354.8831 | 611311.8687 | 685356.0324 | 758826.8128 | 840497.7731 | 929712.9719 | 1012612.6922 | 1076350.3515 | 1092353.4193 | 1156323.048 | 1224080.0309 | 1282155.6785 | 1342667.3129
Scenario 2: High TRC | SCE | Com | HVAC | Com - Other | Fuel Substitution | 531683.8388 | 565073.8818 | 816296.1124 | 851684.4122 | 925480.5674 | 0 | 302.5737 | 0 | 0 | 0 | 0 | 0 | 0
Scenario 2: High TRC | SCE | Com | HVAC | Com - Restaurant | Energy Efficiency | 22237.5109 | 24779.954 | 27363.1479 | 30006.002 | 33045.7323 | 35928.6296 | 38183.6053 | 40077.4706 | 41836.2047 | 43379.344 | 45016.3305 | 46205.337 | 47384.4412
Scenario 2: High TRC | SCE | Com | HVAC | Com - Restaurant | Fuel Substitution | 31519.1039 | 33543.7712 | 35262.436 | 36737.412 | 38130.817 | 45.6078 | 46.4981 | 46.4183 | 46.1238 | 45.6735 | 45.2831 | 44.5888 | 43.9104
Scenario 2: High TRC | SCE | Com | HVAC | Com - Retail | Energy Efficiency | 188700.5586 | 214310.3299 | 240015.8058 | 266926.9405 | 298023.5842 | 336758.5692 | 368186.5724 | 394806.2393 | 181597.7988 | 127295.6662 | 131804.8046 | 134764.6505 | 137558.6364
Scenario 2: High TRC | SCE | Com | HVAC | Com - Retail | Fuel Substitution | 90153.8228 | 95919.76 | 100751.8648 | 104832.1487 | 108484.7959 | 65766.7235 | 67963.227 | 68484.558 | 0 | 0 | 0 | 0 | 0
Scenario 2: High TRC | SCE | Com | HVAC | Com - School | Energy Efficiency | 46977.4989 | 51430.0065 | 55925.243 | 60153.5705 | 64511.5712 | 69504.2243 | 73077.6988 | 75907.4216 | 78730.8205 | 81453.293 | 84012.9731 | 86410.3449 | 88266.7169
Scenario 2: High TRC | SCE | Com | HVAC | Com - School | Fuel Substitution | 15521.5061 | 16338.278 | 17012.6309 | 17575.8608 | 18048.5927 | 0 | 0 | 0 | 0 | 0 | 0 | 0 | 0
Scenario 2: High TRC | SCE | Com | HVAC | Com - Warehouse | Energy Efficiency | 2732.9751 | 2993.5877 | 3236.0271 | 3483.0808 | 3773.2019 | 4063.9968 | 4287.8328 | 4460.5638 | 4466.6007 | 4593.6647 | 4729.0567 | 4823.7955 | 4923.184
Scenario 2: High TRC | SCE | Com | HVAC | Com - Warehouse | Fuel Substitution | 235623.6666 | 249059.3199 | 287887.229 | 299796.7516 | 310423.1069 | 29.5868 | 30.3869 | 30.5245 | 0 | 0 | 0 | 0 | 0
Scenario 2: High TRC | SCE | Com | Lighting | Com - College | Energy Efficiency | 0 | 0 | 0 | 0 | 0 | 0 | 0 | 29664.3154 | 11184.6575 | 0 | 0 | 0 | 0
Scenario 2: High TRC | SCE | Com | Lighting | Com - Grocery | Energy Efficiency | 118344.0155 | 131276.913 | 143737.9476 | 156294.9182 | 170071.7948 | 183284.8773 | 193559.1129 | 202145.2097 | 210088.8897 | 216901.4587 | 224943.4781 | 231692.733 | 238146.6206
Scenario 2: High TRC | SCE | Com | Lighting | Com - Health | Energy Efficiency | 129557.3866 | 143980.0136 | 158922.6678 | 172214.9225 | 187260.203 | 201358.3015 | 213453.3612 | 221984.4751 | 229907.532 | 235666.4127 | 242108.43 | 249973.7251 | 258347.9189
Scenario 2: High TRC | SCE | Com | Lighting | Com - Lodging | Energy Efficiency | 0 | 0 | 0 | 0 | 0 | 0 | 0 | 0 | 0 | 0 | 0 | 0 | 0
Scenario 2: High TRC | SCE | Com | Lighting | Com - Office (Large) | Energy Efficiency | 0 | 0 | 0 | 0 | 0 | 0 | 0 | 100240.158 | 70056.9763 | 0 | 0 | 0 | 0
Scenario 2: High TRC | SCE | Com | Lighting | Com - Office (Small) | Energy Efficiency | 0 | 0 | 0 | 0 | 0 | 0 | 0 | 0 | 0 | 0 | 0 | 0 | 0
Scenario 2: High TRC | SCE | Com | Lighting | Com - Other | Energy Efficiency | 0 | 0 | 0 | 0 | 0 | 0 | 0 | 0 | 0 | 0 | 0 | 0 | 0
Scenario 2: High TRC | SCE | Com | Lighting | Com - Refrig. Warehouse | Energy Efficiency | 8544.2586 | 2784.2606 | 3046.2732 | 3284.7255 | 3550.3292 | 3816.8355 | 4035.5521 | 4202.2623 | 4368.0195 | 4515.6787 | 4679.5104 | 4833.5653 | 4979.4944
Scenario 2: High TRC | SCE | Com | Lighting | Com - Restaurant | Energy Efficiency | 20934.016 | 33379.4087 | 37801.4749 | 42357.0207 | 95407.7422 | 120079.9187 | 126939.0409 | 132560.4083 | 137833.7751 | 142427.0694 | 147747.394 | 152240.5337 | 156508.4884
Scenario 2: High TRC | SCE | Com | Lighting | Com - Retail | Energy Efficiency | 479583.5523 | 531941.4968 | 582471.7308 | 633218.8402 | 688416.5846 | 741074.9805 | 782017.7867 | 815520.2102 | 845979.7998 | 872300.0833 | 903138.2646 | 928634.2888 | 953077.1786
Scenario 2: High TRC | SCE | Com | Lighting | Com - School | Energy Efficiency | 0 | 0 | 0 | 0 | 0 | 0 | 0 | 0 | 0 | 0 | 0 | 0 | 0
Scenario 2: High TRC | SCE | Com | Lighting | Com - Warehouse | Energy Efficiency | 0 | 0 | 0 | 0 | 0 | 12444.6462 | 17800.3387 | 19016.8095 | 5155.791 | 0 | 0 | 0 | 0
Scenario 2: High TRC | SCE | Com | WaterHeat | Com - College | Energy Efficiency | 351.416 | 448.1473 | 570.9577 | 724.8878 | 917.8479 | 1162.6415 | 1445.6205 | 1767.2376 | 2153.7003 | 2611.4569 | 3188.0045 | 3903.8691 | 4734.9629
Scenario 2: High TRC | SCE | Com | WaterHeat | Com - College | Fuel Substitution | 1903946.3697 | 1967362.5417 | 2031333.9796 | 2115714.8725 | 2237240.7004 | 1352590.8644 | 1728953.9501 | 2059882.1454 | 2321527.7354 | 2486186.5686 | 2603058.1947 | 2665791.7376 | 2696797.5521
Scenario 2: High TRC | SCE | Com | WaterHeat | Com - Grocery | Energy Efficiency | 1446.9199 | 1843.9632 | 2335.9559 | 2951.9159 | 3747.687 | 4730.8593 | 5861.8288 | 7176.4119 | 8758.0561 | 10641.6078 | 13013.357 | 15828.3131 | 19224.0849
Scenario 2: High TRC | SCE | Com | WaterHeat | Com - Grocery | Fuel Substitution | 82381.9937 | 84492.885 | 86918.3575 | 89935.784 | 93296.6762 | 0 | 0 | 0 | 0 | 0 | 0 | 0 | 0
Scenario 2: High TRC | SCE | Com | WaterHeat | Com - Health | Energy Efficiency | 2285.3923 | 2926.2592 | 3737.8137 | 4726.6665 | 6013.7132 | 7598.9262 | 9459.5568 | 11576.1666 | 14126.4473 | 17122.9732 | 20856.4392 | 25439.1665 | 31029.7449
Scenario 2: High TRC | SCE | Com | WaterHeat | Com - Health | Fuel Substitution | 4985157.5715 | 5157812.3701 | 5343252.876 | 5546991.7073 | 5759702.6334 | 3311270.7228 | 4311010.9181 | 5186373.4108 | 5956610.6638 | 6414689.9833 | 6744304.2467 | 6931246.2334 | 7035545.9493
Scenario 2: High TRC | SCE | Com | WaterHeat | Com - Lodging | Energy Efficiency | 465.6815 | 597.491 | 763.192 | 969.1854 | 1235.9686 | 1567.8421 | 1953.5496 | 2400.781 | 2939.5172 | 3583.8733 | 4395.5626 | 5363.5435 | 6532.716
Scenario 2: High TRC | SCE | Com | WaterHeat | Com - Lodging | Fuel Substitution | 4902840.6784 | 5065607.2193 | 5239079.5277 | 5473077.8119 | 5767632.4504 | 3326901.1783 | 4368946.5096 | 5273445.3791 | 6081586.0293 | 6560751.6332 | 6908828.5239 | 7106529.7999 | 7214216.567
Scenario 2: High TRC | SCE | Com | WaterHeat | Com - Office (Large) | Energy Efficiency | 1264.8408 | 1623.1403 | 2066.6349 | 2618.6942 | 3332.1904 | 4215.3005 | 5225.3723 | 6389.2769 | 7772.5863 | 9411.3312 | 11475.8667 | 13907.8078 | 16835.9352
Scenario 2: High TRC | SCE | Com | WaterHeat | Com - Office (Large) | Fuel Substitution | 1225617.3326 | 1265735.3151 | 1325236.5575 | 1395079.8897 | 1505330.4507 | 998771.1646 | 1292299.9519 | 1550698.0657 | 1779492.02 | 1908093.1919 | 1997856.987 | 2042707.9306 | 2060502.0422
Scenario 2: High TRC | SCE | Com | WaterHeat | Com - Office (Small) | Energy Efficiency | 279.7311 | 357.0186 | 453.4149 | 573.3031 | 493.596 | 2615.3219 | 1094.1981 | 1370.7456 | 1698.4407 | 2084.3947 | 2564.0345 | 3129.5277 | 3806.5913
Scenario 2: High TRC | SCE | Com | WaterHeat | Com - Office (Small) | Fuel Substitution | 314090.2482 | 323836.0061 | 334705.1101 | 347087.7728 | 312581.5409 | 232000.581 | 298542.9104 | 356820.4601 | 400995.9622 | 429793.1697 | 450104.953 | 460643.9089 | 465470.4052
Scenario 2: High TRC | SCE | Com | WaterHeat | Com - Other | Energy Efficiency | 18091.994 | 23148.3334 | 29483.1708 | 37380.434 | 47519.2028 | 60106.0496 | 74766.7429 | 91635.6035 | 111886.0788 | 136277.4472 | 166982.1086 | 203550.1614 | 247832.9902
Scenario 2: High TRC | SCE | Com | WaterHeat | Com - Other | Fuel Substitution | 24010993.7741 | 24799918.2353 | 25626574.2024 | 26523983.7448 | 27264662.4079 | 15789312.9703 | 20389221.3567 | 24504241.567 | 28585101.351 | 30735305.0033 | 32289484.9505 | 33147862.3129 | 33592054.251
Scenario 2: High TRC | SCE | Com | WaterHeat | Com - Refrig. Warehouse | Energy Efficiency | 240.1568 | 122.1947 | 157.9799 | 201.3927 | 257.0147 | 325.9816 | 405.8973 | 497.3772 | 608.0565 | 740.1295 | 905.0375 | 1102.45 | 1339.8146
Scenario 2: High TRC | SCE | Com | WaterHeat | Com - Refrig. Warehouse | Fuel Substitution | 29689.1906 | 30646.9346 | 28609.7515 | 33095.9721 | 34898.624 | 19858.6762 | 25742.0654 | 31020.7141 | 35109.1015 | 37842.8208 | 39798.0483 | 40879.7529 | 41447.6892
Scenario 2: High TRC | SCE | Com | WaterHeat | Com - Restaurant | Energy Efficiency | 5379.4509 | 6903.9174 | 8814.2614 | 11204.8275 | 14288.5277 | 18075.0033 | 22432.7856 | 27475.7898 | 33545.5119 | 40774.5026 | 49857.9565 | 60616.1707 | 73575.4121
Scenario 2: High TRC | SCE | Com | WaterHeat | Com - Restaurant | Fuel Substitution | 17769491.6166 | 18373861.5754 | 19199939.8774 | 20367653.8001 | 21636817.6501 | 14834059.4287 | 19039064.8807 | 22752896.8155 | 25609683.7715 | 27521054.6039 | 28914821.1131 | 29697429.7768 | 30116887.2438
Scenario 2: High TRC | SCE | Com | WaterHeat | Com - Retail | Energy Efficiency | 1095.3007 | 1397.2854 | 1771.5775 | 2239.4684 | 2842.2767 | 3584.866 | 4436.502 | 5420.0191 | 6596.7526 | 7994.719 | 9748.1298 | 11816.7073 | 14299.9422
Scenario 2: High TRC | SCE | Com | WaterHeat | Com - Retail | Fuel Substitution | 696601.7334 | 719314.8023 | 724212.3651 | 747536.1367 | 766512.784 | 518875.7785 | 670206.6847 | 804991.7942 | 949162.5144 | 1019196.7521 | 1069677.6143 | 1097186.4344 | 1111035.9183
Scenario 2: High TRC | SCE | Com | WaterHeat | Com - School | Energy Efficiency | 1174.1056 | 1509.7279 | 1928.6111 | 2447.4571 | 3107.5301 | 3925.9359 | 4859.7115 | 5933.4678 | 7226.0699 | 8767.7721 | 10694.2309 | 12991.3183 | 15735.8019
Scenario 2: High TRC | SCE | Com | WaterHeat | Com - School | Fuel Substitution | 3304308.599 | 3420512.1253 | 3603278.1536 | 3819724.9785 | 3879493.5548 | 2409592.1837 | 3128799.8725 | 3752741.8667 | 4434927.749 | 4742926.3385 | 4959358.3756 | 5069310.7791 | 5116277.5009
Scenario 2: High TRC | SCE | Com | WaterHeat | Com - Warehouse | Energy Efficiency | 223.6479 | 285.2289 | 361.6111 | 457.4868 | 581.9062 | 735.1247 | 911.3436 | 1115.2508 | 1341.6582 | 1626.5667 | 1983.7192 | 2404.8298 | 2912.5118
Scenario 2: High TRC | SCE | Com | WaterHeat | Com - Warehouse | Fuel Substitution | 73877.7775 | 76261.6751 | 77820.9673 | 80116.9135 | 82936.3505 | 41269.245 | 53191.4797 | 63851.2245 | 75032.2704 | 80557.1008 | 84530.2704 | 86692.8369 | 87798.8437
Scenario 2: High TRC | SCE | Com | WholeBlg | Com - College | Energy Efficiency | 353123.0945 | 379972.7023 | 409852.4472 | 442527.9053 | 483731.6908 | 530551.0118 | 571798.7048 | 598773.7236 | 626144.626 | 655061.9009 | 680363.5277 | 694894.2478 | 709244.6862
Scenario 2: High TRC | SCE | Com | WholeBlg | Com - Grocery | Energy Efficiency | 1210794.3934 | 1303976.5091 | 1409300.8641 | 1522596.1945 | 1666594.6548 | 1829191.3356 | 1964971.7825 | 2054943.0448 | 2147640.943 | 2240657.2881 | 2327224.4038 | 2375648.4497 | 2360396.8667
Scenario 2: High TRC | SCE | Com | WholeBlg | Com - Health | Energy Efficiency | 1154460.968 | 1247995.8035 | 1352070.6099 | 1465043.6832 | 1607566.125 | 1768136.0784 | 1909265.3372 | 2003067.8978 | 2098784.629 | 2197685.2034 | 2287823.5773 | 2340025.5569 | 2390350.7637
Scenario 2: High TRC | SCE | Com | WholeBlg | Com - Lodging | Energy Efficiency | 546097.9357 | 588537.9556 | 635009.8836 | 686385.9288 | 751278.7318 | 824452.773 | 888415.0035 | 930507.7417 | 973215.8445 | 1017769.9488 | 1057936.8587 | 1080203.9155 | 1096920.2611
Scenario 2: High TRC | SCE | Com | WholeBlg | Com - Office (Large) | Energy Efficiency | 2297641.1025 | 2455904.2866 | 2630657.5192 | 2817169.9558 | 3055448.9664 | 3322802.8954 | 3549982.7427 | 3684789.7664 | 3819299.0754 | 3957334.7652 | 4075429.9187 | 4125030.955 | 4224397.5289
Scenario 2: High TRC | SCE | Com | WholeBlg | Com - Office (Small) | Energy Efficiency | 403358.4742 | 432299.6696 | 464600.0643 | 499301.2784 | 543454.1349 | 593049.2478 | 634973.7939 | 660952.4812 | 687207.1733 | 714537.4265 | 738150.3047 | 749479.7271 | 760096.477
Scenario 2: High TRC | SCE | Com | WholeBlg | Com - Other | Energy Efficiency | 1755009.1199 | 1883358.5756 | 2024498.1178 | 2179389.7519 | 2375735.986 | 2596722.1185 | 2789621.6855 | 2911635.5204 | 3034736.7951 | 3162130.9683 | 3275218.3589 | 3333189.6989 | 3425313.4393
Scenario 2: High TRC | SCE | Com | WholeBlg | Com - Refrig. Warehouse | Energy Efficiency | 135038.613 | 147385.3643 | 161202.0395 | 176660.8133 | 195897.8678 | 217271.4369 | 235477.2378 | 248606.1501 | 262292.1215 | 275948.1594 | 289295.157 | 297904.723 | 294811.7839
Scenario 2: High TRC | SCE | Com | WholeBlg | Com - Restaurant | Energy Efficiency | 1142173.5084 | 1253167.471 | 1377958.8548 | 1517620.5512 | 1692321.7461 | 1887310.4906 | 2062660.3038 | 2202254.6213 | 2349478.6933 | 2502231.1423 | 2656507.7888 | 2778340.4994 | 2860242.3745
Scenario 2: High TRC | SCE | Com | WholeBlg | Com - Retail | Energy Efficiency | 1861494.2856 | 2054400.7848 | 2266558.6326 | 2505351.38 | 2807421.4005 | 3150978.2774 | 3476971.0648 | 3759061.1597 | 4055876.6189 | 4373284.9129 | 4704891.2643 | 4997468.4594 | 5339070.6763
Scenario 2: High TRC | SCE | Com | WholeBlg | Com - School | Energy Efficiency | 424255.6497 | 454538.6489 | 487813.549 | 524276.8897 | 570483.6591 | 622404.5715 | 667306.1981 | 695140.6568 | 722892.4211 | 751604.6525 | 776208.7018 | 787604.9911 | 804687.8458
Scenario 2: High TRC | SCE | Com | WholeBlg | Com - Warehouse | Energy Efficiency | 706913.1187 | 759930.5256 | 818411.3371 | 882934.2311 | 964662.8572 | 1056771.2556 | 1136210.6772 | 1571382.9882 | 1679812.8673 | 1796736.4052 | 1914581.1592 | 2009875.1147 | 2122232.5738
Scenario 2: High TRC | SCE | Ind | WholeBlg | Ind - All Other Industrial | Energy Efficiency | 299695.8287 | 312349.6549 | 332115.3523 | 351922.9062 | 378129.2449 | 409426.0495 | 434552.6666 | 445484.073 | 455598.765 | 465107.5745 | 472610.5466 | 471370.2584 | 470640.2397
Scenario 2: High TRC | SCE | Ind | WholeBlg | Ind - Chemicals | Energy Efficiency | 907459.9477 | 953785.2107 | 1022485.5205 | 1091778.4374 | 1181664.9537 | 1287643.8441 | 1374120.7431 | 1415049.0733 | 1453981.8123 | 1491111.8129 | 1521654.9308 | 1523438.5102 | 1526321.6263
Scenario 2: High TRC | SCE | Ind | WholeBlg | Ind - Electronics | Energy Efficiency | 446134.4028 | 465945.1597 | 496733.5992 | 527836.2343 | 568756.2261 | 617724.6125 | 657715.3464 | 676423.1749 | 693947.4359 | 710519.3626 | 723952.0683 | 723857.6275 | 724426.357
Scenario 2: High TRC | SCE | Ind | WholeBlg | Ind - Fabricated Metals | Energy Efficiency | 616457.9567 | 647604.3577 | 694712.1446 | 740489.2548 | 799287.538 | 868300.9473 | 924000.9123 | 949263.5179 | 972734.3705 | 994878.9993 | 1012371.7786 | 1010551.7723 | 1009299.0896
Scenario 2: High TRC | SCE | Ind | WholeBlg | Ind - Food | Energy Efficiency | 1283216.2602 | 1333712.7888 | 1414767.4708 | 1495852.1516 | 1603810.1435 | 1733337.1038 | 1836832.4588 | 1879810.679 | 1919200.7374 | 1955750.0566 | 1983449.4259 | 1973965.9176 | 1966441.1415
Scenario 2: High TRC | SCE | Ind | WholeBlg | Ind - Industrial Machinery | Energy Efficiency | 192825.8212 | 202705.4303 | 217686.78 | 232072.2621 | 250298.0504 | 271705.8117 | 289189.7909 | 297201.7753 | 304714.0123 | 311844.9023 | 317478.2699 | 317032.545 | 316750.1673
Scenario 2: High TRC | SCE | Ind | WholeBlg | Ind - Lumber & Furniture | Energy Efficiency | 106224.8969 | 110652.9052 | 117659.257 | 124690.6065 | 134017.7083 | 145079.7614 | 153845.8203 | 157575.7725 | 161010.2438 | 164215.0623 | 166697.946 | 166060.635 | 165576.1835
Scenario 2: High TRC | SCE | Ind | WholeBlg | Ind - Paper | Energy Efficiency | 415937.3348 | 425704.5726 | 445681.4158 | 466355.6521 | 495398.0054 | 530313.8921 | 557445.7372 | 566747.189 | 575809.6971 | 584877.9016 | 591940.4696 | 588365.5188 | 585739.2353
Scenario 2: High TRC | SCE | Ind | WholeBlg | Ind - Petroleum | Energy Efficiency | 1592641.8532 | 1654858.5448 | 1755375.8613 | 1856406.0914 | 1990946.2946 | 2152402.9004 | 2281070.6877 | 2334996.1617 | 2384444.8908 | 2430169.1076 | 2464796.5609 | 2453346.0802 | 2444453.6589
Scenario 2: High TRC | SCE | Ind | WholeBlg | Ind - Plastics | Energy Efficiency | 731275.9687 | 762284.1274 | 810987.2284 | 859931.4708 | 924584.6754 | 1001798.3106 | 1063603.9348 | 1090279.4982 | 1114971.0649 | 1137987.9666 | 1155853.8315 | 1152053.4248 | 1149352.7517
Scenario 2: High TRC | SCE | Ind | WholeBlg | Ind - Primary Metals | Energy Efficiency | 346990.326 | 366148.6218 | 394928.3125 | 423854.7892 | 460480.436 | 503676.1179 | 540286.9101 | 559624.7474 | 578191.2791 | 596131.1018 | 611299.2163 | 614813.7628 | 618684.5156
Scenario 2: High TRC | SCE | Ind | WholeBlg | Ind - Printing & Publishing | Energy Efficiency | 122851.4393 | 127690.8633 | 135499.3151 | 143336.6416 | 153724.3719 | 166089.4936 | 175950.2202 | 180049.3972 | 183870.6457 | 187455.4983 | 190186.1193 | 189335.252 | 188657.7054
Scenario 2: High TRC | SCE | Ind | WholeBlg | Ind - Stone-Glass-Clay | Energy Efficiency | 622086.541 | 656945.1834 | 706505.3882 | 756065.2816 | 819773.48 | 894802.7831 | 956419.0884 | 987160.9956 | 1016096.3361 | 1043839.5903 | 1067273.0321 | 1070969.2234 | 1075451.1615
Scenario 2: High TRC | SCE | Ind | WholeBlg | Ind - Textiles | Energy Efficiency | 87072.3843 | 90653.2101 | 96308.4461 | 101821.0296 | 109107.4147 | 117765.7647 | 124635.7524 | 127343.0858 | 129826.8118 | 132151.0687 | 133885.3752 | 133132.312 | 132531.0706
Scenario 2: High TRC | SCE | Ind | WholeBlg | Ind - Transportation Equipment | Energy Efficiency | 733379.8075 | 767435.9454 | 824598.0748 | 878313.18 | 945929.1922 | 1025100.5139 | 1091221.5297 | 1122047.6223 | 1152134.7439 | 1181381.2782 | 1204683.3813 | 1204189.4162 | 1203608.3707
Scenario 2: High TRC | SCE | Res | AppPlug | Res - Multi Family | Energy Efficiency | 0 | 0 | 0 | 0 | 0 | 0 | 0 | 0 | 0 | 0 | 0 | 0 | 0
Scenario 2: High TRC | SCE | Res | AppPlug | Res - Multi Family | Fuel Substitution | 41666.5147 | 47852.8621 | 54753.0259 | 62462.542 | 70923.7627 | 0 | 0 | 0 | 0 | 0 | 0 | 0 | 0
Scenario 2: High TRC | SCE | Res | AppPlug | Res - Single Family | Energy Efficiency | 0 | 0 | 0 | 0 | 0 | 0 | 0 | 0 | 0 | 0 | 0 | 0 | 0
Scenario 2: High TRC | SCE | Res | AppPlug | Res - Single Family | Fuel Substitution | 250204.0531 | 289559.7025 | 333551.0997 | 382894.6111 | 437253.4263 | 0 | 0 | 0 | 0 | 0 | 0 | 0 | 0
Scenario 2: High TRC | SCE | Res | BROs | Income Qualified - Multi Family IQ | Energy Efficiency | 1282170.9457 | 1485208.5262 | 1698204.9614 | 1710330.191 | 1679392.9853 | 2174060.9104 | 2547808.3798 | 2708721.7657 | 2925704.1671 | 2898053.2066 | 3153770.9542 | 3375911.5107 | 3613508.7712
Scenario 2: High TRC | SCE | Res | BROs | Income Qualified - Single Family IQ | Energy Efficiency | 4370304.5495 | 5028069.1813 | 5709608.7518 | 5730485.5691 | 5607546.8324 | 7235664.0034 | 8456441.4052 | 8963920.2604 | 9654067.6873 | 9528906.1978 | 10334142.4352 | 11025422.5112 | 11763667.7649
Scenario 2: High TRC | SCE | Res | BROs | Res - Multi Family | Energy Efficiency | 9518327.4992 | 10953756.094 | 12441805.5853 | 12489117.492 | 12223025.0967 | 15774204.7174 | 18437936.5586 | 19547106.9219 | 21054938.798 | 20785329.2791 | 22545358.7251 | 24057213.3944 | 25671944.0172
Scenario 2: High TRC | SCE | Res | BROs | Res - Single Family | Energy Efficiency | 2275771.2887 | 2636746.5765 | 3015581.526 | 3037425.5974 | 2982768.5295 | 3861688.324 | 4525867.5143 | 4812073.7813 | 5197918.3735 | 5149282.9352 | 5604149.8987 | 5999397.904 | 6422154.0919
Scenario 2: High TRC | SCE | Res | BldgEnv | Res - Single Family | Energy Efficiency | 19489.7803 | 23802.8515 | 26881.518 | 29099.6552 | 31632.0495 | 33680.9851 | 35090.7337 | 34700.6377 | 884.6168 | 0 | 0 | 0 | 0
Scenario 2: High TRC | SCE | Res | HVAC | Res - Multi Family | Energy Efficiency | 63457.6495 | 423424.4452 | 373179.043 | 295893.5252 | 95603.0153 | 239859.3885 | 303455.8293 | 300054.1858 | 285312.3362 | 274448.3733 | 270205.1401 | 267563.9174 | 266526.7279
Scenario 2: High TRC | SCE | Res | HVAC | Res - Multi Family | Fuel Substitution | 252.818 | 283.3185 | 301.0585 | 402.5302 | 425.146 | 2.8056 | 3.0787 | 3.2834 | 3.4319 | 3.5346 | 3.6194 | 3.6707 | 3.7087
Scenario 2: High TRC | SCE | Res | HVAC | Res - Single Family | Energy Efficiency | 1598735.1924 | 3961689.5151 | 3815642.525 | 3465230.605 | 2336449.6841 | 3392938.2735 | 3272015.5321 | 3161753.5511 | 841799.7998 | 315589.835 | 239406.699 | 173971.5224 | 123961.3826
Scenario 2: High TRC | SCE | Res | HVAC | Res - Single Family | Fuel Substitution | 5113.442 | 5644.9465 | 6087.3052 | 6629.6652 | 7724.8137 | 51.7419 | 56.0162 | 60.046 | 13.4942 | 14.0737 | 14.5574 | 14.8722 | 15.1152
Scenario 2: High TRC | SCE | Res | WaterHeat | Res - Multi Family | Energy Efficiency | 1572.3073 | 4616.6892 | 5471.2767 | 5861.029 | 40995.1937 | 130314.8251 | 170566.0669 | 181704.5998 | 192771.5227 | 203424.5095 | 215667.9258 | 231292.2126 | 249011.5666
Scenario 2: High TRC | SCE | Res | WaterHeat | Res - Multi Family | Fuel Substitution | 10034430.6632 | 10652332.6793 | 34301654.897 | 37496071.0805 | 40615216.0725 | 914111.1307 | 1137091.9876 | 1355151.1987 | 1523226.3535 | 1637976.5493 | 1724639.9329 | 1777122.1356 | 1810309.8744
Scenario 2: High TRC | SCE | Res | WaterHeat | Res - Single Family | Energy Efficiency | 84469.1617 | 100474.4959 | 114380.6754 | 127071.1795 | 141221.2749 | 156006.1501 | 168642.7409 | 179612.401 | 175373.7877 | 182689.652 | 194515.8657 | 206836.2574 | 219440.9134
Scenario 2: High TRC | SCE | Res | WaterHeat | Res - Single Family | Fuel Substitution | 18902690.5442 | 19416966.7047 | 19868395.0944 | 20546712.4505 | 21435543.5149 | 6573615.2523 | 8093722.7003 | 9616111.8945 | 10783254.9232 | 11578049.2614 | 12180340.8613 | 12546428.6744 | 12780166.3682
Scenario 2: High TRC | SCE | Res | WholeBlg | Res - Multi Family | Energy Efficiency | 0 | 0 | 0 | 0 | 0 | 0 | 0 | 0 | 0 | 0 | 0 | 0 | 0
Scenario 2: High TRC | SCE | Res | WholeBlg | Res - Single Family | Energy Efficiency | 0 | 0 | 0 | 0 | 0 | 0 | 0 | 0 | 575466.1475 | 533501.0635 | 500451.5618 | 472854.4606 | 445532.2005
Scenario 2: High TRC | SCG | Ag | WholeBlg | Ag - Dairies, fishing, hunting | Energy Efficiency | 68121.0337 | 71685.3972 | 75449.0851 | 79431.9691 | 83650.4185 | 88121.8289 | 92865.132 | 97900.1944 | 103246.6342 | 108926.208 | 114961.7097 | 121379.0193 | 128206.0078
Scenario 2: High TRC | SCG | Ag | WholeBlg | Ag - Irrigated Agriculture, vineyards, forestry and greenhouses | Energy Efficiency | 292236.4178 | 307527.39 | 323673.4553 | 340759.8632 | 358856.8366 | 378039.0025 | 398387.5763 | 419987.786 | 442923.7916 | 467288.9287 | 493180.9812 | 520710.974 | 549998.4727
Scenario 2: High TRC | SCG | Ag | WholeBlg | Ag - Water pumping | Energy Efficiency | 95979.6928 | 101001.7322 | 106304.6113 | 111916.3286 | 117859.9477 | 124159.9784 | 130843.0943 | 137937.2871 | 145470.1976 | 153472.4801 | 161976.2499 | 171017.9712 | 180636.9132
Scenario 2: High TRC | SCG | Com | AppPlug | Com - Health | Energy Efficiency | 6423470.2564 | 7590841.5383 | 8800642.64 | 9660110.4625 | 10622540.9094 | 11538891.1708 | 12522033.8401 | 13337809.767 | 14053048.8287 | 14546191.4668 | 14866122.3157 | 15313137.9725 | 15679617.8373
Scenario 2: High TRC | SCG | Com | AppPlug | Com - Lodging | Energy Efficiency | 5258597.3734 | 6171701.1611 | 7142110.1543 | 7750928.4288 | 8414061.1561 | 9097369.0984 | 9794207.0701 | 10445378.6932 | 11030687.2358 | 11549090.3843 | 12018820.4431 | 12410513.3425 | 12729689.5574
Scenario 2: High TRC | SCG | Com | AppPlug | Com - Other | Energy Efficiency | 16328.7661 | 19914.2726 | 24008.3467 | 28552.2399 | 1420.5423 | 75756.973 | 45132.5916 | 107835.4762 | 104998.4207 | 102519.9384 | 100757.9216 | 99805.2551 | 100242.3508
Scenario 2: High TRC | SCG | Com | BldgEnv | Com - College | Energy Efficiency | 43069.1459 | 45129.4231 | 45661.1147 | 44533.396 | 41738.4557 | 37737.6717 | 32903.3176 | 27459.5865 | 21941.0943 | 16611.2819 | 11743.7967 | 7652.1156 | 7368.4166
Scenario 2: High TRC | SCG | Com | BldgEnv | Com - Grocery | Energy Efficiency | 34148.1554 | 24026.2695 | 13039.9571 | 5345.4675 | 5939.0793 | 6581.3088 | 7229.8834 | 7962.1459 | 8696.1374 | 9435.7376 | 10246.4749 | 11069.533 | 11950.3662
Scenario 2: High TRC | SCG | Com | BldgEnv | Com - Health | Energy Efficiency | 43257.597 | 40963.2615 | 36898.6367 | 31303.021 | 25062.9536 | 18541.9152 | 12417.4007 | 8821.6581 | 9525.3632 | 10066.6362 | 10560.4368 | 11604.6126 | 12812.0708
Scenario 2: High TRC | SCG | Com | BldgEnv | Com - Lodging | Energy Efficiency | 680.9016 | 867.7167 | 1103.5428 | 1400.4572 | 1773.447 | 2240.0082 | 2820.7298 | 3539.1564 | 7656.811 | 9516.8508 | 11753.4517 | 14404.2655 | 17490.4626
Scenario 2: High TRC | SCG | Com | BldgEnv | Com - Office (Large) | Energy Efficiency | 17449.8271 | 19017.7722 | 20535.8586 | 22148.1839 | 23945.0663 | 25842.1518 | 27668.3058 | 29565.1707 | 31280.4021 | 32962.8496 | 34823.1369 | 36615.4287 | 38533.2274
Scenario 2: High TRC | SCG | Com | BldgEnv | Com - Office (Small) | Energy Efficiency | 9485.2086 | 7181.9317 | 4738.3266 | 3394.8971 | 210.6211 | 36338.7909 | 4101.0417 | 4450.0924 | 4809.8303 | 5178.0714 | 5569.2626 | 5972.2072 | 6399.7385
Scenario 2: High TRC | SCG | Com | BldgEnv | Com - Other | Energy Efficiency | 101363.1392 | 96033.7385 | 86413.2208 | 73556.8424 | 43479.9806 | 60387.5418 | 29014.8478 | 23000.6141 | 25071.6675 | 27380.0989 | 29867.9165 | 32439.3923 | 35253.8309
Scenario 2: High TRC | SCG | Com | BldgEnv | Com - Refrig. Warehouse | Energy Efficiency | 4721.1859 | 553.2588 | 80.5247 | 5889.5786 | 2004.1392 | 2350.3844 | 2740.1412 | 3156.1728 | 5529.5362 | 6239.9042 | 6913.7964 | 7525.2755 | 8016.2734
Scenario 2: High TRC | SCG | Com | BldgEnv | Com - Restaurant | Energy Efficiency | 5750.2257 | 6451.0861 | 7208.0376 | 8033.8651 | 8948.7321 | 9846.4477 | 10759.0199 | 11763.1015 | 12813.9887 | 13892.4714 | 15053.1051 | 16249.3327 | 17537.0487
Scenario 2: High TRC | SCG | Com | BldgEnv | Com - Retail | Energy Efficiency | 329894.0042 | 296062.4066 | 247808.0215 | 35497.7397 | 123452.479 | 146251.629 | 48082.0664 | 52903.9448 | 57713.7817 | 62695.4797 | 68100.4221 | 73611.4732 | 79535.3578
Scenario 2: High TRC | SCG | Com | BldgEnv | Com - School | Energy Efficiency | 3828.3012 | 4203.1517 | 4607.7208 | 5019.5563 | 5378.478 | 5813.9954 | 6215.1689 | 6632.5922 | 7087.9792 | 7585.9507 | 8080.0362 | 8645.0411 | 9189.7152
Scenario 2: High TRC | SCG | Com | BldgEnv | Com - Warehouse | Energy Efficiency | 46175.2397 | 55443.9239 | 65341.9945 | 75729.0801 | 86158.4381 | 95835.389 | 104045.8477 | 110265.4706 | 187702.846 | 187725.0931 | 182734.3436 | 173140.4565 | 160101.0264
Scenario 2: High TRC | SCG | Com | FoodServ | Com - College | Energy Efficiency | 219400.3292 | 242058.9954 | 266633.3531 | 292512.3293 | 317335.3959 | 345054.6516 | 373188.4283 | 400348.627 | 428336.8624 | 456195.0484 | 509519.9919 | 555938.2505 | 591584.3583
Scenario 2: High TRC | SCG | Com | FoodServ | Com - Grocery | Energy Efficiency | 1692676.1474 | 1881258.519 | 2072018.0798 | 2273887.5052 | 2486676.8057 | 2707754.1069 | 2932818.1321 | 3173095.2531 | 3414151.1269 | 3660084.2477 | 4472304.5848 | 5037905.5294 | 5411665.7702
Scenario 2: High TRC | SCG | Com | FoodServ | Com - Health | Energy Efficiency | 585766.7899 | 652526.5641 | 724008.3886 | 790988.8709 | 865140.4704 | 938902.4224 | 1021821.2375 | 1101100.2803 | 1182268.3178 | 1258557.593 | 1454526.159 | 1608984.2383 | 1733361.7777
Scenario 2: High TRC | SCG | Com | FoodServ | Com - Lodging | Energy Efficiency | 513795.626 | 571520.5097 | 632318.2011 | 694376.212 | 760629.6116 | 830179.4323 | 902880.2701 | 978599.3584 | 1054895.8822 | 1133090.8562 | 1354528.5505 | 1517139.2548 | 1628527.4207
Scenario 2: High TRC | SCG | Com | FoodServ | Com - Other | Energy Efficiency | 2613960.712 | 2931103.5859 | 3263406.283 | 3609181.8814 | 2884973.7155 | 5496710.8139 | 4748094.7596 | 5166034.6909 | 5594588.9325 | 6053331.5604 | 6711810.3751 | 7311877.8429 | 7882252.7126
Scenario 2: High TRC | SCG | Com | FoodServ | Com - Restaurant | Energy Efficiency | 8053377.9682 | 9007118.5491 | 10007416.3169 | 11069444.0763 | 12201494.7943 | 13356859.2958 | 14553239.2898 | 15828695.6992 | 17151481.3065 | 18517336.8907 | 22111349.5044 | 24845909.027 | 26816739.8792
Scenario 2: High TRC | SCG | Com | FoodServ | Com - Retail | Energy Efficiency | 3978.5185 | 4651.5197 | 5359.6231 | 6179.8615 | 0 | 17242.7197 | 9259.843 | 10537.8527 | 11878.3842 | 13321.2485 | 14925.4445 | 16624.8898 | 18491.6188
Scenario 2: High TRC | SCG | Com | FoodServ | Com - School | Energy Efficiency | 618172.1297 | 679712.3934 | 744193.5011 | 810274.7482 | 873694.168 | 942412.8099 | 1010076.1675 | 1080128.0405 | 1153970.8259 | 1232383.5949 | 1360298.1417 | 1475403.6474 | 1569179.5875
Scenario 2: High TRC | SCG | Com | HVAC | Com - College | Energy Efficiency | 156855.5722 | 162836.5485 | 171321.8733 | 181107.0497 | 188666.9868 | 81965.6922 | 89122.4808 | 95007.7957 | 101128.6014 | 106687.158 | 113195.4994 | 124647.7481 | 132132.4773
Scenario 2: High TRC | SCG | Com | HVAC | Com - Grocery | Energy Efficiency | 87138.9385 | 94055.8971 | 100308.8289 | 108648.5183 | 116784.1862 | 125590.6148 | 134246.7244 | 144302.197 | 153336.7332 | 163312.4914 | 174491.4841 | 185823.7009 | 198509.4087
Scenario 2: High TRC | SCG | Com | HVAC | Com - Health | Energy Efficiency | 1210620.3903 | 1303021.7591 | 1383986.6939 | 1431248.0161 | 1466113.2697 | 1343056.6372 | 1335549.1284 | 1299208.6615 | 1140335.861 | 1178423.0455 | 1100759.3532 | 1051992.0211 | 1013679.7284
Scenario 2: High TRC | SCG | Com | HVAC | Com - Lodging | Energy Efficiency | 613806.5449 | 653603.6446 | 684333.146 | 702278.3898 | 709430.5587 | 650663.4356 | 633253.6702 | 607013.1497 | 250178.4325 | 264380.1884 | 280654.5767 | 296843.3866 | 314041.9872
Scenario 2: High TRC | SCG | Com | HVAC | Com - Office (Large) | Energy Efficiency | 828242.3196 | 844378.2127 | 859018.5133 | 876482.6639 | 898979.1439 | 1635.3856 | 1700.6401 | 1771.1355 | 1831.352 | 1891.1175 | 1962.9909 | 2032.2621 | 2110.276
Scenario 2: High TRC | SCG | Com | HVAC | Com - Office (Small) | Energy Efficiency | 392062.0355 | 405342.5137 | 418562.0309 | 432739.3957 | 202854.6356 | 644004.8714 | 67085.4972 | 70956.4908 | 74982.1661 | 79131.6386 | 83636.654 | 88321.1837 | 93381.6395
Scenario 2: High TRC | SCG | Com | HVAC | Com - Other | Energy Efficiency | 1492221.4687 | 1606255.3361 | 1834100.0982 | 1991290.6458 | 93215.4896 | 4453137.0282 | 2478409.8714 | 2659237.045 | 2834170.9936 | 2834157.9543 | 3221650.9818 | 3479626.2296 | 3731222.2365
Scenario 2: High TRC | SCG | Com | HVAC | Com - Restaurant | Energy Efficiency | 5555878.454 | 5833776.8714 | 6065711.3173 | 6278224.7049 | 6506112.7735 | 6782505.0717 | 6995377.3406 | 7237454.0667 | 7500473.2152 | 7782459.1242 | 8097778.9813 | 8437612.1427 | 8815147.8167
Scenario 2: High TRC | SCG | Com | HVAC | Com - Retail | Energy Efficiency | 233540.0345 | 244849.3906 | 255397.5504 | 267547.8696 | 101931.7265 | 262600.5008 | 132580.1996 | 142172.4468 | 151578.699 | 161348.9142 | 172159.1196 | 183189.8355 | 195234.5696
Scenario 2: High TRC | SCG | Com | HVAC | Com - School | Energy Efficiency | 853839.5938 | 884040.1098 | 918910.8706 | 954489.0704 | 981584.702 | 675697.3066 | 701747.0112 | 730060.8831 | 763025.4047 | 800924.4134 | 838546.3016 | 883976.7487 | 927411.9071
Scenario 2: High TRC | SCG | Com | HVAC | Com - Warehouse | Energy Efficiency | 0 | 0 | 0 | 0 | 0 | 64.6295 | 70.5733 | 77.2011 | 83.5836 | 0 | 0 | 105.1855 | 113.6774
Scenario 2: High TRC | SCG | Com | WaterHeat | Com - College | Energy Efficiency | 639786.614 | 657302.3264 | 688753.4793 | 724283.0062 | 755978.9554 | 1001.039 | 1064.0417 | 1206.6221 | 1197.6842 | 1270.6297 | 1349.3998 | 1441.1014 | 1531.6478
Scenario 2: High TRC | SCG | Com | WaterHeat | Com - Grocery | Energy Efficiency | 313187.0298 | 170995.4914 | 86871.9006 | 88437.1252 | 93235.0679 | 24624.1312 | 26176.1649 | 27861.6106 | 29633.069 | 31502.16 | 33518.7162 | 35655.801 | 37950.188
Scenario 2: High TRC | SCG | Com | WaterHeat | Com - Health | Energy Efficiency | 1725133.3769 | 1734681.6492 | 1815784.6341 | 1895214.5292 | 1990166.9254 | 5560.5924 | 4900.4473 | 4489.536 | 4305.0098 | 4564.3296 | 4835.6325 | 5165.6661 | 5527.1405
Scenario 2: High TRC | SCG | Com | WaterHeat | Com - Lodging | Energy Efficiency | 7472590.8918 | 7473985.8713 | 7505212.457 | 7582758.4148 | 7771194.2641 | 77628.5159 | 3233.5821 | 3444.5791 | 3665.8551 | 3900.1123 | 4152.3051 | 4421.0314 | 4708.4777
Scenario 2: High TRC | SCG | Com | WaterHeat | Com - Office (Large) | Energy Efficiency | 1388549.355 | 1427838.7252 | 1465192.1929 | 1509505.4906 | 1564202.4535 | 0 | 0 | 0 | 0 | 0 | 0 | 0 | 0
Scenario 2: High TRC | SCG | Com | WaterHeat | Com - Office (Small) | Energy Efficiency | 82974.8738 | 86589.6265 | 90387.4398 | 94525.006 | 55681.2575 | 0 | 0 | 0 | 0 | 0 | 0 | 0 | 0
Scenario 2: High TRC | SCG | Com | WaterHeat | Com - Other | Energy Efficiency | 5877044.2433 | 6101690.0473 | 6407148.2687 | 6736376.5428 | 4669545.6755 | 89586.7702 | 81949.4076 | 87364.7082 | 93041.7674 | 99199.4179 | 105823.5003 | 112880.273 | 120509.1311
Scenario 2: High TRC | SCG | Com | WaterHeat | Com - Refrig. Warehouse | Energy Efficiency | 55291.1904 | 9025.0588 | 6846.9381 | 34963.3739 | 9679.3983 | 0 | 0 | 0 | 0 | 0 | 0 | 0 | 0
Scenario 2: High TRC | SCG | Com | WaterHeat | Com - Restaurant | Energy Efficiency | 5066070.6474 | 5330082.2881 | 5564272.3253 | 5816809.856 | 6099293.3664 | 131366.8928 | 139893.8985 | 149122.3239 | 158967.4191 | 169425.4695 | 180686.4375 | 192684.3352 | 205612.4378
Scenario 2: High TRC | SCG | Com | WaterHeat | Com - Retail | Energy Efficiency | 337829.3222 | 208399.5095 | 212202.432 | 211264.246 | 147907.9348 | 2024.1009 | 0 | 0 | 0 | 0 | 0 | 0 | 0
Scenario 2: High TRC | SCG | Com | WaterHeat | Com - School | Energy Efficiency | 1495742.2485 | 1542994.1057 | 1592322.7196 | 1646505.5396 | 1695838.7541 | 16324.903 | 17223.9909 | 18184.5409 | 19224.2556 | 20350.3722 | 21538.508 | 22839.3315 | 24203.8647
Scenario 2: High TRC | SCG | Com | WaterHeat | Com - Warehouse | Energy Efficiency | 350444.8311 | 92020.4793 | 57431.4765 | 59452.0616 | 62267.6116 | 563.8023 | 1180.2129 | 0 | 0 | 0 | 0 | 0 | 0
Scenario 2: High TRC | SCG | Com | WholeBlg | Com - College | Energy Efficiency | 104187.5109 | 109619.6311 | 115028.662 | 121029.8485 | 127427.907 | 134402.1238 | 141940.1574 | 149627.9629 | 157761.3201 | 166603.785 | 175404.5985 | 184291.17 | 194450.0638
Scenario 2: High TRC | SCG | Com | WholeBlg | Com - Grocery | Energy Efficiency | 39185.5603 | 41769.8774 | 44416.3199 | 47356.4876 | 50536.4231 | 53729.821 | 57152.2275 | 60779.4159 | 64668.1424 | 68636.071 | 72844.1249 | 77125.3977 | 81637.7145
Scenario 2: High TRC | SCG | Com | WholeBlg | Com - Health | Energy Efficiency | 143863.9648 | 153858.4412 | 164136.789 | 175535.6252 | 187886.4115 | 200542.5152 | 214197.7297 | 228568.5625 | 243981.2197 | 259814.1171 | 276620.7329 | 293733.0463 | 310629.3452
Scenario 2: High TRC | SCG | Com | WholeBlg | Com - Lodging | Energy Efficiency | 70416.1854 | 75168.6778 | 80041.5712 | 85446.5044 | 91301.5322 | 97278.9793 | 103704.8491 | 110500.8158 | 117802.6419 | 125395.3144 | 133375.7543 | 141528.0955 | 149721.7382
Scenario 2: High TRC | SCG | Com | WholeBlg | Com - Office (Large) | Energy Efficiency | 225452.9796 | 238467.59 | 251480.5774 | 265827.7363 | 281250.0421 | 297538.9777 | 315355.1831 | 333688.9558 | 353097.6773 | 375253.1164 | 396320.8988 | 417575.1715 | 440371.0801
Scenario 2: High TRC | SCG | Com | WholeBlg | Com - Office (Small) | Energy Efficiency | 26845.819 | 28556.4198 | 30306.3036 | 32251.1931 | 34351.033 | 36437.5591 | 38662.135 | 41017.6276 | 43541.6806 | 46208.6429 | 48932.9213 | 51701.8719 | 54716.0366
Scenario 2: High TRC | SCG | Com | WholeBlg | Com - Other | Energy Efficiency | 468970.007 | 500591.753 | 533161.8609 | 569426.3232 | 608706.0724 | 648517.3631 | 691479.2722 | 736932.7909 | 785765.2833 | 836165.5752 | 889487.511 | 943943.8941 | 998657.0083
Scenario 2: High TRC | SCG | Com | WholeBlg | Com - Refrig. Warehouse | Energy Efficiency | 9093.4595 | 9746.5184 | 10423.7779 | 11177.4929 | 11994.8754 | 12806.319 | 13674.2833 | 14600.7868 | 15598.927 | 16606.1232 | 17691.8078 | 18802.2446 | 19913.6186
Scenario 2: High TRC | SCG | Com | WholeBlg | Com - Restaurant | Energy Efficiency | 199452.0522 | 213838.117 | 228737.8673 | 245320.9 | 263335.7696 | 281341.1425 | 300619.927 | 321202.6292 | 343379.8806 | 365937.4676 | 390129.3293 | 414901.9635 | 439357.8646
Scenario 2: High TRC | SCG | Com | WholeBlg | Com - Retail | Energy Efficiency | 54042.9135 | 57706.6857 | 61474.8785 | 65666.7493 | 70209.6138 | 74759.4311 | 79629.7648 | 84811.4555 | 90379.6918 | 96105.6664 | 102151.1729 | 108319.5231 | 114663.5921
Scenario 2: High TRC | SCG | Com | WholeBlg | Com - School | Energy Efficiency | 86667.4419 | 91572.2784 | 96521.1221 | 102010.5677 | 107883.6198 | 113963.1216 | 120409.3552 | 127110.6021 | 134228.9377 | 141782.398 | 149429.7364 | 157125.7043 | 166164.0568
Scenario 2: High TRC | SCG | Com | WholeBlg | Com - Warehouse | Energy Efficiency | 177464.5585 | 189532.313 | 201973.6834 | 215843.5598 | 230897.9243 | 245824.6745 | 261792.1867 | 278818.7742 | 297145.2981 | 315737.7057 | 335611.442 | 355888.3694 | 376911.0804
Scenario 2: High TRC | SCG | Ind | WholeBlg | Ind - All Other Industrial | Energy Efficiency | 420205.5247 | 445058.3853 | 470718.8085 | 497702.384 | 526217.1397 | 555972.8892 | 587384.1813 | 620878.0926 | 656626.0161 | 695018.3752 | 736181.7946 | 780325.1859 | 827624.2512
Scenario 2: High TRC | SCG | Ind | WholeBlg | Ind - Chemicals | Energy Efficiency | 5080464.2597 | 5385240.8988 | 5705901.6069 | 6043621.4543 | 6400434.7925 | 6773995.8272 | 7165801.5078 | 7578244.8271 | 8018149.0009 | 8486797.8151 | 8984231.1516 | 9511444.8506 | 10072207.2094
Scenario 2: High TRC | SCG | Ind | WholeBlg | Ind - Electronics | Energy Efficiency | 242702.5787 | 257317.6574 | 272817.1237 | 289218.4819 | 306618.4389 | 325061.9534 | 344716.1846 | 365698.7076 | 388065.4474 | 411950.4056 | 437388.8823 | 464489.0104 | 493423.7516
Scenario 2: High TRC | SCG | Ind | WholeBlg | Ind - Fabricated Metals | Energy Efficiency | 1456767.3217 | 1552074.3317 | 1654296.0603 | 1757035.2943 | 1863288.3188 | 1972585.3126 | 2086254.1327 | 2206470.5559 | 2334066.3654 | 2470128.035 | 2614053.336 | 2765752.882 | 2926006.6527
Scenario 2: High TRC | SCG | Ind | WholeBlg | Ind - Food | Energy Efficiency | 6984012.7067 | 7345521.9462 | 7725533.1085 | 8126634.958 | 8549468.5867 | 8995478.8668 | 9467900.0002 | 9967384.8045 | 10497227.7443 | 11060360.5445 | 11656570.6525 | 12287424.8229 | 12957706.5222
Scenario 2: High TRC | SCG | Ind | WholeBlg | Ind - Industrial Machinery | Energy Efficiency | 151480.7861 | 162218.5469 | 173911.6973 | 185346.7247 | 196841.7603 | 208621.0631 | 221124.9808 | 234426.3683 | 248625.3212 | 263832.5304 | 279884.2532 | 296780.155 | 314602.6567
Scenario 2: High TRC | SCG | Ind | WholeBlg | Ind - Lumber & Furniture | Energy Efficiency | 68141.3014 | 72236.8819 | 76558.3567 | 81121.3212 | 85977.5017 | 90895.9481 | 95885.9508 | 101219.3727 | 106912.2854 | 113014.4938 | 119542.1995 | 126472.1248 | 133823.6641
Scenario 2: High TRC | SCG | Ind | WholeBlg | Ind - Paper | Energy Efficiency | 1064631.7955 | 1121989.174 | 1182905.4847 | 1249545.8578 | 1320782.542 | 1395385.2247 | 1475331.5097 | 1561898.6295 | 1655812.835 | 1757725.3309 | 1867352.7354 | 1984575.4481 | 2110081.8328
Scenario 2: High TRC | SCG | Ind | WholeBlg | Ind - Petroleum | Energy Efficiency | 20721964.9352 | 21866642.0618 | 23077461.5404 | 24358838.3394 | 25703271.3893 | 27099706.9369 | 28567528.3904 | 30113874.2264 | 31764869.0455 | 33520634.2907 | 35371581.0825 | 37322867.5334 | 39396083.7127
Scenario 2: High TRC | SCG | Ind | WholeBlg | Ind - Plastics | Energy Efficiency | 238199.5279 | 262860.8788 | 289050.4475 | 316559.4846 | 346010.1829 | 376259.8058 | 406465.8054 | 436679.9723 | 469778.8289 | 505675.2917 | 544223.1855 | 585106.0624 | 628592.1809
Scenario 2: High TRC | SCG | Ind | WholeBlg | Ind - Primary Metals | Energy Efficiency | 1558795.4221 | 1648344.6335 | 1744055.2311 | 1844574.5928 | 1950106.2162 | 2061259.3859 | 2179550.8297 | 2305280.6048 | 2438925.4312 | 2581152.2091 | 2731801.7243 | 2891511.3232 | 3061465.7431
Scenario 2: High TRC | SCG | Ind | WholeBlg | Ind - Printing & Publishing | Energy Efficiency | 86278.2493 | 91167.0832 | 96334.6742 | 101803.0734 | 107454.2172 | 113170.3466 | 119215.8765 | 125707.4405 | 132777.4726 | 140421.0951 | 148528.557 | 157061.2477 | 166083.4433
Scenario 2: High TRC | SCG | Ind | WholeBlg | Ind - Stone-Glass-Clay | Energy Efficiency | 1648291.7987 | 1747850.0498 | 1851057.8334 | 1958925.3044 | 2072518.5909 | 2191284.6501 | 2315708.2858 | 2447628.7168 | 2587635.5945 | 2736824.3008 | 2895563.0349 | 3064500.5084 | 3244316.5874
Scenario 2: High TRC | SCG | Ind | WholeBlg | Ind - Textiles | Energy Efficiency | 787571.1837 | 829948.1805 | 874707.0927 | 921531.1912 | 970722.1781 | 1022446.094 | 1077174.9224 | 1135105.0079 | 1196508.2455 | 1261743.1698 | 1330825.7083 | 1404062.9849 | 1481949.6836
Scenario 2: High TRC | SCG | Ind | WholeBlg | Ind - Transportation Equipment | Energy Efficiency | 586056.5547 | 616426.8216 | 648572.8104 | 682457.2484 | 718258.6426 | 756101.4758 | 796253.9577 | 838800.3754 | 883896.433 | 931755.2736 | 982432.7968 | 1036157.8318 | 1093310.6517
Scenario 2: High TRC | SCG | Res | AppPlug | Res - Multi Family | Energy Efficiency | 0 | 0 | 0 | 0 | 0 | 0 | 0 | 0 | 0 | 0 | 0 | 0 | 0
Scenario 2: High TRC | SCG | Res | AppPlug | Res - Single Family | Energy Efficiency | 0 | 0 | 0 | 0 | 0 | 0 | 0 | 0 | 0 | 0 | 0 | 0 | 0
Scenario 2: High TRC | SCG | Res | BROs | Income Qualified - Multi Family IQ | Energy Efficiency | 412117.0621 | 439048.3801 | 468719.9133 | 501709.1793 | 538378.395 | 579086.3082 | 623877.0907 | 675312.1721 | 732946.4947 | 798685.1738 | 872067.2803 | 954324.8906 | 1047253.5223
Scenario 2: High TRC | SCG | Res | BROs | Income Qualified - Single Family IQ | Energy Efficiency | 1272012.8902 | 1353673.286 | 1443325.4644 | 1542684.3328 | 1652999.5347 | 1775603.3171 | 1911475.7058 | 2066551.9891 | 2240176.3714 | 2435178.3015 | 2652464.4837 | 2895596.1243 | 3169848.961
Scenario 2: High TRC | SCG | Res | BROs | Res - Multi Family | Energy Efficiency | 4358868.385 | 4638999.794 | 4946612.9001 | 5287598.0717 | 5666210.3119 | 6086968.5758 | 6553057.7893 | 7085221.8106 | 7681065.7 | 8350911.1846 | 9097386.2977 | 9932743.6223 | 10875115.9796
Scenario 2: High TRC | SCG | Res | BROs | Res - Single Family | Energy Efficiency | 1246837.5046 | 1328403.1373 | 1418286.8463 | 1518240.0103 | 1629350.8103 | 1752691.2855 | 1888344.6934 | 2044178.0082 | 2218802.0505 | 2418163.9402 | 2640730.4283 | 2890244.0053 | 3172153.3675
Scenario 2: High TRC | SCG | Res | BldgEnv | Res - Multi Family | Energy Efficiency | 0 | 0 | 0 | 0 | 0 | 0 | 0 | 0 | 0 | 0 | 0 | 0 | 914.3595
Scenario 2: High TRC | SCG | Res | BldgEnv | Res - Single Family | Energy Efficiency | 113501.5208 | 144626.1756 | 164436.6902 | 176008.4244 | 187100.4925 | 192592.5331 | 194313.1226 | 194323.693 | 194380.9018 | 0 | 0 | 0 | 0
Scenario 2: High TRC | SCG | Res | HVAC | Res - Multi Family | Energy Efficiency | 195.3569 | 209.3343 | 218.9303 | 226.4343 | 233.6524 | 0 | 0 | 0 | 0 | 0 | 0 | 0 | 0
Scenario 2: High TRC | SCG | Res | HVAC | Res - Single Family | Energy Efficiency | 315040.4899 | 369051.9683 | 407354.8821 | 436168.5959 | 464285.0538 | 0 | 0 | 0 | 0 | 0 | 0 | 0 | 0
Scenario 2: High TRC | SCG | Res | WaterHeat | Res - Multi Family | Energy Efficiency | 6963030.9879 | 6907402.3791 | 6941998.0493 | 7014696.0127 | 7141072.9256 | 899817.7064 | 888656.9835 | 889339.8805 | 886587.1314 | 881946.3534 | 879499.689 | 883479.1246 | 887677.1449
Scenario 2: High TRC | SCG | Res | WaterHeat | Res - Single Family | Energy Efficiency | 46020996.6705 | 48359240.8491 | 50666344.7812 | 52606065.316 | 54795610.1978 | 3918822.9157 | 3552591.322 | 3265072.6778 | 3156675.8805 | 3106761.5697 | 3069307.0711 | 3044461.4902 | 3023367.9203
Scenario 2: High TRC | SCG | Res | WholeBlg | Res - Multi Family | Energy Efficiency | 0 | 0 | 0 | 0 | 0 | 0 | 0 | 0 | 0 | 0 | 0 | 0 | 0
Scenario 2: High TRC | SCG | Res | WholeBlg | Res - Single Family | Energy Efficiency | 0 | 0 | 0 | 0 | 0 | 0 | 0 | 0 | 0 | 0 | 0 | 0 | 0
Scenario 2: High TRC | SDG&E | Ag | WholeBlg | Ag - Dairies, fishing, hunting | Energy Efficiency | 3451.1006 | 3448.5065 | 3426.7856 | 3391.7151 | 3384.3466 | 3494.438 | 3599.7158 | 3675.2028 | 3743.6396 | 3811.3585 | 3863.2865 | 3837.328 | 3812.9713
Scenario 2: High TRC | SDG&E | Ag | WholeBlg | Ag - Irrigated Agriculture, vineyards, forestry and greenhouses | Energy Efficiency | 39969.2556 | 41385.902 | 42657.466 | 43843.4904 | 45242.9466 | 47570.9208 | 49923.8686 | 52120.4708 | 54347.6926 | 56652.9062 | 58902.3064 | 60554.3036 | 62284.4623
Scenario 2: High TRC | SDG&E | Ag | WholeBlg | Ag - Water pumping | Energy Efficiency | 75606.1485 | 74904.2047 | 73835.9441 | 72513.8784 | 71834.3401 | 73691.6866 | 75444.0649 | 76552.0679 | 77493.1852 | 78408.634 | 78999.653 | 78010.8953 | 77080.4148
Scenario 2: High TRC | SDG&E | Com | AppPlug | Com - Health | Energy Efficiency | 424311.3302 | 506376.6752 | 758957.018 | 912822.5433 | 1056059.1996 | 1200860.0683 | 1922061.8077 | 2188055.0928 | 2526864.2029 | 2928139.7627 | 3345594.9461 | 3394850.2387 | 3528590.7771
Scenario 2: High TRC | SDG&E | Com | AppPlug | Com - Lodging | Energy Efficiency | 385327.7684 | 441870.7059 | 506775.5238 | 596971.8081 | 666087.2965 | 891735.3145 | 1595516.6301 | 1790918.8068 | 2014777.0745 | 2248803.2513 | 2453046.0805 | 2593334.3166 | 2754298.0846
Scenario 2: High TRC | SDG&E | Com | AppPlug | Com - Other | Energy Efficiency | 0 | 0 | 2291.0097 | 2762.6674 | 3268.3728 | 3887.8728 | 4591.2172 | 5372.2953 | 6236.8236 | 7211.4749 | 8270.2928 | 9447.3486 | 10762.021
Scenario 2: High TRC | SDG&E | Com | BROs | Com - Lodging | Energy Efficiency | 1096.8545 | 2368.8271 | 3607.3201 | 4283.3167 | 4858.6468 | 6236.8058 | 7794.5509 | 9242.8231 | 10877.6109 | 13462.576 | 16115.2959 | 17670.0083 | 19117.7679
Scenario 2: High TRC | SDG&E | Com | BROs | Com - Other | Energy Efficiency | 993.9905 | 2151.4149 | 3282.9845 | 3904.8049 | 4438.6384 | 5710.0962 | 7164.3508 | 8524.7705 | 10065.9355 | 12500.0315 | 15014.0476 | 16525.1433 | 18061.3243
Scenario 2: High TRC | SDG&E | Com | BROs | Com - Retail | Energy Efficiency | 2209.8352 | 4747.3508 | 7190.3447 | 8480.9656 | 9561.1541 | 12196.6445 | 15180.4973 | 17918.2693 | 20980.9472 | 25836.2163 | 30755.3465 | 33561.3773 | 36697.2489
Scenario 2: High TRC | SDG&E | Com | BldgEnv | Com - College | Energy Efficiency | 8.1797 | 8.6156 | 9.0762 | 15.6505 | 16.4234 | 17.315 | 18.2666 | 19.2524 | 20.3079 | 21.4499 | 22.637 | 24.1669 | 25.5686
Scenario 2: High TRC | SDG&E | Com | BldgEnv | Com - Grocery | Energy Efficiency | 179.2518 | 179.4159 | 179.1082 | 179.1149 | 179.511 | 180.7301 | 182.3734 | 184.2754 | 186.3812 | 188.8414 | 191.3798 | 193.9907 | 196.8037
Scenario 2: High TRC | SDG&E | Com | BldgEnv | Com - Health | Energy Efficiency | 265.3075 | 263.7379 | 261.7619 | 259.9594 | 257.0879 | 253.6415 | 249.4081 | 250.9048 | 253.551 | 258.121 | 264.362 | 263.6155 | 264.4461
Scenario 2: High TRC | SDG&E | Com | BldgEnv | Com - Lodging | Energy Efficiency | 6.7704 | 7.0544 | 7.3491 | 7.7201 | 8.0217 | 8.4305 | 8.8262 | 9.2411 | 3.1349 | 3.381 | 3.6001 | 3.8355 | 4.1284
Scenario 2: High TRC | SDG&E | Com | BldgEnv | Com - Office (Large) | Energy Efficiency | 215.0925 | 215.2816 | 215.683 | 216.1732 | 216.8887 | 218.7622 | 220.8939 | 222.8231 | 224.1295 | 225.823 | 227.646 | 229.6101 | 231.9602
Scenario 2: High TRC | SDG&E | Com | BldgEnv | Com - Office (Small) | Energy Efficiency | 101.5538 | 101.3688 | 101.1688 | 100.9912 | 101.0354 | 101.4714 | 101.9597 | 102.4489 | 103.0123 | 103.6451 | 104.3529 | 105.0587 | 105.8928
Scenario 2: High TRC | SDG&E | Com | BldgEnv | Com - Other | Energy Efficiency | 45.0707 | 45.3218 | 52.0444 | 52.5587 | 53.0894 | 53.8526 | 54.6247 | 55.3721 | 49.5269 | 50.4296 | 51.41 | 52.4817 | 53.7245
Scenario 2: High TRC | SDG&E | Com | BldgEnv | Com - Refrig. Warehouse | Energy Efficiency | 0.53248 | 0.53574 | 0.53946 | 0.54076 | 0.54541 | 0.55311 | 0.56309 | 0.5739 | 0.5875 | 0.60161 | 0.61898 | 0.63852 | 0.65998
Scenario 2: High TRC | SDG&E | Com | BldgEnv | Com - Restaurant | Energy Efficiency | 33.3472 | 34.3204 | 34.3089 | 34.3133 | 34.408 | 34.6261 | 34.8838 | 35.1543 | 35.442 | 35.7702 | 36.141 | 36.5248 | 36.9626
Scenario 2: High TRC | SDG&E | Com | BldgEnv | Com - Retail | Energy Efficiency | 279.0444 | 275.0155 | 271.153 | 271.0729 | 259.5007 | 251.0043 | 247.9912 | 245.1367 | 242.693 | 240.7974 | 239.3647 | 238.3596 | 237.8301
Scenario 2: High TRC | SDG&E | Com | BldgEnv | Com - School | Energy Efficiency | 28.8655 | 29.1987 | 29.5542 | 29.9429 | 30.4503 | 31.0598 | 31.7155 | 32.429 | 33.2309 | 34.0978 | 35.0525 | 36.0643 | 37.1632
Scenario 2: High TRC | SDG&E | Com | BldgEnv | Com - Warehouse | Energy Efficiency | 81.1777 | 81.2775 | 81.4026 | 95.1404 | 96.2604 | 97.8814 | 99.5005 | 101.1738 | 86.0743 | 87.2316 | 88.462 | 89.7871 | 91.4193
Scenario 2: High TRC | SDG&E | Com | ComRefrig | Com - College | Energy Efficiency | 456.7876 | 318.5548 | 193.5703 | 100.1159 | 38.9239 | 16.329 | 5.0477 | 0 | 0 | 0 | 0 | 0 | 0
Scenario 2: High TRC | SDG&E | Com | ComRefrig | Com - Grocery | Energy Efficiency | 421099.3273 | 224986.9869 | 84047.7271 | 33828.3537 | 7981.5768 | 0 | 0 | 0 | 0 | 0 | 0 | 0 | 0
Scenario 2: High TRC | SDG&E | Com | ComRefrig | Com - Refrig. Warehouse | Energy Efficiency | 140.041 | 93.3015 | 53.5557 | 25.2674 | 8.5273 | 3.5353 | 0.41973 | 0 | 0 | 0 | 0 | 0 | 0
Scenario 2: High TRC | SDG&E | Com | ComRefrig | Com - Restaurant | Energy Efficiency | 16198.3287 | 8835.5374 | 3491.6597 | 1414.5336 | 407.2003 | 0 | 0 | 0 | 0 | 0 | 0 | 0 | 0
Scenario 2: High TRC | SDG&E | Com | ComRefrig | Com - Retail | Energy Efficiency | 182250.8388 | 99994.5531 | 40416.1845 | 15205.7731 | 4328.2252 | 0 | 0 | 0 | 0 | 0 | 0 | 0 | 0
Scenario 2: High TRC | SDG&E | Com | ComRefrig | Com - School | Energy Efficiency | 18.7732 | 0 | 0 | 0 | 0 | 0 | 0 | 0 | 0 | 0 | 0 | 0 | 0
Scenario 2: High TRC | SDG&E | Com | FoodServ | Com - College | Energy Efficiency | 56502.3937 | 66449.6691 | 73875.4838 | 80929.0154 | 87396.961 | 95139.044 | 103294.1431 | 111509.7364 | 120227.4159 | 129607.444 | 141245.3156 | 154994.2358 | 166072.629
Scenario 2: High TRC | SDG&E | Com | FoodServ | Com - College | Fuel Substitution | 2227.8721 | 2754.1487 | 3357.02 | 4025.335 | 4759.6212 | 5558.4598 | 6480.0313 | 7536.3016 | 8729.8631 | 10081.9496 | 11559.558 | 13312.8739 | 15309.395
Scenario 2: High TRC | SDG&E | Com | FoodServ | Com - Grocery | Energy Efficiency | 279195.5144 | 403179.9084 | 475760.784 | 521447.5021 | 567154.8302 | 618690.479 | 673093.327 | 729839.2194 | 787746.0956 | 850594.2919 | 930935.796 | 1006911.7981 | 1082137.7562
Scenario 2: High TRC | SDG&E | Com | FoodServ | Com - Grocery | Fuel Substitution | 23794.8943 | 28899.2997 | 34666.9281 | 41050.6602 | 48003.4096 | 55500.1868 | 64102.7899 | 73899.8806 | 84888.7948 | 97243.9619 | 110616.1119 | 125690.3834 | 142679.1388
Scenario 2: High TRC | SDG&E | Com | FoodServ | Com - Health | Energy Efficiency | 147025.9526 | 183973.6368 | 210107.0623 | 230373.6484 | 248210.5775 | 265685.8588 | 273747.396 | 293732.5485 | 318549.2676 | 351305.7167 | 394821.0182 | 409206.2582 | 428500.5996
Scenario 2: High TRC | SDG&E | Com | FoodServ | Com - Health | Fuel Substitution | 7371.7484 | 9057.1776 | 10981.6116 | 13129.2694 | 15493.8995 | 18072.1917 | 21048.2468 | 24447.4436 | 28273.0868 | 32587.5609 | 37285.6055 | 42598.5288 | 48647.8438
Scenario 2: High TRC | SDG&E | Com | FoodServ | Com - Lodging | Energy Efficiency | 134483.5323 | 176502.0908 | 200407.1503 | 217711.6375 | 232725.7335 | 250986.2543 | 268698.1321 | 286977.5664 | 306962.0198 | 327271.8908 | 351665.8417 | 373858.6675 | 396972.333
Scenario 2: High TRC | SDG&E | Com | FoodServ | Com - Lodging | Fuel Substitution | 9491.0713 | 11561.3029 | 13885.197 | 16477.1246 | 19301.2911 | 22344.6122 | 25831.843 | 29795.7798 | 34230.8618 | 39204.7552 | 44572.7571 | 50581.6581 | 57197.7406
Scenario 2: High TRC | SDG&E | Com | FoodServ | Com - Office (Large) | Energy Efficiency | 1341.1442 | 1426.2478 | 1503.1168 | 1574.4985 | 1651.5394 | 1758.7355 | 1852.6356 | 1925.9869 | 1980.4876 | 2026.6293 | 2079.2102 | 2114.2946 | 2146.7148
Scenario 2: High TRC | SDG&E | Com | FoodServ | Com - Office (Small) | Energy Efficiency | 476.482 | 512.1053 | 545.2281 | 576.0763 | 610.6594 | 652.7546 | 688.4343 | 718.2566 | 745.5944 | 767.6636 | 792.8914 | 810.818 | 827.2204
Scenario 2: High TRC | SDG&E | Com | FoodServ | Com - Other | Energy Efficiency | 415531.8327 | 497547.8581 | 562691.773 | 620401.5851 | 679073.8431 | 744400.9272 | 813069.29 | 884780.6711 | 960205.1602 | 1040700.1353 | 1143107.2258 | 1241134.7244 | 1339142.461
Scenario 2: High TRC | SDG&E | Com | FoodServ | Com - Other | Fuel Substitution | 19842.4737 | 24425.0014 | 29756.3074 | 35606.3231 | 42012.0412 | 48949.5195 | 56974.0615 | 66181.3314 | 76573.2497 | 88331.969 | 101179.9376 | 115924.706 | 132365.1789
Scenario 2: High TRC | SDG&E | Com | FoodServ | Com - Restaurant | Energy Efficiency | 741354.2049 | 1139910.2754 | 1322615.462 | 1452656.7575 | 1591033.4272 | 1735571.4828 | 1889871.8144 | 2051576.0441 | 2218613.7569 | 2395275.7621 | 2608546.2328 | 2817171.3439 | 3027955.8697
Scenario 2: High TRC | SDG&E | Com | FoodServ | Com - Restaurant | Fuel Substitution | 73582.5374 | 89295.0001 | 107036.0357 | 126625.7752 | 147880.4063 | 170703.9252 | 196872.9365 | 226634.7541 | 259936.4613 | 297295.8364 | 337556.3243 | 382665.3484 | 432784.7959
Scenario 2: High TRC | SDG&E | Com | FoodServ | Com - Retail | Energy Efficiency | 1682.8558 | 1728.5283 | 1767.5523 | 1776.4227 | 1745.334 | 1781.5586 | 1776.1888 | 1755.8934 | 1741.5944 | 1744.2623 | 1754.3967 | 1782.7308 | 1827.9981
Scenario 2: High TRC | SDG&E | Com | FoodServ | Com - School | Energy Efficiency | 149339.5227 | 174577.1824 | 195357.5609 | 211878.1566 | 229574.4161 | 247921.7338 | 266928.4421 | 286945.9176 | 308289.3395 | 330402.2435 | 363650.7052 | 394078.3291 | 420592.1827
Scenario 2: High TRC | SDG&E | Com | FoodServ | Com - School | Fuel Substitution | 3319.3599 | 4067.229 | 4942.2221 | 5888.9377 | 6926.3151 | 8053.8789 | 9355.525 | 10848.1118 | 12538.9006 | 14528.4474 | 16762.0906 | 19326.5312 | 22224.9999
Scenario 2: High TRC | SDG&E | Com | HVAC | Com - College | Energy Efficiency | 8987.0562 | 10026.9735 | 11144.8986 | 12649.4042 | 13865.685 | 15659.3888 | 17598.1294 | 19496.2082 | 21568.9265 | 23890.9098 | 26197.919 | 30265.3679 | 33153.9977
Scenario 2: High TRC | SDG&E | Com | HVAC | Com - College | Fuel Substitution | 1.1766 | 1.3668 | 1.5768 | 1.8089 | 2.0684 | 0 | 0 | 0 | 0 | 0 | 0 | 0 | 0
Scenario 2: High TRC | SDG&E | Com | HVAC | Com - Grocery | Energy Efficiency | 10601.6273 | 11993.341 | 13430.0796 | 12172.8626 | 12624.0393 | 14239.2634 | 16013.9062 | 17905.0822 | 19822.7205 | 22051.5401 | 24420.2848 | 27025.6024 | 29982.3873
Scenario 2: High TRC | SDG&E | Com | HVAC | Com - Grocery | Fuel Substitution | 213.4158 | 248.289 | 287.7487 | 332.6273 | 382.5565 | 0 | 0 | 0 | 0 | 0 | 0 | 0 | 0
Scenario 2: High TRC | SDG&E | Com | HVAC | Com - Health | Energy Efficiency | 75249.606 | 81989.3817 | 89072.1879 | 98403.6852 | 105823.1226 | 113586.2224 | 113058.0805 | 121952.3642 | 94099.181 | 102862.42 | 122985.6717 | 120167.3063 | 122204.0138
Scenario 2: High TRC | SDG&E | Com | HVAC | Com - Health | Fuel Substitution | 11.4196 | 13.1229 | 20.5729 | 23.609 | 27.0067 | 0 | 0 | 0 | 0 | 0 | 0 | 0 | 0
Scenario 2: High TRC | SDG&E | Com | HVAC | Com - Lodging | Energy Efficiency | 45141.3144 | 52618.3452 | 58770.9923 | 64819.2228 | 70315.95 | 66778.3386 | 72846.5269 | 79010.809 | 30346.8163 | 29904.341 | 32523.1156 | 34627.5984 | 37218.0835
Scenario 2: High TRC | SDG&E | Com | HVAC | Com - Lodging | Fuel Substitution | 50.0754 | 58.2853 | 68.3191 | 78.8857 | 91.1356 | 0 | 0 | 0 | 0 | 0 | 0 | 0 | 0
Scenario 2: High TRC | SDG&E | Com | HVAC | Com - Office (Large) | Energy Efficiency | 347.6711 | 376.3534 | 402.1681 | 37212.8048 | 72825.1455 | 482.6064 | 513.6312 | 539.6808 | 561.2299 | 582.6326 | 604.7072 | 621.4388 | 637.6882
Scenario 2: High TRC | SDG&E | Com | HVAC | Com - Office (Small) | Energy Efficiency | 6623.9869 | 7438.3846 | 8297.9687 | 9207.7573 | 10181.6325 | 11299.5896 | 12478.5648 | 13692.0331 | 14979.1365 | 16323.5531 | 17764.8531 | 19262.5912 | 20855.2995
Scenario 2: High TRC | SDG&E | Com | HVAC | Com - Other | Energy Efficiency | 159346.7976 | 183048.6585 | 209198.5007 | 238102.1245 | 266999.3704 | 317148.7156 | 361561.5097 | 404652.3583 | 429316.6874 | 449384.7028 | 516990.4783 | 570661.1313 | 629951.9519
Scenario 2: High TRC | SDG&E | Com | HVAC | Com - Other | Fuel Substitution | 49.2136 | 57.3179 | 157.3367 | 184.1193 | 214.0421 | 0 | 0 | 0 | 0 | 0 | 0 | 0 | 0
Scenario 2: High TRC | SDG&E | Com | HVAC | Com - Restaurant | Energy Efficiency | 62921.0986 | 79931.8083 | 93889.693 | 109886.075 | 129684.4527 | 151032.4153 | 175337.6868 | 203034.3839 | 234257.7989 | 269792.4948 | 310214.1826 | 356011.7073 | 407690.0901
Scenario 2: High TRC | SDG&E | Com | HVAC | Com - Restaurant | Fuel Substitution | 0.20153 | 0.23327 | 0.26808 | 0.30631 | 0.3488 | 0 | 0 | 0 | 0 | 0 | 0 | 0 | 0
Scenario 2: High TRC | SDG&E | Com | HVAC | Com - Retail | Energy Efficiency | 22821.0139 | 25220.0137 | 27663.8671 | 29904.3297 | 32031.2427 | 21852.91 | 23280.1802 | 24603.1769 | 1233.2853 | 648.2417 | 399.449 | 260.4038 | 178.87
Scenario 2: High TRC | SDG&E | Com | HVAC | Com - Retail | Fuel Substitution | 3.2473 | 4.7269 | 5.402 | 6.1362 | 6.9537 | 0 | 0 | 0 | 0 | 0 | 0 | 0 | 0
Scenario 2: High TRC | SDG&E | Com | HVAC | Com - School | Energy Efficiency | 68853.2411 | 74540.5894 | 80360.1551 | 86358.964 | 103040.7057 | 111353.1452 | 120060.8043 | 129502.8616 | 140604.5973 | 152796.4857 | 166360.6532 | 180704.1198 | 195904.3333
Scenario 2: High TRC | SDG&E | Com | HVAC | Com - School | Fuel Substitution | 0.31584 | 0.36216 | 0.4127 | 2.681 | 3.0289 | 0 | 0 | 0 | 0 | 0 | 0 | 0 | 0
Scenario 2: High TRC | SDG&E | Com | HVAC | Com - Warehouse | Energy Efficiency | 32.4823 | 35.8295 | 38.9884 | 42.0553 | 45.142 | 49.1136 | 52.6605 | 55.9092 | 14.1311 | 0 | 0 | 0 | 0
Scenario 2: High TRC | SDG&E | Com | HVAC | Com - Warehouse | Fuel Substitution | 19.5106 | 22.9347 | 26.855 | 31.9324 | 40.3862 | 0 | 0 | 0 | 0 | 0 | 0 | 0 | 0
Scenario 2: High TRC | SDG&E | Com | Lighting | Com - Grocery | Energy Efficiency | 16273.3431 | 16980.7755 | 17583.3898 | 18141.608 | 18699.3692 | 19453.0995 | 19907.1267 | 20159.1049 | 20300.0802 | 20352.8399 | 20578.1895 | 6925.5572 | 0
Scenario 2: High TRC | SDG&E | Com | Lighting | Com - Health | Energy Efficiency | 94289.0215 | 96466.0164 | 98461.1952 | 101266.2467 | 103163.5188 | 105052.6704 | 102143.0078 | 102850.5125 | 104742.0157 | 108210.8436 | 113940.1353 | 111173.1398 | 109924.9854
Scenario 2: High TRC | SDG&E | Com | Lighting | Com - Refrig. Warehouse | Energy Efficiency | 159.102 | 164.7155 | 170.1211 | 173.3789 | 178.5433 | 184.8702 | 190.2847 | 194.8758 | 200.1584 | 204.5652 | 211.2844 | 217.5887 | 223.6641
Scenario 2: High TRC | SDG&E | Com | Lighting | Com - Restaurant | Energy Efficiency | 14131.3572 | 16349.3843 | 17061.9913 | 17728.2132 | 28846.2387 | 33674.2703 | 34514.3114 | 35165.2391 | 35739.4046 | 36216.6745 | 37011.4157 | 37651.2263 | 38242.7455
Scenario 2: High TRC | SDG&E | Com | Lighting | Com - Retail | Energy Efficiency | 184360.9225 | 185232.5076 | 185878.6347 | 185492.9149 | 184714.4809 | 186259.599 | 185403.1347 | 183741.9251 | 182442.8007 | 181340.9433 | 181785.5131 | 182181.3718 | 182778.376
Scenario 2: High TRC | SDG&E | Com | Lighting | Com - Warehouse | Energy Efficiency | 0 | 0 | 0 | 0 | 0 | 0 | 0 | 0 | 0 | 0 | 0 | 0 | 0
Scenario 2: High TRC | SDG&E | Com | WaterHeat | Com - College | Energy Efficiency | 98298.1453 | 106948.9766 | 116140.1517 | 126738.7328 | 137023.4538 | 53848.7401 | 57663.7456 | 61372.1978 | 32212.8738 | 34391.2934 | 36855.2954 | 39745.1724 | 42218.892
Scenario 2: High TRC | SDG&E | Com | WaterHeat | Com - College | Fuel Substitution | 887940.533 | 1035597.181 | 1183244.7897 | 1373247.3004 | 1585958.3971 | 1103519.0962 | 1323546.2405 | 1511235.5364 | 1683438.3361 | 1917666.9544 | 2189609.4882 | 2395486.8123 | 2550962.5133
Scenario 2: High TRC | SDG&E | Com | WaterHeat | Com - Grocery | Energy Efficiency | 66923.2811 | 74661.9609 | 100507.7471 | 109742.3734 | 119544.5965 | 118062.64 | 127734.8042 | 136990.338 | 122925.0765 | 131147.0245 | 140540.8585 | 149678.5464 | 159056.3371
Scenario 2: High TRC | SDG&E | Com | WaterHeat | Com - Grocery | Fuel Substitution | 41982.0493 | 47791.71 | 54147.95 | 61234.6375 | 68943.5311 | 0 | 0 | 0 | 0 | 0 | 0 | 0 | 0
Scenario 2: High TRC | SDG&E | Com | WaterHeat | Com - Health | Energy Efficiency | 335591.138 | 367147.2074 | 400396.2531 | 439682.5111 | 476497.6955 | 220636.1304 | 232806.365 | 249176.8599 | 223875.6696 | 242687.2133 | 266572.2759 | 276551.4549 | 288924.2503
Scenario 2: High TRC | SDG&E | Com | WaterHeat | Com - Health | Fuel Substitution | 2510595.2595 | 2932234.204 | 3378155.6487 | 3896812.7264 | 4462621.987 | 3084591.0865 | 3670257.0882 | 4238315.7929 | 4800972.3996 | 5472638.0649 | 6291331.763 | 6910883.1487 | 7379572.3991
Scenario 2: High TRC | SDG&E | Com | WaterHeat | Com - Lodging | Energy Efficiency | 1271313.3074 | 1347316.0425 | 1429224.1269 | 1534417.3174 | 1619552.1386 | 114651.1521 | 121146.3215 | 127552.9867 | 49103.6435 | 51912.6056 | 55045.6755 | 57987.1353 | 61000.82
Scenario 2: High TRC | SDG&E | Com | WaterHeat | Com - Lodging | Fuel Substitution | 3325197.7806 | 3859422.0636 | 4424929.223 | 5073405.3976 | 5773790.4988 | 3835164.0407 | 4582493.2715 | 5229764.2696 | 5908138.5347 | 6672677.4472 | 7605190.0947 | 8296728.2966 | 8808777.4698
Scenario 2: High TRC | SDG&E | Com | WaterHeat | Com - Office (Large) | Energy Efficiency | 230173.8473 | 245604.3904 | 261439.6766 | 278071.3252 | 294958.6261 | 123763.6289 | 130305.1268 | 136091.0359 | 96807.2204 | 102315.4266 | 108676.7211 | 114708.9797 | 120740.2951
Scenario 2: High TRC | SDG&E | Com | WaterHeat | Com - Office (Large) | Fuel Substitution | 504900.1339 | 585387.9419 | 662306.2346 | 757929.8686 | 872556.6272 | 688617.2164 | 817850.6137 | 924839.63 | 1038529.2884 | 1205409.4989 | 1370214.8355 | 1490258.743 | 1576450.0907
Scenario 2: High TRC | SDG&E | Com | WaterHeat | Com - Office (Small) | Energy Efficiency | 22284.5796 | 24927.3532 | 27682.8983 | 30541.9211 | 77916.2811 | 73656.148 | 77892.5127 | 82021.6064 | 34110.1676 | 36141.4845 | 38518.5819 | 40764.2111 | 42999.4939
Scenario 2: High TRC | SDG&E | Com | WaterHeat | Com - Office (Small) | Fuel Substitution | 223611.0162 | 259858.2959 | 299847.4232 | 344193.3292 | 392011.9712 | 299077.6824 | 351243.2727 | 398757.4266 | 439466.0373 | 497553.6051 | 564474.5587 | 613496.9373 | 649284.7638
Scenario 2: High TRC | SDG&E | Com | WaterHeat | Com - Other | Energy Efficiency | 846153.0401 | 945799.3051 | 1051474.0518 | 1163268.9408 | 1282761.6212 | 978563.3519 | 1065794.1365 | 1148989.1387 | 1121735.6748 | 1199739.7127 | 1289376.8387 | 1376599.5024 | 1465756.6668
Scenario 2: High TRC | SDG&E | Com | WaterHeat | Com - Other | Fuel Substitution | 8204634.8722 | 9556891.2861 | 10947441.402 | 12597384.3827 | 14395497.2717 | 9791576.1742 | 11579415.8287 | 13220338.6483 | 15221856.9184 | 17458456.6244 | 19970169.6019 | 21866164.3386 | 23294699.8261
Scenario 2: High TRC | SDG&E | Com | WaterHeat | Com - Refrig. Warehouse | Energy Efficiency | 704.4291 | 788.2973 | 875.8889 | 959.4179 | 1055.6158 | 985.9365 | 1073.3273 | 1156.063 | 1242.0759 | 1324.8472 | 1424.1778 | 1521.8348 | 1620.1802
Scenario 2: High TRC | SDG&E | Com | WaterHeat | Com - Refrig. Warehouse | Fuel Substitution | 2718.1937 | 3135.9679 | 3595.2204 | 4102.8536 | 4650.0242 | 3036.1935 | 3582.5783 | 4086.2748 | 4522.3045 | 5054.5248 | 5758.705 | 6283.768 | 6674.9903
Scenario 2: High TRC | SDG&E | Com | WaterHeat | Com - Restaurant | Energy Efficiency | 255861.4204 | 319507.7335 | 355853.6072 | 394522.3458 | 437128.1104 | 227733.2449 | 247560.6456 | 266385.886 | 285026.7977 | 303358.7613 | 324711.673 | 345351.7638 | 366137.945
Scenario 2: High TRC | SDG&E | Com | WaterHeat | Com - Restaurant | Fuel Substitution | 5616216.1192 | 6520905.3465 | 7518845.5097 | 8625579.5703 | 9821742.0065 | 7764642.7244 | 9120662.6499 | 10358571.9342 | 11424797.3567 | 12947980.7338 | 14725406.7897 | 16046390.6069 | 17026878.6392
Scenario 2: High TRC | SDG&E | Com | WaterHeat | Com - Retail | Energy Efficiency | 105172.0702 | 112024.8533 | 118990.0718 | 125954.0752 | 133104.7377 | 132549.2067 | 139288.3813 | 145808.8806 | 52978.4749 | 55142.5277 | 57739.917 | 60171.3063 | 62563.4871
Scenario 2: High TRC | SDG&E | Com | WaterHeat | Com - Retail | Fuel Substitution | 253224.2012 | 293577.0231 | 325418.8509 | 371857.5844 | 421622.0353 | 329995.0852 | 388248.4339 | 439633.1349 | 508356.583 | 557157.0045 | 626763.6683 | 676036.5297 | 710883.8701
Scenario 2: High TRC | SDG&E | Com | WaterHeat | Com - School | Energy Efficiency | 149084.112 | 164819.7574 | 206439.217 | 224503.6849 | 244448.5855 | 100109.4538 | 106886.1362 | 113314.9959 | 92918.3894 | 98979.2608 | 106072.2263 | 112891.5576 | 119729.088
Scenario 2: High TRC | SDG&E | Com | WaterHeat | Com - School | Fuel Substitution | 1486353.5536 | 1728081.2744 | 1995430.1249 | 2292770.8429 | 2512202.7501 | 1872865.4125 | 2196661.7433 | 2486809.9247 | 2902117.0893 | 3374941.5979 | 3842300.3673 | 4188502.058 | 4443081.2935
Scenario 2: High TRC | SDG&E | Com | WaterHeat | Com - Warehouse | Energy Efficiency | 63066.8175 | 67097.2207 | 71295.4782 | 75730.1099 | 80379.9182 | 79588.578 | 84222.1067 | 89021.1121 | 10997.5134 | 11740.9068 | 12592.1667 | 13413.2902 | 14258.4022
Scenario 2: High TRC | SDG&E | Com | WaterHeat | Com - Warehouse | Fuel Substitution | 20152.3664 | 23384.4785 | 26289.5033 | 30159.5405 | 34371.2671 | 20311.7737 | 24052.541 | 27467.609 | 31929.0745 | 36224.9687 | 41342.0456 | 45180.1655 | 48062.2908
Scenario 2: High TRC | SDG&E | Com | WholeBlg | Com - College | Energy Efficiency | 143256.3697 | 147021.3243 | 150599.6025 | 153853.4216 | 158591.0231 | 168228.1523 | 178798.1785 | 187986.1065 | 197373.2027 | 207164.3742 | 215979.8086 | 220155.5769 | 222386.8199
Scenario 2: High TRC | SDG&E | Com | WholeBlg | Com - Grocery | Energy Efficiency | 293396.4742 | 299482.4603 | 305260.8698 | 309930.8105 | 318046.5743 | 337949.4526 | 358643.7797 | 376471.853 | 394734.949 | 412860.7415 | 429168.5341 | 434610.5894 | 428407.2237
Scenario 2: High TRC | SDG&E | Com | WholeBlg | Com - Health | Energy Efficiency | 371182.8011 | 380509.0923 | 389212.0707 | 396660.7966 | 407929.925 | 432179.2496 | 457920.3086 | 479597.978 | 501777.9219 | 524844.2081 | 546034.3384 | 554599.0528 | 562024.083
Scenario 2: High TRC | SDG&E | Com | WholeBlg | Com - Lodging | Energy Efficiency | 196149.6413 | 200149.6004 | 203863.31 | 207206.4114 | 212368.4867 | 223980.4605 | 236490.1397 | 246975.2295 | 257573.1074 | 268448.1081 | 277863.7284 | 281214.212 | 284724.3512
Scenario 2: High TRC | SDG&E | Com | WholeBlg | Com - Office (Large) | Energy Efficiency | 619685.7253 | 629895.628 | 638731.5416 | 645062.8291 | 657597.4307 | 692181.508 | 730275.8011 | 761102.6245 | 791853.2983 | 823285.356 | 849358.9443 | 855275.9764 | 868426.3753
Scenario 2: High TRC | SDG&E | Com | WholeBlg | Com - Office (Small) | Energy Efficiency | 174453.8919 | 176245.5022 | 177776.092 | 178680.6532 | 181561.8469 | 191003.0358 | 201187.5129 | 209404.2694 | 217659.2545 | 226587.7567 | 233502.7611 | 234462.9005 | 234788.7938
Scenario 2: High TRC | SDG&E | Com | WholeBlg | Com - Other | Energy Efficiency | 368711.5066 | 377841.5479 | 386505.4897 | 394535.2264 | 406170.0235 | 429677.8828 | 455669.4074 | 478046.6345 | 500867.2646 | 524387.2343 | 545554.0609 | 555827.1581 | 568418.1496
Scenario 2: High TRC | SDG&E | Com | WholeBlg | Com - Refrig. Warehouse | Energy Efficiency | 6514.0223 | 6776.5578 | 7041.6266 | 7296.5287 | 7613.1099 | 8158.1396 | 8720.2451 | 9230.3585 | 9764.7781 | 10305.7546 | 10822.1801 | 11077.1703 | 10978.1957
Scenario 2: High TRC | SDG&E | Com | WholeBlg | Com - Restaurant | Energy Efficiency | 198290.1409 | 202912.6975 | 207357.2084 | 211461.3302 | 217716.4211 | 230831.9639 | 244608.0035 | 256746.8949 | 269266.1323 | 281784.272 | 293357.1721 | 298602.761 | 298151.3452
Scenario 2: High TRC | SDG&E | Com | WholeBlg | Com - Retail | Energy Efficiency | 2018296.0871 | 2387924.8382 | 2772505.0377 | 3150871.8457 | 3483181.6693 | 3917857.3986 | 4334515.6001 | 4695598.5401 | 5019937.7398 | 5330005.2875 | 5600675.065 | 5820979.7703 | 6063433.2629
Scenario 2: High TRC | SDG&E | Com | WholeBlg | Com - School | Energy Efficiency | 115280.4373 | 117330.3825 | 119205.5404 | 120809.1822 | 123651.0585 | 130536.7289 | 138263.9127 | 144728.9374 | 151242.8071 | 157950.7123 | 163736.7412 | 165761.2861 | 168111.4307
Scenario 2: High TRC | SDG&E | Com | WholeBlg | Com - Warehouse | Energy Efficiency | 113688.6302 | 116589.0744 | 119389.3015 | 121978.9652 | 125725.5083 | 133286.9283 | 141448.0223 | 148505.8948 | 155741.4077 | 163118.7991 | 169810.356 | 172910.5597 | 176618.2497
Scenario 2: High TRC | SDG&E | Ind | WholeBlg | Ind - All Other Industrial | Energy Efficiency | 142737.4271 | 144786.0632 | 146252.8534 | 147268.1852 | 149270.0523 | 155237.1538 | 162656.7555 | 169491.7042 | 176437.1992 | 183624.2924 | 190736.2524 | 195906.7735 | 201610.7364
Scenario 2: High TRC | SDG&E | Ind | WholeBlg | Ind - Chemicals | Energy Efficiency | 165920.527 | 169511.8865 | 172460.0225 | 174801.7866 | 178222.7285 | 186161.4184 | 195688.2105 | 204420.3635 | 213317.9822 | 222469.2233 | 231454.9751 | 238059.7458 | 245188.9565
Scenario 2: High TRC | SDG&E | Ind | WholeBlg | Ind - Electronics | Energy Efficiency | 354666.3184 | 358153.9445 | 359426.0931 | 358379.2286 | 360296.5004 | 376633.9734 | 398267.416 | 417339.241 | 436308.8653 | 455521.082 | 473616.1528 | 483150.8543 | 493675.3987
Scenario 2: High TRC | SDG&E | Ind | WholeBlg | Ind - Fabricated Metals | Energy Efficiency | 68135.4564 | 68997.7422 | 69539.9446 | 69541.9042 | 69968.5788 | 72611.3132 | 75987.6662 | 78903.2348 | 81780.8577 | 84689.5968 | 87402.3701 | 88799.722 | 90337.9682
Scenario 2: High TRC | SDG&E | Ind | WholeBlg | Ind - Food | Energy Efficiency | 251503.2105 | 254713.4052 | 257072.4925 | 258762.362 | 261982.8013 | 271439.5442 | 283135.4236 | 293824.5808 | 304635.0516 | 315762.4729 | 326630.5117 | 334387.5527 | 342841.0018
Scenario 2: High TRC | SDG&E | Ind | WholeBlg | Ind - Industrial Machinery | Energy Efficiency | 250363.1663 | 260587.1107 | 270856.883 | 279614.8011 | 288925.6307 | 302402.0492 | 317789.018 | 332895.2104 | 348577.753 | 365055.6536 | 381701.6057 | 396389.6749 | 411890.0403
Scenario 2: High TRC | SDG&E | Ind | WholeBlg | Ind - Lumber & Furniture | Energy Efficiency | 6644.6602 | 6562.837 | 6431.504 | 6251.6543 | 6135.1138 | 6308.3544 | 6571.5755 | 6767.7291 | 6949.1282 | 7122.6053 | 7262.6333 | 7225.0151 | 7196.9312
Scenario 2: High TRC | SDG&E | Ind | WholeBlg | Ind - Paper | Energy Efficiency | 7532.3531 | 7317.6453 | 7037.7951 | 6711.521 | 6464.4379 | 6580.7754 | 6814.8964 | 6964.5258 | 7097.4713 | 7221.1428 | 7300.0021 | 7152.5794 | 7012.9222
Scenario 2: High TRC | SDG&E | Ind | WholeBlg | Ind - Petroleum | Energy Efficiency | 4445.4282 | 4341.6473 | 4200.7532 | 4022.9771 | 3890.9325 | 3980.8403 | 4142.1092 | 4250.0707 | 4344.1993 | 4428.9803 | 4484.8151 | 4404.4166 | 4328.979
Scenario 2: High TRC | SDG&E | Ind | WholeBlg | Ind - Plastics | Energy Efficiency | 47462.0047 | 48480.2606 | 49276.9447 | 49857.1441 | 50850.2595 | 53376.68 | 56329.1784 | 58860.6756 | 61460.0811 | 64146.3256 | 66765.5175 | 68533.9048 | 70445.7968
Scenario 2: High TRC | SDG&E | Ind | WholeBlg | Ind - Primary Metals | Energy Efficiency | 98127.3997 | 102820.8484 | 107715.7978 | 112738.9367 | 118100.322 | 124246.7922 | 130904.4193 | 137830.9891 | 145133.0468 | 152853.5464 | 160926.2253 | 169108.4519 | 177787.5428
Scenario 2: High TRC | SDG&E | Ind | WholeBlg | Ind - Printing & Publishing | Energy Efficiency | 44190.945 | 43662.4596 | 42818.9834 | 41671.2333 | 40929.9207 | 42134.4734 | 43984.5585 | 45400.8046 | 46734.3126 | 48022.8418 | 49087.4784 | 48982.8593 | 48954.3588
Scenario 2: High TRC | SDG&E | Ind | WholeBlg | Ind - Stone-Glass-Clay | Energy Efficiency | 82315.5635 | 87225.9103 | 92013.0957 | 96844.7813 | 102013.4319 | 107825.5776 | 113924.4515 | 120217.5995 | 126835.1969 | 133859.2049 | 141260.2284 | 148773.1399 | 156725.2349
Scenario 2: High TRC | SDG&E | Ind | WholeBlg | Ind - Textiles | Energy Efficiency | 5423.0166 | 5361.513 | 5262.2954 | 5119.6095 | 5021.2135 | 5145.6927 | 5341.2754 | 5484.6287 | 5617.8496 | 5747.105 | 5851.8853 | 5828.05 | 5815.1497
Scenario 2: High TRC | SDG&E | Ind | WholeBlg | Ind - Transportation Equipment | Energy Efficiency | 219659.3825 | 219477.0292 | 218805.6423 | 215865.3507 | 214262.0318 | 221131.853 | 231183.2855 | 239480.2037 | 247646.4702 | 255812.3236 | 262979.0456 | 264809.6018 | 266915.8052
Scenario 2: High TRC | SDG&E | Res | AppPlug | Res - Multi Family | Energy Efficiency | 90.9941 | 97.3426 | 103.5143 | 111.7762 | 116.262 | 124.2861 | 132.4596 | 140.3986 | 148.7645 | 1780.7916 | 3505.9652 | 3785.5347 | 4105.0981
Scenario 2: High TRC | SDG&E | Res | AppPlug | Res - Multi Family | Fuel Substitution | 13.9762 | 16.0431 | 18.3302 | 20.868 | 23.625 | 0 | 0 | 0 | 0 | 0 | 0 | 0 | 0
Scenario 2: High TRC | SDG&E | Res | AppPlug | Res - Single Family | Energy Efficiency | 0 | 0 | 0 | 0 | 0 | 0 | 0 | 0 | 0 | 0 | 56.0164 | 95.8948 | 105.2353
Scenario 2: High TRC | SDG&E | Res | AppPlug | Res - Single Family | Fuel Substitution | 12.1988 | 13.9612 | 15.9127 | 18.0761 | 20.4358 | 0 | 0 | 0 | 0 | 0 | 0 | 0 | 0
Scenario 2: High TRC | SDG&E | Res | BROs | Income Qualified - Multi Family IQ | Energy Efficiency | 443465.6029 | 499791.816 | 557016.4521 | 574200.0435 | 609039.0917 | 758592.9072 | 870343.3225 | 938559.063 | 1039215.73 | 1032580.4937 | 1125602.5861 | 1176024.3621 | 1283947.794
Scenario 2: High TRC | SDG&E | Res | BROs | Income Qualified - Single Family IQ | Energy Efficiency | 995634.4377 | 1106305.3176 | 1218607.5848 | 1260702.6019 | 1336372.5628 | 1622255.3532 | 1839084.4206 | 1977574.3193 | 2176172.0772 | 2182634.7398 | 2371436.9343 | 2495087.5699 | 2717754.1335
Scenario 2: High TRC | SDG&E | Res | BROs | Res - Multi Family | Energy Efficiency | 3462892.1659 | 3853473.9471 | 4250193.0075 | 4397399.1855 | 4663370.2481 | 5675249.9397 | 6442974.2728 | 6932804.0936 | 7636413.1991 | 7656216.219 | 8324500.8592 | 9077588.3852 | 9910697.4861
Scenario 2: High TRC | SDG&E | Res | BROs | Res - Single Family | Energy Efficiency | 1269479.4071 | 1428644.0664 | 1590647.3432 | 1641603.5637 | 1741822.6669 | 2160102.2668 | 2473883.7305 | 2667373.0504 | 2951080.6464 | 2938383.5245 | 3202108.968 | 3499393.2821 | 3827611.8436
Scenario 2: High TRC | SDG&E | Res | BldgEnv | Res - Multi Family | Energy Efficiency | 0 | 0 | 0 | 0 | 0 | 0 | 0 | 545.5052 | 583.0064 | 622.2097 | 3204.8345 | 3423.7157 | 3655.5557
Scenario 2: High TRC | SDG&E | Res | BldgEnv | Res - Single Family | Energy Efficiency | 14337.1273 | 16985.1782 | 19500.1907 | 21502.5858 | 22414.31 | 23677.7063 | 24797.0192 | 25820.8043 | 10481.5957 | 0 | 0 | 0 | 0
Scenario 2: High TRC | SDG&E | Res | HVAC | Res - Multi Family | Energy Efficiency | 0 | 0 | 0 | 0 | 0 | 0 | 0 | 0 | 0 | 15407.2777 | 15245.0424 | 15217.1092 | 15204.5099
Scenario 2: High TRC | SDG&E | Res | HVAC | Res - Multi Family | Fuel Substitution | 12523.509 | 13552.9802 | 17868.1984 | 19060.0444 | 20337.6864 | 0 | 0 | 0 | 0 | 0 | 0 | 0 | 0
Scenario 2: High TRC | SDG&E | Res | HVAC | Res - Single Family | Energy Efficiency | 321229.6366 | 348611.2519 | 367534.208 | 376700.0098 | 376687.9107 | 241758.3723 | 38101.1238 | 3609.4073 | 513.8241 | 28833.9628 | 28233.8809 | 27868.0504 | 27534.9894
Scenario 2: High TRC | SDG&E | Res | HVAC | Res - Single Family | Fuel Substitution | 348467.2011 | 419868.9317 | 488495.0691 | 527845.3352 | 566568.9487 | -1056.5258 | -1149.2917 | -1193.2022 | 0 | 0 | 0 | 0 | 0
Scenario 2: High TRC | SDG&E | Res | WaterHeat | Res - Multi Family | Energy Efficiency | 3909976.6006 | 3991424.2734 | 3961425.0189 | 3934910.0338 | 3835144.7112 | 2333452.3245 | 2213901.6515 | 2082422.2493 | 1954457.0872 | 1831850.1092 | 1730210.9889 | 1639470.7321 | 1559164.4922
Scenario 2: High TRC | SDG&E | Res | WaterHeat | Res - Multi Family | Fuel Substitution | 122402.1823 | 140215.9826 | 156494.2878 | 172322.167 | 186644.024 | 1976.5699 | 2366.1207 | 2725.8895 | 3003.1681 | 3192.4052 | 3341.7788 | 3430.4933 | 3485.7733
Scenario 2: High TRC | SDG&E | Res | WaterHeat | Res - Single Family | Energy Efficiency | 10467784.1602 | 11059052.8571 | 11402386.1513 | 11491048.045 | 11247248.4559 | 3612553.4169 | 3275862.7968 | 2949799.9692 | 2649504.7794 | 2378636.1039 | 2145529.7283 | 1944402.2552 | 1771187.6328
Scenario 2: High TRC | SDG&E | Res | WaterHeat | Res - Single Family | Fuel Substitution | 31433.0916 | 33971.7719 | 36536.1399 | 39322.5757 | 42263.9586 | 10410.4291 | 11951.9814 | 13566.5563 | 14885.0996 | 15774.1118 | 16474.725 | 16886.6558 | 17144.1135
Scenario 3: Aggressive Fuel Sub | PG&E | Ag | WholeBlg | Ag - Dairies, fishing, hunting | Energy Efficiency | 214056.4017 | 217436.6067 | 220239.6446 | 222768.302 | 228040.4054 | 239482.0322 | 249875.5336 | 259621.8782 | 269389.5623 | 279519.3568 | 289780.049 | 296018.8637 | 302768.6259
Scenario 3: Aggressive Fuel Sub | PG&E | Ag | WholeBlg | Ag - Irrigated Agriculture, vineyards, forestry and greenhouses | Energy Efficiency | 1748994.9183 | 1804624.2957 | 1852116.5851 | 1896582.4904 | 1961007.4542 | 2080088.0243 | 2191509.5489 | 2299449.7722 | 2407516.177 | 2519917.7689 | 2633325.7405 | 2710636.9702 | 2791998.07
Scenario 3: Aggressive Fuel Sub | PG&E | Ag | WholeBlg | Ag - Water pumping | Energy Efficiency | 1032562.2727 | 1021275.2113 | 1003739.2548 | 984901.2681 | 977480.7304 | 1003009.6778 | 1022589.6476 | 1038389.6521 | 1049795.961 | 1061328.2682 | 1070534.595 | 1061955.6033 | 1054008.0669
Scenario 3: Aggressive Fuel Sub | PG&E | Com | AppPlug | Com - Health | Energy Efficiency | 5944874.0777 | 6723938.661 | 7434499.1137 | 7919589.8109 | 7203319.1063 | 4867824.3518 | 20769580.5414 | 10239319.2787 | 10794500.6805 | 11257536.0267 | 11608308.9263 | 12214794.7123 | 12801864.9041
Scenario 3: Aggressive Fuel Sub | PG&E | Com | AppPlug | Com - Lodging | Energy Efficiency | 5261424.1737 | 6023224.9265 | 6503852.8271 | 6935302.9686 | 7445872.9772 | 7915372.3261 | 8397526.2708 | 8877369.2709 | 9355780.2634 | 9854178.217 | 6370972.9639 | 3722893.5999 | 45354113.3581
Scenario 3: Aggressive Fuel Sub | PG&E | Com | AppPlug | Com - Other | Energy Efficiency | 11960.7808 | 14082.2814 | 16526.5488 | 19125.9192 | 21748.0625 | 24973.523 | 28543.0039 | 32157.9852 | 35583.6693 | 39433.5114 | 43557.4155 | 47897.5222 | 52549.115
Scenario 3: Aggressive Fuel Sub | PG&E | Com | BROs | Com - Lodging | Energy Efficiency | 1222.1319 | 2661.863 | 4053.0946 | 4876.0152 | 5808.8039 | 7605.881 | 9538.2402 | 11471.6334 | 13558.9414 | 17051.976 | 20624.3918 | 23166.3387 | 25604.8242
Scenario 3: Aggressive Fuel Sub | PG&E | Com | BROs | Com - Other | Energy Efficiency | 4713.9811 | 10797.9743 | 17157.9171 | 21284.9463 | 26273.6902 | 36016.1206 | 46623.7721 | 55894.4951 | 66983.8796 | 85255.9248 | 104434.2981 | 118721.0271 | 131959.7593
Scenario 3: Aggressive Fuel Sub | PG&E | Com | BROs | Com - Retail | Energy Efficiency | 6102.0337 | 13152.5562 | 19820.3074 | 23597.9812 | 27810.7124 | 36044.6685 | 44813.3967 | 54479.4955 | 63716.1887 | 79277.2833 | 94862.489 | 105422.7392 | 117566.1779
Scenario 3: Aggressive Fuel Sub | PG&E | Com | BldgEnv | Com - College | Energy Efficiency | 1306.9259 | 1426.7555 | 1592.5004 | 1788.7235 | 1945.8119 | 2098.7224 | 2296.4013 | 2467.1263 | 2708.4185 | 2939.6422 | 3157.23 | 3319.1389 | 3536.6246
Scenario 3: Aggressive Fuel Sub | PG&E | Com | BldgEnv | Com - Grocery | Energy Efficiency | 2079.5317 | 2306.7536 | 2569.84 | 2861.4369 | 3142.299 | 3490.2029 | 3849.2661 | 4231.3732 | 4595.1426 | 4989.3379 | 5414.236 | 5853.1683 | 6333.3842
Scenario 3: Aggressive Fuel Sub | PG&E | Com | BldgEnv | Com - Health | Energy Efficiency | 150271.6157 | 163232.8068 | 171415.6658 | 172767.4725 | 167627.2391 | 157374.6132 | 141339.3777 | 121508.885 | 99486.0567 | 76734.9529 | 54436.8768 | 34357.2408 | 18411.6735
Scenario 3: Aggressive Fuel Sub | PG&E | Com | BldgEnv | Com - Lodging | Energy Efficiency | 198690.4779 | 198119.6144 | 188806.3171 | 171460.6273 | 148366.068 | 121324.5665 | 92570.0399 | 64128.5047 | 37424.4939 | 23952.1382 | 25841.6494 | 27873.9866 | 29992.9804
Scenario 3: Aggressive Fuel Sub | PG&E | Com | BldgEnv | Com - Office (Large) | Energy Efficiency | 18810.633 | 20491.0928 | 22415.016 | 24196.6572 | 26205.1788 | 28204.7627 | 30416.6383 | 32381.4557 | 34096.5195 | 36159.6621 | 38180.4541 | 40263.6933 | 42467.8953
Scenario 3: Aggressive Fuel Sub | PG&E | Com | BldgEnv | Com - Office (Small) | Energy Efficiency | 3441.1545 | 3806.1788 | 4207.3799 | 438.7573 | 50345.0999 | 5043.1135 | 5498.7169 | 5969.643 | 6441.0448 | 6944.6025 | 7476.4336 | 8031.1986 | 8620.6326
Scenario 3: Aggressive Fuel Sub | PG&E | Com | BldgEnv | Com - Other | Energy Efficiency | 3144.2369 | 3464.3635 | 3825.0641 | 4187.1279 | 4540.1253 | 4992.9302 | 5490.5459 | 5977.1217 | 6396.8214 | 6893.3246 | 7426.0015 | 7970.3508 | 8565.8156
Scenario 3: Aggressive Fuel Sub | PG&E | Com | BldgEnv | Com - Refrig. Warehouse | Energy Efficiency | 937.1622 | 1039.0993 | 1143 | 1248.946 | 1357.5707 | 1472.0574 | 1577.9475 | 1686.081 | 1784.0924 | 1889.7823 | 1996.7253 | 2112.0685 | 2238.754
Scenario 3: Aggressive Fuel Sub | PG&E | Com | BldgEnv | Com - Restaurant | Energy Efficiency | 999.0724 | 1083.9147 | 1192.4914 | 1304.5735 | 1421.8989 | 1544.8595 | 1684.3371 | 1825.0622 | 1967.8552 | 2123.7423 | 2285.2104 | 155.3693 | 27328.6423
Scenario 3: Aggressive Fuel Sub | PG&E | Com | BldgEnv | Com - Retail | Energy Efficiency | 57744.443 | 61121.3956 | 6421.4187 | 51973.8848 | 120258.3151 | 53337.8425 | 49427.3087 | 43436.3575 | 11548.3775 | 12512.1279 | 13563.8171 | 14657.6174 | 15895.4045
Scenario 3: Aggressive Fuel Sub | PG&E | Com | BldgEnv | Com - School | Energy Efficiency | 5234.5675 | 5756.191 | 6293.7543 | 6825.0447 | 7317.2919 | 7881.7703 | 8435.0342 | 9033.626 | 9644.616 | 10296.3567 | 10979.3188 | 11736.7651 | 12485.2359
Scenario 3: Aggressive Fuel Sub | PG&E | Com | BldgEnv | Com - Warehouse | Energy Efficiency | 529222.0121 | 546428.2112 | 541525.4464 | 514385.9958 | 467906.0677 | 407658.4246 | 336326.55 | 261146.6056 | 185873.0982 | 115224.7874 | 81994.2368 | 87910.0203 | 94302.8405
Scenario 3: Aggressive Fuel Sub | PG&E | Com | ComRefrig | Com - College | Energy Efficiency | 1066.3422 | 672.8943 | 367.6776 | 157.4503 | 60.6791 | 21.1747 | 0 | 311.229 | 407.8526 | 400.8944 | 757.6516 | 884.517 | 873.2567
Scenario 3: Aggressive Fuel Sub | PG&E | Com | ComRefrig | Com - Grocery | Energy Efficiency | 755655.8017 | 337665.3908 | 123025.8617 | 39668.2242 | 0 | 0 | 0 | 371231.3233 | 510236.4269 | 501499.3655 | 922084.4279 | 1117960.5683 | 1108717.0256
Scenario 3: Aggressive Fuel Sub | PG&E | Com | ComRefrig | Com - Health | Energy Efficiency | 0 | 0 | 0 | 0 | 0 | 0 | 0 | 0 | 0 | 0 | 0 | 0 | 0
Scenario 3: Aggressive Fuel Sub | PG&E | Com | ComRefrig | Com - Refrig. Warehouse | Energy Efficiency | 2277.6278 | 1363.556 | 686.8637 | 238.4882 | 98.0156 | 17.2987 | 0 | 794.8904 | 1183.5074 | 1169.3473 | 2098.6662 | 2626.961 | 2614.1853
Scenario 3: Aggressive Fuel Sub | PG&E | Com | ComRefrig | Com - Restaurant | Energy Efficiency | 26764.3843 | 12421.5336 | 4581.6968 | 1656.3292 | 0 | 0 | 0 | 12725.4822 | 16375.052 | 16010.4646 | 30292.9849 | 22311.5677 | 136765.0749
Scenario 3: Aggressive Fuel Sub | PG&E | Com | ComRefrig | Com - Retail | Energy Efficiency | 350529.8704 | 163588.3427 | 0 | 39724.9171 | 10780.6047 | 0 | 0 | 151871.781 | 204694.7306 | 201578.4939 | 375807.8952 | 451508.5718 | 448621.7348
Scenario 3: Aggressive Fuel Sub | PG&E | Com | ComRefrig | Com - School | Energy Efficiency | 3.3324 | 0 | 0 | 0 | 0 | 0 | 0 | 523.0352 | 907.2688 | 891.8233 | 1479.9053 | 1993.3425 | 1976.5968
Scenario 3: Aggressive Fuel Sub | PG&E | Com | FoodServ | Com - College | Energy Efficiency | 271693.7823 | 287573.627 | 296456.1111 | 348615.59 | 333685.1057 | 349389.0256 | 372676.7579 | 391653.6454 | 413468.6695 | 435528.588 | 460766.8607 | 483146.6324 | 508599.5676
Scenario 3: Aggressive Fuel Sub | PG&E | Com | FoodServ | Com - College | Fuel Substitution | 2598.7798 | 3045.9484 | 3546.5866 | 4100.8979 | 4690.6718 | 5364.1267 | 6274.0772 | 7368.1525 | 8760.943 | 10423.1579 | 12354.4313 | 14690.3359 | 17540.2558
Scenario 3: Aggressive Fuel Sub | PG&E | Com | FoodServ | Com - Grocery | Energy Efficiency | 1547986.355 | 1640954.0488 | 1738899.8621 | 1838458.3748 | 1935146.4129 | 2045805.4561 | 2175967.8057 | 2300854.5896 | 2415128.2377 | 2538280.8951 | 2719857.064 | 2899766.0854 | 3067611.9085
Scenario 3: Aggressive Fuel Sub | PG&E | Com | FoodServ | Com - Grocery | Fuel Substitution | 26223.1776 | 30750.5714 | 35803.2809 | 41373.2898 | 47261.3576 | 53623.6788 | 61298.4858 | 70125.2231 | 80454.3682 | 92284.3125 | 105343.0029 | 120560.1162 | 138212.4923
Scenario 3: Aggressive Fuel Sub | PG&E | Com | FoodServ | Com - Health | Energy Efficiency | 675097.2648 | 715796.5878 | 773028.7682 | 810368.6299 | 858342.4556 | 894377.2036 | 1016824.9671 | 1040364.9326 | 1091733.8979 | 1138279.5427 | 1194130.5261 | 1269793.3419 | 1342903.6286
Scenario 3: Aggressive Fuel Sub | PG&E | Com | FoodServ | Com - Health | Fuel Substitution | 7560.5861 | 8967.2955 | 10565.7752 | 12449.4153 | 14514.1502 | 16838.3187 | 19587.6905 | 22797.2642 | 26540.2057 | 30904.4919 | 35849.2797 | 41749.4369 | 49631.6745
Scenario 3: Aggressive Fuel Sub | PG&E | Com | FoodServ | Com - Lodging | Energy Efficiency | 614780.272 | 656599.2694 | 699988.8196 | 741794.7117 | 791482.0398 | 839185.3161 | 898304.1969 | 954929.7308 | 1006799.5444 | 1063686.2165 | 1138005.2571 | 1207117.7559 | 1321473.9975
Scenario 3: Aggressive Fuel Sub | PG&E | Com | FoodServ | Com - Lodging | Fuel Substitution | 7678.3607 | 9042.6148 | 10561.3292 | 12334.2977 | 14250.8613 | 16367.5849 | 18825.9282 | 21654.7069 | 24899.6592 | 28613.4319 | 32728.1307 | 37675.7454 | 45450.2959
Scenario 3: Aggressive Fuel Sub | PG&E | Com | FoodServ | Com - Office (Large) | Energy Efficiency | 5731.2658 | 5939.243 | 6156.3236 | 6339.9913 | 6600.8829 | 6920.9538 | 7196.1557 | 7415.0616 | 7583.4454 | 7762.7096 | 7992.7135 | 8176.3025 | 8357.749
Scenario 3: Aggressive Fuel Sub | PG&E | Com | FoodServ | Com - Office (Small) | Energy Efficiency | 1306.6987 | 1368.7635 | 1429.1033 | 828.9971 | 6648.1534 | 1590.406 | 1663.4169 | 1730.6063 | 1791.069 | 1848.4001 | 1920.6781 | 1981.7407 | 2042.0008
Scenario 3: Aggressive Fuel Sub | PG&E | Com | FoodServ | Com - Other | Energy Efficiency | 2089871.4387 | 2222507.9581 | 2360859.4515 | 2498807.5384 | 2636934.0389 | 2795396.4777 | 2978202.2762 | 3149707.9471 | 3306935.9839 | 3481183.3316 | 3684536.0962 | 3891471.1594 | 4107637.7931
Scenario 3: Aggressive Fuel Sub | PG&E | Com | FoodServ | Com - Other | Fuel Substitution | 27302.5122 | 32374.3998 | 38125.5216 | 44571.987 | 51495.9023 | 58913.7052 | 67950.3478 | 78472.5091 | 90768.5788 | 104940.2094 | 120588.1372 | 138816.3148 | 159882.4076
Scenario 3: Aggressive Fuel Sub | PG&E | Com | FoodServ | Com - Restaurant | Energy Efficiency | 4145216.1151 | 4372583.1385 | 4615322.0942 | 4857151.7803 | 5104105.5457 | 5358125.69 | 5667101.9265 | 5953801.5761 | 6233224.9765 | 6533205.6141 | 6956076.6784 | 4575065.3092 | 30945323.466
Scenario 3: Aggressive Fuel Sub | PG&E | Com | FoodServ | Com - Restaurant | Fuel Substitution | 75788.1869 | 89346.4026 | 104583.8698 | 121507.0669 | 139527.3691 | 158780.6849 | 181463.1693 | 207405.7638 | 237151.058 | 270798.9704 | 307358.7104 | 310489.5758 | 364430.7986
Scenario 3: Aggressive Fuel Sub | PG&E | Com | FoodServ | Com - Retail | Energy Efficiency | 13841.2438 | 15536.1419 | 17443.3836 | 2552.1524 | 172577.8874 | 21604.6262 | 25007.5587 | 27462.2019 | 29699.8896 | 32013.2928 | 34538.0383 | 36990.2756 | 39586.9365
Scenario 3: Aggressive Fuel Sub | PG&E | Com | FoodServ | Com - School | Energy Efficiency | 816702.6257 | 863633.0242 | 910899.7876 | 957674.4536 | 1002982.7547 | 1055905.6542 | 1117503.612 | 1180823.647 | 1239424.7773 | 1302131.9395 | 1374877.2257 | 1453620.0194 | 1529233.7725
Scenario 3: Aggressive Fuel Sub | PG&E | Com | FoodServ | Com - School | Fuel Substitution | 3422.1462 | 3906.4855 | 4581.0873 | 5412.9978 | 6404.084 | 7541.7551 | 8915.1131 | 10562.1056 | 12539.2333 | 14914.2833 | 17789.1009 | 22070.7144 | 27920.1292
Scenario 3: Aggressive Fuel Sub | PG&E | Com | HVAC | Com - College | Energy Efficiency | 421386.2065 | 435481.5136 | 404231.9458 | 654779.861 | 451435.4642 | 328011.2116 | 337980.6502 | 345045.4067 | 364152.8713 | 383760.7534 | 402374.3436 | 414080.7832 | 433069.8714
Scenario 3: Aggressive Fuel Sub | PG&E | Com | HVAC | Com - College | Fuel Substitution | 205619.8774 | 244983.442 | 273339.7691 | 301526.424 | 328417.4651 | 0 | 0 | 0 | 0 | 0 | 0 | 0 | 0
Scenario 3: Aggressive Fuel Sub | PG&E | Com | HVAC | Com - Grocery | Energy Efficiency | 831942.0407 | 924642.6496 | 1013159.6958 | 1094966.0048 | 1174535.0524 | 1363401.0174 | 1454396.372 | 1545987.1934 | 1517326.5848 | 1592624.7962 | 1669938.2984 | 1738388.0286 | 1807091.4667
Scenario 3: Aggressive Fuel Sub | PG&E | Com | HVAC | Com - Grocery | Fuel Substitution | 1389591.1875 | 1564166.6774 | 1742014.4375 | 1920342.6731 | 2105735.621 | 31770.88 | 33593.0232 | 34673.2003 | 35245.6136 | 35586.9291 | 35970.7795 | 36008.2173 | 35944.874
Scenario 3: Aggressive Fuel Sub | PG&E | Com | HVAC | Com - Health | Energy Efficiency | 1664718.8283 | 1819344.8114 | 1988518.6601 | 2106526.143 | 2242188.1415 | 2242374.8739 | 2374920.7003 | 2504851.1438 | 2625415.8619 | 2728082.5277 | 2818699.5307 | 2935862.4722 | 3052513.7138
Scenario 3: Aggressive Fuel Sub | PG&E | Com | HVAC | Com - Health | Fuel Substitution | 525997.1027 | 594358.1316 | 663445.5732 | 732013.9045 | 797700.8726 | 14389.1107 | 15377.0697 | 16024.1237 | 16449.2655 | 16723.7893 | 17009.9799 | 17124.9168 | 17187.0432
Scenario 3: Aggressive Fuel Sub | PG&E | Com | HVAC | Com - Lodging | Energy Efficiency | 929268.0917 | 1026705.6515 | 1120649.1091 | 1207204.9257 | 1302400.6525 | 1342661.9307 | 1432156.6492 | 1517594.1831 | 1284823.0389 | 1351269.6892 | 1424988.7521 | 1673708.7721 | 1870038.3935
Scenario 3: Aggressive Fuel Sub | PG&E | Com | HVAC | Com - Lodging | Fuel Substitution | 453252.3356 | 510495.1326 | 568348.4618 | 626276.6522 | 701060.2937 | 9070.1217 | 9605.0987 | 9924.7725 | 7362.6818 | 7444.3181 | 7534.5765 | 7549.1435 | 10350.0829
Scenario 3: Aggressive Fuel Sub | PG&E | Com | HVAC | Com - Office (Large) | Energy Efficiency | 1272560.9408 | 1360484.0211 | 1447501.4832 | 1519882.8205 | 1595030.8218 | 704394.1318 | 740038.7191 | 767607.9827 | 756795.0633 | 541285.8613 | 790015.5998 | 812799.0334 | 836424.4716
Scenario 3: Aggressive Fuel Sub | PG&E | Com | HVAC | Com - Office (Large) | Fuel Substitution | 290.1585 | 5124.1409 | 5567.8361 | 5978.9521 | 6368.4598 | 0 | 0 | 0 | 0 | 0 | 0 | 0 | 0
Scenario 3: Aggressive Fuel Sub | PG&E | Com | HVAC | Com - Office (Small) | Energy Efficiency | 533758.5427 | 575921.8929 | 616606.0766 | 278971.8435 | 3891797.4102 | 246123.5018 | 269475.6132 | 286886.5441 | 290728.0939 | 301671.0618 | 317152.186 | 332452.0687 | 348407.1378
Scenario 3: Aggressive Fuel Sub | PG&E | Com | HVAC | Com - Office (Small) | Fuel Substitution | 72516.3515 | 81939.1497 | 129524.1224 | 115358.7172 | 125803.3215 | 0 | 0 | 0 | 0 | 0 | 0 | 0 | 0
Scenario 3: Aggressive Fuel Sub | PG&E | Com | HVAC | Com - Other | Energy Efficiency | 4625425.1497 | 4180158.6205 | 4067987.1012 | 4379557.5267 | 4668186.701 | 5039610.5664 | 5420431.428 | 5770299.833 | 5647430.1842 | 5986255.7072 | 6350933.7145 | 6706306.828 | 7091905.7019
Scenario 3: Aggressive Fuel Sub | PG&E | Com | HVAC | Com - Other | Fuel Substitution | 2847394.878 | 3207942.142 | 3571800.2146 | 3931818.1388 | 4285692.1681 | 0 | 0 | 0 | 0 | 0 | 0 | 0 | 0
Scenario 3: Aggressive Fuel Sub | PG&E | Com | HVAC | Com - Restaurant | Energy Efficiency | 1741208.8375 | 1949668.4675 | 2159035.6502 | 2358807.3935 | 2545028.6925 | 2716626.3207 | 2879138.4935 | 3026431.2425 | 3162149.3634 | 3291887.8362 | 3415758.5387 | 2274136.4593 | 13295337.7672
Scenario 3: Aggressive Fuel Sub | PG&E | Com | HVAC | Com - Restaurant | Fuel Substitution | 141383.4187 | 159230.2385 | 177189.3143 | 194941.5099 | 211868.8258 | 15.1153 | 15.9707 | 16.4747 | 16.7722 | 16.9351 | 17.1233 | 15.4283 | 15.406
Scenario 3: Aggressive Fuel Sub | PG&E | Com | HVAC | Com - Retail | Energy Efficiency | 1232932.3362 | 1362821.6494 | 1479305.8686 | 1010461.3686 | 6133625.6415 | 1585302.6663 | 1754777.6111 | 1866475.0702 | 1854116.8739 | 1928106.424 | 2040611.5725 | 2146664.2166 | 2255725.6793
Scenario 3: Aggressive Fuel Sub | PG&E | Com | HVAC | Com - Retail | Fuel Substitution | 422813.4337 | 476082.8912 | 529601.4627 | 526607.3056 | 572423.431 | 18298.3928 | 19532.6658 | 20319.0452 | 0 | 0 | 0 | 0 | 0
Scenario 3: Aggressive Fuel Sub | PG&E | Com | HVAC | Com - School | Energy Efficiency | 1351829.7363 | 1492059.0038 | 1594462.8757 | 1755881.2878 | 1881784.809 | 1587549.5244 | 1670697.095 | 1756977.215 | 1643886.4754 | 1625083.8558 | 1705170.7108 | 1915896.7349 | 2065676.6979
Scenario 3: Aggressive Fuel Sub | PG&E | Com | HVAC | Com - School | Fuel Substitution | 314649.207 | 349055.0318 | 382548.3316 | 432684.5115 | 462298.8729 | 0 | 0 | 0 | 0 | 0 | 0 | 0 | 0
Scenario 3: Aggressive Fuel Sub | PG&E | Com | HVAC | Com - Warehouse | Energy Efficiency | 137166.033 | 153569.0337 | 169580.4445 | 185015.3314 | 200649.3031 | 218768.9563 | 234515.8709 | 249979.2586 | 185604.5518 | 149188.0636 | 157503.2231 | 165386.6516 | 173359.1758
Scenario 3: Aggressive Fuel Sub | PG&E | Com | HVAC | Com - Warehouse | Fuel Substitution | 220192.3915 | 249141.9023 | 278958.8831 | 308408.1341 | 336457.0126 | 0 | 0 | 0 | 0 | 0 | 0 | 0 | 0
Scenario 3: Aggressive Fuel Sub | PG&E | Com | Lighting | Com - College | Energy Efficiency | 0 | 0 | 0 | 0 | 0 | 0 | 0 | 0 | 0 | 0 | 0 | 0 | 0
Scenario 3: Aggressive Fuel Sub | PG&E | Com | Lighting | Com - Grocery | Energy Efficiency | 53389.4424 | 56931.4958 | 60100.9625 | 62800.4321 | 65508.1491 | 68538.1681 | 70322.4134 | 71574.6281 | 72271.0523 | 72691.4036 | 73936.6667 | 74550.891 | 74905.1303
Scenario 3: Aggressive Fuel Sub | PG&E | Com | Lighting | Com - Health | Energy Efficiency | 140401.949 | 149933.3103 | 160444.0441 | 166987.9881 | 175132.5302 | 183531.8469 | 188742.0513 | 192462.5497 | 194670.7514 | 195207.7413 | 196866.5878 | 199333.8247 | 201173.208
Scenario 3: Aggressive Fuel Sub | PG&E | Com | Lighting | Com - Lodging | Energy Efficiency | 0 | 0 | 0 | 0 | 0 | 0 | 0 | 0 | 0 | 0 | 0 | 0 | 0
Scenario 3: Aggressive Fuel Sub | PG&E | Com | Lighting | Com - Office (Large) | Energy Efficiency | 179379.8421 | 196123.0725 | 212620.3882 | 227084.6753 | 242712.5757 | 258113.6517 | 270823.3766 | 282103.0309 | 292493.4137 | 302800.9363 | 314802.5931 | 324972.4589 | 334286.0167
Scenario 3: Aggressive Fuel Sub | PG&E | Com | Lighting | Com - Office (Small) | Energy Efficiency | 0 | 0 | 0 | 0 | 0 | 0 | 0 | 0 | 0 | 0 | 0 | 0 | 0
Scenario 3: Aggressive Fuel Sub | PG&E | Com | Lighting | Com - Other | Energy Efficiency | 0 | 0 | 0 | 0 | 0 | 0 | 0 | 0 | 0 | 0 | 0 | 0 | 0
Scenario 3: Aggressive Fuel Sub | PG&E | Com | Lighting | Com - Refrig. Warehouse | Energy Efficiency | 1789.7258 | 1917.4961 | 2035.6898 | 2145.7251 | 2262.3991 | 2385.0643 | 2479.8567 | 2566.9569 | 2642.0204 | 2714.8896 | 2806.8739 | 2890.1193 | 2971.5603
Scenario 3: Aggressive Fuel Sub | PG&E | Com | Lighting | Com - Restaurant | Energy Efficiency | 14783.5247 | 16114.9505 | 17370.7163 | 18486.6639 | 19630.154 | 40816.5593 | 46403.5006 | 47208.7752 | 47768.2785 | 29500.2156 | 25671.1103 | 17929.9721 | 92874.5787
Scenario 3: Aggressive Fuel Sub | PG&E | Com | Lighting | Com - Retail | Energy Efficiency | 345241.7113 | 368939.8388 | 390877.6417 | 292027.3184 | 1208848.1117 | 432649.0032 | 453280.6711 | 466690.0642 | 477467.1949 | 487263.2188 | 501628.5474 | 513302.2668 | 524286.9062
Scenario 3: Aggressive Fuel Sub | PG&E | Com | Lighting | Com - School | Energy Efficiency | 0 | 0 | 0 | 0 | 0 | 0 | 0 | 0 | 0 | 0 | 0 | 0 | 0
Scenario 3: Aggressive Fuel Sub | PG&E | Com | Lighting | Com - Warehouse | Energy Efficiency | 2801.5828 | 3085.5138 | 3358.9952 | 3619.4297 | 3889.659 | 4177.8225 | 4455.0841 | 4716.1147 | 1507.9933 | 0 | 0 | 0 | 0
Scenario 3: Aggressive Fuel Sub | PG&E | Com | WaterHeat | Com - College | Energy Efficiency | 566268.8545 | 787037.1073 | 688573.8734 | 1638033.835 | 1135675.9245 | 765439.2568 | 950827.239 | 1140226.958 | 1308580.9585 | 1435566.9907 | 1490221.544 | 1455926.1748 | 1334572.0235
Scenario 3: Aggressive Fuel Sub | PG&E | Com | WaterHeat | Com - College | Fuel Substitution | 1035451.3696 | 1349537.6734 | 1732310.3074 | 2228931.1462 | 2868623.7193 | 1795908.3753 | 2366139.5205 | 3044772.1597 | 3880793.8182 | 5077132.5153 | 6644548.985 | 8267820.8346 | 9964487.8695
Scenario 3: Aggressive Fuel Sub | PG&E | Com | WaterHeat | Com - Grocery | Energy Efficiency | 207884.6905 | 252462.2687 | 306689.7896 | 371897.9313 | 448839.4225 | 473653.0997 | 571211.9119 | 676809.008 | 784866.8392 | 887891.3926 | 975577.7931 | 1037127.8276 | 1063310.3091
Scenario 3: Aggressive Fuel Sub | PG&E | Com | WaterHeat | Com - Grocery | Fuel Substitution | 53294.1826 | 68780.8172 | 88987.6662 | 115285.3997 | 148792.7421 | 0 | 0 | 0 | 0 | 0 | 0 | 0 | 0
Scenario 3: Aggressive Fuel Sub | PG&E | Com | WaterHeat | Com - Health | Energy Efficiency | 1425763.2456 | 1629116.041 | 1888689.2989 | 2159124.889 | 2411199.5479 | 1130663.346 | 1347561.5546 | 1541615.8594 | 1688800.8349 | 1759569.8478 | 1736358.704 | 1619718.5354 | 1429098.1326
Scenario 3: Aggressive Fuel Sub | PG&E | Com | WaterHeat | Com - Health | Fuel Substitution | 2893050.9158 | 3787185.472 | 4905198.3547 | 6342088.4376 | 8129329.4701 | 4928480.7374 | 6533747.1502 | 8396555.5696 | 10748273.8539 | 14054300.2495 | 18544244.0168 | 23228749.1947 | 28149570.9664
Scenario 3: Aggressive Fuel Sub | PG&E | Com | WaterHeat | Com - Lodging | Energy Efficiency | 6692583.6542 | 7211491.3997 | 7763710.5922 | 8307797.6617 | 8921882.2659 | 1385952.4282 | 1535020.2581 | 1629002.2298 | 1230963.4601 | 1173912.9117 | 4986.6168 | 949223.27 | 765787.5071
Scenario 3: Aggressive Fuel Sub | PG&E | Com | WaterHeat | Com - Lodging | Fuel Substitution | 2847628.4384 | 3714217.5009 | 4803293.9053 | 6203119.0749 | 7947715.7286 | 4626703.8192 | 6211533.4577 | 7956151.1385 | 10116636.3115 | 13408529.0955 | 17683328.8795 | 22139210.1796 | 26814054.946
Scenario 3: Aggressive Fuel Sub | PG&E | Com | WaterHeat | Com - Office (Large) | Energy Efficiency | 2637005.6967 | 2883332.0144 | 3028704.0437 | 3024235.9167 | 2865461.516 | 1255041.5352 | 829407.1206 | 409306.4492 | 48598.8916 | 1919.05 | 2492.0556 | 3219.9139 | 4152.6594
Scenario 3: Aggressive Fuel Sub | PG&E | Com | WaterHeat | Com - Office (Large) | Fuel Substitution | 575761.3323 | 748262.3846 | 953483.5599 | 1221534.3428 | 1569059.9406 | 1208131.3732 | 1575317.0191 | 1997511.8506 | 2560799.3594 | 3451098.9787 | 4517414.4196 | 5616033.5511 | 6754038.0966
Scenario 3: Aggressive Fuel Sub | PG&E | Com | WaterHeat | Com - Office (Small) | Energy Efficiency | 429110.2025 | 564378.1535 | 27629.1406 | 646495.0333 | 913438.5546 | 958200.7151 | 1122067.1658 | 1251851.4682 | 1318661.9492 | 1301006.2179 | 1194421.4381 | 1015645.0718 | 796668.0591
Scenario 3: Aggressive Fuel Sub | PG&E | Com | WaterHeat | Com - Office (Small) | Fuel Substitution | 155039.4831 | 201720.7327 | 260455.2991 | 279312.4825 | 374153.2655 | 302707.7665 | 398323.0683 | 509790.3898 | 633783.051 | 862929.7087 | 1130237.8563 | 1406613.8036 | 1694770.4046
Scenario 3: Aggressive Fuel Sub | PG&E | Com | WaterHeat | Com - Other | Energy Efficiency | 2355505.8878 | 2864101.4855 | 3477684.3859 | 4205896.718 | 5053515.5421 | 3225871.6536 | 3918014.3989 | 4622973.3623 | 5225962.2678 | 5707242.9718 | 5931311.6615 | 5836908.6087 | 5423580.4512
Scenario 3: Aggressive Fuel Sub | PG&E | Com | WaterHeat | Com - Other | Fuel Substitution | 10237899.9239 | 13294073.4235 | 17183286.3327 | 22053434.5491 | 28074716.8519 | 17020468.3048 | 22389370.7345 | 28554815.0427 | 36796244.1209 | 47934930.1109 | 62675128.8919 | 77908203.3695 | 93782560.9792
Scenario 3: Aggressive Fuel Sub | PG&E | Com | WaterHeat | Com - Refrig. Warehouse | Energy Efficiency | 46462.9432 | 60493.787 | 78548.5269 | 102974.4315 | 132417.1938 | 152941.2067 | 192151.9746 | 236354.3263 | 282825.3002 | 328358.9604 | 366484.693 | 391489.5566 | 398216.9112
Scenario 3: Aggressive Fuel Sub | PG&E | Com | WaterHeat | Com - Refrig. Warehouse | Fuel Substitution | 28642.7563 | 37372.2411 | 48522.7372 | 62734.4085 | 80472.7899 | 46615.1678 | 61485.6144 | 78927.0307 | 98470.0083 | 130315.5124 | 172068.0842 | 215614.5106 | 261242.0014
Scenario 3: Aggressive Fuel Sub | PG&E | Com | WaterHeat | Com - Restaurant | Energy Efficiency | 787346.9972 | 950747.3042 | 1143656.5842 | 1365251.6394 | 1611889.3588 | 505384.3706 | 576857.3621 | 630036.219 | 653004.7965 | 638651.2426 | 86497.1792 | 534009.2649 | 594131.234
Scenario 3: Aggressive Fuel Sub | PG&E | Com | WaterHeat | Com - Restaurant | Fuel Substitution | 4925121.9869 | 6382331.1505 | 8204362.8209 | 10477230.1446 | 13252219.7576 | 10207089.3267 | 13345228.004 | 16963749.5395 | 20958099.0435 | 27272609.6898 | 35527314.6599 | 39578969.9022 | 50735188.8285
Scenario 3: Aggressive Fuel Sub | PG&E | Com | WaterHeat | Com - Retail | Energy Efficiency | 786989.0112 | 1042080.9085 | 1054502.6487 | 1562500.727 | 2074994.6611 | 2394623.0199 | 2888669.5096 | 3370357.5549 | 3761069.4587 | 4028995.7507 | 4097074.9066 | 3936490.5099 | 3562262.2822
Scenario 3: Aggressive Fuel Sub | PG&E | Com | WaterHeat | Com - Retail | Fuel Substitution | 250973.091 | 327039.8807 | 409660.8145 | 478334.6745 | 614945.7139 | 522612.9781 | 686508.904 | 875449.4051 | 1143963.9878 | 1512265.8316 | 1977539.5885 | 2458148.1298 | 2959003.2445
Scenario 3: Aggressive Fuel Sub | PG&E | Com | WaterHeat | Com - School | Energy Efficiency | 1530201.8767 | 1767987.5509 | 1991477.8707 | 2170731.5995 | 2275226.5207 | 1152875.4725 | 975421.2331 | 738751.9054 | 484170.4321 | 248372.6496 | 52970.2424 | 27006.9472 | 29259.8834
Scenario 3: Aggressive Fuel Sub | PG&E | Com | WaterHeat | Com - School | Fuel Substitution | 1800336.1448 | 2337043.3339 | 3011197.0654 | 3855940.4255 | 4658809.2162 | 3285399.514 | 4289260.595 | 5427119.3293 | 7261298.6508 | 9732903.8789 | 12687305.2108 | 15728970.198 | 18883900.6609
Scenario 3: Aggressive Fuel Sub | PG&E | Com | WaterHeat | Com - Warehouse | Energy Efficiency | 560719.7398 | 733973.7769 | 952214.0807 | 1221565.9016 | 1548991.6143 | 1875399.1487 | 2285399.9806 | 2707364.4404 | 3073829.6721 | 3391727.2236 | 3570424.7616 | 3578317.6434 | 3405220.3038
Scenario 3: Aggressive Fuel Sub | PG&E | Com | WaterHeat | Com - Warehouse | Fuel Substitution | 27984.0516 | 36798.6569 | 47031.0843 | 61050.2954 | 78571.7396 | 40588.5778 | 53708.4323 | 68926.5001 | 90355.1041 | 120599.4841 | 158575.0517 | 198075.1171 | 239460.5073
Scenario 3: Aggressive Fuel Sub | PG&E | Com | WholeBlg | Com - College | Energy Efficiency | 234532.1551 | 241770.6264 | 248049.5386 | 254371.4958 | 262924.4312 | 277204.2478 | 292469.1283 | 307760.2308 | 322765.6184 | 343226.0591 | 358800.6915 | 369075.2751 | 387037.9606
Scenario 3: Aggressive Fuel Sub | PG&E | Com | WholeBlg | Com - Grocery | Energy Efficiency | 1390557.5323 | 1431751.8593 | 1468215.6375 | 1502354.0465 | 1558143.8211 | 1665024.5087 | 1771642.2163 | 1931306.8685 | 2040860.438 | 2192109.5204 | 2307715.549 | 2378888.0711 | 2438783.2878
Scenario 3: Aggressive Fuel Sub | PG&E | Com | WholeBlg | Com - Health | Energy Efficiency | 1701413.4036 | 1764860.6052 | 1822764.3199 | 1879030.5526 | 1960392.1307 | 2098778.983 | 2240250.471 | 2401830.9538 | 2546692.5616 | 2745319.052 | 2900201.4655 | 3006597.5155 | 3108186.3326
Scenario 3: Aggressive Fuel Sub | PG&E | Com | WholeBlg | Com - Lodging | Energy Efficiency | 274207.0471 | 284226.2377 | 293471.256 | 302641.2221 | 315245.1372 | 335332.1714 | 356056.2392 | 375783.3606 | 397520.3478 | 426066.9352 | 449967.908 | 468058.357 | 485550.65
Scenario 3: Aggressive Fuel Sub | PG&E | Com | WholeBlg | Com - Office (Large) | Energy Efficiency | 2330302.6529 | 2402240.4638 | 2464636.3568 | 2522319.312 | 2614082.5627 | 2786646.0854 | 2965700.4903 | 3073891.4992 | 3248448.408 | 3490869.0784 | 3677383.9844 | 3798992.8158 | 3936050.5589
Scenario 3: Aggressive Fuel Sub | PG&E | Com | WholeBlg | Com - Office (Small) | Energy Efficiency | 412631.1838 | 425685.4071 | 437396.4004 | 448406.257 | 465658.675 | 497419.6223 | 529935.1259 | 576503.8628 | 609432.6515 | 654498.8164 | 689487.4075 | 712233.0204 | 735809.5722
Scenario 3: Aggressive Fuel Sub | PG&E | Com | WholeBlg | Com - Other | Energy Efficiency | 1911503.3557 | 2060966.9764 | 2199578.2224 | 2321296.3169 | 2486741.8678 | 2751551.2506 | 3005415.9712 | 3169793.7252 | 3395821.4471 | 3685590.1246 | 3933689.7825 | 4122450.2444 | 4280155.9825
Scenario 3: Aggressive Fuel Sub | PG&E | Com | WholeBlg | Com - Refrig. Warehouse | Energy Efficiency | 200946.5592 | 209377.8237 | 217345.3071 | 224917.9259 | 235914.077 | 254749.9913 | 273563.0333 | 308348.4386 | 328903.9093 | 355716.2167 | 377917.4438 | 392916.6381 | 400298.0785
Scenario 3: Aggressive Fuel Sub | PG&E | Com | WholeBlg | Com - Restaurant | Energy Efficiency | 648861.1048 | 671562.5658 | 692612.5807 | 713212.8483 | 742552.4773 | 790571.6537 | 839049.8221 | 892617.4306 | 943274.4663 | 1012646.5182 | 1067216.552 | 1092536.5165 | 1282374.2627
Scenario 3: Aggressive Fuel Sub | PG&E | Com | WholeBlg | Com - Retail | Energy Efficiency | 869266.9933 | 893690.9201 | 915595.7127 | 860179.931 | 1650762.9953 | 1025696.7983 | 1090814.9231 | 1169552.9898 | 1232533.3666 | 1318879.4034 | 1385458.3753 | 1428355.3499 | 1491419.2
Scenario 3: Aggressive Fuel Sub | PG&E | Com | WholeBlg | Com - School | Energy Efficiency | 411741.9704 | 425949.2282 | 438992.8322 | 451922.225 | 468811.8547 | 495032.0358 | 522462.293 | 556588.7962 | 584814.6343 | 621797.0194 | 652636.5704 | 676103.7513 | 706797.941
Scenario 3: Aggressive Fuel Sub | PG&E | Com | WholeBlg | Com - Warehouse | Energy Efficiency | 915813.9218 | 951260.6044 | 984093.1404 | 1015063.1398 | 1044768.7324 | 1125317.5927 | 1206494.0261 | 1371815.7523 | 1460502.4035 | 1577786.2783 | 1673188.97 | 1737184.1891 | 1780585.4369
Scenario 3: Aggressive Fuel Sub | PG&E | Ind | WholeBlg | Ind - All Other Industrial | Energy Efficiency | 308854.2836 | 317135.7849 | 323125.2751 | 328587.8157 | 336487.1838 | 352276.9643 | 369437.8525 | 387026.4789 | 404433.502 | 423253.9578 | 442858.9968 | 459483.8126 | 477393.9396
Scenario 3: Aggressive Fuel Sub | PG&E | Ind | WholeBlg | Ind - Chemicals | Energy Efficiency | 5728790.4564 | 6029910.1592 | 6332685.3201 | 6645293.3346 | 6982619.1196 | 7366491.0178 | 7770713.8 | 8192500.2019 | 8636438.2932 | 9109982.808 | 9610031.3478 | 10119546.7027 | 10659317.4391
Scenario 3: Aggressive Fuel Sub | PG&E | Ind | WholeBlg | Ind - Electronics | Energy Efficiency | 1924335.5969 | 1964162.7981 | 1984573.1424 | 1998552.8251 | 2030434.569 | 2126206.1273 | 2231300.675 | 2336953.1001 | 2437911.4541 | 2546785.0542 | 2657482.2118 | 2737923.8021 | 2824206.0059
Scenario 3: Aggressive Fuel Sub | PG&E | Ind | WholeBlg | Ind - Fabricated Metals | Energy Efficiency | 606693.625 | 631901.576 | 653891.2795 | 673139.634 | 695717.1217 | 730577.9218 | 767382.8321 | 805002.0463 | 842742.2484 | 883238.8363 | 925159.3672 | 962138.0227 | 1001160.8346
Scenario 3: Aggressive Fuel Sub | PG&E | Ind | WholeBlg | Ind - Food | Energy Efficiency | 11160928.9025 | 11685271.7686 | 12204191.7177 | 12737019.0178 | 13314534.9195 | 13994471.466 | 14718690.0713 | 15476632.0153 | 16267921.8983 | 17111524.5015 | 17999945.5572 | 18896491.4749 | 19846198.4823
Scenario 3: Aggressive Fuel Sub | PG&E | Ind | WholeBlg | Ind - Industrial Machinery | Energy Efficiency | 407108.4335 | 421811.4871 | 433553.0479 | 442343.0252 | 453439.5219 | 475534.854 | 499536.4093 | 523903.0151 | 547889.5497 | 573845.77 | 600430.1433 | 621870.7823 | 644496.2042
Scenario 3: Aggressive Fuel Sub | PG&E | Ind | WholeBlg | Ind - Lumber & Furniture | Energy Efficiency | 292924.9796 | 298019.9083 | 300196.0654 | 301531.1301 | 305594.2814 | 318890.695 | 333265.769 | 347669.2273 | 361345.0812 | 376161.2189 | 391242.7568 | 401960.3742 | 413516.5457
Scenario 3: Aggressive Fuel Sub | PG&E | Ind | WholeBlg | Ind - Paper | Energy Efficiency | 421571.1547 | 440804.1001 | 460148.9466 | 480568.2192 | 503135.9329 | 530513.2316 | 559893.2791 | 591253.5869 | 624547.2634 | 660943.1347 | 700069.3141 | 739811.0938 | 782462.5304
Scenario 3: Aggressive Fuel Sub | PG&E | Ind | WholeBlg | Ind - Petroleum | Energy Efficiency | 15660077.3085 | 16439502.9592 | 17240577.9481 | 18079667.178 | 18973675.8711 | 19958437.645 | 20996227.2923 | 22082341.4138 | 23229646.5362 | 24449995.4128 | 25732342.8701 | 27049194.3423 | 28443652.5429
Scenario 3: Aggressive Fuel Sub | PG&E | Ind | WholeBlg | Ind - Plastics | Energy Efficiency | 368371.0403 | 383402.916 | 395323.2692 | 406390.3403 | 421520.9952 | 448423.1461 | 476452.4375 | 503974.3845 | 531761.4171 | 562034.1414 | 593629.1217 | 620531.2687 | 649309.8741
Scenario 3: Aggressive Fuel Sub | PG&E | Ind | WholeBlg | Ind - Primary Metals | Energy Efficiency | 639846.5778 | 670030.3299 | 699555.6471 | 729263.7178 | 761880.5074 | 802686.465 | 846450.0697 | 892223.2693 | 939544.9885 | 989977.6446 | 1042856.384 | 1094673.9369 | 1149569.8005
Scenario 3: Aggressive Fuel Sub | PG&E | Ind | WholeBlg | Ind - Printing & Publishing | Energy Efficiency | 242270.3786 | 247990.027 | 251789.7785 | 255136.567 | 260404.0575 | 272287.9604 | 285205.6183 | 298343.9526 | 311246.5358 | 325202.3929 | 339537.2915 | 350981.2759 | 363267.6445
Scenario 3: Aggressive Fuel Sub | PG&E | Ind | WholeBlg | Ind - Stone-Glass-Clay | Energy Efficiency | 4482065.2458 | 4751615.4607 | 5018236.1188 | 5291009.4758 | 5582659.7898 | 5906542.692 | 6245480.3602 | 6602235.5681 | 6977134.366 | 7377231.3782 | 7802222.4322 | 8241653.1584 | 8707450.9799
Scenario 3: Aggressive Fuel Sub | PG&E | Ind | WholeBlg | Ind - Textiles | Energy Efficiency | 22043.6723 | 22695.6342 | 23231.92 | 23717.0331 | 24332.6653 | 25398.0168 | 26543.5173 | 27712.4494 | 28879.1124 | 30135.3865 | 31440.0189 | 32588.9293 | 33820.9005
Scenario 3: Aggressive Fuel Sub | PG&E | Ind | WholeBlg | Ind - Transportation Equipment | Energy Efficiency | 593228.9426 | 612949.6356 | 631177.6332 | 647747.3356 | 667536.6315 | 699081.7686 | 733479.1741 | 768964.3858 | 804792.7147 | 843194.8702 | 882860.2574 | 918043.725 | 955196.3748
Scenario 3: Aggressive Fuel Sub | PG&E | Res | AppPlug | Res - Multi Family | Energy Efficiency | 0 | 0 | 46239.8711 | 62822.6438 | 65918.2966 | 69234.6805 | 72422.1625 | 73650.6343 | 76739.4888 | 79947.9698 | 83610.9814 | 87550.6362 | 90317.6925
Scenario 3: Aggressive Fuel Sub | PG&E | Res | AppPlug | Res - Multi Family | Fuel Substitution | 43.3263 | 49.5135 | 56.414 | 64.0704 | 72.4022 | 0 | 0 | 0 | 0 | 0 | 0 | 0 | 0
Scenario 3: Aggressive Fuel Sub | PG&E | Res | AppPlug | Res - Single Family | Energy Efficiency | 0 | 0 | 0 | 0 | 0 | 0 | 0 | 0 | 0 | 0 | 0 | 197143.7957 | 237478.217
Scenario 3: Aggressive Fuel Sub | PG&E | Res | AppPlug | Res - Single Family | Fuel Substitution | 263.3256 | 300.7492 | 342.3202 | 388.4501 | 438.7505 | 0 | 0 | 0 | 0 | 0 | 0 | 0 | 0
Scenario 3: Aggressive Fuel Sub | PG&E | Res | BROs | Income Qualified - Multi Family IQ | Energy Efficiency | 1925010.1581 | 2131990.5869 | 2332505.3919 | 2395934.5671 | 2413049.2415 | 2815219.7904 | 3068163.7585 | 3308919.6346 | 3574804.1631 | 3570692.8855 | 3864978.0549 | 3719606.2831 | 4001190.0617
Scenario 3: Aggressive Fuel Sub | PG&E | Res | BROs | Income Qualified - Single Family IQ | Energy Efficiency | 7075722.268 | 7814736.2513 | 8519532.6361 | 8710741.4231 | 8727781.7418 | 10161305.6794 | 11049006.865 | 11877437.5868 | 12789563.2131 | 12706316.4419 | 13700167.8466 | 13276655.6147 | 14237199.448
Scenario 3: Aggressive Fuel Sub | PG&E | Res | BROs | Res - Multi Family | Energy Efficiency | 19035785.855 | 20934720.2434 | 22768347.5405 | 23404596.5875 | 23646201.2882 | 27258507.3025 | 29589423.7973 | 31807402.4891 | 34249169.501 | 34351727.7303 | 37042575.8612 | 39979858.3778 | 43162855.6131
Scenario 3: Aggressive Fuel Sub | PG&E | Res | BROs | Res - Single Family | Energy Efficiency | 4866331.1106 | 5370740.3555 | 5862147.7539 | 6037415.3672 | 6107872.8002 | 7074682.042 | 7695070.786 | 8291132.1781 | 8948659.7243 | 8984374.6053 | 9715854.0326 | 10514585.2768 | 11379947.1767
Scenario 3: Aggressive Fuel Sub | PG&E | Res | BldgEnv | Res - Single Family | Energy Efficiency | 77391.4945 | 101931.9154 | 116112.8504 | 123233.1529 | 126601.6538 | 128058.2931 | 128375.7476 | 127679.6699 | 126771.6416 | 0 | 0 | 0 | 0
Scenario 3: Aggressive Fuel Sub | PG&E | Res | HVAC | Res - Multi Family | Energy Efficiency | 195215.1526 | 224343.3938 | 459149.1013 | 279132.0053 | 305300.4708 | 330202.6842 | 352299.8171 | 346539.9328 | 365273.5176 | 383281.0623 | 404418.9635 | 514099.1639 | 504255.7208
Scenario 3: Aggressive Fuel Sub | PG&E | Res | HVAC | Res - Multi Family | Fuel Substitution | 618.0646 | 920.9405 | 1030.5342 | 1149.856 | 1366.4759 | 485.305 | 522.9636 | 556.7084 | 587.0641 | 626.6911 | 662.3343 | 689.4142 | 711.0639
Scenario 3: Aggressive Fuel Sub | PG&E | Res | HVAC | Res - Single Family | Energy Efficiency | 2306876.8802 | 2786384.8985 | 4214575.1429 | 3394000.4076 | 3618582.0833 | 1532646.6224 | 1612646.3336 | 1684240.7986 | 755974.5754 | 612779.4604 | 645119.7536 | 1255138.6932 | 1295209.8128
Scenario 3: Aggressive Fuel Sub | PG&E | Res | HVAC | Res - Single Family | Fuel Substitution | 23766.4296 | 27456.586 | 34303.5731 | 39424.0657 | 44997.4579 | 5382.2092 | 5799.8112 | 6202.3856 | 353.4004 | 382.1156 | 408.975 | 429.3742 | 446.8616
Scenario 3: Aggressive Fuel Sub | PG&E | Res | WaterHeat | Res - Multi Family | Energy Efficiency | 1094812.2563 | 1343157.532 | 1521141.4186 | 1655842.8689 | 1773807.7965 | 938466.8456 | 972297.2857 | 939386.1609 | 965242.2813 | 991597.4452 | 1025715.7271 | 1066629.8382 | 1062261.88
Scenario 3: Aggressive Fuel Sub | PG&E | Res | WaterHeat | Res - Multi Family | Fuel Substitution | 2275825.7932 | 2660822.0477 | 3115054.2483 | 3649704.2436 | 4231921.5398 | 78135.5642 | 93834.1808 | 109302.5441 | 123463.6682 | 140546.257 | 162910.006 | 183722.4177 | 200646.8054
Scenario 3: Aggressive Fuel Sub | PG&E | Res | WaterHeat | Res - Single Family | Energy Efficiency | 6023652.5322 | 7237043.4237 | 8247431.9333 | 9081830.3793 | 9817387.7675 | 3540747.2914 | 3639632.6993 | 3723203.0093 | 3784724.8157 | 3876783.7321 | 3996884.1615 | 4125635.8504 | 4261536.6486
Scenario 3: Aggressive Fuel Sub | PG&E | Res | WaterHeat | Res - Single Family | Fuel Substitution | 174592.6504 | 257106.3806 | 343952.1333 | 441555.8443 | 553017.5197 | 557429.2869 | 668154.7766 | 776791.1439 | 876134.6942 | 983698.2109 | 1135065.8006 | 1280893.6303 | 1400919.6898
Scenario 3: Aggressive Fuel Sub | PG&E | Res | WholeBlg | Res - Multi Family | Energy Efficiency | 0 | 0 | 15801.1965 | 17170.0905 | 17868.0872 | 18502.1336 | 4670345.7257 | 4623503.6596 | 4461713.0314 | 4312340.4053 | 4141752.6089 | 6621238.5721 | 6374042.5984
Scenario 3: Aggressive Fuel Sub | PG&E | Res | WholeBlg | Res - Single Family | Energy Efficiency | 0 | 0 | 64405.8922 | 70076.0413 | 72028.5358 | 73744.5754 | 72467.9196 | 70127.3232 | 66466.2954 | 63527.5147 | 60180.6217 | 57404.4128 | 9180250.5207
Scenario 3: Aggressive Fuel Sub | SCE | Ag | WholeBlg | Ag - Dairies, fishing, hunting | Energy Efficiency | 84136.0191 | 89156.9664 | 94300.2982 | 99723.0213 | 106460.8248 | 113982.1666 | 119330.0242 | 121819.6446 | 124166.7522 | 126522.2243 | 128466.004 | 128701.8184 | 129001.4676
Scenario 3: Aggressive Fuel Sub | SCE | Ag | WholeBlg | Ag - Irrigated Agriculture, vineyards, forestry and greenhouses | Energy Efficiency | 202513.1823 | 224432.7649 | 246905.0231 | 270623.9237 | 298678.8915 | 329440.55 | 354460.2225 | 371774.8542 | 389155.4999 | 407030.122 | 423820.4975 | 435017.4848 | 446409.1681
Scenario 3: Aggressive Fuel Sub | SCE | Ag | WholeBlg | Ag - Water pumping | Energy Efficiency | 1172026.9792 | 1233628.3655 | 1296829.1465 | 1363511.2592 | 1447584.1229 | 1542009.5959 | 1606672.241 | 1632165.3886 | 1655299.0616 | 1678124.168 | 1695289.1709 | 1689882.1049 | 1685318.0643
Scenario 3: Aggressive Fuel Sub | SCE | Com | BROs | Com - Lodging | Energy Efficiency | 2949.0817 | 6374.3208 | 9678.5163 | 12625.8315 | 17797.5051 | 26851.2888 | 35934.2238 | 42891.4511 | 50702.2106 | 61490.0655 | 72619.3798 | 80866.477 | 88599.159
Scenario 3: Aggressive Fuel Sub | SCE | Com | BROs | Com - Other | Energy Efficiency | 4738.7702 | 10199.1144 | 15428.2151 | 20044.5599 | 28140.1372 | 42285.8275 | 56416.7025 | 67105.4452 | 79051.2531 | 95522.3922 | 112409.5091 | 124765.0117 | 138332.7033
Scenario 3: Aggressive Fuel Sub | SCE | Com | BROs | Com - Retail | Energy Efficiency | 9473.422 | 20325.5925 | 30683.1032 | 39707.3713 | 55533.1457 | 83144.3884 | 110530.0648 | 130998.6764 | 153724.1296 | 184983.3062 | 216686.7947 | 239451.5043 | 263631.5572
Scenario 3: Aggressive Fuel Sub | SCE | Com | BldgEnv | Com - College | Energy Efficiency | 185.6284 | 208.7487 | 225.9703 | 235.7633 | 241.4663 | 240.7145 | 224.7476 | 195.6958 | 25.2017 | 0 | 0 | 0 | 0
Scenario 3: Aggressive Fuel Sub | SCE | Com | BldgEnv | Com - Grocery | Energy Efficiency | 33.9197 | 37.5467 | 40.7862 | 44.3668 | 48.8965 | 53.5384 | 57.2533 | 60.6046 | 63.6705 | 0 | 0 | 0 | 0
Scenario 3: Aggressive Fuel Sub | SCE | Com | BldgEnv | Com - Health | Energy Efficiency | 481.5375 | 458.2954 | 93.2916 | 88.9573 | 85.8453 | 81.8927 | 77.7703 | 74.6665 | 76.9384 | 0 | 0 | 0 | 0
Scenario 3: Aggressive Fuel Sub | SCE | Com | BldgEnv | Com - Lodging | Energy Efficiency | 28.1153 | 36.1972 | 46.1458 | 58.5272 | 75.6635 | 98.3477 | 123.9392 | 150.9339 | 2.7505 | 0 | 0 | 0 | 0
Scenario 3: Aggressive Fuel Sub | SCE | Com | BldgEnv | Com - Office (Large) | Energy Efficiency | 954.3651 | 1021.5671 | 1080.8609 | 1140.4307 | 1218.5482 | 1301.419 | 1358.7739 | 1397.0443 | 1420.3789 | 0 | 0 | 0 | 0
Scenario 3: Aggressive Fuel Sub | SCE | Com | BldgEnv | Com - Office (Small) | Energy Efficiency | 35.6777 | 39.0515 | 42.3208 | 45.5411 | 2.9428 | 577.0529 | 51.2918 | 53.5572 | 55.6779 | 0 | 0 | 0 | 0
Scenario 3: Aggressive Fuel Sub | SCE | Com | BldgEnv | Com - Other | Energy Efficiency | 894.0995 | 886.6974 | 844.2391 | 776.9491 | 706.3551 | 630.7052 | 547.491 | 514.1805 | 537.7073 | 0 | 0 | 0 | 0
Scenario 3: Aggressive Fuel Sub | SCE | Com | BldgEnv | Com - Refrig. Warehouse | Energy Efficiency | 9.8324 | 1.0039 | 1.0788 | 1.129 | 1.2087 | 1.31 | 1.409 | 1.4805 | 1.5631 | 0 | 0 | 0 | 0
Scenario 3: Aggressive Fuel Sub | SCE | Com | BldgEnv | Com - Restaurant | Energy Efficiency | 0 | 0 | 0 | 0 | 0 | 0 | 0 | 0 | 0 | 0 | 0 | 0 | 0
Scenario 3: Aggressive Fuel Sub | SCE | Com | BldgEnv | Com - Retail | Energy Efficiency | 93.1828 | 101.6162 | 108.7859 | 116.4347 | 125.7253 | 134.3452 | 140.1105 | 144.2645 | 146.5653 | 0 | 0 | 0 | 0
Scenario 3: Aggressive Fuel Sub | SCE | Com | BldgEnv | Com - School | Energy Efficiency | 52.9459 | 57.1466 | 61.3211 | 65.2108 | 69.2667 | 73.8913 | 77.0738 | 79.323 | 81.5716 | 0 | 0 | 0 | 0
Scenario 3: Aggressive Fuel Sub | SCE | Com | BldgEnv | Com - Warehouse | Energy Efficiency | 300.2877 | 359.8647 | 420.6789 | 484.0252 | 558.7146 | 633.3976 | 683.5013 | 701.4045 | 148.502 | 0 | 0 | 0 | 0
Scenario 3: Aggressive Fuel Sub | SCE | Com | ComRefrig | Com - College | Energy Efficiency | 886.0277 | 622.1166 | 395.5874 | 219.6378 | 92.6758 | 42.8839 | 6443.9808 | 8694.5143 | 8612.7413 | 8480.9782 | 8434.0149 | 8514.2239 | 8451.2922
Scenario 3: Aggressive Fuel Sub | SCE | Com | ComRefrig | Com - Grocery | Energy Efficiency | 1254370.6794 | 734732.1211 | 327456.19 | 135735.7016 | 45129.7552 | 0 | 0 | 0 | 0 | 0 | 0 | 0 | 0
Scenario 3: Aggressive Fuel Sub | SCE | Com | ComRefrig | Com - Health | Energy Efficiency | 0 | 0 | 0 | 0 | 0 | 0 | 42872.796 | 59991.8478 | 59107.2219 | 57675.1618 | 56615.8739 | 56217.4328 | 56111.1391
Scenario 3: Aggressive Fuel Sub | SCE | Com | ComRefrig | Com - Refrig. Warehouse | Energy Efficiency | 2116.3009 | 1607.4245 | 1109.6323 | 689.5827 | 371.6595 | 143.2205 | 65.8454 | 15.6037 | 0 | 0 | 0 | 0 | 0
Scenario 3: Aggressive Fuel Sub | SCE | Com | ComRefrig | Com - Restaurant | Energy Efficiency | 50516.4061 | 29482.5901 | 13098.1736 | 5200.8709 | 1663.9081 | 0 | 0 | 0 | 0 | 0 | 0 | 0 | 0
Scenario 3: Aggressive Fuel Sub | SCE | Com | ComRefrig | Com - Retail | Energy Efficiency | 608306.0667 | 365114.057 | 173842.2979 | 68268.7864 | 25910.4558 | 0 | 0 | 0 | 0 | 0 | 0 | 0 | 0
Scenario 3: Aggressive Fuel Sub | SCE | Com | ComRefrig | Com - School | Energy Efficiency | 159.9779 | 22.5052 | 0 | 0 | 0 | 0 | 0 | 0 | 0 | 0 | 0 | 0 | 0
Scenario 3: Aggressive Fuel Sub | SCE | Com | FoodServ | Com - College | Energy Efficiency | 11677.5279 | 19518.7601 | 22980.303 | 25207.5136 | 27545.0133 | 30306.2527 | 32191.397 | 33102.8081 | 36946.6115 | 39019.8041 | 39813.0417 | 41869.3114 | 42386.0732
Scenario 3: Aggressive Fuel Sub | SCE | Com | FoodServ | Com - College | Fuel Substitution | 4029.7027 | 4785.7037 | 5612.4899 | 6519.1144 | 7482.1807 | 8543.3646 | 9813.2329 | 11322.1196 | 13048.7832 | 15006.3792 | 17128.0141 | 19522.5282 | 22162.9362
Scenario 3: Aggressive Fuel Sub | SCE | Com | FoodServ | Com - Grocery | Energy Efficiency | 51944.2061 | 113915.1338 | 139336.7922 | 150845.1757 | 169448.2194 | 184876.8072 | 193009.0429 | 198908.2324 | 229071.4799 | 249412.6482 | 255267.7868 | 259059.0354 | 262781.0905
Scenario 3: Aggressive Fuel Sub | SCE | Com | FoodServ | Com - Grocery | Fuel Substitution | 42171.1383 | 49578.2669 | 57592.3743 | 66283.9325 | 75410.3911 | 85405.6084 | 97381.1744 | 111587.5098 | 127705.2691 | 145820.9264 | 165351.1352 | 187276.4804 | 211382.1113
Scenario 3: Aggressive Fuel Sub | SCE | Com | FoodServ | Com - Health | Energy Efficiency | 35797.9723 | 56043.737 | 66325.6883 | 70507.4776 | 77252.8838 | 82717.5491 | 87103.0503 | 88737.7789 | 94386.1883 | 96564.5532 | 96272.8047 | 98344.0596 | 101235.8584
Scenario 3: Aggressive Fuel Sub | SCE | Com | FoodServ | Com - Health | Fuel Substitution | 12007.0163 | 14242.9798 | 16678.58 | 19334.0348 | 22144.1275 | 25238.4131 | 28939.7735 | 33378.939 | 38426.3349 | 44112.5147 | 50267.4538 | 57205.1614 | 64876.8517
Scenario 3: Aggressive Fuel Sub | SCE | Com | FoodServ | Com - Lodging | Energy Efficiency | 30297.9041 | 94308.4981 | 125622.3279 | 135021.8968 | 147911.4806 | 159696.0676 | 166799.4153 | 171103.2797 | 176300.0867 | 179921.0309 | 182940.5074 | 184794.8629 | 186550.3141
Scenario 3: Aggressive Fuel Sub | SCE | Com | FoodServ | Com - Lodging | Fuel Substitution | 11164.1568 | 13184.5192 | 15379.9409 | 17768.7849 | 20295.7229 | 23078.3039 | 26409.8092 | 30390.4911 | 34893.9562 | 39962.9138 | 45441.2641 | 51601.6718 | 58395.7952
Scenario 3: Aggressive Fuel Sub | SCE | Com | FoodServ | Com - Office (Large) | Energy Efficiency | 0 | 3720.8117 | 6838.9774 | 7171.6379 | 7604.5782 | 8057.3428 | 8363.1455 | 8561.7912 | 8714.8906 | 8818.4685 | 8979.0865 | 9065.6454 | 9158.3601
Scenario 3: Aggressive Fuel Sub | SCE | Com | FoodServ | Com - Office (Small) | Energy Efficiency | 0 | 1036.7352 | 1625.2017 | 1721.8096 | 1042.5223 | 8528.5109 | 1982.0659 | 2044.1756 | 2102.4387 | 2150.3832 | 2208.5562 | 2251.5969 | 2293.85
Scenario 3: Aggressive Fuel Sub | SCE | Com | FoodServ | Com - Other | Energy Efficiency | 50792.2288 | 286370.119 | 375956.8171 | 409092.1252 | 465189.9045 | 510187.3019 | 532938.3702 | 544758.3698 | 577264.1812 | 600520.9299 | 610294.0219 | 616241.9242 | 622574.4856
Scenario 3: Aggressive Fuel Sub | SCE | Com | FoodServ | Com - Other | Fuel Substitution | 42645.2132 | 50504.1335 | 59034.2913 | 68306.2803 | 77544.1794 | 88650.7757 | 101492.0846 | 116831.5036 | 134006.5321 | 153264.3808 | 173900.6833 | 197047.1847 | 222622.6237
Scenario 3: Aggressive Fuel Sub | SCE | Com | FoodServ | Com - Restaurant | Energy Efficiency | 265785.4408 | 773125.0594 | 986838.1463 | 1066842.2737 | 1220162.7459 | 1340016.1153 | 1390857.2846 | 1421953.5449 | 1499237.9121 | 1551508.0346 | 1576925.9032 | 1591030.9962 | 1605708.3292
Scenario 3: Aggressive Fuel Sub | SCE | Com | FoodServ | Com - Restaurant | Fuel Substitution | 180405.8199 | 212524.9369 | 247332.2011 | 285118.5866 | 324786.7747 | 368486.5685 | 420787.0964 | 483006.7052 | 553243.8874 | 632104.6402 | 716941.4464 | 812193.18 | 917648.7561
Scenario 3: Aggressive Fuel Sub | SCE | Com | FoodServ | Com - Retail | Energy Efficiency | 16389.2597 | 22171.5016 | 25747.4777 | 27665.1634 | 29936.2025 | 32121.421 | 33654.3259 | 34882.4826 | 35878.5028 | 36684.405 | 37631.389 | 38213.5055 | 38808.8466
Scenario 3: Aggressive Fuel Sub | SCE | Com | FoodServ | Com - School | Energy Efficiency | 46129.3314 | 108483.148 | 141163.4114 | 150716.3741 | 161693.6423 | 171899.9426 | 176598.9752 | 178644.6865 | 183600.9922 | 187029.3544 | 188221.4629 | 188931.7204 | 188973.2343
Scenario 3: Aggressive Fuel Sub | SCE | Com | FoodServ | Com - School | Fuel Substitution | 6839.6528 | 8118.9092 | 9515.5893 | 11044.9931 | 12669.8231 | 14465.8329 | 16608.9146 | 19175.4963 | 22105.4038 | 25416.9106 | 29010.7041 | 33063.6935 | 37539.691
Scenario 3: Aggressive Fuel Sub | SCE | Com | HVAC | Com - College | Energy Efficiency | 40594.8859 | 44312.4664 | 48847.6734 | 53640.4228 | 57676.0533 | 63502.9841 | 68428.1925 | 71598.0103 | 74514.9141 | 76824.309 | 79549.5796 | 84623.2344 | 86786.8276
Scenario 3: Aggressive Fuel Sub | SCE | Com | HVAC | Com - College | Fuel Substitution | 26934.9419 | 28768.8134 | 30355.777 | 31748.7919 | 33080.2667 | 0 | 0 | 0 | 0 | 0 | 0 | 0 | 0
Scenario 3: Aggressive Fuel Sub | SCE | Com | HVAC | Com - Grocery | Energy Efficiency | 103246.2247 | 166893.3253 | 195783.3885 | 220628.7266 | 248973.1715 | 280194.8037 | 308668.4855 | 334696.8481 | 358860.4234 | 384267.0925 | 412049.6101 | 437701.6877 | 463902.0674
Scenario 3: Aggressive Fuel Sub | SCE | Com | HVAC | Com - Grocery | Fuel Substitution | 1475973.1853 | 1545168.8936 | 1603164.3321 | 1654779.681 | 1699244.7918 | 69823.8994 | 71330.4903 | 71291.9395 | 70860.0572 | 70134.4632 | 69463.5212 | 68290.6891 | 67121.8749
Scenario 3: Aggressive Fuel Sub | SCE | Com | HVAC | Com - Health | Energy Efficiency | 92678.5318 | 100683.4793 | 188084.4517 | 224455.5777 | 269159.721 | 301206.3966 | 327610.0924 | 347867.2466 | 183159.8588 | 144043.42 | 146035.299 | 149033.0935 | 152556.4395
Scenario 3: Aggressive Fuel Sub | SCE | Com | HVAC | Com - Health | Fuel Substitution | 384334.0181 | 406651.2865 | 425795.7196 | 442775.5604 | 458441.7083 | 57067.5385 | 58900.5325 | 59409.2047 | 59520.9297 | 59325.3372 | 59133.7567 | 58476.7495 | 57773.2367
Scenario 3: Aggressive Fuel Sub | SCE | Com | HVAC | Com - Lodging | Energy Efficiency | 131673.2615 | 149971.8055 | 168672.8407 | 229512.0724 | 281788.092 | 334821.5238 | 367885.0522 | 396846.7665 | 156996.0842 | 78060.856 | 80061.005 | 81518.3745 | 82932.6655
Scenario 3: Aggressive Fuel Sub | SCE | Com | HVAC | Com - Lodging | Fuel Substitution | 225007.8278 | 254906.5151 | 266024.3456 | 275701.1822 | 288621.2351 | 24235.8845 | 24822.0021 | 24858.7671 | 24708.1395 | 24488.4501 | 24283.1731 | 23894.8337 | 23504.5928
Scenario 3: Aggressive Fuel Sub | SCE | Com | HVAC | Com - Office (Large) | Energy Efficiency | 31620.4767 | 33731.3407 | 35617.2385 | 37400.149 | 39541.338 | 41777.829 | 43244.7502 | 44149.3129 | 44803.0363 | 45296.386 | 45960.5257 | 46243.8276 | 46564.9684
Scenario 3: Aggressive Fuel Sub | SCE | Com | HVAC | Com - Office (Large) | Fuel Substitution | 711.7072 | 732.3771 | 747.4948 | 759.1754 | 765.4035 | 0 | 0 | 0 | 0 | 0 | 0 | 0 | 0
Scenario 3: Aggressive Fuel Sub | SCE | Com | HVAC | Com - Office (Small) | Energy Efficiency | 35104.5745 | 38660.2406 | 42147.081 | 45558.899 | 10783.4362 | 469382.6244 | 52470.4548 | 55047.1366 | 57462.0049 | 59636.2657 | 61920.7398 | 63717.8855 | 65468.6144
Scenario 3: Aggressive Fuel Sub | SCE | Com | HVAC | Com - Office (Small) | Fuel Substitution | 7361.5417 | 7860.677 | 8290.1838 | 8664.2977 | 8756.6644 | 0 | 0 | 0 | 0 | 0 | 0 | 0 | 0
Scenario 3: Aggressive Fuel Sub | SCE | Com | HVAC | Com - Other | Energy Efficiency | 540313.6925 | 611274.3041 | 686017.5818 | 759821.687 | 842052.8743 | 931647.7499 | 1014796.9387 | 1078764.8913 | 1092984.7107 | 1156353.0424 | 1224116.0988 | 1282196.502 | 1342711.9428
Scenario 3: Aggressive Fuel Sub | SCE | Com | HVAC | Com - Other | Fuel Substitution | 1266119.9999 | 1540537.404 | 1612911.3979 | 1677949.34 | 1774959.3829 | 296.5505 | 302.6643 | 302.5395 | 301.125 | 298.7599 | 296.8392 | 292.9139 | 289.0938
Scenario 3: Aggressive Fuel Sub | SCE | Com | HVAC | Com - Restaurant | Energy Efficiency | 22237.5109 | 24779.954 | 27363.1479 | 30006.002 | 33045.7323 | 35928.6296 | 38183.6053 | 40077.4706 | 41836.2047 | 43379.344 | 45016.3305 | 46205.337 | 47384.4412
Scenario 3: Aggressive Fuel Sub | SCE | Com | HVAC | Com - Restaurant | Fuel Substitution | 34277.9686 | 36443.4975 | 38269.3507 | 39827.6393 | 41300.417 | 45.6468 | 46.5097 | 46.4144 | 46.1108 | 45.6552 | 45.2617 | 44.5659 | 43.8868
Scenario 3: Aggressive Fuel Sub | SCE | Com | HVAC | Com - Retail | Energy Efficiency | 297232.6282 | 343058.9362 | 486181.7915 | 599340.9334 | 687073.4506 | 775925.8791 | 857316.1164 | 935026.0743 | 318142.0613 | 127295.6662 | 131804.8046 | 134764.6505 | 137558.6364
Scenario 3: Aggressive Fuel Sub | SCE | Com | HVAC | Com - Retail | Fuel Substitution | 90644.393 | 96354.8844 | 101110.9312 | 105106.5468 | 108675.775 | 72645.5101 | 75028.5708 | 75582.2198 | 3833.2308 | 3797.0845 | 3758.9219 | 3685.5851 | 112.7656
Scenario 3: Aggressive Fuel Sub | SCE | Com | HVAC | Com - School | Energy Efficiency | 46977.4989 | 51430.0065 | 55925.243 | 60153.5705 | 64511.5712 | 69504.2243 | 74601.7156 | 75907.4216 | 78730.8205 | 81453.293 | 84012.9731 | 86410.3449 | 88266.7169
Scenario 3: Aggressive Fuel Sub | SCE | Com | HVAC | Com - School | Fuel Substitution | 15608.0953 | 16412.3667 | 17071.2228 | 17618.1192 | 37528.8336 | 0 | 0 | 0 | 0 | 0 | 0 | 0 | 0
Scenario 3: Aggressive Fuel Sub | SCE | Com | HVAC | Com - Warehouse | Energy Efficiency | 2872.638 | 3148.8317 | 3406.7438 | 3668.5247 | 4040.8 | 4354.1911 | 4596.7215 | 4783.3323 | 4483.5022 | 4610.5619 | 4745.9499 | 4840.5501 | 4939.776
Scenario 3: Aggressive Fuel Sub | SCE | Com | HVAC | Com - Warehouse | Fuel Substitution | 265935.8665 | 280645.6376 | 293447.9933 | 305084.0556 | 315495.3907 | 29.6124 | 30.3955 | 30.5234 | 0 | 0 | 0 | 0 | 0
Scenario 3: Aggressive Fuel Sub | SCE | Com | Lighting | Com - College | Energy Efficiency | 0 | 17426.4367 | 25395.9432 | 28491.3865 | 31530.9564 | 34898.7583 | 37813.9722 | 40131.9208 | 42333.037 | 44249.3633 | 46442.513 | 49160.9207 | 51706.7276
Scenario 3: Aggressive Fuel Sub | SCE | Com | Lighting | Com - Grocery | Energy Efficiency | 118344.0155 | 131276.913 | 143737.9476 | 156294.9182 | 170071.7948 | 183284.8773 | 193559.1129 | 202145.2097 | 210088.8897 | 216901.4587 | 224943.4781 | 231692.733 | 238146.6206
Scenario 3: Aggressive Fuel Sub | SCE | Com | Lighting | Com - Health | Energy Efficiency | 129557.3866 | 143980.0136 | 158922.6678 | 172214.9225 | 187260.203 | 201358.3015 | 213453.3612 | 221984.4751 | 229907.532 | 235666.4127 | 242108.43 | 249973.7251 | 258347.9189
Scenario 3: Aggressive Fuel Sub | SCE | Com | Lighting | Com - Lodging | Energy Efficiency | 0 | 0 | 0 | 0 | 0 | 0 | 0 | 0 | 0 | 0 | 0 | 0 | 0
Scenario 3: Aggressive Fuel Sub | SCE | Com | Lighting | Com - Office (Large) | Energy Efficiency | 0 | 58827.8195 | 111586.4361 | 123184.2664 | 136033.0674 | 148768.0427 | 159051.8686 | 167709.4395 | 175328.7128 | 181900.182 | 189612.3227 | 196005.7332 | 202144.8315
Scenario 3: Aggressive Fuel Sub | SCE | Com | Lighting | Com - Office (Small) | Energy Efficiency | 0 | 0 | 0 | 0 | 0 | 0 | 0 | 0 | 0 | 0 | 0 | 0 | 0
Scenario 3: Aggressive Fuel Sub | SCE | Com | Lighting | Com - Other | Energy Efficiency | 0 | 0 | 0 | 0 | 0 | 0 | 0 | 0 | 0 | 0 | 0 | 0 | 0
Scenario 3: Aggressive Fuel Sub | SCE | Com | Lighting | Com - Refrig. Warehouse | Energy Efficiency | 8544.2586 | 2784.2606 | 3046.2732 | 3284.7255 | 3550.3292 | 3816.8355 | 4035.5521 | 4202.2623 | 4368.0195 | 4515.6787 | 4679.5104 | 4833.5653 | 4979.4944
Scenario 3: Aggressive Fuel Sub | SCE | Com | Lighting | Com - Restaurant | Energy Efficiency | 76089.6508 | 84684.6513 | 93318.8595 | 101975.1148 | 111343.0674 | 120079.9204 | 126939.041 | 132560.4072 | 137833.7734 | 142427.0672 | 147747.3916 | 152240.5312 | 156508.4859
Scenario 3: Aggressive Fuel Sub | SCE | Com | Lighting | Com - Retail | Energy Efficiency | 479583.5523 | 531941.4968 | 582471.7308 | 633218.8402 | 688416.5846 | 741074.9805 | 782017.7867 | 815520.2102 | 845979.7998 | 872300.0833 | 903138.2646 | 928634.2888 | 953077.1786
Scenario 3: Aggressive Fuel Sub | SCE | Com | Lighting | Com - School | Energy Efficiency | 0 | 0 | 0 | 0 | 0 | 0 | 0 | 0 | 0 | 0 | 0 | 0 | 0
Scenario 3: Aggressive Fuel Sub | SCE | Com | Lighting | Com - Warehouse | Energy Efficiency | 9008.2856 | 10354.8831 | 11711.2782 | 13137.613 | 14739.416 | 35360.2812 | 42075.5286 | 44024.8259 | 10389.5475 | 0 | 0 | 0 | 0
Scenario 3: Aggressive Fuel Sub | SCE | Com | WaterHeat | Com - College | Energy Efficiency | 351.416 | 448.1473 | 570.9577 | 724.8878 | 917.8479 | 1162.6415 | 1445.6205 | 1767.2376 | 2153.7003 | 2611.4569 | 3188.0045 | 3903.8691 | 4734.9629
Scenario 3: Aggressive Fuel Sub | SCE | Com | WaterHeat | Com - College | Fuel Substitution | 1925140.7973 | 1987968.8365 | 2052798.9351 | 2122493.106 | 2238289.9483 | 1330513.6187 | 1702413.8428 | 2030207.1235 | 2317487.8839 | 2481559.8544 | 2598196.0368 | 2660928.4056 | 2692046.4891
Scenario 3: Aggressive Fuel Sub | SCE | Com | WaterHeat | Com - Grocery | Energy Efficiency | 1446.9199 | 1843.9632 | 2335.9559 | 2951.9159 | 3747.687 | 4730.8593 | 5861.8288 | 7176.4119 | 8758.0561 | 10641.6078 | 13013.357 | 15828.3131 | 19224.0849
Scenario 3: Aggressive Fuel Sub | SCE | Com | WaterHeat | Com - Grocery | Fuel Substitution | 81426.7357 | 83499.7207 | 85936.3672 | 88988.0104 | 92394.805 | 0 | 0 | 0 | 0 | 0 | 0 | 0 | 0
Scenario 3: Aggressive Fuel Sub | SCE | Com | WaterHeat | Com - Health | Energy Efficiency | 2285.3923 | 2926.2592 | 3737.8137 | 4726.6665 | 6013.7132 | 7598.9262 | 9459.5568 | 11576.1666 | 14126.4473 | 17122.9732 | 20856.4392 | 25439.1665 | 31029.7449
Scenario 3: Aggressive Fuel Sub | SCE | Com | WaterHeat | Com - Health | Fuel Substitution | 5036925.8413 | 5208285.3726 | 5395458.4379 | 5602088.561 | 5818275.8932 | 3317580.4509 | 4280392.1505 | 5148690.242 | 5946006.7673 | 6402294.5586 | 6731118.3151 | 6917936.0248 | 7022440.6036
Scenario 3: Aggressive Fuel Sub | SCE | Com | WaterHeat | Com - Lodging | Energy Efficiency | 465.6815 | 597.491 | 763.192 | 969.1854 | 1235.9686 | 1567.8421 | 1953.5496 | 2400.781 | 2939.5172 | 3583.8733 | 4395.5626 | 5363.5435 | 6532.716
Scenario 3: Aggressive Fuel Sub | SCE | Com | WaterHeat | Com - Lodging | Fuel Substitution | 4951390.0916 | 5112401.3092 | 5286933.4159 | 5500043.1778 | 5781812.3882 | 3333216.1947 | 4368331.9378 | 5267891.4326 | 6072802.2174 | 6550441.7375 | 6897889.2228 | 7095552.4293 | 7203493.6179
Scenario 3: Aggressive Fuel Sub | SCE | Com | WaterHeat | Com - Office (Large) | Energy Efficiency | 1264.6234 | 1622.8645 | 2066.2877 | 2618.2596 | 3331.6454 | 4214.6211 | 5224.5413 | 6388.275 | 7771.3822 | 9409.8899 | 11474.1313 | 13905.7292 | 16833.4497
Scenario 3: Aggressive Fuel Sub | SCE | Com | WaterHeat | Com - Office (Large) | Fuel Substitution | 1242647.4054 | 1274706.7715 | 1331083.8896 | 1399427.0865 | 1488856.7955 | 977030.53 | 1267454.4168 | 1523351.0773 | 1777419.6016 | 1905784.0415 | 1995501.4069 | 2040425.4044 | 2058346.2359
Scenario 3: Aggressive Fuel Sub | SCE | Com | WaterHeat | Com - Office (Small) | Energy Efficiency | 279.7311 | 357.0186 | 453.4149 | 573.3031 | 493.596 | 2615.3219 | 1094.1981 | 1370.7456 | 1698.4407 | 2084.3947 | 2564.0345 | 3129.5277 | 3806.5913
Scenario 3: Aggressive Fuel Sub | SCE | Com | WaterHeat | Com - Office (Small) | Fuel Substitution | 318461.4197 | 328096.2041 | 339015.3764 | 351536.2602 | 315839.1431 | 232219.9685 | 298384.1742 | 356387.4471 | 400402.056 | 429124.501 | 449409.7783 | 459954.1009 | 464800.8326
Scenario 3: Aggressive Fuel Sub | SCE | Com | WaterHeat | Com - Other | Energy Efficiency | 18087.8202 | 23143.0192 | 29476.4576 | 37372.0079 | 47508.6147 | 60092.8243 | 74750.5209 | 91615.9921 | 111862.4444 | 136249.066 | 166947.8345 | 203508.9808 | 247783.5939
Scenario 3: Aggressive Fuel Sub | SCE | Com | WaterHeat | Com - Other | Fuel Substitution | 24267362.3018 | 25048930.1667 | 25884828.7852 | 26795257.9251 | 27552321.6833 | 15815297.5199 | 20381788.5265 | 24472235.1981 | 28536398.9211 | 30679335.9454 | 32230650.1247 | 33089070.703 | 33534707.3797
Scenario 3: Aggressive Fuel Sub | SCE | Com | WaterHeat | Com - Refrig. Warehouse | Energy Efficiency | 240.1568 | 122.1947 | 157.9799 | 201.3927 | 257.0147 | 325.9816 | 405.8973 | 497.3772 | 608.0565 | 740.1295 | 905.0375 | 1102.45 | 1339.8146
Scenario 3: Aggressive Fuel Sub | SCE | Com | WaterHeat | Com - Refrig. Warehouse | Fuel Substitution | 29961.7653 | 30909.0346 | 28792.4133 | 33128.8485 | 34927.764 | 19884.7294 | 25736.2568 | 30990.6419 | 35064.01 | 37790.0817 | 39742.006 | 40823.2933 | 41392.2289
Scenario 3: Aggressive Fuel Sub | SCE | Com | WaterHeat | Com - Restaurant | Energy Efficiency | 5379.4509 | 6903.9174 | 8814.2614 | 11204.8275 | 14288.5277 | 18075.0033 | 22432.7856 | 27475.7898 | 33545.5119 | 40774.5026 | 49857.9565 | 60616.1707 | 73575.4121
Scenario 3: Aggressive Fuel Sub | SCE | Com | WaterHeat | Com - Restaurant | Fuel Substitution | 18021823.0851 | 18619499.3465 | 19347937.6 | 20452930.7759 | 21698097.8847 | 14848693.2235 | 19028934.0179 | 22724764.1453 | 25570939.3978 | 27477317.7257 | 28869256.388 | 29652141.6158 | 30072876.8801
Scenario 3: Aggressive Fuel Sub | SCE | Com | WaterHeat | Com - Retail | Energy Efficiency | 1095.3007 | 1397.2854 | 1771.5775 | 2239.4684 | 2865.5516 | 3612.025 | 4465.2323 | 5448.3538 | 6596.7526 | 7994.719 | 9748.1298 | 11816.7073 | 14299.9422
Scenario 3: Aggressive Fuel Sub | SCE | Com | WaterHeat | Com - Retail | Fuel Substitution | 704590.3411 | 727081.8487 | 734866.6248 | 758578.5768 | 777978.9965 | 519709.5707 | 669938.5757 | 803920.7128 | 947522.5716 | 1017322.3605 | 1067712.6506 | 1095226.0283 | 1109125.5122
Scenario 3: Aggressive Fuel Sub | SCE | Com | WaterHeat | Com - School | Energy Efficiency | 1174.1056 | 1509.7279 | 1928.6111 | 2447.4571 | 3107.5301 | 3925.9359 | 4859.7115 | 5933.4678 | 7226.0699 | 8767.7721 | 10694.2309 | 12991.3183 | 15735.8019
Scenario 3: Aggressive Fuel Sub | SCE | Com | WaterHeat | Com - School | Fuel Substitution | 3349073.5096 | 3446390.8394 | 3618254.5058 | 3830599.3792 | 3889342.8396 | 2412303.0268 | 3127687.1948 | 3748974.7594 | 4429321.8435 | 4736684.0318 | 4952967.16 | 5063084.3493 | 5110360.5279
Scenario 3: Aggressive Fuel Sub | SCE | Com | WaterHeat | Com - Warehouse | Energy Efficiency | 222.5178 | 283.462 | 358.932 | 453.4819 | 575.8808 | 726.1215 | 898.374 | 1097.0313 | 1334.3851 | 1617.2164 | 1971.8863 | 2390.1364 | 2894.4598
Scenario 3: Aggressive Fuel Sub | SCE | Com | WaterHeat | Com - Warehouse | Fuel Substitution | 74503.9537 | 76865.1175 | 78042.0058 | 80772.9605 | 83642.2327 | 41344.5358 | 53176.1238 | 63768.4539 | 74902.3714 | 80406.6362 | 84371.245 | 86533.2255 | 87642.5228
Scenario 3: Aggressive Fuel Sub | SCE | Com | WholeBlg | Com - College | Energy Efficiency | 353123.0945 | 379972.7023 | 409852.4472 | 442527.9053 | 483731.6908 | 530551.0118 | 571798.7048 | 598773.7236 | 626144.626 | 655061.9009 | 680363.5277 | 694894.2478 | 709244.6862
Scenario 3: Aggressive Fuel Sub | SCE | Com | WholeBlg | Com - Grocery | Energy Efficiency | 1210794.3934 | 1303976.5091 | 1409300.8641 | 1522596.1945 | 1666594.6548 | 1829191.3356 | 1964971.7825 | 2054943.0448 | 2147640.943 | 2240657.2881 | 2327224.4038 | 2375648.4497 | 2360396.8667
Scenario 3: Aggressive Fuel Sub | SCE | Com | WholeBlg | Com - Health | Energy Efficiency | 1154460.968 | 1247995.8035 | 1352070.6099 | 1465043.6832 | 1607566.125 | 1768136.0784 | 1909265.3372 | 2003067.8978 | 2098784.629 | 2197685.2034 | 2287823.5773 | 2340025.5569 | 2390350.7637
Scenario 3: Aggressive Fuel Sub | SCE | Com | WholeBlg | Com - Lodging | Energy Efficiency | 546097.9357 | 588537.9556 | 635009.8836 | 686385.9288 | 751278.7318 | 824452.773 | 888415.0035 | 930507.7417 | 973215.8445 | 1017769.9488 | 1057936.8587 | 1080203.9155 | 1096920.2611
Scenario 3: Aggressive Fuel Sub | SCE | Com | WholeBlg | Com - Office (Large) | Energy Efficiency | 2297641.1025 | 2455904.2866 | 2630657.5192 | 2817169.9558 | 3055448.9664 | 3322802.8954 | 3549982.7427 | 3684789.7664 | 3819299.0754 | 3957334.7652 | 4075429.9187 | 4125030.955 | 4224397.5289
Scenario 3: Aggressive Fuel Sub | SCE | Com | WholeBlg | Com - Office (Small) | Energy Efficiency | 403358.4742 | 432299.6696 | 464600.0643 | 499301.2784 | 543454.1349 | 593049.2478 | 634973.7939 | 660952.4812 | 687207.1733 | 714537.4265 | 738150.3047 | 749479.7271 | 760096.477
Scenario 3: Aggressive Fuel Sub | SCE | Com | WholeBlg | Com - Other | Energy Efficiency | 1755009.1199 | 1883358.5756 | 2024498.1178 | 2179389.7519 | 2375735.986 | 2596722.1185 | 2789621.6855 | 2911635.5204 | 3034736.7951 | 3162130.9683 | 3275218.3589 | 3333189.6989 | 3425313.4393
Scenario 3: Aggressive Fuel Sub | SCE | Com | WholeBlg | Com - Refrig. Warehouse | Energy Efficiency | 135038.613 | 147385.3643 | 161202.0395 | 176660.8133 | 195897.8678 | 217271.4369 | 235477.2378 | 248606.1501 | 262292.1215 | 275948.1594 | 289295.157 | 297904.723 | 294811.7839
Scenario 3: Aggressive Fuel Sub | SCE | Com | WholeBlg | Com - Restaurant | Energy Efficiency | 1142173.5084 | 1253167.471 | 1377958.8548 | 1517620.5512 | 1692321.7461 | 1887310.4906 | 2062660.3038 | 2202254.6213 | 2349478.6933 | 2502231.1423 | 2656507.7888 | 2778340.4994 | 2860242.3745
Scenario 3: Aggressive Fuel Sub | SCE | Com | WholeBlg | Com - Retail | Energy Efficiency | 1861494.2856 | 2054400.7848 | 2266558.6326 | 2505351.38 | 2807421.4005 | 3150978.2774 | 3476971.0648 | 3759061.1597 | 4055876.6189 | 4373284.9129 | 4704891.2643 | 4997468.4594 | 5339070.6763
Scenario 3: Aggressive Fuel Sub | SCE | Com | WholeBlg | Com - School | Energy Efficiency | 424255.6497 | 454538.6489 | 487813.549 | 524276.8897 | 570483.6591 | 622404.5715 | 667306.1981 | 695140.6568 | 722892.4211 | 751604.6525 | 776208.7018 | 787604.9911 | 804687.8458
Scenario 3: Aggressive Fuel Sub | SCE | Com | WholeBlg | Com - Warehouse | Energy Efficiency | 811046.8773 | 887953.3278 | 972994.5533 | 1070918.6974 | 1196785.7221 | 1337932.1728 | 1467859.8626 | 1573154.1136 | 1682184.971 | 1799750.7202 | 1918282.7918 | 2014262.0354 | 2127372.9433
Scenario 3: Aggressive Fuel Sub | SCE | Ind | WholeBlg | Ind - All Other Industrial | Energy Efficiency | 299695.8287 | 312349.6549 | 332115.3523 | 351922.9062 | 378129.2449 | 409426.0495 | 434552.6666 | 445484.073 | 455598.765 | 465107.5745 | 472610.5466 | 471370.2584 | 470640.2397
Scenario 3: Aggressive Fuel Sub | SCE | Ind | WholeBlg | Ind - Chemicals | Energy Efficiency | 907459.9477 | 953785.2107 | 1022485.5205 | 1091778.4374 | 1181664.9537 | 1287643.8441 | 1374120.7431 | 1415049.0733 | 1453981.8123 | 1491111.8129 | 1521654.9308 | 1523438.5102 | 1526321.6263
Scenario 3: Aggressive Fuel Sub | SCE | Ind | WholeBlg | Ind - Electronics | Energy Efficiency | 446134.4028 | 465945.1597 | 496733.5992 | 527836.2343 | 568756.2261 | 617724.6125 | 657715.3464 | 676423.1749 | 693947.4359 | 710519.3626 | 723952.0683 | 723857.6275 | 724426.357
Scenario 3: Aggressive Fuel Sub | SCE | Ind | WholeBlg | Ind - Fabricated Metals | Energy Efficiency | 616457.9567 | 647604.3577 | 694712.1446 | 740489.2548 | 799287.538 | 868300.9473 | 924000.9123 | 949263.5179 | 972734.3705 | 994878.9993 | 1012371.7786 | 1010551.7723 | 1009299.0896
Scenario 3: Aggressive Fuel Sub | SCE | Ind | WholeBlg | Ind - Food | Energy Efficiency | 1283216.2602 | 1333712.7888 | 1414767.4708 | 1495852.1516 | 1603810.1435 | 1733337.1038 | 1836832.4588 | 1879810.679 | 1919200.7374 | 1955750.0566 | 1983449.4259 | 1973965.9176 | 1966441.1415
Scenario 3: Aggressive Fuel Sub | SCE | Ind | WholeBlg | Ind - Industrial Machinery | Energy Efficiency | 192825.8212 | 202705.4303 | 217686.78 | 232072.2621 | 250298.0504 | 271705.8117 | 289189.7909 | 297201.7753 | 304714.0123 | 311844.9023 | 317478.2699 | 317032.545 | 316750.1673
Scenario 3: Aggressive Fuel Sub | SCE | Ind | WholeBlg | Ind - Lumber & Furniture | Energy Efficiency | 106224.8969 | 110652.9052 | 117659.257 | 124690.6065 | 134017.7083 | 145079.7614 | 153845.8203 | 157575.7725 | 161010.2438 | 164215.0623 | 166697.946 | 166060.635 | 165576.1835
Scenario 3: Aggressive Fuel Sub | SCE | Ind | WholeBlg | Ind - Paper | Energy Efficiency | 415937.3348 | 425704.5726 | 445681.4158 | 466355.6521 | 495398.0054 | 530313.8921 | 557445.7372 | 566747.189 | 575809.6971 | 584877.9016 | 591940.4696 | 588365.5188 | 585739.2353
Scenario 3: Aggressive Fuel Sub | SCE | Ind | WholeBlg | Ind - Petroleum | Energy Efficiency | 1592641.8532 | 1654858.5448 | 1755375.8613 | 1856406.0914 | 1990946.2946 | 2152402.9004 | 2281070.6877 | 2334996.1617 | 2384444.8908 | 2430169.1076 | 2464796.5609 | 2453346.0802 | 2444453.6589
Scenario 3: Aggressive Fuel Sub | SCE | Ind | WholeBlg | Ind - Plastics | Energy Efficiency | 731275.9687 | 762284.1274 | 810987.2284 | 859931.4708 | 924584.6754 | 1001798.3106 | 1063603.9348 | 1090279.4982 | 1114971.0649 | 1137987.9666 | 1155853.8315 | 1152053.4248 | 1149352.7517
Scenario 3: Aggressive Fuel Sub | SCE | Ind | WholeBlg | Ind - Primary Metals | Energy Efficiency | 346990.326 | 366148.6218 | 394928.3125 | 423854.7892 | 460480.436 | 503676.1179 | 540286.9101 | 559624.7474 | 578191.2791 | 596131.1018 | 611299.2163 | 614813.7628 | 618684.5156
Scenario 3: Aggressive Fuel Sub | SCE | Ind | WholeBlg | Ind - Printing & Publishing | Energy Efficiency | 122851.4393 | 127690.8633 | 135499.3151 | 143336.6416 | 153724.3719 | 166089.4936 | 175950.2202 | 180049.3972 | 183870.6457 | 187455.4983 | 190186.1193 | 189335.252 | 188657.7054
Scenario 3: Aggressive Fuel Sub | SCE | Ind | WholeBlg | Ind - Stone-Glass-Clay | Energy Efficiency | 622086.541 | 656945.1834 | 706505.3882 | 756065.2816 | 819773.48 | 894802.7831 | 956419.0884 | 987160.9956 | 1016096.3361 | 1043839.5903 | 1067273.0321 | 1070969.2234 | 1075451.1615
Scenario 3: Aggressive Fuel Sub | SCE | Ind | WholeBlg | Ind - Textiles | Energy Efficiency | 87072.3843 | 90653.2101 | 96308.4461 | 101821.0296 | 109107.4147 | 117765.7647 | 124635.7524 | 127343.0858 | 129826.8118 | 132151.0687 | 133885.3752 | 133132.312 | 132531.0706
Scenario 3: Aggressive Fuel Sub | SCE | Ind | WholeBlg | Ind - Transportation Equipment | Energy Efficiency | 733379.8075 | 767435.9454 | 824598.0748 | 878313.18 | 945929.1922 | 1025100.5139 | 1091221.5297 | 1122047.6223 | 1152134.7439 | 1181381.2782 | 1204683.3813 | 1204189.4162 | 1203608.3707
Scenario 3: Aggressive Fuel Sub | SCE | Res | AppPlug | Res - Multi Family | Energy Efficiency | 0 | 0 | 0 | 0 | 0 | 0 | 0 | 0 | 0 | 0 | 0 | 0 | 0
Scenario 3: Aggressive Fuel Sub | SCE | Res | AppPlug | Res - Multi Family | Fuel Substitution | 52804.4093 | 60630.4421 | 69366.8716 | 79134.7748 | 89860.9053 | 0 | 0 | 0 | 0 | 0 | 0 | 0 | 0
Scenario 3: Aggressive Fuel Sub | SCE | Res | AppPlug | Res - Single Family | Energy Efficiency | 0 | 0 | 0 | 0 | 0 | 0 | 0 | 0 | 0 | 0 | 0 | 0 | 0
Scenario 3: Aggressive Fuel Sub | SCE | Res | AppPlug | Res - Single Family | Fuel Substitution | 340146.4304 | 393589.8873 | 453535.222 | 520904.8327 | 595207.8687 | 0 | 0 | 0 | 0 | 0 | 0 | 0 | 0
Scenario 3: Aggressive Fuel Sub | SCE | Res | BROs | Income Qualified - Multi Family IQ | Energy Efficiency | 1282170.9457 | 1485208.5262 | 1698204.9614 | 1710330.191 | 1679392.9853 | 2174060.9104 | 2547808.3798 | 2708721.7657 | 2925704.1671 | 2898053.2066 | 3153770.9542 | 3375911.5107 | 3613508.7712
Scenario 3: Aggressive Fuel Sub | SCE | Res | BROs | Income Qualified - Single Family IQ | Energy Efficiency | 4370304.5495 | 5028069.1813 | 5709608.7518 | 5730485.5691 | 5607546.8324 | 7235664.0034 | 8456441.4052 | 8963920.2604 | 9654067.6873 | 9528906.1978 | 10334142.4352 | 11025422.5112 | 11763667.7649
Scenario 3: Aggressive Fuel Sub | SCE | Res | BROs | Res - Multi Family | Energy Efficiency | 9518327.4992 | 10953756.094 | 12441805.5853 | 12489117.492 | 12223025.0967 | 15774204.7174 | 18437936.5586 | 19547106.9219 | 21054938.798 | 20785329.2791 | 22545358.7251 | 24057213.3944 | 25671944.0172
Scenario 3: Aggressive Fuel Sub | SCE | Res | BROs | Res - Single Family | Energy Efficiency | 2275771.2887 | 2636746.5765 | 3015581.526 | 3037425.5974 | 2982768.5295 | 3861688.324 | 4525867.5143 | 4812073.7813 | 5197918.3735 | 5149282.9352 | 5604149.8987 | 5999397.904 | 6422154.0919
Scenario 3: Aggressive Fuel Sub | SCE | Res | BldgEnv | Res - Single Family | Energy Efficiency | 19489.7803 | 23802.8515 | 26881.518 | 28913.7401 | 31437.623 | 33484.0113 | 34899.7685 | 35953.628 | 2742.6107 | 0 | 0 | 0 | 0
Scenario 3: Aggressive Fuel Sub | SCE | Res | HVAC | Res - Multi Family | Energy Efficiency | 451233.7826 | 476834.9768 | 445884.0187 | 376199.3135 | 334923.9 | 325402.4071 | 310922.8029 | 290973.8051 | 275852.7877 | 264802.3473 | 260452.9876 | 257735.3236 | 256606.191
Scenario 3: Aggressive Fuel Sub | SCE | Res | HVAC | Res - Multi Family | Fuel Substitution | 361.8511 | 381.7766 | 399.3154 | 430.9419 | 540.652 | 4.6379 | 5.0401 | 5.3373 | 5.5502 | 5.6953 | 5.8157 | 5.8865 | 5.9388
Scenario 3: Aggressive Fuel Sub | SCE | Res | HVAC | Res - Single Family | Energy Efficiency | 3928287.7086 | 3961688.6776 | 3821014.4987 | 3465608.2648 | 3290061.6307 | 3393280.6752 | 3374480.2159 | 3290361.9819 | 856655.3244 | 315498.6712 | 239313.2914 | 173875.8305 | 123863.4812
Scenario 3: Aggressive Fuel Sub | SCE | Res | HVAC | Res - Single Family | Fuel Substitution | 6745.6421 | 7277.2834 | 7735.3348 | 8759.9284 | 9321.4071 | 97.1024 | 104.6066 | 106.9678 | 58.2004 | 59.813 | 61.1508 | 61.9296 | 62.4915
Scenario 3: Aggressive Fuel Sub | SCE | Res | WaterHeat | Res - Multi Family | Energy Efficiency | 96963.3189 | 107550.6357 | 119928.5858 | 131474.2128 | 144435.5098 | 157694.6956 | 170147.8818 | 181124.2797 | 192076.0358 | 202654.9074 | 214847.8489 | 230277.5444 | 247963.0544
Scenario 3: Aggressive Fuel Sub | SCE | Res | WaterHeat | Res - Multi Family | Fuel Substitution | 30962705.9576 | 32972685.0103 | 35336846.6774 | 38163559.4376 | 40969580.3304 | 917473.8355 | 1138213.8334 | 1355411.6373 | 1522882.0784 | 1637265.6906 | 1723729.3038 | 1776125.3759 | 1809293.4458
Scenario 3: Aggressive Fuel Sub | SCE | Res | WaterHeat | Res - Single Family | Energy Efficiency | 84469.1617 | 100474.4959 | 114380.6754 | 126202.0702 | 140231.489 | 154908.4834 | 167483.5397 | 178421.2162 | 174282.9681 | 182578.4784 | 194385.192 | 206781.7775 | 219371.2994
Scenario 3: Aggressive Fuel Sub | SCE | Res | WaterHeat | Res - Single Family | Fuel Substitution | 18968018.4686 | 19490793.4451 | 19953104.425 | 20642271.8703 | 21540548.8821 | 6593565.8632 | 8102793.3461 | 9619316.5254 | 10782302.0541 | 11574535.2965 | 12175398.0274 | 12540817.6833 | 12774334.7392
Scenario 3: Aggressive Fuel Sub | SCE | Res | WholeBlg | Res - Multi Family | Energy Efficiency | 0 | 0 | 0 | 0 | 190073.6615 | 185237.8654 | 178151.4345 | 168994.0945 | 159390.5836 | 148989.4002 | 141546.1526 | 135737.817 | 129703.7712
Scenario 3: Aggressive Fuel Sub | SCE | Res | WholeBlg | Res - Single Family | Energy Efficiency | 0 | 0 | 654857.254 | 692195.4518 | 709124.4351 | 695809.1293 | 660916.7933 | 617119.9902 | 575466.1475 | 533501.0635 | 500451.5618 | 472854.4606 | 445532.2005
Scenario 3: Aggressive Fuel Sub | SCG | Ag | WholeBlg | Ag - Dairies, fishing, hunting | Energy Efficiency | 68121.0337 | 71685.3972 | 75449.0851 | 79431.9691 | 83650.4185 | 88121.8289 | 92865.132 | 97900.1944 | 103246.6342 | 108926.208 | 114961.7097 | 121379.0193 | 128206.0078
Scenario 3: Aggressive Fuel Sub | SCG | Ag | WholeBlg | Ag - Irrigated Agriculture, vineyards, forestry and greenhouses | Energy Efficiency | 292236.4178 | 307527.39 | 323673.4553 | 340759.8632 | 358856.8366 | 378039.0025 | 398387.5763 | 419987.786 | 442923.7916 | 467288.9287 | 493180.9812 | 520710.974 | 549998.4727
Scenario 3: Aggressive Fuel Sub | SCG | Ag | WholeBlg | Ag - Water pumping | Energy Efficiency | 95979.6928 | 101001.7322 | 106304.6113 | 111916.3286 | 117859.9477 | 124159.9784 | 130843.0943 | 137937.2871 | 145470.1976 | 153472.4801 | 161976.2499 | 171017.9712 | 180636.9132
Scenario 3: Aggressive Fuel Sub | SCG | Com | AppPlug | Com - College | Energy Efficiency | 0 | 0 | 0 | 0 | 0 | 0 | 0 | 0 | 0 | 0 | 0 | 0 | 34047.5332
Scenario 3: Aggressive Fuel Sub | SCG | Com | AppPlug | Com - Health | Energy Efficiency | 6423588.765 | 7590964.2467 | 8800768.1312 | 9660236.0718 | 10622662.7242 | 11539004.1339 | 12522131.9605 | 13337886.4576 | 14053097.3658 | 14546205.5572 | 14866096.7 | 15313068.9834 | 15679503.8281
Scenario 3: Aggressive Fuel Sub | SCG | Com | AppPlug | Com - Lodging | Energy Efficiency | 5258640.3719 | 6171741.2399 | 7168815.5983 | 7776388.0336 | 8437323.9387 | 9117700.071 | 9794239.6592 | 10445386.046 | 11030677.3788 | 11549069.3031 | 12018791.3536 | 12410477.5131 | 12729665.1208
Scenario 3: Aggressive Fuel Sub | SCG | Com | AppPlug | Com - Other | Energy Efficiency | 16331.1933 | 19916.7887 | 24011.0227 | 106795.4458 | 77661.0404 | 147369.9511 | 109892.666 | 107866.7074 | 104983.1541 | 102477.3534 | 100704.2081 | 99750.6858 | 100192.2946
Scenario 3: Aggressive Fuel Sub | SCG | Com | BldgEnv | Com - College | Energy Efficiency | 43069.3575 | 45129.3819 | 45750.6539 | 44619.6793 | 41818.1509 | 37808.0422 | 32902.3639 | 27458.6196 | 21940.1686 | 16610.4348 | 11743.0483 | 7651.4724 | 7368.4181
Scenario 3: Aggressive Fuel Sub | SCG | Com | BldgEnv | Com - Grocery | Energy Efficiency | 34145.9942 | 24023.5349 | 13058.7306 | 5345.4678 | 5939.0812 | 6581.3115 | 7229.8868 | 7962.1498 | 8696.1416 | 9435.7421 | 10246.4794 | 11069.5377 | 11950.3708
Scenario 3: Aggressive Fuel Sub | SCG | Com | BldgEnv | Com - Health | Energy Efficiency | 43257.5317 | 40962.3467 | 36897.1073 | 31301.1332 | 25060.937 | 18539.9461 | 12415.5943 | 8821.6606 | 9525.3659 | 10066.6391 | 10560.4398 | 11604.6156 | 12812.0739
Scenario 3: Aggressive Fuel Sub | SCG | Com | BldgEnv | Com - Lodging | Energy Efficiency | 680.9039 | 867.7196 | 1103.5464 | 2421.923 | 3068.2427 | 3876.8117 | 4883.3755 | 6128.847 | 7658.0636 | 9518.2609 | 11755.0108 | 14405.9787 | 17492.3295
Scenario 3: Aggressive Fuel Sub | SCG | Com | BldgEnv | Com - Office (Large) | Energy Efficiency | 17449.8311 | 19017.7719 | 20535.855 | 22148.0965 | 23944.8971 | 25841.9228 | 27668.0395 | 29564.8832 | 31280.1794 | 32962.6971 | 34823.0385 | 36615.367 | 38533.1888
Scenario 3: Aggressive Fuel Sub | SCG | Com | BldgEnv | Com - Office (Small) | Energy Efficiency | 9487.8083 | 7183.6835 | 4755.9804 | 3394.8903 | 210.5967 | 36338.7541 | 4100.9973 | 4450.0436 | 4809.7919 | 5178.0443 | 5569.2444 | 5972.1951 | 6399.7301
Scenario 3: Aggressive Fuel Sub | SCG | Com | BldgEnv | Com - Other | Energy Efficiency | 101362.3938 | 96031.3608 | 86595.9491 | 124415.3747 | 81566.5672 | 84848.6481 | 39879.6754 | 23000.8978 | 25071.8876 | 27380.2494 | 29868.0132 | 32439.4524 | 35253.8681
Scenario 3: Aggressive Fuel Sub | SCG | Com | BldgEnv | Com - Refrig. Warehouse | Energy Efficiency | 5387.1065 | 553.2594 | 867.4047 | 7663.2733 | 2983.5535 | 3535.9841 | 4156.3653 | 4822.7816 | 5529.9039 | 6240.2235 | 6914.0417 | 7525.4437 | 8016.3705
Scenario 3: Aggressive Fuel Sub | SCG | Com | BldgEnv | Com - Restaurant | Energy Efficiency | 5750.2069 | 6451.0748 | 7208.0307 | 8033.8605 | 8948.7288 | 9846.445 | 10759.0178 | 11763.0999 | 12813.9874 | 13892.4702 | 15053.104 | 16249.3317 | 17537.0477
Scenario 3: Aggressive Fuel Sub | SCG | Com | BldgEnv | Com - Retail | Energy Efficiency | 329889.2501 | 296055.5193 | 248092.1864 | 35497.7561 | 123609.1743 | 146321.4474 | 48082.0827 | 52903.9617 | 57713.799 | 62695.4973 | 68100.4399 | 73611.4912 | 79535.3758
Scenario 3: Aggressive Fuel Sub | SCG | Com | BldgEnv | Com - School | Energy Efficiency | 3828.3442 | 4203.1788 | 4607.7369 | 5019.5436 | 5378.4396 | 5813.9388 | 6215.101 | 6632.5179 | 7087.9218 | 7585.9118 | 8080.0116 | 8645.0262 | 9189.7065
Scenario 3: Aggressive Fuel Sub | SCG | Com | BldgEnv | Com - Warehouse | Energy Efficiency | 46171.4679 | 55439.638 | 65337.4818 | 126258.3419 | 143564.0677 | 159511.452 | 172874.7644 | 182638.606 | 187722.8157 | 187739.0981 | 182743.0287 | 173145.2636 | 160103.3335
Scenario 3: Aggressive Fuel Sub | SCG | Com | FoodServ | Com - College | Energy Efficiency | 216247.0108 | 238129.8065 | 261660.672 | 286245.2424 | 309554.3201 | 335706.5337 | 378739.0868 | 411415.8916 | 440296.1652 | 469005.573 | 499644.7919 | 537325.378 | 571325.9653
Scenario 3: Aggressive Fuel Sub | SCG | Com | FoodServ | Com - Grocery | Energy Efficiency | 1664363.9453 | 1845839.5624 | 2027712.3843 | 2218943.4158 | 2419685.3461 | 2628550.5266 | 3209374.825 | 3626267.2226 | 3925985.3296 | 4237263.884 | 4570874.5442 | 4919658.4678 | 5291517.3487
Scenario 3: Aggressive Fuel Sub | SCG | Com | FoodServ | Com - Health | Energy Efficiency | 578355.2662 | 642984.6977 | 711743.1936 | 775476.8973 | 846205.7472 | 916456.5434 | 1074798.778 | 1185211.857 | 1274333.6349 | 1359483.5226 | 1445557.5449 | 1557938.3222 | 1681316.3862
Scenario 3: Aggressive Fuel Sub | SCG | Com | FoodServ | Com - Lodging | Energy Efficiency | 507382.4203 | 563199.3313 | 621654.9427 | 680979.7922 | 744265.5365 | 810509.2663 | 971187.9443 | 1093065.7393 | 1183055.2807 | 1276729.6922 | 1376627.4888 | 1481685.3018 | 1592734.7266
Scenario 3: Aggressive Fuel Sub | SCG | Com | FoodServ | Com - Other | Energy Efficiency | 2597634.7941 | 2908171.2624 | 3232444.2319 | 3569298.4174 | 2837803.0433 | 5436567.4302 | 4792137.2104 | 5255667.7664 | 5693030.7125 | 6163125.2166 | 6663631.5192 | 7189369.0822 | 7750506.1302
Scenario 3: Aggressive Fuel Sub | SCG | Com | FoodServ | Com - Restaurant | Energy Efficiency | 7966337.514 | 8891150.2943 | 9856916.2803 | 10878941.2295 | 11968285.7608 | 13072112.0776 | 15631938.8718 | 17635004.997 | 19187847.2639 | 20815965.8188 | 22554362.1526 | 24386415.0891 | 26334533.9883
Scenario 3: Aggressive Fuel Sub | SCG | Com | FoodServ | Com - Retail | Energy Efficiency | 3981.7658 | 4654.0425 | 5361.5006 | 6181.2701 | 0 | 17244.6492 | 9260.661 | 10538.6429 | 11879.1863 | 13322.0901 | 14926.3455 | 16625.8582 | 18492.6615
Scenario 3: Aggressive Fuel Sub | SCG | Com | FoodServ | Com - School | Energy Efficiency | 611956.1678 | 672019.8737 | 734551.1399 | 798251.2225 | 859297.9958 | 926252.7178 | 1024205.5554 | 1110809.1889 | 1187382.0291 | 1268931.8618 | 1352599.2454 | 1443738.4837 | 1536450.7934
Scenario 3: Aggressive Fuel Sub | SCG | Com | HVAC | Com - College | Energy Efficiency | 156855.5732 | 162836.5491 | 171321.8737 | 181107.0499 | 235193.3407 | 141369.3635 | 153747.2515 | 163935.1297 | 174534.5537 | 172881.8338 | 195457.331 | 215294.1053 | 228300.6291
Scenario 3: Aggressive Fuel Sub | SCG | Com | HVAC | Com - Grocery | Energy Efficiency | 88091.4217 | 95079.2247 | 101384.4098 | 108649.2002 | 116784.5643 | 125590.7702 | 134246.7229 | 144302.0905 | 154191.834 | 164056.2641 | 175115.1983 | 186323.9233 | 198509.1925
Scenario 3: Aggressive Fuel Sub | SCG | Com | HVAC | Com - Health | Energy Efficiency | 1210691.079 | 1303062.6547 | 1383996.3684 | 1431225.9866 | 1466060.5284 | 1342975.9907 | 1335445.1498 | 1299087.2469 | 1248380.0787 | 1178292.0455 | 1100625.8225 | 1051861.3417 | 1013556.2607
Scenario 3: Aggressive Fuel Sub | SCG | Com | HVAC | Com - Lodging | Energy Efficiency | 613806.5449 | 653603.6446 | 684333.146 | 702278.3898 | 709430.5587 | 650663.4356 | 633253.6702 | 607013.1497 | 251020.1704 | 265083.9049 | 280654.6163 | 296843.3864 | 314041.9645
Scenario 3: Aggressive Fuel Sub | SCG | Com | HVAC | Com - Office (Large) | Energy Efficiency | 828242.5912 | 844378.4015 | 859018.6355 | 876482.74 | 898979.1902 | 1635.4133 | 1700.6564 | 1771.1449 | 1831.3573 | 1891.1205 | 1962.9926 | 2032.263 | 2110.2766
Scenario 3: Aggressive Fuel Sub | SCG | Com | HVAC | Com - Office (Small) | Energy Efficiency | 392055.1013 | 405335.1703 | 418554.4924 | 432731.7911 | 202847.7688 | 644004.8714 | 67085.4972 | 70956.4908 | 74982.1661 | 79131.6386 | 83636.654 | 88321.1837 | 93381.6395
Scenario 3: Aggressive Fuel Sub | SCG | Com | HVAC | Com - Other | Energy Efficiency | 1596081.9304 | 1718656.3331 | 1852028.4857 | 1991308.0949 | 93215.9945 | 4453152.1228 | 2478414.8133 | 2659240.0959 | 2834172.8328 | 3034648.5287 | 3253363.7588 | 3479637.7237 | 3731230.5672
Scenario 3: Aggressive Fuel Sub | SCG | Com | HVAC | Com - Restaurant | Energy Efficiency | 5611850.1404 | 5894750.6376 | 6133017.2898 | 6352036.6961 | 6573852.304 | 6782295.5991 | 6995164.854 | 7237241.3846 | 7500262.2772 | 7782251.0956 | 8097574.4787 | 8437411.3756 | 8814950.7912
Scenario 3: Aggressive Fuel Sub | SCG | Com | HVAC | Com - Retail | Energy Efficiency | 233540.0362 | 244849.3917 | 255397.5511 | 267547.87 | 101931.7265 | 262600.5011 | 132580.1997 | 142172.4469 | 151578.699 | 161348.9142 | 172159.1196 | 183189.8355 | 195234.5696
Scenario 3: Aggressive Fuel Sub | SCG | Com | HVAC | Com - School | Energy Efficiency | 853859.8074 | 884052.5786 | 918918.3928 | 954493.5241 | 981587.2707 | 675698.7928 | 701747.8569 | 730061.3616 | 763025.6751 | 800924.5661 | 838546.3872 | 883976.7968 | 927411.934
Scenario 3: Aggressive Fuel Sub | SCG | Com | HVAC | Com - Warehouse | Energy Efficiency | 39.1757 | 43.6502 | 47.6204 | 52.5169 | 58.5727 | 64.641 | 70.5816 | 77.2068 | 83.5873 | 90.385 | 97.8163 | 105.1962 | 113.6854
Scenario 3: Aggressive Fuel Sub | SCG | Com | WaterHeat | Com - College | Energy Efficiency | 643423.8516 | 659596.5443 | 689591.7411 | 727970.2022 | 756826.1514 | 3100.4576 | 2072.8659 | 1641.3338 | 1197.6842 | 1270.6297 | 1349.3998 | 1441.1014 | 1531.6478
Scenario 3: Aggressive Fuel Sub | SCG | Com | WaterHeat | Com - Grocery | Energy Efficiency | 313228.7356 | 171030.7808 | 86899.8279 | 88457.1451 | 93247.7708 | 24630.9317 | 26178.1805 | 27861.6106 | 29633.069 | 31502.16 | 33518.7162 | 35655.801 | 37950.188
Scenario 3: Aggressive Fuel Sub | SCG | Com | WaterHeat | Com - Health | Energy Efficiency | 2725268.6464 | 6716680.8921 | 5366360.5976 | 4272533.0314 | 3535102.0723 | 965065.0799 | 535757.915 | 224933.1369 | 4305.0098 | 4564.3296 | 4835.6325 | 5165.6661 | 5527.1405
Scenario 3: Aggressive Fuel Sub | SCG | Com | WaterHeat | Com - Lodging | Energy Efficiency | 7463781.3978 | 7465276.9789 | 7496537.9569 | 7579291.9816 | 7767687.4941 | 77628.5159 | 3233.5821 | 3444.5791 | 3665.8551 | 3900.1123 | 4152.3051 | 4421.0314 | 4708.4777
Scenario 3: Aggressive Fuel Sub | SCG | Com | WaterHeat | Com - Office (Large) | Energy Efficiency | 1385623.0677 | 1426334.5058 | 1464032.1162 | 1508243.3324 | 1562993.9039 | 0 | 0 | 0 | 0 | 0 | 0 | 0 | 0
Scenario 3: Aggressive Fuel Sub | SCG | Com | WaterHeat | Com - Office (Small) | Energy Efficiency | 82159.7186 | 85786.7869 | 89583.141 | 93711.1085 | 55353.2145 | 0 | 0 | 0 | 0 | 0 | 0 | 0 | 0
Scenario 3: Aggressive Fuel Sub | SCG | Com | WaterHeat | Com - Other | Energy Efficiency | 5825007.3406 | 6050236.0289 | 6355414.5469 | 6683847.1684 | 4615874.3572 | 89586.7702 | 82800.9841 | 87364.7082 | 93041.7674 | 99199.4179 | 105823.5003 | 112880.273 | 120509.1311
Scenario 3: Aggressive Fuel Sub | SCG | Com | WaterHeat | Com - Refrig. Warehouse | Energy Efficiency | 55239.2416 | 8975.1301 | 6829.4058 | 34939.6895 | 9656.4577 | 0 | 0 | 0 | 0 | 0 | 0 | 0 | 0
Scenario 3: Aggressive Fuel Sub | SCG | Com | WaterHeat | Com - Restaurant | Energy Efficiency | 5023676.4622 | 5288161.8889 | 5546744.3753 | 5800340.4532 | 6079912.7376 | 131366.8928 | 139893.8985 | 149122.3239 | 158967.4191 | 169425.4695 | 180686.4375 | 192684.3352 | 205612.4378
Scenario 3: Aggressive Fuel Sub | SCG | Com | WaterHeat | Com - Retail | Energy Efficiency | 335943.5217 | 206538.9143 | 210335.2176 | 209371.4213 | 145981.4181 | 2024.1006 | 0 | 0 | 0 | 0 | 0 | 0 | 0
Scenario 3: Aggressive Fuel Sub | SCG | Com | WaterHeat | Com - School | Energy Efficiency | 1487667.0093 | 1538903.647 | 1589133.0378 | 1643028.8143 | 1692498.2001 | 16324.903 | 17223.9909 | 18184.5409 | 19224.2556 | 20350.3722 | 21538.508 | 22839.3315 | 24203.8647
Scenario 3: Aggressive Fuel Sub | SCG | Com | WaterHeat | Com - Warehouse | Energy Efficiency | 377062.1629 | 112683.8419 | 71936.1972 | 68965.1005 | 68046.8308 | 3696.5553 | 1180.2125 | 0 | 0 | 0 | 0 | 0 | 0
Scenario 3: Aggressive Fuel Sub | SCG | Com | WholeBlg | Com - College | Energy Efficiency | 104187.5109 | 109619.6311 | 115028.662 | 121029.8485 | 127427.907 | 134402.1238 | 141940.1574 | 149627.9629 | 157761.3201 | 166603.785 | 175404.5985 | 184291.17 | 194450.0638
Scenario 3: Aggressive Fuel Sub | SCG | Com | WholeBlg | Com - Grocery | Energy Efficiency | 39185.5603 | 41769.8774 | 44416.3199 | 47356.4876 | 50536.4231 | 53729.821 | 57152.2275 | 60779.4159 | 64668.1424 | 68636.071 | 72844.1249 | 77125.3977 | 81637.7145
Scenario 3: Aggressive Fuel Sub | SCG | Com | WholeBlg | Com - Health | Energy Efficiency | 143863.9648 | 153858.4412 | 164136.789 | 175535.6252 | 187886.4115 | 200542.5152 | 214197.7297 | 228568.5625 | 243981.2197 | 259814.1171 | 276620.7329 | 293733.0463 | 310629.3452
Scenario 3: Aggressive Fuel Sub | SCG | Com | WholeBlg | Com - Lodging | Energy Efficiency | 70416.1854 | 75168.6778 | 80041.5712 | 85446.5044 | 91301.5322 | 97278.9793 | 103704.8491 | 110500.8158 | 117802.6419 | 125395.3144 | 133375.7543 | 141528.0955 | 149721.7382
Scenario 3: Aggressive Fuel Sub | SCG | Com | WholeBlg | Com - Office (Large) | Energy Efficiency | 225452.9796 | 238467.59 | 251480.5774 | 265827.7363 | 281250.0421 | 297538.9777 | 315355.1831 | 333688.9558 | 353097.6773 | 375253.1164 | 396320.8988 | 417575.1715 | 440371.0801
Scenario 3: Aggressive Fuel Sub | SCG | Com | WholeBlg | Com - Office (Small) | Energy Efficiency | 26845.819 | 28556.4198 | 30306.3036 | 32251.1931 | 34351.033 | 36437.5591 | 38662.135 | 41017.6276 | 43541.6806 | 46208.6429 | 48932.9213 | 51701.8719 | 54716.0366
Scenario 3: Aggressive Fuel Sub | SCG | Com | WholeBlg | Com - Other | Energy Efficiency | 468970.007 | 500591.753 | 533161.8609 | 569426.3232 | 608706.0724 | 648517.3631 | 691479.2722 | 736932.7909 | 785765.2833 | 836165.5752 | 889487.511 | 943943.8941 | 998657.0083
Scenario 3: Aggressive Fuel Sub | SCG | Com | WholeBlg | Com - Refrig. Warehouse | Energy Efficiency | 9093.4595 | 9746.5184 | 10423.7779 | 11177.4929 | 11994.8754 | 12806.319 | 13674.2833 | 14600.7868 | 15598.927 | 16606.1232 | 17691.8078 | 18802.2446 | 19913.6186
Scenario 3: Aggressive Fuel Sub | SCG | Com | WholeBlg | Com - Restaurant | Energy Efficiency | 199452.0522 | 213838.117 | 228737.8673 | 245320.9 | 263335.7696 | 281341.1425 | 300619.927 | 321202.6292 | 343379.8806 | 365937.4676 | 390129.3293 | 414901.9635 | 439357.8646
Scenario 3: Aggressive Fuel Sub | SCG | Com | WholeBlg | Com - Retail | Energy Efficiency | 54042.9135 | 57706.6857 | 61474.8785 | 65666.7493 | 70209.6138 | 74759.4311 | 79629.7648 | 84811.4555 | 90379.6918 | 96105.6664 | 102151.1729 | 108319.5231 | 436333.0737
Scenario 3: Aggressive Fuel Sub | SCG | Com | WholeBlg | Com - School | Energy Efficiency | 86667.4419 | 91572.2784 | 96521.1221 | 102010.5677 | 107883.6198 | 113963.1216 | 120409.3552 | 127110.6021 | 134228.9377 | 141782.398 | 149429.7364 | 157125.7043 | 166164.0568
Scenario 3: Aggressive Fuel Sub | SCG | Com | WholeBlg | Com - Warehouse | Energy Efficiency | 177464.5585 | 189532.313 | 201973.6834 | 215843.5598 | 230897.9243 | 245824.6745 | 261792.1867 | 278818.7742 | 297145.2981 | 315737.7057 | 335611.442 | 355888.3694 | 376911.0804
Scenario 3: Aggressive Fuel Sub | SCG | Ind | WholeBlg | Ind - All Other Industrial | Energy Efficiency | 420205.5247 | 445058.3853 | 470718.8085 | 497702.384 | 526217.1397 | 555972.8892 | 587384.1813 | 620878.0926 | 656626.0161 | 695018.3752 | 736181.7946 | 780325.1859 | 827624.2512
Scenario 3: Aggressive Fuel Sub | SCG | Ind | WholeBlg | Ind - Chemicals | Energy Efficiency | 5080464.2597 | 5385240.8988 | 5705901.6069 | 6043621.4543 | 6400434.7925 | 6773995.8272 | 7165801.5078 | 7578244.8271 | 8018149.0009 | 8486797.8151 | 8984231.1516 | 9511444.8506 | 10072207.2094
Scenario 3: Aggressive Fuel Sub | SCG | Ind | WholeBlg | Ind - Electronics | Energy Efficiency | 242702.5787 | 257317.6574 | 272817.1237 | 289218.4819 | 306618.4389 | 325061.9534 | 344716.1846 | 365698.7076 | 388065.4474 | 411950.4056 | 437388.8823 | 464489.0104 | 493423.7516
Scenario 3: Aggressive Fuel Sub | SCG | Ind | WholeBlg | Ind - Fabricated Metals | Energy Efficiency | 1456767.3217 | 1552074.3317 | 1654296.0603 | 1757035.2943 | 1863288.3188 | 1972585.3126 | 2086254.1327 | 2206470.5559 | 2334066.3654 | 2470128.035 | 2614053.336 | 2765752.882 | 2926006.6527
Scenario 3: Aggressive Fuel Sub | SCG | Ind | WholeBlg | Ind - Food | Energy Efficiency | 6984012.7067 | 7345521.9462 | 7725533.1085 | 8126634.958 | 8549468.5867 | 8995478.8668 | 9467900.0002 | 9967384.8045 | 10497227.7443 | 11060360.5445 | 11656570.6525 | 12287424.8229 | 12957706.5222
Scenario 3: Aggressive Fuel Sub | SCG | Ind | WholeBlg | Ind - Industrial Machinery | Energy Efficiency | 151480.7861 | 162218.5469 | 173911.6973 | 185346.7247 | 196841.7603 | 208621.0631 | 221124.9808 | 234426.3683 | 248625.3212 | 263832.5304 | 279884.2532 | 296780.155 | 314602.6567
Scenario 3: Aggressive Fuel Sub | SCG | Ind | WholeBlg | Ind - Lumber & Furniture | Energy Efficiency | 68141.3014 | 72236.8819 | 76558.3567 | 81121.3212 | 85977.5017 | 90895.9481 | 95885.9508 | 101219.3727 | 106912.2854 | 113014.4938 | 119542.1995 | 126472.1248 | 133823.6641
Scenario 3: Aggressive Fuel Sub | SCG | Ind | WholeBlg | Ind - Paper | Energy Efficiency | 1064631.7955 | 1121989.174 | 1182905.4847 | 1249545.8578 | 1320782.542 | 1395385.2247 | 1475331.5097 | 1561898.6295 | 1655812.835 | 1757725.3309 | 1867352.7354 | 1984575.4481 | 2110081.8328
Scenario 3: Aggressive Fuel Sub | SCG | Ind | WholeBlg | Ind - Petroleum | Energy Efficiency | 20721964.9352 | 21866642.0618 | 23077461.5404 | 24358838.3394 | 25703271.3893 | 27099706.9369 | 28567528.3904 | 30113874.2264 | 31764869.0455 | 33520634.2907 | 35371581.0825 | 37322867.5334 | 39396083.7127
Scenario 3: Aggressive Fuel Sub | SCG | Ind | WholeBlg | Ind - Plastics | Energy Efficiency | 238199.5279 | 262860.8788 | 289050.4475 | 316559.4846 | 346010.1829 | 376259.8058 | 406465.8054 | 436679.9723 | 469778.8289 | 505675.2917 | 544223.1855 | 585106.0624 | 628592.1809
Scenario 3: Aggressive Fuel Sub | SCG | Ind | WholeBlg | Ind - Primary Metals | Energy Efficiency | 1558795.4221 | 1648344.6335 | 1744055.2311 | 1844574.5928 | 1950106.2162 | 2061259.3859 | 2179550.8297 | 2305280.6048 | 2438925.4312 | 2581152.2091 | 2731801.7243 | 2891511.3232 | 3061465.7431
Scenario 3: Aggressive Fuel Sub | SCG | Ind | WholeBlg | Ind - Printing & Publishing | Energy Efficiency | 86278.2493 | 91167.0832 | 96334.6742 | 101803.0734 | 107454.2172 | 113170.3466 | 119215.8765 | 125707.4405 | 132777.4726 | 140421.0951 | 148528.557 | 157061.2477 | 166083.4433
Scenario 3: Aggressive Fuel Sub | SCG | Ind | WholeBlg | Ind - Stone-Glass-Clay | Energy Efficiency | 1648291.7987 | 1747850.0498 | 1851057.8334 | 1958925.3044 | 2072518.5909 | 2191284.6501 | 2315708.2858 | 2447628.7168 | 2587635.5945 | 2736824.3008 | 2895563.0349 | 3064500.5084 | 3244316.5874
Scenario 3: Aggressive Fuel Sub | SCG | Ind | WholeBlg | Ind - Textiles | Energy Efficiency | 787571.1837 | 829948.1805 | 874707.0927 | 921531.1912 | 970722.1781 | 1022446.094 | 1077174.9224 | 1135105.0079 | 1196508.2455 | 1261743.1698 | 1330825.7083 | 1404062.9849 | 1481949.6836
Scenario 3: Aggressive Fuel Sub | SCG | Ind | WholeBlg | Ind - Transportation Equipment | Energy Efficiency | 586056.5547 | 616426.8216 | 648572.8104 | 682457.2484 | 718258.6426 | 756101.4758 | 796253.9577 | 838800.3754 | 883896.433 | 931755.2736 | 982432.7968 | 1036157.8318 | 1093310.6517
Scenario 3: Aggressive Fuel Sub | SCG | Res | AppPlug | Res - Multi Family | Energy Efficiency | 0 | 0 | 0 | 0 | 0 | 0 | 0 | 0 | 0 | 0 | 0 | 0 | 0
Scenario 3: Aggressive Fuel Sub | SCG | Res | AppPlug | Res - Single Family | Energy Efficiency | 0 | 0 | 0 | 0 | 0 | 0 | 0 | 0 | 0 | 0 | 0 | 0 | 0
Scenario 3: Aggressive Fuel Sub | SCG | Res | BROs | Income Qualified - Multi Family IQ | Energy Efficiency | 412117.0621 | 439048.3801 | 468719.9133 | 501709.1793 | 538378.395 | 579086.3082 | 623877.0907 | 675312.1721 | 732946.4947 | 798685.1738 | 872067.2803 | 954324.8906 | 1047253.5223
Scenario 3: Aggressive Fuel Sub | SCG | Res | BROs | Income Qualified - Single Family IQ | Energy Efficiency | 1272012.8902 | 1353673.286 | 1443325.4644 | 1542684.3328 | 1652999.5347 | 1775603.3171 | 1911475.7058 | 2066551.9891 | 2240176.3714 | 2435178.3015 | 2652464.4837 | 2895596.1243 | 3169848.961
Scenario 3: Aggressive Fuel Sub | SCG | Res | BROs | Res - Multi Family | Energy Efficiency | 4358868.385 | 4638999.794 | 4946612.9001 | 5287598.0717 | 5666210.3119 | 6086968.5758 | 6553057.7893 | 7085221.8106 | 7681065.7 | 8350911.1846 | 9097386.2977 | 9932743.6223 | 10875115.9796
Scenario 3: Aggressive Fuel Sub | SCG | Res | BROs | Res - Single Family | Energy Efficiency | 1246837.5046 | 1328403.1373 | 1418286.8463 | 1518240.0103 | 1629350.8103 | 1752691.2855 | 1888344.6934 | 2044178.0082 | 2218802.0505 | 2418163.9402 | 2640730.4283 | 2890244.0053 | 3172153.3675
Scenario 3: Aggressive Fuel Sub | SCG | Res | BldgEnv | Res - Multi Family | Energy Efficiency | 0 | 0 | 0 | 0 | 0 | 0 | 0 | 0 | 697.418 | 747.2303 | 799.8859 | 855.5408 | 914.3595
Scenario 3: Aggressive Fuel Sub | SCG | Res | BldgEnv | Res - Single Family | Energy Efficiency | 113501.5208 | 144626.1756 | 164436.6902 | 176008.4244 | 187100.4925 | 192592.5331 | 196805.0232 | 196997.5673 | 194380.9018 | 0 | 0 | 0 | 0
Scenario 3: Aggressive Fuel Sub | SCG | Res | HVAC | Res - Multi Family | Energy Efficiency | 195.4313 | 209.105 | 218.5004 | 225.8809 | 233.0264 | 0 | 0 | 0 | 0 | 0 | 0 | 0 | 948.9149
Scenario 3: Aggressive Fuel Sub | SCG | Res | HVAC | Res - Single Family | Energy Efficiency | 413160.998 | 490194.4058 | 545944.0701 | 587870.0598 | 628469.2259 | 0 | 0 | 0 | 0 | 0 | 0 | 0 | 16714.6695
Scenario 3: Aggressive Fuel Sub | SCG | Res | WaterHeat | Res - Multi Family | Energy Efficiency | 7141107.5081 | 6892277.9869 | 6925409.5977 | 6996847.3826 | 7122070.1157 | 899978.1255 | 888749.8633 | 889392.4699 | 886616.39 | 881962.4198 | 879508.4542 | 883483.9058 | 887679.7369
Scenario 3: Aggressive Fuel Sub | SCG | Res | WaterHeat | Res - Single Family | Energy Efficiency | 45924379.3412 | 48250156.6285 | 50546134.1274 | 52476873.79 | 54660202.8958 | 3919042.7675 | 3552713.0683 | 3265138.7154 | 3156711.3876 | 3106780.576 | 3069317.2166 | 3044466.897 | 3023370.7911
Scenario 3: Aggressive Fuel Sub | SCG | Res | WholeBlg | Res - Multi Family | Energy Efficiency | 0 | 0 | 0 | 0 | 0 | 0 | 0 | 0 | 0 | 0 | 0 | 0 | 0
Scenario 3: Aggressive Fuel Sub | SCG | Res | WholeBlg | Res - Single Family | Energy Efficiency | 0 | 0 | 0 | 0 | 0 | 0 | 0 | 0 | 0 | 0 | 0 | 0 | 0
Scenario 3: Aggressive Fuel Sub | SDG&E | Ag | WholeBlg | Ag - Dairies, fishing, hunting | Energy Efficiency | 3451.1006 | 3448.5065 | 3426.7856 | 3391.7151 | 3384.3466 | 3494.438 | 3599.7158 | 3675.2028 | 3743.6396 | 3811.3585 | 3863.2865 | 3837.328 | 3812.9713
Scenario 3: Aggressive Fuel Sub | SDG&E | Ag | WholeBlg | Ag - Irrigated Agriculture, vineyards, forestry and greenhouses | Energy Efficiency | 39969.2556 | 41385.902 | 42657.466 | 43843.4904 | 45242.9466 | 47570.9208 | 49923.8686 | 52120.4708 | 54347.6926 | 56652.9062 | 58902.3064 | 60554.3036 | 62284.4623
Scenario 3: Aggressive Fuel Sub | SDG&E | Ag | WholeBlg | Ag - Water pumping | Energy Efficiency | 75606.1485 | 74904.2047 | 73835.9441 | 72513.8784 | 71834.3401 | 73691.6866 | 75444.0649 | 76552.0679 | 77493.1852 | 78408.634 | 78999.653 | 78010.8953 | 77080.4148
Scenario 3: Aggressive Fuel Sub | SDG&E | Com | AppPlug | Com - Health | Energy Efficiency | 542790.0106 | 643074.8596 | 1150156.5052 | 1364542.971 | 1575644.0685 | 1795958.2168 | 1922061.9387 | 2188055.2187 | 2526864.3264 | 2928139.8853 | 3345595.0678 | 3394850.3585 | 3528590.8929
Scenario 3: Aggressive Fuel Sub | SDG&E | Com | AppPlug | Com - Lodging | Energy Efficiency | 386402.5114 | 443090.598 | 950700.8186 | 1102453.4271 | 1239773.6899 | 1415442.9114 | 1595516.7286 | 1790918.8891 | 2014777.1431 | 2248803.3094 | 2453046.1306 | 2593334.3602 | 2754298.1225
Scenario 3: Aggressive Fuel Sub | SDG&E | Com | AppPlug | Com - Other | Energy Efficiency | 1541.8037 | 1887.0646 | 2291.0169 | 2762.6735 | 3268.3777 | 3887.8767 | 4591.2205 | 5372.2981 | 6236.8262 | 7211.4775 | 8270.2954 | 9447.3514 | 10762.024
Scenario 3: Aggressive Fuel Sub | SDG&E | Com | BROs | Com - Lodging | Energy Efficiency | 1096.8545 | 2368.8271 | 3607.3201 | 4283.3167 | 4858.6468 | 6236.8058 | 7794.5509 | 9242.8231 | 10877.6109 | 13462.576 | 16115.2959 | 17670.0083 | 19117.7679
Scenario 3: Aggressive Fuel Sub | SDG&E | Com | BROs | Com - Other | Energy Efficiency | 993.9905 | 2151.4149 | 3282.9845 | 3904.8049 | 4438.6384 | 5710.0962 | 7164.3508 | 8524.7705 | 10065.9355 | 12500.0315 | 15014.0476 | 16525.1433 | 18061.3243
Scenario 3: Aggressive Fuel Sub | SDG&E | Com | BROs | Com - Retail | Energy Efficiency | 2209.8352 | 4747.3508 | 7190.3447 | 8480.9656 | 9561.1541 | 12196.6445 | 15180.4973 | 17918.2693 | 20980.9472 | 25836.2163 | 30755.3465 | 33561.3773 | 36697.2489
Scenario 3: Aggressive Fuel Sub | SDG&E | Com | BldgEnv | Com - College | Energy Efficiency | 13.5363 | 14.1988 | 14.8935 | 15.672 | 16.4387 | 17.3251 | 18.2731 | 19.2564 | 20.3103 | 21.4514 | 22.6379 | 24.1674 | 25.5689
Scenario 3: Aggressive Fuel Sub | SDG&E | Com | BldgEnv | Com - Grocery | Energy Efficiency | 178.5316 | 178.3221 | 178.1972 | 178.4784 | 179.1024 | 180.4804 | 182.2259 | 184.1903 | 186.3329 | 188.8144 | 191.3648 | 193.9825 | 196.7992
Scenario 3: Aggressive Fuel Sub | SDG&E | Com | BldgEnv | Com - Health | Energy Efficiency | 265.0642 | 263.5891 | 261.6738 | 259.9084 | 257.0589 | 253.6252 | 249.3989 | 250.8997 | 253.5481 | 258.1194 | 264.361 | 263.6149 | 264.4457
Scenario 3: Aggressive Fuel Sub | SDG&E | Com | BldgEnv | Com - Lodging | Energy Efficiency | 6.7704 | 7.0544 | 7.3491 | 7.7201 | 8.0217 | 8.4305 | 8.8262 | 9.2411 | 3.1349 | 10.1877 | 16.2744 | 16.9774 | 17.7605
Scenario 3: Aggressive Fuel Sub | SDG&E | Com | BldgEnv | Com - Office (Large) | Energy Efficiency | 216.0147 | 216.2776 | 216.4484 | 216.6894 | 217.2136 | 218.9582 | 221.0087 | 222.8889 | 224.1664 | 226.0818 | 227.8898 | 229.7839 | 232.0681
Scenario 3: Aggressive Fuel Sub | SDG&E | Com | BldgEnv | Com - Office (Small) | Energy Efficiency | 101.5538 | 101.3688 | 101.1688 | 100.9912 | 101.1689 | 101.7366 | 102.3216 | 102.8726 | 103.3452 | 103.996 | 104.6185 | 105.2344 | 106.0002
Scenario 3: Aggressive Fuel Sub | SDG&E | Com | BldgEnv | Com - Other | Energy Efficiency | 51.3965 | 51.8282 | 52.255 | 52.7002 | 53.1784 | 53.9061 | 54.656 | 55.39 | 49.5349 | 56.8677 | 62.5565 | 63.0735 | 63.6043
Scenario 3: Aggressive Fuel Sub | SDG&E | Com | BldgEnv | Com - Refrig. Warehouse | Energy Efficiency | 0.53248 | 0.53574 | 0.53946 | 0.54076 | 0.54541 | 0.55311 | 0.56309 | 0.80944 | 0.58809 | 0.86167 | 1.1119 | 1.1553 | 1.2017
Scenario 3: Aggressive Fuel Sub | SDG&E | Com | BldgEnv | Com - Restaurant | Energy Efficiency | 33.3472 | 33.1261 | 32.8978 | 32.6476 | 34.408 | 34.6261 | 34.8838 | 35.1958 | 35.4836 | 35.8416 | 36.2014 | 36.5666 | 36.9886
Scenario 3: Aggressive Fuel Sub | SDG&E | Com | BldgEnv | Com - Retail | Energy Efficiency | 291.6022 | 285.2923 | 278.7397 | 269.7235 | 258.5716 | 250.4118 | 247.6328 | 244.9263 | 242.5721 | 240.7291 | 239.3266 | 238.3386 | 237.8186
Scenario 3: Aggressive Fuel Sub | SDG&E | Com | BldgEnv | Com - School | Energy Efficiency | 28.8655 | 29.1987 | 29.5542 | 29.9766 | 30.5173 | 31.1511 | 31.8224 | 32.545 | 33.3201 | 34.1888 | 35.1206 | 36.1089 | 37.1903
Scenario 3: Aggressive Fuel Sub | SDG&E | Com | BldgEnv | Com - Warehouse | Energy Efficiency | 93.1158 | 93.8456 | 94.5908 | 95.4878 | 96.4956 | 98.0304 | 99.5911 | 101.2272 | 86.0976 | 104.8194 | 121.4509 | 124.0556 | 126.9713
Scenario 3: Aggressive Fuel Sub | SDG&E | Com | ComRefrig | Com - College | Energy Efficiency | 456.7876 | 318.5548 | 193.5703 | 100.1159 | 38.9239 | 16.329 | 5.0477 | 0 | 0 | 0 | 0 | 0 | 0
Scenario 3: Aggressive Fuel Sub | SDG&E | Com | ComRefrig | Com - Grocery | Energy Efficiency | 421099.3273 | 224986.9869 | 84047.7271 | 33828.3537 | 7981.5768 | 0 | 0 | 0 | 0 | 0 | 0 | 0 | 0
Scenario 3: Aggressive Fuel Sub | SDG&E | Com | ComRefrig | Com - Refrig. Warehouse | Energy Efficiency | 140.041 | 93.3015 | 53.5557 | 25.2674 | 8.5273 | 3.5353 | 0.41973 | 0 | 0 | 0 | 0 | 0 | 0
Scenario 3: Aggressive Fuel Sub | SDG&E | Com | ComRefrig | Com - Restaurant | Energy Efficiency | 16198.3287 | 8835.5374 | 3491.6597 | 1414.5336 | 407.2003 | 0 | 0 | 0 | 0 | 0 | 0 | 0 | 0
Scenario 3: Aggressive Fuel Sub | SDG&E | Com | ComRefrig | Com - Retail | Energy Efficiency | 182250.8388 | 99994.5531 | 40416.1845 | 15205.7731 | 4328.2252 | 0 | 0 | 0 | 0 | 0 | 0 | 0 | 0
Scenario 3: Aggressive Fuel Sub | SDG&E | Com | ComRefrig | Com - School | Energy Efficiency | 18.7732 | 0 | 0 | 0 | 0 | 0 | 0 | 0 | 0 | 0 | 0 | 0 | 0
Scenario 3: Aggressive Fuel Sub | SDG&E | Com | FoodServ | Com - College | Energy Efficiency | 64005.3884 | 70422.2853 | 76688.6295 | 83903.5266 | 90761.3203 | 98761.3366 | 107043.9694 | 115325.8159 | 124077.3306 | 133434.1699 | 142967.2596 | 156048.2808 | 167125.212
Scenario 3: Aggressive Fuel Sub | SDG&E | Com | FoodServ | Com - College | Fuel Substitution | 4049.0464 | 4927.0924 | 5915.057 | 7028.8366 | 8250.2448 | 9585.5011 | 11134.4572 | 12917.3271 | 14939.5471 | 17256.5476 | 19808.4265 | 22720.364 | 25980.3772
Scenario 3: Aggressive Fuel Sub | SDG&E | Com | FoodServ | Com - Grocery | Energy Efficiency | 407504.0244 | 452569.2156 | 496093.2146 | 542941.6679 | 591661.9041 | 645547.2449 | 701241.0349 | 758796.3318 | 817045.5884 | 879564.7461 | 944977.4658 | 1014174.8005 | 1088668.2569
Scenario 3: Aggressive Fuel Sub | SDG&E | Com | FoodServ | Com - Grocery | Fuel Substitution | 43172.6136 | 51814.576 | 61377.5925 | 71992.0275 | 83444.2017 | 95673.6785 | 109715.0015 | 125714.5617 | 143749.9807 | 164396.8662 | 186843.2364 | 212165.7794 | 240241.7315
Scenario 3: Aggressive Fuel Sub | SDG&E | Com | FoodServ | Com - Health | Energy Efficiency | 180857.2943 | 198176.92 | 215351.3465 | 235901.572 | 254353.8403 | 272192.9236 | 280164.8768 | 300188.64 | 325043.025 | 357743.914 | 397499.4858 | 409884.1017 | 428881.313
Scenario 3: Aggressive Fuel Sub | SDG&E | Com | FoodServ | Com - Health | Fuel Substitution | 13264.4637 | 16093.1699 | 19267.016 | 22822.9948 | 26706.9347 | 30929.5068 | 35787.026 | 41324.1617 | 47546.0038 | 54661.3941 | 62497.0388 | 71330.4579 | 81126.1122
Scenario 3: Aggressive Fuel Sub | SDG&E | Com | FoodServ | Com - Lodging | Energy Efficiency | 175132.288 | 190228.3969 | 205057.8494 | 222546.0801 | 237917.8964 | 256484.2552 | 274304.7099 | 292585.8239 | 312505.9378 | 332677.5159 | 352566.7007 | 373127.7499 | 395590.1287
Scenario 3: Aggressive Fuel Sub | SDG&E | Com | FoodServ | Com - Lodging | Fuel Substitution | 16921.0146 | 20366.2441 | 24187.4551 | 28430.1883 | 33007.7035 | 37891.5678 | 43478.973 | 49812.1865 | 56875.42 | 64763.8483 | 73419.8279 | 83126.702 | 93818.144
Scenario 3: Aggressive Fuel Sub | SDG&E | Com | FoodServ | Com - Office (Large) | Energy Efficiency | 1341.1442 | 1426.2478 | 1503.1168 | 1574.4985 | 1651.5394 | 1758.7355 | 1852.6356 | 1925.9869 | 1980.4876 | 2026.6293 | 2079.2102 | 2114.2946 | 2146.7148
Scenario 3: Aggressive Fuel Sub | SDG&E | Com | FoodServ | Com - Office (Small) | Energy Efficiency | 476.482 | 512.1053 | 545.2281 | 576.0763 | 610.6594 | 652.7546 | 688.4343 | 718.2566 | 745.5944 | 767.6636 | 792.8914 | 810.818 | 827.2204
Scenario 3: Aggressive Fuel Sub | SDG&E | Com | FoodServ | Com - Other | Energy Efficiency | 471492.2491 | 528207.9667 | 584259.3601 | 643352.3656 | 704671.7152 | 772209.9771 | 842321.5365 | 915172.7321 | 991531.2729 | 1072618.7082 | 1158487.6484 | 1249607.5469 | 1347574.1768
Scenario 3: Aggressive Fuel Sub | SDG&E | Com | FoodServ | Com - Other | Fuel Substitution | 34022.9121 | 41356.8643 | 49566.2993 | 58787.5851 | 68837.7612 | 79677.7111 | 92200.5723 | 106542.2638 | 122703.9189 | 141061.4699 | 160990.0434 | 183499.0958 | 208451.9941
Scenario 3: Aggressive Fuel Sub | SDG&E | Com | FoodServ | Com - Restaurant | Energy Efficiency | 1010091.2419 | 1089045.2862 | 1170435.0113 | 1247877.584 | 1609871.8471 | 1755205.7473 | 1909292.3289 | 2070117.9672 | 2235268.2166 | 2408728.312 | 2593717.9646 | 2788389.5255 | 2993858.5992
Scenario 3: Aggressive Fuel Sub | SDG&E | Com | FoodServ | Com - Restaurant | Fuel Substitution | 129817.1797 | 155710.2047 | 184151.8598 | 215481.5274 | 248966.1816 | 284575.1669 | 325182.9001 | 371203.112 | 422662.8965 | 480848.6008 | 544160.3849 | 615251.228 | 693597.0736
Scenario 3: Aggressive Fuel Sub | SDG&E | Com | FoodServ | Com - Retail | Energy Efficiency | 1682.8558 | 1728.5283 | 1767.5523 | 1776.4227 | 1745.334 | 1781.5586 | 1776.1888 | 1755.8934 | 1741.5944 | 1744.2623 | 1754.3967 | 1782.7308 | 1827.9981
Scenario 3: Aggressive Fuel Sub | SDG&E | Com | FoodServ | Com - School | Energy Efficiency | 170164.4752 | 189240.3191 | 205898.8258 | 223057.4653 | 241667.0647 | 260906.3527 | 280532.4236 | 301003.6439 | 322737.9227 | 345334.9593 | 369625.0603 | 394906.0891 | 421353.4793
Scenario 3: Aggressive Fuel Sub | SDG&E | Com | FoodServ | Com - School | Fuel Substitution | 6098.7211 | 7377.998 | 8811.3569 | 10428.4816 | 12208.3467 | 14151.8888 | 16410.607 | 19040.5216 | 22039.8158 | 25466.8441 | 29244.5082 | 33551.3738 | 38380.2983
Scenario 3: Aggressive Fuel Sub | SDG&E | Com | HVAC | Com - College | Energy Efficiency | 13568.9311 | 21189.5868 | 26472.6897 | 24113.1144 | 26858.1255 | 15659.3888 | 24767.1028 | 27127.8007 | 21568.9265 | 23890.9098 | 26197.919 | 30265.3679 | 33153.9977
Scenario 3: Aggressive Fuel Sub | SDG&E | Com | HVAC | Com - College | Fuel Substitution | 1.1918 | 1.3847 | 1.5985 | 2.2897 | 2.6177 | 0 | 0 | 0 | 0 | 0 | 0 | 0 | 0
Scenario 3: Aggressive Fuel Sub | SDG&E | Com | HVAC | Com - Grocery | Energy Efficiency | 24064.217 | 27231.5207 | 30411.6376 | 33764.1303 | 37231.1365 | 41791.0496 | 46492.6287 | 51251.3049 | 32414.7471 | 28604.3968 | 31543.6776 | 34676.825 | 31797.009
Scenario 3: Aggressive Fuel Sub | SDG&E | Com | HVAC | Com - Grocery | Fuel Substitution | 219.086 | 255.7033 | 297.3119 | 344.8298 | 397.9247 | 0 | 0 | 0 | 0 | 0 | 0 | 0 | 0
Scenario 3: Aggressive Fuel Sub | SDG&E | Com | HVAC | Com - Health | Energy Efficiency | 76568.6443 | 99806.4008 | 108893.8888 | 132274.57 | 154292.3338 | 144625.9081 | 147246.1591 | 159522.1178 | 133020.4723 | 153803.5124 | 179111.3738 | 179230.1621 | 229198.8501
Scenario 3: Aggressive Fuel Sub | SDG&E | Com | HVAC | Com - Health | Fuel Substitution | 16.9213 | 19.6438 | 22.6605 | 26.0057 | 29.7628 | 0 | 0 | 0 | 0 | 0 | 0 | 0 | 0
Scenario 3: Aggressive Fuel Sub | SDG&E | Com | HVAC | Com - Lodging | Energy Efficiency | 54527.1738 | 60290.6155 | 66331.784 | 73375.4274 | 79860.6648 | 77592.2986 | 84918.4965 | 92363.1203 | 50207.9367 | 48836.8734 | 52491.9117 | 56245.8411 | 60634.1517
Scenario 3: Aggressive Fuel Sub | SDG&E | Com | HVAC | Com - Lodging | Fuel Substitution | 50.9694 | 59.4885 | 69.2214 | 80.2099 | 93.9568 | 0 | 0 | 0 | 0 | 0 | 0 | 0 | 0
Scenario 3: Aggressive Fuel Sub | SDG&E | Com | HVAC | Com - Office (Large) | Energy Efficiency | 45030.7348 | 51281.8341 | 58056.9645 | 65486.8462 | 73322.4564 | 482.6064 | 513.6312 | 539.6808 | 561.2299 | 582.6326 | 604.7072 | 621.4388 | 637.6882
Scenario 3: Aggressive Fuel Sub | SDG&E | Com | HVAC | Com - Office (Small) | Energy Efficiency | 6623.9869 | 7438.3846 | 8297.9687 | 9207.7573 | 10181.6325 | 11299.5896 | 12478.5648 | 13692.0331 | 14979.1365 | 16323.5531 | 17764.8531 | 19262.5912 | 20855.2995
Scenario 3: Aggressive Fuel Sub | SDG&E | Com | HVAC | Com - Other | Energy Efficiency | 169018.5665 | 194919.5855 | 223071.2112 | 253802.9507 | 284683.4633 | 322819.5351 | 363957.9932 | 407352.2797 | 433827.7322 | 475838.0923 | 548063.3263 | 611958.3516 | 675582.394
Scenario 3: Aggressive Fuel Sub | SDG&E | Com | HVAC | Com - Other | Fuel Substitution | 117.3151 | 138.4049 | 162.6223 | 195.3844 | 227.3445 | 0 | 0 | 0 | 0 | 0 | 0 | 0 | 0
Scenario 3: Aggressive Fuel Sub | SDG&E | Com | HVAC | Com - Restaurant | Energy Efficiency | 63508.3948 | 73278.5555 | 84432.975 | 96659.0135 | 128715.4099 | 149437.5914 | 173352.8319 | 200632.248 | 231405.5006 | 266450.1937 | 306335.8246 | 351545.7683 | 402579.4435
Scenario 3: Aggressive Fuel Sub | SDG&E | Com | HVAC | Com - Restaurant | Fuel Substitution | 0.20458 | 0.23669 | 1.282 | 1.4655 | 1.6704 | 0 | 0 | 0 | 0 | 0 | 0 | 0 | 0
Scenario 3: Aggressive Fuel Sub | SDG&E | Com | HVAC | Com - Retail | Energy Efficiency | 33437.0299 | 37516.6753 | 41670.3137 | 45602.833 | 49406.5319 | 41347.7933 | 44825.9367 | 48174.9736 | 1707.4289 | 648.2417 | 399.449 | 260.4038 | 178.87
Scenario 3: Aggressive Fuel Sub | SDG&E | Com | HVAC | Com - Retail | Fuel Substitution | 8.0321 | 9.2225 | 10.5079 | 11.8972 | 13.4477 | 0 | 0 | 0 | 0 | 0 | 0 | 0 | 0
Scenario 3: Aggressive Fuel Sub | SDG&E | Com | HVAC | Com - School | Energy Efficiency | 76049.237 | 82321.9429 | 88769.2583 | 95449.3166 | 103181.0479 | 111457.7538 | 120139.8432 | 129565.5885 | 141082.0992 | 153543.0648 | 167140.2207 | 181512.0134 | 196740.8389
Scenario 3: Aggressive Fuel Sub | SDG&E | Com | HVAC | Com - School | Fuel Substitution | 1.8404 | 2.1112 | 2.4073 | 2.7313 | 3.0859 | 0 | 0 | 0 | 0 | 0 | 0 | 0 | 0
Scenario 3: Aggressive Fuel Sub | SDG&E | Com | HVAC | Com - Warehouse | Energy Efficiency | 32.2887 | 35.6192 | 38.7628 | 41.816 | 44.8878 | 48.8407 | 52.371 | 55.6049 | 58.7809 | 61.8645 | 65.0319 | 67.6199 | 17.6893
Scenario 3: Aggressive Fuel Sub | SDG&E | Com | HVAC | Com - Warehouse | Fuel Substitution | 22.2822 | 26.216 | 31.1941 | 36.4473 | 45.3971 | 0 | 0 | 0 | 0 | 0 | 0 | 0 | 0
Scenario 3: Aggressive Fuel Sub | SDG&E | Com | Lighting | Com - College | Energy Efficiency | 0 | 15877.9463 | 23978.1419 | 25076.8731 | 25988.7041 | 27247.3382 | 28198.5601 | 28881.5639 | 9046.4569 | 0 | 0 | 0 | 0
Scenario 3: Aggressive Fuel Sub | SDG&E | Com | Lighting | Com - Grocery | Energy Efficiency | 30183.2101 | 31053.0823 | 31759.3358 | 32404.2468 | 33079.1449 | 34109.9365 | 34632.3915 | 34826.7239 | 34854.364 | 24981.7305 | 20480.0165 | 20585.5035 | 20611.5266
Scenario 3: Aggressive Fuel Sub | SDG&E | Com | Lighting | Com - Health | Energy Efficiency | 94289.0215 | 96466.0164 | 98461.1952 | 101266.2467 | 103163.5188 | 105052.6704 | 102143.0078 | 102850.5125 | 104742.0157 | 108210.8436 | 113940.1353 | 111173.1398 | 109924.9854
Scenario 3: Aggressive Fuel Sub | SDG&E | Com | Lighting | Com - Office (Large) | Energy Efficiency | 108799.0405 | 112179.1568 | 115150.0026 | 117868.7825 | 120618.9136 | 124836.113 | 128165.0132 | 130333.5898 | 131425.3905 | 132552.0293 | 134541.3549 | 136115.0121 | 137647.2846
Scenario 3: Aggressive Fuel Sub | SDG&E | Com | Lighting | Com - Refrig. Warehouse | Energy Efficiency | 159.102 | 164.7155 | 170.1211 | 173.3789 | 178.5433 | 184.8702 | 190.2847 | 194.8758 | 200.1584 | 204.5652 | 211.2844 | 217.5887 | 223.6641
Scenario 3: Aggressive Fuel Sub | SDG&E | Com | Lighting | Com - Restaurant | Energy Efficiency | 26415.7388 | 26436.4511 | 26494.3843 | 26370.4867 | 32184.8835 | 33279.7905 | 34099.22 | 34738.7332 | 35306.8045 | 35782.5453 | 36574.0245 | 37213.4064 | 37805.3225
Scenario 3: Aggressive Fuel Sub | SDG&E | Com | Lighting | Com - Retail | Energy Efficiency | 184360.9225 | 185232.5076 | 185878.6347 | 185492.9149 | 184714.4809 | 186259.599 | 185403.1347 | 183741.9251 | 182442.8007 | 181340.9433 | 181785.5131 | 182181.3718 | 182778.376
Scenario 3: Aggressive Fuel Sub | SDG&E | Com | Lighting | Com - Warehouse | Energy Efficiency | 2931.1933 | 3073.7516 | 3210.1744 | 3351.7544 | 3490.2998 | 3660.7421 | 3785.0937 | 3889.8428 | 1140.5572 | 0 | 0 | 0 | 0
Scenario 3: Aggressive Fuel Sub | SDG&E | Com | WaterHeat | Com - College | Energy Efficiency | 97649.4721 | 106183.7425 | 115251.1076 | 125717.6489 | 135861.4006 | 53848.7402 | 57663.7456 | 61372.1979 | 32212.8738 | 34391.2934 | 73340.7601 | 78126.0904 | 82590.9688
Scenario 3: Aggressive Fuel Sub | SDG&E | Com | WaterHeat | Com - College | Fuel Substitution | 1049246.4951 | 1220927.0974 | 1392511.3442 | 1599309.9132 | 1842494.2275 | 1262390.2971 | 1512272.8019 | 1723622.0349 | 1943743.3069 | 2210609.2275 | 2514653.7639 | 2743395.8575 | 2915080.1511
Scenario 3: Aggressive Fuel Sub | SDG&E | Com | WaterHeat | Com - Grocery | Energy Efficiency | 83356.2807 | 91844.4258 | 100601.4267 | 109839.6767 | 119645.4259 | 118062.6401 | 127734.8043 | 136990.3381 | 122925.0765 | 131147.0245 | 165711.5488 | 175955.0467 | 186489.1008
Scenario 3: Aggressive Fuel Sub | SDG&E | Com | WaterHeat | Com - Grocery | Fuel Substitution | 49043.0044 | 55763.8289 | 63104.1602 | 71275.7809 | 80149.2577 | 0 | 0 | 0 | 0 | 0 | 0 | 0 | 0
Scenario 3: Aggressive Fuel Sub | SDG&E | Com | WaterHeat | Com - Health | Energy Efficiency | 334242.285 | 365348.7975 | 398307.6754 | 437282.7511 | 473763.9436 | 220636.1305 | 232806.3651 | 249176.86 | 223875.6695 | 242687.2133 | 314938.7693 | 327612.1099 | 342830.3465
Scenario 3: Aggressive Fuel Sub | SDG&E | Com | WaterHeat | Com - Health | Fuel Substitution | 2963869.3183 | 3454446.1451 | 3972682.7816 | 4574254.593 | 5229264.5004 | 3580389.4211 | 4252800.2459 | 4870512.1455 | 5543247.3649 | 6310462.563 | 7226519.3884 | 7915188.9774 | 8432970.5738
Scenario 3: Aggressive Fuel Sub | SDG&E | Com | WaterHeat | Com - Lodging | Energy Efficiency | 1269368.5127 | 1345029.6983 | 1426575.1406 | 1531382.8002 | 1616107.5253 | 114651.1521 | 121146.3215 | 127552.9867 | 49103.6435 | 51912.6056 | 102903.3349 | 108013.262 | 113285.5688
Scenario 3: Aggressive Fuel Sub | SDG&E | Com | WaterHeat | Com - Lodging | Fuel Substitution | 3924933.8203 | 4545813.6581 | 5202157.2535 | 5953341.3477 | 6763012.3745 | 4451849.3147 | 5309973.0216 | 6049521.5007 | 6821634.1193 | 7692751.6071 | 8734294.2063 | 9501175.3131 | 10065048.3447
Scenario 3: Aggressive Fuel Sub | SDG&E | Com | WaterHeat | Com - Office (Large) | Energy Efficiency | 229765.2358 | 245131.0653 | 260898.681 | 277459.103 | 294271.243 | 123763.6289 | 130305.1268 | 136091.0359 | 96807.2204 | 102315.4266 | 151963.0345 | 157285.3727 | 162497.4515
Scenario 3: Aggressive Fuel Sub | SDG&E | Com | WaterHeat | Com - Office (Large) | Fuel Substitution | 597642.4592 | 691407.0486 | 781066.8417 | 892174.0008 | 1023088.3043 | 796875.5042 | 930442.6362 | 1050195.348 | 1199041.873 | 1390030.9025 | 1574167.4459 | 1707301.2859 | 1802134.4893
Scenario 3: Aggressive Fuel Sub | SDG&E | Com | WaterHeat | Com - Office (Small) | Energy Efficiency | 59414.1732 | 63696.2761 | 68333.0634 | 72911.8018 | 77810.0121 | 73885.9264 | 78126.4916 | 82258.9669 | 34110.1676 | 36141.4845 | 94939.8076 | 99458.5879 | 104040.8214
Scenario 3: Aggressive Fuel Sub | SDG&E | Com | WaterHeat | Com - Office (Small) | Fuel Substitution | 264565.1662 | 306695.4257 | 353099.2927 | 404481.3981 | 459782.742 | 347123.7784 | 406981.7444 | 461234.3322 | 507419.3021 | 573470.8976 | 648206.1892 | 702550.9389 | 741924.8984
Scenario 3: Aggressive Fuel Sub | SDG&E | Com | WaterHeat | Com - Other | Energy Efficiency | 840624.675 | 939298.2118 | 1043941.1013 | 1154636.6154 | 1272956.493 | 978563.3519 | 1065794.1365 | 1148989.1387 | 1121735.6748 | 1199739.7127 | 1408967.9006 | 1501952.7423 | 1597141.2899
Scenario 3: Aggressive Fuel Sub | SDG&E | Com | WaterHeat | Com - Other | Fuel Substitution | 9689960.093 | 11262495.5029 | 12878498.9584 | 14791672.1977 | 16872957.6662 | 11365296.887 | 13417550.5279 | 15293535.6389 | 17576189.5018 | 20128083.7237 | 22937741.3361 | 25045118.6737 | 26623133.6
Scenario 3: Aggressive Fuel Sub | SDG&E | Com | WaterHeat | Com - Refrig. Warehouse | Energy Efficiency | 702.8323 | 786.4216 | 873.7193 | 956.9371 | 1052.805 | 985.9365 | 1073.3273 | 2148.8526 | 1242.0759 | 1324.8472 | 2579.0122 | 2736.3369 | 2897.4454
Scenario 3: Aggressive Fuel Sub | SDG&E | Com | WaterHeat | Com - Refrig. Warehouse | Fuel Substitution | 3205.9451 | 3690.5469 | 4222.3955 | 4809.3408 | 5440.8092 | 3524.2413 | 4151.2285 | 4726.571 | 5221.6231 | 5825.931 | 6612.5438 | 7194.9938 | 7626.0327
Scenario 3: Aggressive Fuel Sub | SDG&E | Com | WaterHeat | Com - Restaurant | Energy Efficiency | 251074.4182 | 273054.3936 | 296065.3096 | 318370.4169 | 421293.0685 | 224328.8773 | 243717.0693 | 277996.7149 | 280382.1887 | 298342.8557 | 337346.2163 | 358395.9699 | 379632.8001
Scenario 3: Aggressive Fuel Sub | SDG&E | Com | WaterHeat | Com - Restaurant | Fuel Substitution | 6644834.4365 | 7670163.2 | 8787606.8387 | 10011073.9102 | 11364811.9815 | 8815499.7088 | 10332605.853 | 11710155.3256 | 12888983.6226 | 14564544.7051 | 16501281.0299 | 17931392.6625 | 18985699.8098
Scenario 3: Aggressive Fuel Sub | SDG&E | Com | WaterHeat | Com - Retail | Energy Efficiency | 104942.9641 | 111756.5971 | 118680.6508 | 125601.1689 | 132705.8432 | 132549.2067 | 139288.3813 | 145808.8806 | 52978.4749 | 55142.5277 | 166293.941 | 173645.2319 | 181170.5387
Scenario 3: Aggressive Fuel Sub | SDG&E | Com | WaterHeat | Com - Retail | Fuel Substitution | 298547.0885 | 345246.7837 | 383208.7471 | 436892.5427 | 494291.9548 | 383029.2739 | 449840.3503 | 508522.7667 | 586898.2575 | 641882.5072 | 719389.5567 | 773762.3578 | 811848.5062
Scenario 3: Aggressive Fuel Sub | SDG&E | Com | WaterHeat | Com - School | Energy Efficiency | 171912.244 | 187864.5561 | 204733.9634 | 222565.6966 | 242264.2748 | 100109.4539 | 106886.1363 | 113314.9959 | 92918.3894 | 98979.2608 | 133432.1624 | 140436.7594 | 147422.4163
Scenario 3: Aggressive Fuel Sub | SDG&E | Com | WaterHeat | Com - School | Fuel Substitution | 1759435.2843 | 2040946.8764 | 2351855.9337 | 2697186.2657 | 2907900.6205 | 2125504.5971 | 2545017.1622 | 2876462.7891 | 3350698.2782 | 3891303.8584 | 4413835.0075 | 4798304.3162 | 5079077.5691
Scenario 3: Aggressive Fuel Sub | SDG&E | Com | WaterHeat | Com - Warehouse | Energy Efficiency | 63040.9811 | 67067.5398 | 71261.7827 | 75692.2197 | 80337.5388 | 79571.7361 | 84203.8596 | 89001.5809 | 10976.7298 | 11718.9399 | 103676.8353 | 109441.158 | 115502.0747
Scenario 3: Aggressive Fuel Sub | SDG&E | Com | WaterHeat | Com - Warehouse | Fuel Substitution | 23699.7384 | 27442.4093 | 30796.6763 | 35265.0074 | 40119.2043 | 23504.044 | 27784.4432 | 31676.9773 | 36754.3806 | 41630.5183 | 47336.1083 | 51587.4754 | 54759.4618
Scenario 3: Aggressive Fuel Sub | SDG&E | Com | WholeBlg | Com - College | Energy Efficiency | 143256.3697 | 147021.3243 | 150599.6025 | 153853.4216 | 158591.0231 | 168228.1523 | 178798.1785 | 187986.1065 | 197373.2027 | 207164.3742 | 215979.8086 | 220155.5769 | 222386.8199
Scenario 3: Aggressive Fuel Sub | SDG&E | Com | WholeBlg | Com - Grocery | Energy Efficiency | 293396.4742 | 299482.4603 | 305260.8698 | 309930.8105 | 318046.5743 | 337949.4526 | 358643.7797 | 376471.853 | 394734.949 | 412860.7415 | 429168.5341 | 434610.5894 | 428407.2237
Scenario 3: Aggressive Fuel Sub | SDG&E | Com | WholeBlg | Com - Health | Energy Efficiency | 371182.8011 | 380509.0923 | 389212.0707 | 396660.7966 | 407929.925 | 432179.2496 | 457920.3086 | 479597.978 | 501777.9219 | 524844.2081 | 546034.3384 | 554599.0528 | 562024.083
Scenario 3: Aggressive Fuel Sub | SDG&E | Com | WholeBlg | Com - Lodging | Energy Efficiency | 196149.6413 | 200149.6004 | 203863.31 | 207206.4114 | 212368.4867 | 223980.4605 | 236490.1397 | 246975.2295 | 257573.1074 | 268448.1081 | 277863.7284 | 281214.212 | 284724.3512
Scenario 3: Aggressive Fuel Sub | SDG&E | Com | WholeBlg | Com - Office (Large) | Energy Efficiency | 619685.7253 | 629895.628 | 638731.5416 | 645062.8291 | 657597.4307 | 692181.508 | 730275.8011 | 761102.6245 | 791853.2983 | 823285.356 | 849358.9443 | 855275.9764 | 868426.3753
Scenario 3: Aggressive Fuel Sub | SDG&E | Com | WholeBlg | Com - Office (Small) | Energy Efficiency | 174453.8919 | 176245.5022 | 177776.092 | 178680.6532 | 181561.8469 | 191003.0358 | 201187.5129 | 209404.2694 | 217659.2545 | 226587.7567 | 233502.7611 | 234462.9005 | 234788.7938
Scenario 3: Aggressive Fuel Sub | SDG&E | Com | WholeBlg | Com - Other | Energy Efficiency | 368711.5066 | 377841.5479 | 386505.4897 | 394535.2264 | 406170.0235 | 429677.8828 | 455669.4074 | 478046.6345 | 500867.2646 | 524387.2343 | 545554.0609 | 555827.1581 | 568418.1496
Scenario 3: Aggressive Fuel Sub | SDG&E | Com | WholeBlg | Com - Refrig. Warehouse | Energy Efficiency | 6514.0223 | 6776.5578 | 7041.6266 | 7296.5287 | 7613.1099 | 8158.1396 | 8720.2451 | 9230.3585 | 9764.7781 | 10305.7546 | 10822.1801 | 11077.1703 | 10978.1957
Scenario 3: Aggressive Fuel Sub | SDG&E | Com | WholeBlg | Com - Restaurant | Energy Efficiency | 478085.5388 | 522985.6696 | 565265.4581 | 211461.3302 | 217716.4211 | 230831.9639 | 244608.0035 | 256746.8949 | 269266.1323 | 281784.272 | 293357.1721 | 298602.761 | 298151.3452
Scenario 3: Aggressive Fuel Sub | SDG&E | Com | WholeBlg | Com - Retail | Energy Efficiency | 2018296.0871 | 2387924.8382 | 2772505.0377 | 3150871.8457 | 3483181.6693 | 3917857.3986 | 4334515.6001 | 4695598.5401 | 5019937.7398 | 5330005.2875 | 5600675.065 | 5820979.7703 | 6063433.2629
Scenario 3: Aggressive Fuel Sub | SDG&E | Com | WholeBlg | Com - School | Energy Efficiency | 115280.4373 | 117330.3825 | 119205.5404 | 120809.1822 | 123651.0585 | 130536.7289 | 138263.9127 | 144728.9374 | 151242.8071 | 157950.7123 | 163736.7412 | 165761.2861 | 168111.4307
Scenario 3: Aggressive Fuel Sub | SDG&E | Com | WholeBlg | Com - Warehouse | Energy Efficiency | 113688.6302 | 116589.0744 | 119389.3015 | 121978.9652 | 125725.5083 | 133286.9283 | 141448.0223 | 148505.8948 | 155741.4077 | 163118.7991 | 169810.356 | 172910.5597 | 176618.2497
Scenario 3: Aggressive Fuel Sub | SDG&E | Ind | WholeBlg | Ind - All Other Industrial | Energy Efficiency | 142737.4271 | 144786.0632 | 146252.8534 | 147268.1852 | 149270.0523 | 155237.1538 | 162656.7555 | 169491.7042 | 176437.1992 | 183624.2924 | 190736.2524 | 195906.7735 | 201610.7364
Scenario 3: Aggressive Fuel Sub | SDG&E | Ind | WholeBlg | Ind - Chemicals | Energy Efficiency | 165920.527 | 169511.8865 | 172460.0225 | 174801.7866 | 178222.7285 | 186161.4184 | 195688.2105 | 204420.3635 | 213317.9822 | 222469.2233 | 231454.9751 | 238059.7458 | 245188.9565
Scenario 3: Aggressive Fuel Sub | SDG&E | Ind | WholeBlg | Ind - Electronics | Energy Efficiency | 354666.3184 | 358153.9445 | 359426.0931 | 358379.2286 | 360296.5004 | 376633.9734 | 398267.416 | 417339.241 | 436308.8653 | 455521.082 | 473616.1528 | 483150.8543 | 493675.3987
Scenario 3: Aggressive Fuel Sub | SDG&E | Ind | WholeBlg | Ind - Fabricated Metals | Energy Efficiency | 68135.4564 | 68997.7422 | 69539.9446 | 69541.9042 | 69968.5788 | 72611.3132 | 75987.6662 | 78903.2348 | 81780.8577 | 84689.5968 | 87402.3701 | 88799.722 | 90337.9682
Scenario 3: Aggressive Fuel Sub | SDG&E | Ind | WholeBlg | Ind - Food | Energy Efficiency | 251503.2105 | 254713.4052 | 257072.4925 | 258762.362 | 261982.8013 | 271439.5442 | 283135.4236 | 293824.5808 | 304635.0516 | 315762.4729 | 326630.5117 | 334387.5527 | 342841.0018
Scenario 3: Aggressive Fuel Sub | SDG&E | Ind | WholeBlg | Ind - Industrial Machinery | Energy Efficiency | 250363.1663 | 260587.1107 | 270856.883 | 279614.8011 | 288925.6307 | 302402.0492 | 317789.018 | 332895.2104 | 348577.753 | 365055.6536 | 381701.6057 | 396389.6749 | 411890.0403
Scenario 3: Aggressive Fuel Sub | SDG&E | Ind | WholeBlg | Ind - Lumber & Furniture | Energy Efficiency | 6644.6602 | 6562.837 | 6431.504 | 6251.6543 | 6135.1138 | 6308.3544 | 6571.5755 | 6767.7291 | 6949.1282 | 7122.6053 | 7262.6333 | 7225.0151 | 7196.9312
Scenario 3: Aggressive Fuel Sub | SDG&E | Ind | WholeBlg | Ind - Paper | Energy Efficiency | 7532.3531 | 7317.6453 | 7037.7951 | 6711.521 | 6464.4379 | 6580.7754 | 6814.8964 | 6964.5258 | 7097.4713 | 7221.1428 | 7300.0021 | 7152.5794 | 7012.9222
Scenario 3: Aggressive Fuel Sub | SDG&E | Ind | WholeBlg | Ind - Petroleum | Energy Efficiency | 4445.4282 | 4341.6473 | 4200.7532 | 4022.9771 | 3890.9325 | 3980.8403 | 4142.1092 | 4250.0707 | 4344.1993 | 4428.9803 | 4484.8151 | 4404.4166 | 4328.979
Scenario 3: Aggressive Fuel Sub | SDG&E | Ind | WholeBlg | Ind - Plastics | Energy Efficiency | 47462.0047 | 48480.2606 | 49276.9447 | 49857.1441 | 50850.2595 | 53376.68 | 56329.1784 | 58860.6756 | 61460.0811 | 64146.3256 | 66765.5175 | 68533.9048 | 70445.7968
Scenario 3: Aggressive Fuel Sub | SDG&E | Ind | WholeBlg | Ind - Primary Metals | Energy Efficiency | 98127.3997 | 102820.8484 | 107715.7978 | 112738.9367 | 118100.322 | 124246.7922 | 130904.4193 | 137830.9891 | 145133.0468 | 152853.5464 | 160926.2253 | 169108.4519 | 177787.5428
Scenario 3: Aggressive Fuel Sub | SDG&E | Ind | WholeBlg | Ind - Printing & Publishing | Energy Efficiency | 44190.945 | 43662.4596 | 42818.9834 | 41671.2333 | 40929.9207 | 42134.4734 | 43984.5585 | 45400.8046 | 46734.3126 | 48022.8418 | 49087.4784 | 48982.8593 | 48954.3588
Scenario 3: Aggressive Fuel Sub | SDG&E | Ind | WholeBlg | Ind - Stone-Glass-Clay | Energy Efficiency | 82315.5635 | 87225.9103 | 92013.0957 | 96844.7813 | 102013.4319 | 107825.5776 | 113924.4515 | 120217.5995 | 126835.1969 | 133859.2049 | 141260.2284 | 148773.1399 | 156725.2349
Scenario 3: Aggressive Fuel Sub | SDG&E | Ind | WholeBlg | Ind - Textiles | Energy Efficiency | 5423.0166 | 5361.513 | 5262.2954 | 5119.6095 | 5021.2135 | 5145.6927 | 5341.2754 | 5484.6287 | 5617.8496 | 5747.105 | 5851.8853 | 5828.05 | 5815.1497
Scenario 3: Aggressive Fuel Sub | SDG&E | Ind | WholeBlg | Ind - Transportation Equipment | Energy Efficiency | 219659.3825 | 219477.0292 | 218805.6423 | 215865.3507 | 214262.0318 | 221131.853 | 231183.2855 | 239480.2037 | 247646.4702 | 255812.3236 | 262979.0456 | 264809.6018 | 266915.8052
Scenario 3: Aggressive Fuel Sub | SDG&E | Res | AppPlug | Res - Multi Family | Energy Efficiency | 90.9948 | 97.3432 | 103.5147 | 741.24 | 2397.9396 | 2565.2762 | 2735.9994 | 2902.2575 | 3077.6387 | 3271.5948 | 3506.0783 | 3785.6116 | 4105.1468
Scenario 3: Aggressive Fuel Sub | SDG&E | Res | AppPlug | Res - Multi Family | Fuel Substitution | 17.4709 | 20.0548 | 22.9139 | 26.0865 | 29.5333 | 0 | 0 | 0 | 0 | 0 | 0 | 0 | 0
Scenario 3: Aggressive Fuel Sub | SDG&E | Res | AppPlug | Res - Single Family | Energy Efficiency | 0.019713 | 0.032252 | 0.037919 | 0.043382 | 0.047967 | 26.257 | 66.0362 | 70.3061 | 75.2222 | 80.9363 | 87.7809 | 95.8966 | 105.2365
Scenario 3: Aggressive Fuel Sub | SDG&E | Res | AppPlug | Res - Single Family | Fuel Substitution | 16.1553 | 18.4948 | 21.0915 | 23.9726 | 27.1134 | 0 | 0 | 0 | 0 | 0 | 0 | 0 | 0
Scenario 3: Aggressive Fuel Sub | SDG&E | Res | BROs | Income Qualified - Multi Family IQ | Energy Efficiency | 443465.6029 | 499791.816 | 557016.4521 | 574200.0435 | 609039.0917 | 758592.9072 | 870343.3225 | 938559.063 | 1039215.73 | 1032580.4937 | 1125602.5861 | 1176024.3621 | 1283947.794
Scenario 3: Aggressive Fuel Sub | SDG&E | Res | BROs | Income Qualified - Single Family IQ | Energy Efficiency | 995634.4377 | 1106305.3176 | 1218607.5848 | 1260702.6019 | 1336372.5628 | 1622255.3532 | 1839084.4206 | 1977574.3193 | 2176172.0772 | 2182634.7398 | 2371436.9343 | 2495087.5699 | 2717754.1335
Scenario 3: Aggressive Fuel Sub | SDG&E | Res | BROs | Res - Multi Family | Energy Efficiency | 3462892.1659 | 3853473.9471 | 4250193.0075 | 4397399.1855 | 4663370.2481 | 5675249.9397 | 6442974.2728 | 6932804.0936 | 7636413.1991 | 7656216.219 | 8324500.8592 | 9077588.3852 | 9910697.4861
Scenario 3: Aggressive Fuel Sub | SDG&E | Res | BROs | Res - Single Family | Energy Efficiency | 1269479.4071 | 1428644.0664 | 1590647.3432 | 1641603.5637 | 1741822.6669 | 2160102.2668 | 2473883.7305 | 2667373.0504 | 2951080.6464 | 2938383.5245 | 3202108.968 | 3499393.2821 | 3827611.8436
Scenario 3: Aggressive Fuel Sub | SDG&E | Res | BldgEnv | Res - Multi Family | Energy Efficiency | 0 | 0 | 0 | 411.2708 | 442.4375 | 2284.4644 | 2449.5741 | 2622.3269 | 2805.2958 | 2997.6806 | 3204.8345 | 3423.7157 | 3655.5557
Scenario 3: Aggressive Fuel Sub | SDG&E | Res | BldgEnv | Res - Single Family | Energy Efficiency | 18831.1949 | 21864.7292 | 24735.1454 | 27079.4426 | 28341.7203 | 29969.8871 | 31449.0971 | 32838.6266 | 14094.8293 | 3835.7658 | 4081.2211 | 4338.7916 | 4610.7496
Scenario 3: Aggressive Fuel Sub | SDG&E | Res | HVAC | Res - Multi Family | Energy Efficiency | 0 | 0 | 0 | 0 | 0 | 16036.9595 | 16177.9003 | 16090.8959 | 15859.8859 | 15553.2082 | 15342.3764 | 15278.1184 | 15241.2004
Scenario 3: Aggressive Fuel Sub | SDG&E | Res | HVAC | Res - Multi Family | Fuel Substitution | 16781.8104 | 17859.733 | 21170.5568 | 22327.2403 | 23602.353 | 0 | 0 | 0 | 0 | 0 | 0 | 0 | 0
Scenario 3: Aggressive Fuel Sub | SDG&E | Res | HVAC | Res - Single Family | Energy Efficiency | 622881.4347 | 705541.0727 | 761908.4864 | 789148.3103 | 783654.6072 | 274042.5536 | 274393.6378 | 271607.8403 | 60668.7058 | 29042.3753 | 28371.7534 | 27953.6445 | 27585.9457
Scenario 3: Aggressive Fuel Sub | SDG&E | Res | HVAC | Res - Single Family | Fuel Substitution | 494640.7978 | 529749.9776 | 564705.3145 | 601908.4074 | 640667.7895 | -1004.8861 | -1094.7864 | -1138.6793 | 0 | 0 | 0 | 0 | 0
Scenario 3: Aggressive Fuel Sub | SDG&E | Res | WaterHeat | Res - Multi Family | Energy Efficiency | 3967487.5727 | 3978706.4094 | 3948690.1668 | 3922215.7165 | 3822492.3939 | 2335523.9278 | 2214092.8182 | 2082531.5162 | 1954518.1518 | 1831883.8087 | 1730229.5288 | 1639481.0052 | 1559170.203
Scenario 3: Aggressive Fuel Sub | SDG&E | Res | WaterHeat | Res - Multi Family | Fuel Substitution | 135579.9265 | 146623.3349 | 157836.2846 | 170008.5496 | 181753.029 | 2004.0522 | 2387.5633 | 2741.1139 | 3012.7482 | 3197.6975 | 3344.2167 | 3431.1568 | 3485.4255
Scenario 3: Aggressive Fuel Sub | SDG&E | Res | WaterHeat | Res - Single Family | Energy Efficiency | 10365552.388 | 10956845.4135 | 11297839.1306 | 11383807.2952 | 11142530.1531 | 3612775.4585 | 3275986.5703 | 2949867.9619 | 2649541.9323 | 2378656.437 | 2145540.9382 | 1944408.5453 | 1771191.2158
Scenario 3: Aggressive Fuel Sub | SDG&E | Res | WaterHeat | Res - Single Family | Fuel Substitution | 32256.2174 | 34772.0073 | 37330.8853 | 40118.2618 | 43036.8804 | 10532.4646 | 12049.3897 | 13647.176 | 14934.9874 | 15800.8556 | 16486.106 | 16888.4671 | 17140.4039

## Program Cost Detail (hidden)
Scenario | Utility | Sector | End Use | Building Type | Measure Type | Admin, Incentive, Incremental | 2025 | 2026 | 2027 | 2028 | 2029 | 2030 | 2031 | 2032 | 2033 | 2034 | 2035 | 2036 | 2037
2023 PG Study Reference Scenario | PG&E | Ag | HVAC | Ag - Irrigated Agriculture, vineyards, forestry and greenhouses | Energy Efficiency | Admin | 169166 | 184312 | 200142.5 | 216355.9 | 232566.4 | 248324.1 | 263031.9 | 276239.6 | 287344.4 | 295813.5 | 625974.3
2023 PG Study Reference Scenario | PG&E | Ag | HVAC | Ag - Irrigated Agriculture, vineyards, forestry and greenhouses | Energy Efficiency | Incentives | 7732.581 | 8593.403 | 9518.115 | 10494.96 | 11506.92 | 12532.31 | 13540.07 | 14504.36 | 15389.18 | 16159.61 | 30194.69
2023 PG Study Reference Scenario | PG&E | Ag | HVAC | Ag - Irrigated Agriculture, vineyards, forestry and greenhouses | Energy Efficiency | Incremental Measure Cost | 15465.16 | 17186.81 | 19036.23 | 20989.91 | 23013.83 | 25064.62 | 27080.13 | 29008.71 | 30778.36 | 32319.22 | 60389.38
2023 PG Study Reference Scenario | PG&E | Ag | Lighting | Ag - Irrigated Agriculture, vineyards, forestry and greenhouses | Energy Efficiency | Admin | 3616209 | 3463545 | 3100209 | 2602654 | 2066507 | 1571875 | 1147136 | 827903.9 | 598411.3 | 437799.8 | 326783.2
2023 PG Study Reference Scenario | PG&E | Ag | Lighting | Ag - Irrigated Agriculture, vineyards, forestry and greenhouses | Energy Efficiency | Incentives | 391953.1 | 367086 | 321766.8 | 264878.1 | 206484.3 | 154389.1 | 114924.8 | 84601.7 | 62373.36 | 46545.22 | 35437.2
2023 PG Study Reference Scenario | PG&E | Ag | Lighting | Ag - Irrigated Agriculture, vineyards, forestry and greenhouses | Energy Efficiency | Incremental Measure Cost | 783906.1 | 734172 | 643533.7 | 529756.3 | 412968.7 | 308778.3 | 229849.7 | 169203.4 | 124746.7 | 93090.44 | 70874.4
2023 PG Study Reference Scenario | PG&E | Ag | MachDr | Ag - Dairies, fishing, hunting | Energy Efficiency | Admin | 677821.7 | 471927.5 | 308494.4 | 133171.8 | 35805.78 | 121498.9 | 109478.9 | 72895.21 | 51569.47 | 26115.22 | 24374.2
2023 PG Study Reference Scenario | PG&E | Ag | MachDr | Ag - Dairies, fishing, hunting | Energy Efficiency | Incentives | 387046 | 275077.3 | 183475.3 | 81105.49 | 21695.49 | 76546.94 | 70099.95 | 47520.23 | 34206.34 | 17468.97 | 16454.49
2023 PG Study Reference Scenario | PG&E | Ag | MachDr | Ag - Dairies, fishing, hunting | Energy Efficiency | Incremental Measure Cost | 774092 | 550154.6 | 366950.6 | 162211 | 43390.98 | 153093.9 | 140199.9 | 95040.47 | 68412.67 | 34952.49 | 33274.77
2023 PG Study Reference Scenario | PG&E | Ag | MachDr | Ag - Water pumping | Energy Efficiency | Admin | 2208005 | 1440159 | 924725.9 | 607103.9 | 419439.4 | 309837.2 | 244779.8 | 204583.7 | 178137.6 | 159406.9 | 145115.5
2023 PG Study Reference Scenario | PG&E | Ag | MachDr | Ag - Water pumping | Energy Efficiency | Incentives | 1004330 | 669190.6 | 438736.7 | 293915.9 | 207063.9 | 155894.5 | 125500.9 | 106891 | 94863.97 | 86539.84 | 80326.96
2023 PG Study Reference Scenario | PG&E | Ag | MachDr | Ag - Water pumping | Energy Efficiency | Incremental Measure Cost | 2008659 | 1338381 | 877473.3 | 587831.8 | 414127.8 | 311788.9 | 251001.9 | 213782.1 | 189727.9 | 173079.7 | 160653.9
2023 PG Study Reference Scenario | PG&E | Ag | ProcHeat | Ag - Dairies, fishing, hunting | Energy Efficiency | Admin | 5592.887 | 5185.379 | 4814.054 | 4470.082 | 4150.778 | 3854.292 | 3578.986 | 3323.344 | 3085.962 | 2865.536 | 2660.855
2023 PG Study Reference Scenario | PG&E | Ag | ProcHeat | Ag - Dairies, fishing, hunting | Energy Efficiency | Incentives | 591.3536 | 559.2318 | 529.5689 | 501.565 | 475.0522 | 449.9422 | 419.9158 | 389.9218 | 362.0702 | 336.2081 | 312.1932
2023 PG Study Reference Scenario | PG&E | Ag | ProcHeat | Ag - Dairies, fishing, hunting | Energy Efficiency | Incremental Measure Cost | 1182.707 | 1118.464 | 1059.138 | 1003.13 | 950.1045 | 899.8843 | 852.319 | 807.2678 | 764.5979 | 724.1835 | 685.9052
2023 PG Study Reference Scenario | PG&E | Ag | ProcHeat | Ag - Irrigated Agriculture, vineyards, forestry and greenhouses | Energy Efficiency | Admin | 666072.1 | 435353.2 | 267795.3 | 168283.6 | 109101 | 74043.46 | 52720.33 | 40367 | 32755.96 | 27876.1 | 24574.78
2023 PG Study Reference Scenario | PG&E | Ag | ProcHeat | Ag - Irrigated Agriculture, vineyards, forestry and greenhouses | Energy Efficiency | Incentives | 78149.01 | 51079.18 | 31419.93 | 19744.4 | 12800.62 | 8687.382 | 6185.579 | 4736.186 | 3843.196 | 3270.652 | 2883.313
2023 PG Study Reference Scenario | PG&E | Ag | ProcHeat | Ag - Irrigated Agriculture, vineyards, forestry and greenhouses | Energy Efficiency | Incremental Measure Cost | 692357.1 | 461584.1 | 289609.2 | 185631.3 | 122754.8 | 84976.04 | 61714.63 | 48198.85 | 39893.36 | 34629.21 | 31138.68
2023 PG Study Reference Scenario | PG&E | Ag | WholeBlg | Ag - Dairies, fishing, hunting | Energy Efficiency | Admin | 272322.2 | 271365 | 272037.8 | 275251.6 | 283403.9 | 299730.1 | 294741.1 | 290029.1 | 285316.7 | 280684.2 | 276089
2023 PG Study Reference Scenario | PG&E | Ag | WholeBlg | Ag - Irrigated Agriculture, vineyards, forestry and greenhouses | Energy Efficiency | Admin | 2851373 | 3151992 | 3607362 | 4320288 | 5465251 | 7348019 | 7448016 | 7552603 | 7661279 | 7769288 | 7876731
2023 PG Study Reference Scenario | PG&E | Ag | WholeBlg | Ag - Water pumping | Energy Efficiency | Admin | 796240.3 | 831987.7 | 889014.8 | 979919.3 | 1128021 | 1373372 | 1374808 | 1375629 | 1375478 | 1374908 | 1373417
2023 PG Study Reference Scenario | PG&E | Com | AppPlug | Com - College | Energy Efficiency | Admin | 682.4263 | 692.1116 | 686.1565 | 698.056 | 424.7536 | 413.1492 | 82.8125 | 423.2618 | 447.3784 | 455.7695 | 463.2621
2023 PG Study Reference Scenario | PG&E | Com | AppPlug | Com - College | Energy Efficiency | Incentives | 376.9525 | 382.3902 | 379.3143 | 386.2425 | 235.3155 | 229.2523 | 39.9746 | 235.6553 | 250.1159 | 255.8755 | 261.1161
2023 PG Study Reference Scenario | PG&E | Com | AppPlug | Com - College | Energy Efficiency | Incremental Measure Cost | 866.4759 | 893.5877 | 900.8755 | 932.0452 | 576.7897 | 570.6258 | 79.9492 | 603.5174 | 651.7862 | 678.8209 | 705.1918
2023 PG Study Reference Scenario | PG&E | Com | AppPlug | Com - College | Energy Efficiency | Admin | 241.0713 | 187.8161 | 146.1083 | 113.5148 | 88.0938 | 68.3019 | 5.9282 | 40.9718 | 31.7088 | 24.5312 | 18.9731
2023 PG Study Reference Scenario | PG&E | Com | AppPlug | Com - College | Energy Efficiency | Incentives | 134.3719 | 104.8374 | 81.683 | 63.5658 | 49.4157 | 38.3822 | 2.8616 | 23.1102 | 17.9202 | 13.8913 | 10.7657
2023 PG Study Reference Scenario | PG&E | Com | AppPlug | Com - College | Energy Efficiency | Incremental Measure Cost | 161.3795 | 127.1772 | 100.2239 | 78.9845 | 62.2467 | 49.0556 | 2.91 | 30.4665 | 24.0101 | 18.922 | 14.9124
2023 PG Study Reference Scenario | PG&E | Com | AppPlug | Com - Grocery | Energy Efficiency | Admin | 22.7866 | 19.6053 | 17.6961 | 15.2786 | 12.3349 | 11.9414 | 2.0203 | 9.953 | 8.8465 | 8.9072 | 9.1457
2023 PG Study Reference Scenario | PG&E | Com | AppPlug | Com - Grocery | Energy Efficiency | Incentives | 12.592 | 10.8366 | 9.7869 | 8.4576 | 6.8366 | 6.629 | 0.97522 | 5.5436 | 4.9455 | 5.0004 | 5.1547
2023 PG Study Reference Scenario | PG&E | Com | AppPlug | Com - Grocery | Energy Efficiency | Incremental Measure Cost | 28.9498 | 25.3295 | 23.2508 | 20.4161 | 16.7644 | 16.5082 | 1.9504 | 14.2069 | 12.8863 | 13.2638 | 13.919
2023 PG Study Reference Scenario | PG&E | Com | AppPlug | Com - Grocery | Energy Efficiency | Admin | 32.285 | 25.1896 | 19.6218 | 15.2617 | 11.8545 | 9.1975 | 0.79965 | 5.5218 | 4.2744 | 3.3073 | 2.5581
2023 PG Study Reference Scenario | PG&E | Com | AppPlug | Com - Grocery | Energy Efficiency | Incentives | 17.9989 | 14.0622 | 10.9703 | 8.5464 | 6.6497 | 5.1684 | 0.386 | 3.1145 | 2.4156 | 1.8728 | 1.4515
2023 PG Study Reference Scenario | PG&E | Com | AppPlug | Com - Grocery | Energy Efficiency | Incremental Measure Cost | 21.7553 | 17.1439 | 13.51 | 10.6466 | 8.3902 | 6.612 | 0.3928 | 4.1062 | 3.2359 | 2.5501 | 2.0097
2023 PG Study Reference Scenario | PG&E | Com | AppPlug | Com - Health | Energy Efficiency | Admin | 147982.6 | 160733.1 | 183299.7 | 202107.5 | 225698.4 | 247790.3 | 270526.9 | 291045.5 | 308342.5 | 322253.4 | 328283.4
2023 PG Study Reference Scenario | PG&E | Com | AppPlug | Com - Health | Energy Efficiency | Incentives | 84774.92 | 92080.22 | 105009 | 115784.8 | 129300.8 | 141958.5 | 154985.4 | 166742.3 | 176654.5 | 184626.8 | 188083.8
2023 PG Study Reference Scenario | PG&E | Com | AppPlug | Com - Health | Energy Efficiency | Incremental Measure Cost | 190058.4 | 210561.1 | 244923.8 | 275453.8 | 313756.1 | 351354.6 | 391220.5 | 429354.7 | 463972.9 | 494607.8 | 513944.3
2023 PG Study Reference Scenario | PG&E | Com | AppPlug | Com - Health | Energy Efficiency | Admin | 299.1943 | 233.745 | 182.3415 | 142.0266 | 110.4642 | 85.8025 | 7.4044 | 51.6013 | 422392.7 | 433726.2 | 445282.8
2023 PG Study Reference Scenario | PG&E | Com | AppPlug | Com - Health | Energy Efficiency | Incentives | 166.8963 | 130.5481 | 101.9815 | 79.5559 | 61.9782 | 48.2247 | 3.5742 | 29.1088 | 242011.9 | 248505.5 | 255127.1
2023 PG Study Reference Scenario | PG&E | Com | AppPlug | Com - Health | Energy Efficiency | Incremental Measure Cost | 203.8029 | 160.6068 | 126.5666 | 99.7433 | 78.6054 | 61.9468 | 3.6569 | 38.4715 | 635613.6 | 665729.1 | 697142.9
2023 PG Study Reference Scenario | PG&E | Com | AppPlug | Com - Lodging | Energy Efficiency | Admin | 257245 | 284226.8 | 312791.5 | 338638 | 369306.3 | 397112.2 | 424971.9 | 452957.4 | 481140.2 | 510950 | 540370.8
2023 PG Study Reference Scenario | PG&E | Com | AppPlug | Com - Lodging | Energy Efficiency | Incentives | 143996.1 | 159297.4 | 175496.8 | 190180.2 | 207580.6 | 223381.1 | 239217 | 255134.7 | 271168.2 | 288125.2 | 304869.5
2023 PG Study Reference Scenario | PG&E | Com | AppPlug | Com - Lodging | Energy Efficiency | Incremental Measure Cost | 322673.2 | 364081.2 | 409107.2 | 452181.2 | 503400.9 | 552528.2 | 603492.7 | 656508 | 711691.9 | 771289.9 | 832403.2
2023 PG Study Reference Scenario | PG&E | Com | AppPlug | Com - Lodging | Energy Efficiency | Admin | 44.7132 | 34.8306 | 27.0926 | 21.0468 | 16.3323 | 12.6622 | 1.097 | 7.5951 | 211978.8 | 212994.7 | 213983.5
2023 PG Study Reference Scenario | PG&E | Com | AppPlug | Com - Lodging | Energy Efficiency | Incentives | 24.9238 | 19.4429 | 15.1469 | 11.7862 | 9.1618 | 7.1158 | 0.52955 | 4.2841 | 121454.4 | 122036.4 | 122603
2023 PG Study Reference Scenario | PG&E | Com | AppPlug | Com - Lodging | Energy Efficiency | Incremental Measure Cost | 29.9249 | 23.5824 | 18.5842 | 14.6457 | 11.5419 | 9.0959 | 0.53865 | 5.649 | 318994.8 | 326935.1 | 335022.6
2023 PG Study Reference Scenario | PG&E | Com | AppPlug | Com - Office (Large) | Energy Efficiency | Admin | 6675.037 | 6944.932 | 7401.734 | 7756.158 | 8210.234 | 8593.832 | 1692.642 | 9215.22 | 9357.237 | 9655.887 | 9897.137
2023 PG Study Reference Scenario | PG&E | Com | AppPlug | Com - Office (Large) | Energy Efficiency | Incentives | 3690.851 | 3840.946 | 4095.86 | 4295.808 | 4552.878 | 4773.031 | 817.0593 | 5135.384 | 5236.116 | 5425.075 | 5581.945
2023 PG Study Reference Scenario | PG&E | Com | AppPlug | Com - Office (Large) | Energy Efficiency | Incremental Measure Cost | 8487.802 | 8980.67 | 9734.135 | 10374.34 | 11169.87 | 11892.9 | 1634.119 | 13172.04 | 13670.49 | 14420.41 | 15105.83
2023 PG Study Reference Scenario | PG&E | Com | AppPlug | Com - Office (Large) | Energy Efficiency | Admin | 2222.249 | 1733.594 | 1350.182 | 1049.994 | 815.4697 | 632.6172 | 54.2446 | 379.7419 | 293.9425 | 227.4301 | 175.9105
2023 PG Study Reference Scenario | PG&E | Com | AppPlug | Com - Office (Large) | Energy Efficiency | Incentives | 1239.321 | 968.1067 | 755.1153 | 588.1672 | 457.5649 | 355.5885 | 26.1846 | 214.2367 | 166.1495 | 128.8056 | 99.8268
2023 PG Study Reference Scenario | PG&E | Com | AppPlug | Com - Office (Large) | Energy Efficiency | Incremental Measure Cost | 1496.428 | 1179.27 | 929.3339 | 732.3847 | 577.1795 | 454.8628 | 26.6329 | 282.4928 | 222.626 | 175.4475 | 138.2687
2023 PG Study Reference Scenario | PG&E | Com | AppPlug | Com - Office (Small) | Energy Efficiency | Admin | 1944.54 | 2034.424 | 2140.82 | 2239.114 | 2331.414 | 2436.146 | 482.1436 | 2608.555 | 2682.98 | 2762.487 | 2841.329
2023 PG Study Reference Scenario | PG&E | Com | AppPlug | Com - Office (Small) | Energy Efficiency | Incentives | 1074.943 | 1124.844 | 1184.289 | 1239.734 | 1292.395 | 1352.543 | 232.7367 | 1453.246 | 1501.107 | 1551.894 | 1602.356
2023 PG Study Reference Scenario | PG&E | Com | AppPlug | Com - Office (Small) | Energy Efficiency | Incremental Measure Cost | 2471.767 | 2629.647 | 2813.987 | 2993.153 | 3169.647 | 3368.703 | 465.4735 | 3725.678 | 3917.858 | 4123.841 | 4335.02
2023 PG Study Reference Scenario | PG&E | Com | AppPlug | Com - Office (Small) | Energy Efficiency | Admin | 688.2918 | 536.7601 | 417.9139 | 324.908 | 252.2792 | 195.6755 | 16.7788 | 117.4309 | 90.8921 | 70.3221 | 54.3904
2023 PG Study Reference Scenario | PG&E | Com | AppPlug | Com - Office (Small) | Energy Efficiency | Incentives | 383.8283 | 299.7355 | 233.7202 | 181.9982 | 141.554 | 109.9868 | 8.0994 | 66.2502 | 51.3763 | 39.8271 | 30.8658
2023 PG Study Reference Scenario | PG&E | Com | AppPlug | Com - Office (Small) | Energy Efficiency | Incremental Measure Cost | 462.6493 | 364.5966 | 287.3257 | 226.4357 | 178.4511 | 140.6344 | 8.2341 | 87.3423 | 68.8329 | 54.2463 | 42.7513
2023 PG Study Reference Scenario | PG&E | Com | AppPlug | Com - Other | Energy Efficiency | Admin | 6597.912 | 6889.099 | 7243.962 | 7558.879 | 7804.782 | 8181.899 | 7860.699 | 8852.987 | 9075.005 | 9356.317 | 9647.192
2023 PG Study Reference Scenario | PG&E | Com | AppPlug | Com - Other | Energy Efficiency | Incentives | 923.4423 | 975.5577 | 1038.247 | 1096.304 | 1145.975 | 1216.516 | 891.5184 | 1347.809 | 1397.967 | 1459.469 | 1523.886
2023 PG Study Reference Scenario | PG&E | Com | AppPlug | Com - Other | Energy Efficiency | Incremental Measure Cost | 1956.746 | 2080.411 | 2227.845 | 2366.399 | 2487.903 | 2655.811 | 1783.037 | 2970.782 | 3099.245 | 3255.268 | 3419.165
2023 PG Study Reference Scenario | PG&E | Com | AppPlug | Com - Other | Energy Efficiency | Admin | 335.6331 | 261.737 | 203.7842 | 158.4333 | 123.0189 | 95.4182 | 8.2349 | 57.2646 | 44.3234 | 34.2927 | 26.5237
2023 PG Study Reference Scenario | PG&E | Com | AppPlug | Com - Other | Energy Efficiency | Incentives | 187.1341 | 146.1336 | 113.9491 | 88.7337 | 69.0164 | 53.6267 | 3.9751 | 32.3033 | 25.0513 | 19.4202 | 15.0509
2023 PG Study Reference Scenario | PG&E | Com | AppPlug | Com - Other | Energy Efficiency | Incremental Measure Cost | 225.5613 | 177.756 | 140.083 | 110.3964 | 87.0018 | 68.5646 | 4.0414 | 42.5825 | 33.5585 | 26.4469 | 20.8427
2023 PG Study Reference Scenario | PG&E | Com | AppPlug | Com - Refrig. Warehouse | Energy Efficiency | Admin | 134.9189 | 142.2176 | 149.967 | 157.2483 | 165.1005 | 173.9131 | 10.4257 | 54.6953 | 55.873 | 57.0861 | 58.1826
2023 PG Study Reference Scenario | PG&E | Com | AppPlug | Com - Refrig. Warehouse | Energy Efficiency | Incentives | 76.4294 | 80.5836 | 85.0028 | 89.1673 | 93.6669 | 98.7245 | 5.0326 | 30.4435 | 31.2331 | 32.046 | 32.7922
2023 PG Study Reference Scenario | PG&E | Com | AppPlug | Com - Refrig. Warehouse | Energy Efficiency | Incremental Measure Cost | 284.6186 | 306.6648 | 330.498 | 354.131 | 379.9043 | 408.8396 | 10.0652 | 77.929 | 81.3714 | 84.9957 | 88.5413
2023 PG Study Reference Scenario | PG&E | Com | AppPlug | Com - Refrig. Warehouse | Energy Efficiency | Admin | 10.0442 | 7.8289 | 6.0928 | 4.7352 | 3.6757 | 2.8504 | 0.2481 | 1.7102 | 1.3236 | 1.024 | 0.79203
2023 PG Study Reference Scenario | PG&E | Com | AppPlug | Com - Refrig. Warehouse | Energy Efficiency | Incentives | 5.5985 | 4.3699 | 3.4061 | 2.6515 | 2.0618 | 1.6017 | 0.11976 | 0.96462 | 0.74803 | 0.57987 | 0.4494
2023 PG Study Reference Scenario | PG&E | Com | AppPlug | Com - Refrig. Warehouse | Energy Efficiency | Incremental Measure Cost | 6.7341 | 5.3069 | 4.1822 | 3.2959 | 2.5974 | 2.047 | 0.12174 | 1.2713 | 1.0019 | 0.78956 | 0.62225
2023 PG Study Reference Scenario | PG&E | Com | AppPlug | Com - Restaurant | Energy Efficiency | Admin | 0 | 0 | 0 | 0 | 0 | 0 | 0 | 0 | 0 | 0 | 0
2023 PG Study Reference Scenario | PG&E | Com | AppPlug | Com - Restaurant | Energy Efficiency | Incentives | 0 | 0 | 0 | 0 | 0 | 0 | 0 | 0 | 0 | 0 | 0
2023 PG Study Reference Scenario | PG&E | Com | AppPlug | Com - Restaurant | Energy Efficiency | Incremental Measure Cost | 0 | 0 | 0 | 0 | 0 | 0 | 0 | 0 | 0 | 0 | 0
2023 PG Study Reference Scenario | PG&E | Com | AppPlug | Com - Retail | Energy Efficiency | Admin | 72.85 | 60.2109 | 53.7597 | 46.1204 | 37.4482 | 38.0334 | 6.8234 | 34.2166 | 31.7019 | 32.6389 | 34.1507
2023 PG Study Reference Scenario | PG&E | Com | AppPlug | Com - Retail | Energy Efficiency | Incentives | 40.2304 | 33.2591 | 29.713 | 25.5145 | 20.7433 | 21.1016 | 3.2938 | 19.048 | 17.7134 | 18.315 | 19.2412
2023 PG Study Reference Scenario | PG&E | Com | AppPlug | Com - Retail | Energy Efficiency | Incremental Measure Cost | 92.4647 | 77.7121 | 70.5596 | 61.5607 | 50.8372 | 52.5157 | 6.5875 | 48.7717 | 46.1052 | 48.5276 | 51.8953
2023 PG Study Reference Scenario | PG&E | Com | AppPlug | Com - Retail | Energy Efficiency | Admin | 120.9569 | 94.3631 | 73.4994 | 57.1641 | 44.4007 | 34.4481 | 3.0241 | 20.6813 | 16.0094 | 12.3874 | 9.5816
2023 PG Study Reference Scenario | PG&E | Com | AppPlug | Com - Retail | Energy Efficiency | Incentives | 67.414 | 52.6643 | 41.0823 | 32.0038 | 24.9009 | 19.354 | 1.4598 | 11.6633 | 9.0463 | 7.0136 | 5.4361
2023 PG Study Reference Scenario | PG&E | Com | AppPlug | Com - Retail | Energy Efficiency | Incremental Measure Cost | 81.4369 | 64.1766 | 50.5748 | 39.8566 | 31.4102 | 24.7537 | 1.4853 | 15.3732 | 12.1152 | 9.5478 | 7.5245
2023 PG Study Reference Scenario | PG&E | Com | AppPlug | Com - School | Energy Efficiency | Admin | 343.2046 | 360.4339 | 377.8131 | 393.8699 | 405.2613 | 420.6882 | 84.6252 | 448.2743 | 461.3103 | 475.1843 | 489.2709
2023 PG Study Reference Scenario | PG&E | Com | AppPlug | Com - School | Energy Efficiency | Incentives | 189.5644 | 199.1259 | 208.8441 | 217.9158 | 224.4976 | 233.4144 | 40.8496 | 249.5499 | 257.89 | 266.7651 | 275.7695
2023 PG Study Reference Scenario | PG&E | Com | AppPlug | Com - School | Energy Efficiency | Incremental Measure Cost | 435.7271 | 465.3101 | 495.9835 | 525.8221 | 550.2293 | 580.9251 | 81.6993 | 638.9673 | 671.9659 | 707.6408 | 744.7093
2023 PG Study Reference Scenario | PG&E | Com | AppPlug | Com - School | Energy Efficiency | Admin | 106.8811 | 83.2935 | 64.8121 | 50.3634 | 39.0902 | 30.3106 | 2.6382 | 18.1837 | 14.0728 | 10.8872 | 8.4203
2023 PG Study Reference Scenario | PG&E | Com | AppPlug | Com - School | Energy Efficiency | Incentives | 59.5724 | 46.4913 | 36.2317 | 28.2008 | 21.9262 | 17.0321 | 1.2735 | 10.2561 | 7.9529 | 6.1649 | 4.7777
2023 PG Study Reference Scenario | PG&E | Com | AppPlug | Com - School | Energy Efficiency | Incremental Measure Cost | 71.6064 | 56.4292 | 44.469 | 35.0445 | 27.6177 | 21.7647 | 1.2945 | 13.5167 | 10.6521 | 8.3946 | 6.6157
2023 PG Study Reference Scenario | PG&E | Com | AppPlug | Com - Warehouse | Energy Efficiency | Admin | 470.5716 | 470.0559 | 314.5299 | 306.0163 | 300.4971 | 299.0974 | 57.7863 | 300.838 | 303.2606 | 309.7413 | 314.0468
2023 PG Study Reference Scenario | PG&E | Com | AppPlug | Com - Warehouse | Energy Efficiency | Incentives | 259.8766 | 259.6537 | 173.8428 | 169.2926 | 166.4503 | 165.943 | 27.8942 | 167.4768 | 169.5292 | 173.8801 | 177.0002
2023 PG Study Reference Scenario | PG&E | Com | AppPlug | Com - Warehouse | Energy Efficiency | Incremental Measure Cost | 597.3059 | 606.7059 | 412.8278 | 408.4649 | 407.9304 | 412.9786 | 55.7884 | 428.8344 | 441.7035 | 461.2029 | 477.9214
2023 PG Study Reference Scenario | PG&E | Com | AppPlug | Com - Warehouse | Energy Efficiency | Admin | 110.4896 | 86.0257 | 66.8881 | 51.9471 | 40.3032 | 31.2431 | 2.7098 | 18.7388 | 14.5021 | 11.2195 | 8.6776
2023 PG Study Reference Scenario | PG&E | Com | AppPlug | Com - Warehouse | Energy Efficiency | Incentives | 61.5842 | 48.0183 | 37.3943 | 29.0895 | 22.6081 | 17.5572 | 1.3081 | 10.5698 | 8.1959 | 6.3533 | 4.9239
2023 PG Study Reference Scenario | PG&E | Com | AppPlug | Com - Warehouse | Energy Efficiency | Incremental Measure Cost | 73.9142 | 58.249 | 45.9039 | 36.1759 | 28.5097 | 22.468 | 1.3336 | 13.954 | 10.9968 | 8.6665 | 6.83
2023 PG Study Reference Scenario | PG&E | Com | BROs | Com - College | Energy Efficiency | Admin | 257934.2 | 282883.3 | 309740.2 | 339116.1 | 372190.5 | 409168.4 | 451501.8 | 498227 | 851461.3 | 194327.4 | 272012.6
2023 PG Study Reference Scenario | PG&E | Com | BROs | Com - Grocery | Energy Efficiency | Admin | 2257917 | 2550283 | 2853467 | 3175842 | 3539797 | 3944770 | 4406525 | 4911423 | 5689252 | 5818585 | 6529061
2023 PG Study Reference Scenario | PG&E | Com | BROs | Com - Health | Energy Efficiency | Admin | 1401086 | 1566441 | 1740331 | 1927464 | 2138578 | 2373413 | 2641989 | 2936586 | 4171805 | 2387671 | 2831310
2023 PG Study Reference Scenario | PG&E | Com | BROs | Com - Lodging | Energy Efficiency | Admin | 502730.8 | 570734.4 | 644546.6 | 724500.9 | 815223.6 | 917020.1 | 1033703 | 1162915 | 1650368 | 997901.4 | 1192395
2023 PG Study Reference Scenario | PG&E | Com | BROs | Com - Office (Large) | Energy Efficiency | Admin | 2468312 | 2733063 | 2998383 | 3276284 | 3587937 | 3933483 | 4333695 | 4763478 | 6297366 | 4314318 | 4941111
2023 PG Study Reference Scenario | PG&E | Com | BROs | Com - Office (Small) | Energy Efficiency | Admin | 461963.2 | 521749.3 | 583740.2 | 649426.5 | 723658.7 | 806367.7 | 901947.5 | 1005980 | 1158451 | 1203086 | 1348620
2023 PG Study Reference Scenario | PG&E | Com | BROs | Com - Other | Energy Efficiency | Admin | 731538.7 | 834190.8 | 947097.5 | 1067734 | 1204270 | 1356336 | 1529192 | 1720034 | 2055928 | 2004106 | 2275151
2023 PG Study Reference Scenario | PG&E | Com | BROs | Com - Refrig. Warehouse | Energy Efficiency | Admin | 20496.33 | 23327.76 | 26547.86 | 30207.81 | 34369.33 | 39104.34 | 44487.98 | 50609.53 | 104697.8 | 0 | 10542.01
2023 PG Study Reference Scenario | PG&E | Com | BROs | Com - Restaurant | Energy Efficiency | Admin | 954998.4 | 1085075 | 1228180 | 1380682 | 1553841 | 1747264 | 1966947 | 2209968 | 2562694 | 2689722 | 3032928
2023 PG Study Reference Scenario | PG&E | Com | BROs | Com - Retail | Energy Efficiency | Admin | 1306155 | 1472499 | 1647045 | 1829201 | 2032699 | 2258285 | 2519940 | 2800619 | 3172122 | 3370571 | 3748073
2023 PG Study Reference Scenario | PG&E | Com | BROs | Com - School | Energy Efficiency | Admin | 511861.2 | 558581.1 | 607465.9 | 659921.8 | 719058.8 | 785108.8 | 861094.9 | 943961.2 | 1380445 | 665144.9 | 793385.2
2023 PG Study Reference Scenario | PG&E | Com | BROs | Com - Warehouse | Energy Efficiency | Admin | 4471.97 | 5086.741 | 5785.736 | 6580.285 | 7483.496 | 8510.914 | 9678.571 | 11006.24 | 22760.48 | 0 | 2290.18
2023 PG Study Reference Scenario | PG&E | Com | BldgEnv | Com - College | Energy Efficiency | Admin | 325.7665 | 303.2285 | 270.9579 | 256.9279 | 0 | 0 | 0 | 0 | 0 | 0 | 0
2023 PG Study Reference Scenario | PG&E | Com | BldgEnv | Com - College | Energy Efficiency | Incentives | 240.1113 | 228.9094 | 209.6709 | 203.5346 | 0 | 0 | 0 | 0 | 0 | 0 | 0
2023 PG Study Reference Scenario | PG&E | Com | BldgEnv | Com - College | Energy Efficiency | Incremental Measure Cost | 480.2226 | 457.8188 | 419.3418 | 407.0691 | 0 | 0 | 0 | 0 | 0 | 0 | 0
2023 PG Study Reference Scenario | PG&E | Com | BldgEnv | Com - College | Energy Efficiency | Admin | 18.6669 | 17.7241 | 16.827 | 15.9737 | 15.163 | 14.3939 | 13.6664 | 12.9768 | 12.2947 | 11.6493 | 11.08
2023 PG Study Reference Scenario | PG&E | Com | BldgEnv | Com - College | Energy Efficiency | Incentives | 17.6991 | 16.8361 | 16.014 | 15.2309 | 14.486 | 13.7783 | 13.1082 | 12.4688 | 11.8909 | 11.2775 | 10.7369
2023 PG Study Reference Scenario | PG&E | Com | BldgEnv | Com - College | Energy Efficiency | Incremental Measure Cost | 152.6699 | 147.9013 | 143.2536 | 138.726 | 134.3304 | 130.0783 | 126.0021 | 122.0687 | 121.3114 | 117.0637 | 113.2842
2023 PG Study Reference Scenario | PG&E | Com | BldgEnv | Com - Grocery | Energy Efficiency | Admin | 10.6606 | 0 | 0 | 0 | 0 | 0 | 0 | 0 | 0 | 0 | 0
2023 PG Study Reference Scenario | PG&E | Com | BldgEnv | Com - Grocery | Energy Efficiency | Incentives | 6.6875 | 0 | 0 | 0 | 0 | 0 | 0 | 0 | 0 | 0 | 0
2023 PG Study Reference Scenario | PG&E | Com | BldgEnv | Com - Grocery | Energy Efficiency | Incremental Measure Cost | 13.375 | 0 | 0 | 0 | 0 | 0 | 0 | 0 | 0 | 0 | 0
2023 PG Study Reference Scenario | PG&E | Com | BldgEnv | Com - Grocery | Energy Efficiency | Admin | 75.6474 | 71.8156 | 68.1716 | 64.7065 | 61.4149 | 58.2917 | 55.3367 | 52.6412 | 49.5946 | 46.8218 | 44.3642
2023 PG Study Reference Scenario | PG&E | Com | BldgEnv | Com - Grocery | Energy Efficiency | Incentives | 69.4409 | 66.0773 | 62.8735 | 59.8218 | 56.9181 | 54.1581 | 51.5427 | 49.1617 | 47.901 | 45.2753 | 42.9496
2023 PG Study Reference Scenario | PG&E | Com | BldgEnv | Com - Grocery | Energy Efficiency | Incremental Measure Cost | 697.0597 | 676.0383 | 655.502 | 635.4443 | 615.9215 | 596.9921 | 578.8164 | 561.8553 | 589.6359 | 564.8774 | 543.3595
2023 PG Study Reference Scenario | PG&E | Com | BldgEnv | Com - Health | Energy Efficiency | Admin | 1436.978 | 1403.394 | 1455.669 | 1469.949 | 1515.423 | 1532.894 | 1547.834 | 1542.148 | 1524.953 | 1489.834 | 1421.577
2023 PG Study Reference Scenario | PG&E | Com | BldgEnv | Com - Health | Energy Efficiency | Incentives | 14.2192 | 19.099 | 25.325 | 35.6626 | 47.6579 | 59.4445 | 71.5968 | 83.0952 | 605.7907 | 603.6757 | 587.5375
2023 PG Study Reference Scenario | PG&E | Com | BldgEnv | Com - Health | Energy Efficiency | Incremental Measure Cost | 9.1056 | 27.9184 | 49.0931 | 70.3152 | 94.3041 | 117.89 | 142.208 | 165.2351 | 1211.581 | 1207.351 | 1175.075
2023 PG Study Reference Scenario | PG&E | Com | BldgEnv | Com - Health | Energy Efficiency | Admin | 310.2049 | 294.8664 | 280.2141 | 266.2214 | 332.2515 | 315.9044 | 300.0942 | 285.0089 | 270.1672 | 256.1203 | 242.9377
2023 PG Study Reference Scenario | PG&E | Com | BldgEnv | Com - Health | Energy Efficiency | Incentives | 228.5822 | 223.2891 | 218.0658 | 210.9565 | 281.0223 | 270.5085 | 260.4049 | 250.6957 | 252.5236 | 239.8234 | 227.8121
2023 PG Study Reference Scenario | PG&E | Com | BldgEnv | Com - Health | Energy Efficiency | Incremental Measure Cost | 914.343 | 898.6194 | 881.3683 | 862.7082 | 1172.528 | 1151.868 | 1124.32 | 1095.192 | 1391.383 | 1326.975 | 1270.624
2023 PG Study Reference Scenario | PG&E | Com | BldgEnv | Com - Lodging | Energy Efficiency | Admin | 3461.09 | 3449.194 | 3449.62 | 3429.482 | 3459.827 | 3447.941 | 3437.166 | 3422.858 | 3400.301 | 3390.396 | 3373.921
2023 PG Study Reference Scenario | PG&E | Com | BldgEnv | Com - Lodging | Energy Efficiency | Incentives | 0 | 0 | 0 | 0 | 0 | 0 | 0 | 0 | 789.8797 | 803.3361 | 815.4264
2023 PG Study Reference Scenario | PG&E | Com | BldgEnv | Com - Lodging | Energy Efficiency | Incremental Measure Cost | -6246.88 | -6198.06 | -6170.94 | -6106.62 | -6131.53 | -6080.86 | -6031.76 | -5976.08 | 1579.759 | 1606.672 | 1630.853
2023 PG Study Reference Scenario | PG&E | Com | BldgEnv | Com - Lodging | Energy Efficiency | Admin | 308.9297 | 293.3723 | 278.6129 | 264.6233 | 251.3586 | 238.7748 | 226.8322 | 215.4939 | 204.165 | 193.3995 | 183.3121
2023 PG Study Reference Scenario | PG&E | Com | BldgEnv | Com - Lodging | Energy Efficiency | Incentives | 0 | 0 | 0 | 0 | 0 | 0 | 0 | 0 | 157.0991 | 152.0967 | 147.2806
2023 PG Study Reference Scenario | PG&E | Com | BldgEnv | Com - Lodging | Energy Efficiency | Incremental Measure Cost | -463.878 | -424.915 | -388.663 | -355.058 | -323.852 | -294.806 | -267.727 | -242.446 | 576.8804 | 546.1946 | 519.4825
2023 PG Study Reference Scenario | PG&E | Com | BldgEnv | Com - Office (Large) | Energy Efficiency | Admin | 2522.623 | 2511.915 | 2567.411 | 2584.645 | 2632.43 | 2654.779 | 2685.411 | 2671.98 | 2636.781 | 2647.269 | 2643.062
2023 PG Study Reference Scenario | PG&E | Com | BldgEnv | Com - Office (Large) | Energy Efficiency | Incentives | 909.2392 | 946.7455 | 1010.799 | 1061.872 | 1127.522 | 1184.423 | 1246.917 | 1290.237 | 2396.917 | 2429.583 | 2449.278
2023 PG Study Reference Scenario | PG&E | Com | BldgEnv | Com - Office (Large) | Energy Efficiency | Incremental Measure Cost | 1817.648 | 1892.758 | 2020.951 | 2123.195 | 2254.594 | 2368.502 | 2493.598 | 2580.354 | 5094.265 | 5216.823 | 5312.707
2023 PG Study Reference Scenario | PG&E | Com | BldgEnv | Com - Office (Large) | Energy Efficiency | Admin | 310.674 | 294.9255 | 279.9478 | 265.7022 | 252.1678 | 239.7672 | 227.5998 | 216.0633 | 203.2422 | 191.5487 | 181.2328
2023 PG Study Reference Scenario | PG&E | Com | BldgEnv | Com - Office (Large) | Energy Efficiency | Incentives | 277.1553 | 263.7758 | 251.0247 | 238.8753 | 227.3113 | 216.7464 | 206.3072 | 196.3909 | 196.2409 | 185.1745 | 175.4169
2023 PG Study Reference Scenario | PG&E | Com | BldgEnv | Com - Office (Large) | Energy Efficiency | Incremental Measure Cost | 2786.079 | 2706.045 | 2627.55 | 2550.569 | 2475.372 | 2404.425 | 2334.143 | 2266.032 | 2517.064 | 2402.652 | 2304.738
2023 PG Study Reference Scenario | PG&E | Com | BldgEnv | Com - Office (Small) | Energy Efficiency | Admin | 748.8845 | 749.4572 | 755.8866 | 759.0491 | 759.9411 | 764.5697 | 766.6519 | 767.9523 | 767.6657 | 768.7416 | 769.9292
2023 PG Study Reference Scenario | PG&E | Com | BldgEnv | Com - Office (Small) | Energy Efficiency | Incentives | 509.8103 | 522.5571 | 539.752 | 555.0308 | 568.9798 | 586.091 | 601.6444 | 616.925 | 697.7791 | 705.4734 | 713.4245
2023 PG Study Reference Scenario | PG&E | Com | BldgEnv | Com - Office (Small) | Energy Efficiency | Incremental Measure Cost | 1019.621 | 1045.114 | 1079.504 | 1110.062 | 1137.96 | 1172.182 | 1203.289 | 1233.85 | 1483.011 | 1514.79 | 1547.471
2023 PG Study Reference Scenario | PG&E | Com | BldgEnv | Com - Office (Small) | Energy Efficiency | Admin | 108.7705 | 103.2794 | 98.0563 | 93.0887 | 88.3693 | 83.8907 | 79.6531 | 75.6346 | 71.6238 | 67.8311 | 64.4145
2023 PG Study Reference Scenario | PG&E | Com | BldgEnv | Com - Office (Small) | Energy Efficiency | Incentives | 101.6501 | 96.7509 | 92.0829 | 87.6355 | 83.4029 | 79.3795 | 75.5665 | 71.9444 | 69.1435 | 65.5615 | 62.3365
2023 PG Study Reference Scenario | PG&E | Com | BldgEnv | Com - Office (Small) | Energy Efficiency | Incremental Measure Cost | 1121.175 | 1086.38 | 1052.437 | 1019.339 | 987.1836 | 956.0664 | 926.2509 | 897.4768 | 903.8849 | 870.602 | 840.7512
2023 PG Study Reference Scenario | PG&E | Com | BldgEnv | Com - Other | Energy Efficiency | Admin | 761.1503 | 759.9288 | 765.868 | 766.2504 | 760.2267 | 766.8664 | 772.8202 | 772.5649 | 762.825 | 760.6447 | 759.4776
2023 PG Study Reference Scenario | PG&E | Com | BldgEnv | Com - Other | Energy Efficiency | Incentives | 351.3353 | 363.2911 | 379.0009 | 392.3237 | 402.5311 | 419.7228 | 437.0399 | 451.2301 | 693.4345 | 698.0934 | 703.7857
2023 PG Study Reference Scenario | PG&E | Com | BldgEnv | Com - Other | Energy Efficiency | Incremental Measure Cost | 702.6706 | 726.5822 | 758.0018 | 784.6474 | 805.0623 | 839.4456 | 874.0798 | 902.4603 | 1472.511 | 1497.668 | 1525.278
2023 PG Study Reference Scenario | PG&E | Com | BldgEnv | Com - Other | Energy Efficiency | Admin | 161.9157 | 153.7168 | 145.9203 | 138.5063 | 131.463 | 124.7796 | 118.6564 | 112.6504 | 106.1194 | 100.1424 | 94.8239
2023 PG Study Reference Scenario | PG&E | Com | BldgEnv | Com - Other | Energy Efficiency | Incentives | 146.3823 | 139.3233 | 132.5989 | 126.1928 | 120.0959 | 114.2995 | 108.9996 | 103.7698 | 102.4403 | 96.7907 | 91.7656
2023 PG Study Reference Scenario | PG&E | Com | BldgEnv | Com - Other | Energy Efficiency | Incremental Measure Cost | 1548.377 | 1502.6 | 1457.818 | 1414.014 | 1371.319 | 1329.873 | 1291.212 | 1252.671 | 1345.887 | 1287.61 | 1237.085
2023 PG Study Reference Scenario | PG&E | Com | BldgEnv | Com - Refrig. Warehouse | Energy Efficiency | Admin | 264.6615 | 263.1132 | 262.3775 | 260.8019 | 260.1446 | 260.8602 | 260.3424 | 260.0747 | 258.2488 | 256.7878 | 255.0178
2023 PG Study Reference Scenario | PG&E | Com | BldgEnv | Com - Refrig. Warehouse | Energy Efficiency | Incentives | 188.0011 | 191.2069 | 195.0511 | 198.3188 | 202.3372 | 207.5184 | 211.8137 | 216.3916 | 233.1596 | 234.0675 | 234.7094
2023 PG Study Reference Scenario | PG&E | Com | BldgEnv | Com - Refrig. Warehouse | Energy Efficiency | Incremental Measure Cost | 376.0022 | 382.4137 | 390.1023 | 396.6377 | 404.6744 | 415.0367 | 423.6274 | 432.7831 | 495.5418 | 502.5896 | 509.1029
2023 PG Study Reference Scenario | PG&E | Com | BldgEnv | Com - Refrig. Warehouse | Energy Efficiency | Admin | 12.0563 | 11.4481 | 10.8696 | 10.3194 | 9.7967 | 9.3007 | 8.8313 | 8.3861 | 7.9466 | 7.5307 | 7.1408
2023 PG Study Reference Scenario | PG&E | Com | BldgEnv | Com - Refrig. Warehouse | Energy Efficiency | Incentives | 11.2277 | 10.6847 | 10.1675 | 9.6749 | 9.2061 | 8.7605 | 8.3383 | 7.9373 | 7.6027 | 7.2134 | 6.8483
2023 PG Study Reference Scenario | PG&E | Com | BldgEnv | Com - Refrig. Warehouse | Energy Efficiency | Incremental Measure Cost | 108.0008 | 104.6409 | 101.3665 | 98.1769 | 95.0799 | 92.0831 | 89.2082 | 86.433 | 86.283 | 83.2439 | 80.3965
2023 PG Study Reference Scenario | PG&E | Com | BldgEnv | Com - Restaurant | Energy Efficiency | Admin | 0 | 0 | 0 | 0 | 0 | 0 | 0 | 0 | 0 | 0 | 0
2023 PG Study Reference Scenario | PG&E | Com | BldgEnv | Com - Restaurant | Energy Efficiency | Incentives | 0 | 0 | 0 | 0 | 0 | 0 | 0 | 0 | 0 | 0 | 0
2023 PG Study Reference Scenario | PG&E | Com | BldgEnv | Com - Restaurant | Energy Efficiency | Incremental Measure Cost | 0 | 0 | 0 | 0 | 0 | 0 | 0 | 0 | 0 | 0 | 0
2023 PG Study Reference Scenario | PG&E | Com | BldgEnv | Com - Restaurant | Energy Efficiency | Admin | 39.0493 | 37.0838 | 35.2143 | 33.4364 | 31.7473 | 30.1442 | 28.6263 | 27.1866 | 25.7975 | 24.4805 | 23.2814
2023 PG Study Reference Scenario | PG&E | Com | BldgEnv | Com - Restaurant | Energy Efficiency | Incentives | 37.0444 | 35.2603 | 33.5606 | 31.9415 | 30.4008 | 28.9114 | 27.486 | 26.133 | 24.9101 | 23.6661 | 22.534
2023 PG Study Reference Scenario | PG&E | Com | BldgEnv | Com - Restaurant | Energy Efficiency | Incremental Measure Cost | 403.699 | 391.0184 | 378.6698 | 366.6513 | 354.9904 | 343.7134 | 332.8971 | 322.4595 | 316.1436 | 305.6949 | 296.0664
2023 PG Study Reference Scenario | PG&E | Com | BldgEnv | Com - Retail | Energy Efficiency | Admin | 0 | 0 | 0 | 0 | 0 | 0 | 0 | 0 | 0 | 0 | 0
2023 PG Study Reference Scenario | PG&E | Com | BldgEnv | Com - Retail | Energy Efficiency | Incremental Measure Cost | 0 | 0 | 0 | 0 | 0 | 0 | 0 | 0 | 0 | 0 | 0
2023 PG Study Reference Scenario | PG&E | Com | BldgEnv | Com - Retail | Energy Efficiency | Admin | 309.8896 | 294.3962 | 279.6771 | 265.6936 | 252.4091 | 239.7887 | 227.7998 | 216.4105 | 93.4338 | 85.5931 | 79.1324
2023 PG Study Reference Scenario | PG&E | Com | BldgEnv | Com - Retail | Energy Efficiency | Incentives | 0 | 0 | 0 | 0 | 0 | 0 | 0 | 0 | 90.3349 | 82.8494 | 76.6807
2023 PG Study Reference Scenario | PG&E | Com | BldgEnv | Com - Retail | Energy Efficiency | Incremental Measure Cost | -17759.4 | -16815.3 | -15919.9 | -15070.9 | -14265.8 | -13502.6 | -12779.3 | -12093.7 | 967.9516 | 885.3409 | 819.5518
2023 PG Study Reference Scenario | PG&E | Com | BldgEnv | Com - School | Energy Efficiency | Admin | 940.5561 | 945.3521 | 950.3609 | 951.8587 | 942.3589 | 942.5167 | 940.7336 | 943.6971 | 943.5212 | 945.7795 | 948.8075
2023 PG Study Reference Scenario | PG&E | Com | BldgEnv | Com - School | Energy Efficiency | Incentives | 642.2954 | 661.159 | 680.6439 | 698.0445 | 707.5674 | 724.5055 | 740.2592 | 760.1149 | 857.6184 | 867.9355 | 879.1685
2023 PG Study Reference Scenario | PG&E | Com | BldgEnv | Com - School | Energy Efficiency | Incremental Measure Cost | 1284.591 | 1322.318 | 1361.288 | 1396.089 | 1415.135 | 1449.011 | 1480.518 | 1520.23 | 1822.721 | 1863.626 | 1906.98
2023 PG Study Reference Scenario | PG&E | Com | BldgEnv | Com - School | Energy Efficiency | Admin | 96.7538 | 91.8671 | 87.2184 | 82.7967 | 78.5958 | 74.6096 | 70.8389 | 67.2636 | 63.6925 | 60.3161 | 57.2685
2023 PG Study Reference Scenario | PG&E | Com | BldgEnv | Com - School | Energy Efficiency | Incentives | 90.5113 | 86.1432 | 81.981 | 78.0152 | 74.2409 | 70.6535 | 67.2548 | 64.0269 | 61.4962 | 58.3058 | 55.4273
2023 PG Study Reference Scenario | PG&E | Com | BldgEnv | Com - School | Energy Efficiency | Incremental Measure Cost | 982.4558 | 951.911 | 922.1046 | 893.0334 | 864.7889 | 837.4617 | 811.2977 | 786.0559 | 791.0748 | 761.9374 | 735.7501
2023 PG Study Reference Scenario | PG&E | Com | BldgEnv | Com - Warehouse | Energy Efficiency | Admin | 9219.072 | 8357.54 | 773.9737 | 374.3649 | 63.3972 | 0 | 0 | 0 | 0 | 0 | 0
2023 PG Study Reference Scenario | PG&E | Com | BldgEnv | Com - Warehouse | Energy Efficiency | Incremental Measure Cost | -16845.5 | -15207.5 | -1419.55 | -683.318 | -115.146 | 0 | 0 | 0 | 0 | 0 | 0
2023 PG Study Reference Scenario | PG&E | Com | BldgEnv | Com - Warehouse | Energy Efficiency | Admin | 1486.561 | 1411.543 | 1340.401 | 1273.015 | 1209.158 | 1148.604 | 1091.153 | 1036.619 | 981.2563 | 928.6414 | 879.5479
2023 PG Study Reference Scenario | PG&E | Com | BldgEnv | Com - Warehouse | Energy Efficiency | Incentives | 0 | 0 | 0 | 0 | 0 | 0 | 0 | 0 | 743.9218 | 720.0166 | 697.0515
2023 PG Study Reference Scenario | PG&E | Com | BldgEnv | Com - Warehouse | Energy Efficiency | Incremental Measure Cost | -2629.42 | -2409.75 | -2205.54 | -2016.49 | -1841.13 | -1678.01 | -1525.99 | -1384.08 | 3174.253 | 2994.236 | 2839.052
2023 PG Study Reference Scenario | PG&E | Com | ComRefrig | Com - College | Energy Efficiency | Admin | 0 | 0 | 0 | 0 | 0 | 0 | 0 | 0 | 0 | 0 | 0
2023 PG Study Reference Scenario | PG&E | Com | ComRefrig | Com - College | Energy Efficiency | Incentives | 0 | 0 | 0 | 0 | 0 | 0 | 0 | 0 | 0 | 0 | 0
2023 PG Study Reference Scenario | PG&E | Com | ComRefrig | Com - College | Energy Efficiency | Incremental Measure Cost | 0 | 0 | 0 | 0 | 0 | 0 | 0 | 0 | 0 | 0 | 0
2023 PG Study Reference Scenario | PG&E | Com | ComRefrig | Com - College | Energy Efficiency | Admin | 2029.624 | 913.6137 | 223.2438 | 15.5499 | 13.6276 | 12.535 | 11.7435 | 11.002 | 10.3073 | 9.6565 | 9.0469
2023 PG Study Reference Scenario | PG&E | Com | ComRefrig | Com - College | Energy Efficiency | Incentives | 1129.045 | 508.2277 | 124.1867 | 8.6501 | 7.5808 | 6.973 | 6.5327 | 6.1202 | 5.7338 | 5.3718 | 5.0326
2023 PG Study Reference Scenario | PG&E | Com | ComRefrig | Com - College | Energy Efficiency | Incremental Measure Cost | 13541.62 | 6344.786 | 1546.011 | 48.2671 | 38.7528 | 35.1708 | 33.6024 | 32.1041 | 30.6726 | 29.3051 | 27.9987
2023 PG Study Reference Scenario | PG&E | Com | ComRefrig | Com - College | Energy Efficiency | Admin | 0 | 0 | 0 | 0 | 0 | 0 | 0 | 0 | 0 | 0 | 0
2023 PG Study Reference Scenario | PG&E | Com | ComRefrig | Com - College | Energy Efficiency | Incentives | 0 | 0 | 0 | 0 | 0 | 0 | 0 | 0 | 0 | 0 | 0
2023 PG Study Reference Scenario | PG&E | Com | ComRefrig | Com - College | Energy Efficiency | Incremental Measure Cost | 0 | 0 | 0 | 0 | 0 | 0 | 0 | 0 | 0 | 0 | 0
2023 PG Study Reference Scenario | PG&E | Com | ComRefrig | Com - Grocery | Energy Efficiency | Admin | 0 | 0 | 0 | 0 | 0 | 0 | 0 | 0 | 0 | 0 | 0
2023 PG Study Reference Scenario | PG&E | Com | ComRefrig | Com - Grocery | Energy Efficiency | Incentives | 0 | 0 | 0 | 0 | 0 | 0 | 0 | 0 | 0 | 0 | 0
2023 PG Study Reference Scenario | PG&E | Com | ComRefrig | Com - Grocery | Energy Efficiency | Incremental Measure Cost | 0 | 0 | 0 | 0 | 0 | 0 | 0 | 0 | 0 | 0 | 0
2023 PG Study Reference Scenario | PG&E | Com | ComRefrig | Com - Grocery | Energy Efficiency | Admin | 681577.3 | 425086.8 | 232121.1 | 108245.4 | 58558.99 | 37473.12 | 24038.59 | 17628.56 | 16493.03 | 15436.56 | 14459.53
2023 PG Study Reference Scenario | PG&E | Com | ComRefrig | Com - Grocery | Energy Efficiency | Incentives | 379149.8 | 236468.5 | 129125 | 60215.06 | 32575.37 | 20845.66 | 13372.25 | 9806.467 | 9174.79 | 8587.095 | 8043.591
2023 PG Study Reference Scenario | PG&E | Com | ComRefrig | Com - Grocery | Energy Efficiency | Incremental Measure Cost | 2503786 | 1758477 | 1103438 | 610512.2 | 338765.3 | 190193.8 | 95045.16 | 51726.71 | 49230.88 | 46905.93 | 44794.09
2023 PG Study Reference Scenario | PG&E | Com | ComRefrig | Com - Grocery | Energy Efficiency | Admin | 0 | 0 | 0 | 0 | 0 | 0 | 0 | 0 | 0 | 0 | 0
2023 PG Study Reference Scenario | PG&E | Com | ComRefrig | Com - Grocery | Energy Efficiency | Incentives | 0 | 0 | 0 | 0 | 0 | 0 | 0 | 0 | 0 | 0 | 0
2023 PG Study Reference Scenario | PG&E | Com | ComRefrig | Com - Grocery | Energy Efficiency | Incremental Measure Cost | 0 | 0 | 0 | 0 | 0 | 0 | 0 | 0 | 0 | 0 | 0
2023 PG Study Reference Scenario | PG&E | Com | ComRefrig | Com - Lodging | Energy Efficiency | Admin | 2983.795 | 1578.327 | 541.5277 | 2.037 | 0.53013 | 0 | 0 | 0 | 0 | 0 | 0
2023 PG Study Reference Scenario | PG&E | Com | ComRefrig | Com - Lodging | Energy Efficiency | Incentives | 1659.834 | 877.9965 | 301.2426 | 1.1331 | 0.2949 | 0 | 0 | 0 | 0 | 0 | 0
2023 PG Study Reference Scenario | PG&E | Com | ComRefrig | Com - Lodging | Energy Efficiency | Incremental Measure Cost | 20751.99 | 11197.19 | 3919.159 | 15.6388 | 4.1515 | 0 | 0 | 0 | 0 | 0 | 0
2023 PG Study Reference Scenario | PG&E | Com | ComRefrig | Com - Other | Energy Efficiency | Admin | 4546.078 | 3213.909 | 1900.219 | 903.3974 | 273.3826 | 1.8474 | 0.71147 | 0 | 0 | 0 | 0
2023 PG Study Reference Scenario | PG&E | Com | ComRefrig | Com - Other | Energy Efficiency | Incentives | 2528.905 | 1787.843 | 1057.059 | 502.5445 | 152.0781 | 1.0277 | 0.39578 | 0 | 0 | 0 | 0
2023 PG Study Reference Scenario | PG&E | Com | ComRefrig | Com - Other | Energy Efficiency | Incremental Measure Cost | 31616.7 | 22799.48 | 13750.37 | 6668.461 | 2058.89 | 14.7565 | 5.7966 | 0 | 0 | 0 | 0
2023 PG Study Reference Scenario | PG&E | Com | ComRefrig | Com - Refrig. Warehouse | Energy Efficiency | Admin | 0 | 0 | 0 | 0 | 0 | 0 | 0 | 0 | 0 | 0 | 0
2023 PG Study Reference Scenario | PG&E | Com | ComRefrig | Com - Refrig. Warehouse | Energy Efficiency | Incentives | 0 | 0 | 0 | 0 | 0 | 0 | 0 | 0 | 0 | 0 | 0
2023 PG Study Reference Scenario | PG&E | Com | ComRefrig | Com - Refrig. Warehouse | Energy Efficiency | Incremental Measure Cost | 0 | 0 | 0 | 0 | 0 | 0 | 0 | 0 | 0 | 0 | 0
2023 PG Study Reference Scenario | PG&E | Com | ComRefrig | Com - Refrig. Warehouse | Energy Efficiency | Admin | 28793.17 | 18446.77 | 9517.317 | 3417.455 | 48.108 | 36.621 | 30.1368 | 28.234 | 26.4513 | 24.7813 | 23.2168
2023 PG Study Reference Scenario | PG&E | Com | ComRefrig | Com - Refrig. Warehouse | Energy Efficiency | Incentives | 16017.15 | 10261.62 | 5294.321 | 1901.072 | 26.7616 | 20.3717 | 16.7646 | 15.7061 | 14.7144 | 13.7854 | 12.9151
2023 PG Study Reference Scenario | PG&E | Com | ComRefrig | Com - Refrig. Warehouse | Energy Efficiency | Incremental Measure Cost | 198180.9 | 130069.2 | 68690.96 | 25056.25 | 202.3134 | 125.8227 | 86.2288 | 82.3839 | 78.7107 | 75.2015 | 71.849
2023 PG Study Reference Scenario | PG&E | Com | ComRefrig | Com - Refrig. Warehouse | Energy Efficiency | Admin | 0 | 0 | 0 | 0 | 0 | 0 | 0 | 0 | 0 | 0 | 0
2023 PG Study Reference Scenario | PG&E | Com | ComRefrig | Com - Refrig. Warehouse | Energy Efficiency | Incentives | 0 | 0 | 0 | 0 | 0 | 0 | 0 | 0 | 0 | 0 | 0
2023 PG Study Reference Scenario | PG&E | Com | ComRefrig | Com - Refrig. Warehouse | Energy Efficiency | Incremental Measure Cost | 0 | 0 | 0 | 0 | 0 | 0 | 0 | 0 | 0 | 0 | 0
2023 PG Study Reference Scenario | PG&E | Com | ComRefrig | Com - Restaurant | Energy Efficiency | Admin | 0 | 0 | 0 | 0 | 0 | 0 | 0 | 0 | 0 | 0 | 0
2023 PG Study Reference Scenario | PG&E | Com | ComRefrig | Com - Restaurant | Energy Efficiency | Incentives | 0 | 0 | 0 | 0 | 0 | 0 | 0 | 0 | 0 | 0 | 0
2023 PG Study Reference Scenario | PG&E | Com | ComRefrig | Com - Restaurant | Energy Efficiency | Incremental Measure Cost | 0 | 0 | 0 | 0 | 0 | 0 | 0 | 0 | 0 | 0 | 0
2023 PG Study Reference Scenario | PG&E | Com | ComRefrig | Com - Restaurant | Energy Efficiency | Admin | 32833.04 | 15191.19 | 5495.151 | 664.3788 | 609.1224 | 563.1258 | 527.5674 | 494.2555 | 463.0482 | 433.8125 | 406.4237
2023 PG Study Reference Scenario | PG&E | Com | ComRefrig | Com - Restaurant | Energy Efficiency | Incentives | 18264.46 | 8450.6 | 3056.858 | 369.5826 | 338.8444 | 313.2573 | 293.4767 | 274.9459 | 257.5858 | 241.3225 | 226.0865
2023 PG Study Reference Scenario | PG&E | Com | ComRefrig | Com - Restaurant | Energy Efficiency | Incremental Measure Cost | 206094.6 | 104012.9 | 36627 | 1906.042 | 1716.902 | 1580.18 | 1509.712 | 1442.392 | 1378.077 | 1316.635 | 1257.936
2023 PG Study Reference Scenario | PG&E | Com | ComRefrig | Com - Restaurant | Energy Efficiency | Admin | 0 | 0 | 0 | 0 | 0 | 0 | 0 | 0 | 0 | 0 | 0
2023 PG Study Reference Scenario | PG&E | Com | ComRefrig | Com - Restaurant | Energy Efficiency | Incentives | 0 | 0 | 0 | 0 | 0 | 0 | 0 | 0 | 0 | 0 | 0
2023 PG Study Reference Scenario | PG&E | Com | ComRefrig | Com - Restaurant | Energy Efficiency | Incremental Measure Cost | 0 | 0 | 0 | 0 | 0 | 0 | 0 | 0 | 0 | 0 | 0
2023 PG Study Reference Scenario | PG&E | Com | ComRefrig | Com - Retail | Energy Efficiency | Admin | 0 | 0 | 0 | 0 | 0 | 0 | 0 | 0 | 0 | 0 | 0
2023 PG Study Reference Scenario | PG&E | Com | ComRefrig | Com - Retail | Energy Efficiency | Incentives | 0 | 0 | 0 | 0 | 0 | 0 | 0 | 0 | 0 | 0 | 0
2023 PG Study Reference Scenario | PG&E | Com | ComRefrig | Com - Retail | Energy Efficiency | Incremental Measure Cost | 0 | 0 | 0 | 0 | 0 | 0 | 0 | 0 | 0 | 0 | 0
2023 PG Study Reference Scenario | PG&E | Com | ComRefrig | Com - Retail | Energy Efficiency | Admin | 302663 | 179843.5 | 89720.06 | 34359.4 | 18091.05 | 9850.672 | 8045.244 | 7521.475 | 7036.288 | 6591.889 | 6175.641
2023 PG Study Reference Scenario | PG&E | Com | ComRefrig | Com - Retail | Energy Efficiency | Incentives | 168366.3 | 100043.8 | 49909.73 | 19113.55 | 10063.74 | 5479.76 | 4475.431 | 4184.067 | 3914.167 | 3666.955 | 3435.403
2023 PG Study Reference Scenario | PG&E | Com | ComRefrig | Com - Retail | Energy Efficiency | Incremental Measure Cost | 1215152 | 797486.7 | 445054.9 | 200950.4 | 92603.38 | 33980.25 | 23192.23 | 22027.41 | 20958.48 | 20023.13 | 19130.19
2023 PG Study Reference Scenario | PG&E | Com | ComRefrig | Com - Retail | Energy Efficiency | Admin | 0 | 0 | 0 | 0 | 0 | 0 | 0 | 0 | 0 | 0 | 0
2023 PG Study Reference Scenario | PG&E | Com | ComRefrig | Com - Retail | Energy Efficiency | Incentives | 0 | 0 | 0 | 0 | 0 | 0 | 0 | 0 | 0 | 0 | 0
2023 PG Study Reference Scenario | PG&E | Com | ComRefrig | Com - Retail | Energy Efficiency | Incremental Measure Cost | 0 | 0 | 0 | 0 | 0 | 0 | 0 | 0 | 0 | 0 | 0
2023 PG Study Reference Scenario | PG&E | Com | ComRefrig | Com - School | Energy Efficiency | Admin | 0 | 0 | 0 | 0 | 0 | 0 | 0 | 0 | 0 | 0 | 0
2023 PG Study Reference Scenario | PG&E | Com | ComRefrig | Com - School | Energy Efficiency | Incentives | 0 | 0 | 0 | 0 | 0 | 0 | 0 | 0 | 0 | 0 | 0
2023 PG Study Reference Scenario | PG&E | Com | ComRefrig | Com - School | Energy Efficiency | Incremental Measure Cost | 0 | 0 | 0 | 0 | 0 | 0 | 0 | 0 | 0 | 0 | 0
2023 PG Study Reference Scenario | PG&E | Com | ComRefrig | Com - School | Energy Efficiency | Admin | 4610.254 | 2361.611 | 869.8546 | 31.3621 | 27.404 | 24.6758 | 23.1174 | 21.6575 | 20.2899 | 19.0087 | 17.8084
2023 PG Study Reference Scenario | PG&E | Com | ComRefrig | Com - School | Energy Efficiency | Incentives | 2564.605 | 1313.724 | 483.8852 | 17.4462 | 15.2444 | 13.7267 | 12.8598 | 12.0477 | 11.2869 | 10.5742 | 9.9065
2023 PG Study Reference Scenario | PG&E | Com | ComRefrig | Com - School | Energy Efficiency | Incremental Measure Cost | 31160.5 | 16591.48 | 6157.577 | 100.839 | 80.861 | 69.2875 | 66.1969 | 63.2444 | 60.4238 | 57.7292 | 55.1549
2023 PG Study Reference Scenario | PG&E | Com | ComRefrig | Com - School | Energy Efficiency | Admin | 0 | 0 | 0 | 0 | 0 | 0 | 0 | 0 | 0 | 0 | 0
2023 PG Study Reference Scenario | PG&E | Com | ComRefrig | Com - School | Energy Efficiency | Incentives | 0 | 0 | 0 | 0 | 0 | 0 | 0 | 0 | 0 | 0 | 0
2023 PG Study Reference Scenario | PG&E | Com | ComRefrig | Com - School | Energy Efficiency | Incremental Measure Cost | 0 | 0 | 0 | 0 | 0 | 0 | 0 | 0 | 0 | 0 | 0
2023 PG Study Reference Scenario | PG&E | Com | Data Center | Com - Office (Large) | Energy Efficiency | Admin | 5402.979 | 5381.771 | 5501.789 | 5539.253 | 5641.939 | 5689.793 | 5755.091 | 5725.672 | 5649.513 | 5671.543 | 5662.047
2023 PG Study Reference Scenario | PG&E | Com | Data Center | Com - Office (Large) | Energy Efficiency | Incentives | 4546.665 | 4528.818 | 4629.814 | 4661.341 | 4747.752 | 4788.022 | 4842.971 | 4818.214 | 4754.125 | 4772.664 | 4764.673
2023 PG Study Reference Scenario | PG&E | Com | Data Center | Com - Office (Large) | Energy Efficiency | Incremental Measure Cost | 18397.08 | 18692.62 | 19493 | 20019.61 | 20799.95 | 21397.34 | 22077.23 | 22405.13 | 22622.45 | 23164.92 | 23588.69
2023 PG Study Reference Scenario | PG&E | Com | Data Center | Com - Office (Large) | Energy Efficiency | Admin | 6048.139 | 5977.002 | 5501.442 | 5387.942 | 5226.752 | 5021.102 | 4775.729 | 4496.69 | 4190.833 | 3865.439 | 3527.872
2023 PG Study Reference Scenario | PG&E | Com | Data Center | Com - Office (Large) | Energy Efficiency | Incentives | 5089.574 | 5029.711 | 4629.522 | 4534.011 | 4398.368 | 4225.311 | 4018.827 | 3784.013 | 3526.631 | 3252.808 | 2968.742
2023 PG Study Reference Scenario | PG&E | Com | Data Center | Com - Office (Large) | Energy Efficiency | Incremental Measure Cost | 20163.28 | 20339.75 | 19201.26 | 19181.22 | 18979.53 | 18597.42 | 18042.37 | 17327.94 | 16472.31 | 15497.2 | 14426.71
2023 PG Study Reference Scenario | PG&E | Com | Data Center | Com - Office (Large) | Energy Efficiency | Admin | 1063.548 | 1072.555 | 1081.925 | 1091.437 | 1101.269 | 1111.266 | 1121.474 | 1131.64 | 1141.619 | 1151.697 | 1161.795
2023 PG Study Reference Scenario | PG&E | Com | Data Center | Com - Office (Large) | Energy Efficiency | Incentives | 894.9866 | 902.5663 | 910.4511 | 918.4562 | 926.7296 | 935.1423 | 943.7322 | 952.2868 | 960.6843 | 969.1654 | 977.6627
2023 PG Study Reference Scenario | PG&E | Com | Data Center | Com - Office (Large) | Energy Efficiency | Incremental Measure Cost | 5270.586 | 5424.503 | 5584.331 | 5749.127 | 5919.988 | 6096.286 | 6278.442 | 6465.2 | 6814.176 | 7011.82 | 7214.763
2023 PG Study Reference Scenario | PG&E | Com | Data Center | Com - Other | Energy Efficiency | Admin | 2503.348 | 2500.238 | 2520.361 | 2521.932 | 2502.269 | 2524.156 | 2543.655 | 2542.577 | 2510.207 | 2502.858 | 2498.824
2023 PG Study Reference Scenario | PG&E | Com | Data Center | Com - Other | Energy Efficiency | Incentives | 2106.594 | 2103.977 | 2120.911 | 2122.232 | 2105.686 | 2124.104 | 2140.513 | 2139.606 | 2112.366 | 2106.182 | 2102.787
2023 PG Study Reference Scenario | PG&E | Com | Data Center | Com - Other | Energy Efficiency | Incremental Measure Cost | 8436.654 | 8597.062 | 8841.965 | 9026.818 | 9137.946 | 9404.631 | 9669.247 | 9860.878 | 10051.96 | 10222.99 | 10410.65
2023 PG Study Reference Scenario | PG&E | Com | Data Center | Com - Other | Energy Efficiency | Admin | 4111.966 | 4046.319 | 3946.546 | 3814.198 | 3651.625 | 3415.089 | 3245.35 | 3052.947 | 2842.261 | 2617.999 | 2384.977
2023 PG Study Reference Scenario | PG&E | Com | Data Center | Com - Other | Energy Efficiency | Incentives | 3460.263 | 3405.02 | 3321.061 | 3209.688 | 3072.882 | 2873.834 | 2730.996 | 2569.088 | 2391.793 | 2203.074 | 2006.984
2023 PG Study Reference Scenario | PG&E | Com | Data Center | Com - Other | Energy Efficiency | Incremental Measure Cost | 13605.47 | 13687.44 | 13648.22 | 13485 | 13198.14 | 12648.99 | 12260.7 | 11764.5 | 11171.67 | 10496 | 9753.014
2023 PG Study Reference Scenario | PG&E | Com | Data Center | Com - Other | Energy Efficiency | Admin | 658.2109 | 660.2485 | 662.3779 | 664.5518 | 666.7115 | 668.9669 | 671.3101 | 673.6885 | 675.9768 | 678.2836 | 680.629
2023 PG Study Reference Scenario | PG&E | Com | Data Center | Com - Other | Energy Efficiency | Incentives | 553.8915 | 555.6062 | 557.3981 | 559.2275 | 561.0448 | 562.9428 | 564.9146 | 566.9161 | 568.8417 | 570.7829 | 572.7566
2023 PG Study Reference Scenario | PG&E | Com | Data Center | Com - Other | Energy Efficiency | Incremental Measure Cost | 3011.318 | 3087.912 | 3166.708 | 3247.546 | 3330.188 | 3415.232 | 3502.711 | 3592.421 | 4034.82 | 4129.56 | 4226.717
2023 PG Study Reference Scenario | PG&E | Com | FoodServ | Com - College | Energy Efficiency | Admin | 5286.003 | 5397.048 | 5384.448 | 5505.072 | 3430.968 | 3357.467 | 3494.096 | 3503.768 | 3723.988 | 3824.008 | 3919.569
2023 PG Study Reference Scenario | PG&E | Com | FoodServ | Com - College | Energy Efficiency | Incentives | 3113.475 | 3188.988 | 3191.496 | 3272.974 | 2050.219 | 2011.967 | 2099.782 | 2111.244 | 2249.226 | 2315.54 | 2379.584
2023 PG Study Reference Scenario | PG&E | Com | FoodServ | Com - College | Energy Efficiency | Incremental Measure Cost | 11342.19 | 11853.65 | 12105.77 | 12670.41 | 8082.696 | 8096.705 | 8686.526 | 8917.895 | 9703.72 | 10199.71 | 10700.45
2023 PG Study Reference Scenario | PG&E | Com | FoodServ | Com - College | Energy Efficiency | Admin | 24803.56 | 26028.46 | 27370.89 | 28768.01 | 29914.17 | 30895.11 | 32182.45 | 33233.6 | 34218.67 | 35200.48 | 36180.3
2023 PG Study Reference Scenario | PG&E | Com | FoodServ | Com - College | Energy Efficiency | Incentives | 14241.47 | 14997.82 | 15838.16 | 16689.21 | 17373.28 | 17992.34 | 18821.37 | 19497.68 | 20133.87 | 20772.6 | 21414.77
2023 PG Study Reference Scenario | PG&E | Com | FoodServ | Com - College | Energy Efficiency | Incremental Measure Cost | 42629.55 | 45600.06 | 48858.47 | 52220.61 | 55246.76 | 58019.82 | 61891.76 | 65278.4 | 68596.03 | 72014.5 | 75539.48
2023 PG Study Reference Scenario | PG&E | Com | FoodServ | Com - College | Fuel Substitution | Admin | 26.836 | 29.6473 | 41.1393 | 55.1865 | 70.6151 | 86.5428 | 109.0849 | 135.1386 | 162.6207 | 191.2958 | 221.1196
2023 PG Study Reference Scenario | PG&E | Com | FoodServ | Com - College | Fuel Substitution | Incentives | 37.4569 | 40.1986 | 51.923 | 66.757 | 82.4396 | 98.5401 | 125.1495 | 156.7968 | 190.3868 | 225.5612 | 262.2719
2023 PG Study Reference Scenario | PG&E | Com | FoodServ | Com - College | Fuel Substitution | Incremental Measure Cost | 47.3383 | 53.3802 | 76.9436 | 104.2547 | 131.0267 | 159.1946 | 202.502 | 253.7184 | 308.7557 | 367.2174 | 429.0857
2023 PG Study Reference Scenario | PG&E | Com | FoodServ | Com - Grocery | Energy Efficiency | Admin | 9070.367 | 7963.881 | 7319.344 | 6457.513 | 5361.158 | 5262.641 | 4780.915 | 4614.746 | 4216.834 | 4296.575 | 4450.988
2023 PG Study Reference Scenario | PG&E | Com | FoodServ | Com - Grocery | Energy Efficiency | Incentives | 5590.465 | 4923.894 | 4538.439 | 4016.772 | 3345.801 | 3291.466 | 2999.119 | 2901.573 | 2658.934 | 2713.71 | 2815.387
2023 PG Study Reference Scenario | PG&E | Com | FoodServ | Com - Grocery | Energy Efficiency | Incremental Measure Cost | 16907.37 | 15201.38 | 14304.26 | 12929.23 | 11007.87 | 11060.14 | 10369.37 | 10248.29 | 9596.734 | 9997.973 | 10585.31
2023 PG Study Reference Scenario | PG&E | Com | FoodServ | Com - Grocery | Energy Efficiency | Admin | 162906.9 | 170051.2 | 180346 | 190989.3 | 199645.6 | 206986 | 214280.6 | 221819.4 | 229721.7 | 236629.1 | 243510.7
2023 PG Study Reference Scenario | PG&E | Com | FoodServ | Com - Grocery | Energy Efficiency | Incentives | 99000.61 | 103575.3 | 110281.3 | 117254.9 | 122824.1 | 127372.7 | 132126.5 | 137066.5 | 142273.1 | 146835.1 | 151400.4
2023 PG Study Reference Scenario | PG&E | Com | FoodServ | Com - Grocery | Energy Efficiency | Incremental Measure Cost | 267306.8 | 284450.5 | 307255.9 | 331488.7 | 353311.6 | 371568.7 | 392980.5 | 415878.7 | 440708.7 | 463660.1 | 487318.3
2023 PG Study Reference Scenario | PG&E | Com | FoodServ | Com - Grocery | Fuel Substitution | Admin | 238.8198 | 228.466 | 392.846 | 617.8002 | 870.6106 | 1136.246 | 1401.96 | 1682.408 | 1992.216 | 2315.342 | 2647.367
2023 PG Study Reference Scenario | PG&E | Com | FoodServ | Com - Grocery | Fuel Substitution | Incentives | 297.0241 | 282.7096 | 453.009 | 679.1085 | 930.4275 | 1193.641 | 1465.891 | 1756.287 | 2087.022 | 2434.315 | 2791.949
2023 PG Study Reference Scenario | PG&E | Com | FoodServ | Com - Grocery | Fuel Substitution | Incremental Measure Cost | 448.3733 | 428.5632 | 758.7905 | 1210.759 | 1716.221 | 2250.22 | 2820.283 | 3440.818 | 4142.589 | 4894.979 | 5690.501
2023 PG Study Reference Scenario | PG&E | Com | FoodServ | Com - Health | Energy Efficiency | Admin | 10462.59 | 10769.31 | 11731.48 | 12405.89 | 13358.29 | 14088.43 | 14856.12 | 15385.78 | 15792.37 | 15999.2 | 15815.04
2023 PG Study Reference Scenario | PG&E | Com | FoodServ | Com - Health | Energy Efficiency | Incentives | 5967.357 | 6167.514 | 6744.871 | 7160.29 | 7736.987 | 8188.221 | 8668.746 | 9009.378 | 9279.993 | 9434.884 | 9359.628
2023 PG Study Reference Scenario | PG&E | Com | FoodServ | Com - Health | Energy Efficiency | Incremental Measure Cost | 20333.64 | 21433.47 | 23911.26 | 25896.71 | 28560.03 | 30852.71 | 33598.73 | 35649.96 | 37486.16 | 38902.15 | 39388.1
2023 PG Study Reference Scenario | PG&E | Com | FoodServ | Com - Health | Energy Efficiency | Admin | 72210.14 | 76078.89 | 81119.1 | 86171.81 | 91221.82 | 95764.12 | 100286.8 | 105267.8 | 109984.5 | 114543.3 | 119121.3
2023 PG Study Reference Scenario | PG&E | Com | FoodServ | Com - Health | Energy Efficiency | Incentives | 39832.81 | 42136.39 | 45235.9 | 48362.21 | 51280.73 | 53967.16 | 56753.49 | 59863.78 | 62815.49 | 65681.69 | 68583.85
2023 PG Study Reference Scenario | PG&E | Com | FoodServ | Com - Health | Energy Efficiency | Incremental Measure Cost | 108494.4 | 116533.1 | 126748.1 | 137355.8 | 147828.1 | 157934.6 | 169001.9 | 181685.7 | 194060.8 | 206390.8 | 219181.2
2023 PG Study Reference Scenario | PG&E | Com | FoodServ | Com - Health | Fuel Substitution | Admin | 82.2718 | 79.5498 | 137.7308 | 205.5398 | 283.1708 | 365.6135 | 449.2514 | 548.7865 | 658.4154 | 774.6446 | 896.6372
2023 PG Study Reference Scenario | PG&E | Com | FoodServ | Com - Health | Fuel Substitution | Incentives | 106.8345 | 103.1074 | 163.6129 | 232.5464 | 310.3897 | 392.8078 | 479.1279 | 587.3847 | 708.9013 | 838.4153 | 974.7153
2023 PG Study Reference Scenario | PG&E | Com | FoodServ | Com - Health | Fuel Substitution | Incremental Measure Cost | 136.326 | 131.84 | 249.7782 | 387.6307 | 535.8861 | 688.8436 | 853.5708 | 1055.314 | 1283.069 | 1530.471 | 1796.472
2023 PG Study Reference Scenario | PG&E | Com | FoodServ | Com - Lodging | Energy Efficiency | Admin | 16088.38 | 16885.67 | 17729.07 | 18451.6 | 19439.8 | 20191.64 | 21112.51 | 21854.39 | 22540.61 | 23333.03 | 24082.87
2023 PG Study Reference Scenario | PG&E | Com | FoodServ | Com - Lodging | Energy Efficiency | Incentives | 9476.056 | 9980.116 | 10514.06 | 10979.07 | 11599.23 | 12079.73 | 12675.71 | 13156.19 | 13605.72 | 14121.95 | 14615.23
2023 PG Study Reference Scenario | PG&E | Com | FoodServ | Com - Lodging | Energy Efficiency | Incremental Measure Cost | 30456.24 | 32732.82 | 35193.36 | 37507.91 | 40467.91 | 43045.39 | 46990.34 | 49834.46 | 52652.56 | 55825.13 | 59009.21
2023 PG Study Reference Scenario | PG&E | Com | FoodServ | Com - Lodging | Energy Efficiency | Admin | 51793.17 | 55098.59 | 59136.9 | 63116.48 | 66621.42 | 70234.88 | 73935.34 | 77408.91 | 80951 | 84573.54 | 88277.62
2023 PG Study Reference Scenario | PG&E | Com | FoodServ | Com - Lodging | Energy Efficiency | Incentives | 29678.66 | 31725.64 | 34272.17 | 36712.29 | 38834.32 | 41092.02 | 43415.69 | 45595.44 | 47829.5 | 50125.6 | 52485.18
2023 PG Study Reference Scenario | PG&E | Com | FoodServ | Com - Lodging | Energy Efficiency | Incremental Measure Cost | 78497.42 | 85186.07 | 93306.86 | 101437.4 | 109281.8 | 118500.9 | 127855.3 | 136892.3 | 146382 | 156364.2 | 166861.9
2023 PG Study Reference Scenario | PG&E | Com | FoodServ | Com - Lodging | Fuel Substitution | Admin | 55.1292 | 75.5524 | 140.3674 | 211.8049 | 289.71 | 373.5548 | 465.483 | 562.8265 | 664.6953 | 771.093 | 881.9253
2023 PG Study Reference Scenario | PG&E | Com | FoodServ | Com - Lodging | Fuel Substitution | Incentives | 68.9156 | 89.9334 | 157.7661 | 231.8885 | 310.1158 | 395.405 | 495.6778 | 602.5565 | 714.7319 | 832.2264 | 954.9628
2023 PG Study Reference Scenario | PG&E | Com | FoodServ | Com - Lodging | Fuel Substitution | Incremental Measure Cost | 99.3241 | 140.9331 | 271.6132 | 412.1064 | 560.0692 | 724.2644 | 915.9869 | 1124.498 | 1348.56 | 1588.736 | 1845.381
2023 PG Study Reference Scenario | PG&E | Com | FoodServ | Com - Other | Energy Efficiency | Admin | 28168.07 | 29471.1 | 31027.97 | 32353.34 | 33378.86 | 34946.73 | 37117.14 | 38418.97 | 39245.07 | 40419.39 | 41639.03
2023 PG Study Reference Scenario | PG&E | Com | FoodServ | Com - Other | Energy Efficiency | Incentives | 16846.66 | 17685.14 | 18678.05 | 19538.94 | 20198.41 | 21183.75 | 22577.7 | 23412.14 | 23960.69 | 24723.5 | 25517.33
2023 PG Study Reference Scenario | PG&E | Com | FoodServ | Com - Other | Energy Efficiency | Incremental Measure Cost | 53015.13 | 56650.1 | 60916.42 | 64879.98 | 68374.27 | 73126.64 | 82740.97 | 87616.68 | 91556.02 | 96445.94 | 101612
2023 PG Study Reference Scenario | PG&E | Com | FoodServ | Com - Other | Energy Efficiency | Admin | 205214.2 | 214671.2 | 225122.1 | 235975.9 | 247159.9 | 257419.4 | 268792.1 | 280169.3 | 290439.8 | 300401.4 | 310430.9
2023 PG Study Reference Scenario | PG&E | Com | FoodServ | Com - Other | Energy Efficiency | Incentives | 121278.4 | 127309.9 | 134029.1 | 141072.4 | 148044 | 154376.7 | 161619.6 | 168891.4 | 175450.7 | 181829.6 | 188280.6
2023 PG Study Reference Scenario | PG&E | Com | FoodServ | Com - Other | Energy Efficiency | Incremental Measure Cost | 356969.2 | 380743.9 | 406915.8 | 434532.7 | 463127.8 | 493216.5 | 526560.3 | 561537 | 594928.9 | 628582.7 | 663532.3
2023 PG Study Reference Scenario | PG&E | Com | FoodServ | Com - Other | Fuel Substitution | Admin | 167.0568 | 161.9198 | 217.7706 | 310.4159 | 449.6255 | 598.3473 | 752.346 | 940.3223 | 1147.406 | 1367.669 | 1599.666
2023 PG Study Reference Scenario | PG&E | Com | FoodServ | Com - Other | Fuel Substitution | Incentives | 230.8178 | 223.4418 | 279.8453 | 383.2202 | 549.0814 | 726.2507 | 913.4948 | 1149.581 | 1412.201 | 1692.47 | 1988.287
2023 PG Study Reference Scenario | PG&E | Com | FoodServ | Com - Other | Fuel Substitution | Incremental Measure Cost | 306.1934 | 296.9259 | 410.2013 | 597.6584 | 871.4618 | 1158.847 | 1466.761 | 1848.332 | 2274.35 | 2733.491 | 3223.369
2023 PG Study Reference Scenario | PG&E | Com | FoodServ | Com - Restaurant | Energy Efficiency | Admin | 33391.93 | 29003.42 | 26359.93 | 24267.61 | 22488.15 | 21105.42 | 21565.63 | 21291.22 | 21337.31 | 22070.77 | 22510.49
2023 PG Study Reference Scenario | PG&E | Com | FoodServ | Com - Restaurant | Energy Efficiency | Incentives | 20172.09 | 17595.35 | 16054.47 | 14837.85 | 13791.2 | 12977.76 | 13296.26 | 13155.75 | 13210.69 | 13687.43 | 13985.08
2023 PG Study Reference Scenario | PG&E | Com | FoodServ | Com - Restaurant | Energy Efficiency | Incremental Measure Cost | 63726.29 | 56644.44 | 52680.68 | 49633.82 | 47070.7 | 45204.26 | 48201.9 | 48687.74 | 49904.74 | 52771.18 | 55023.81
2023 PG Study Reference Scenario | PG&E | Com | FoodServ | Com - Restaurant | Energy Efficiency | Admin | 399831.1 | 415184.6 | 439138.8 | 461581.5 | 479039 | 494207.4 | 510211.3 | 526164.1 | 540079.9 | 553693.4 | 567138.6
2023 PG Study Reference Scenario | PG&E | Com | FoodServ | Com - Restaurant | Energy Efficiency | Incentives | 234768.1 | 244626.9 | 260339.4 | 275160.2 | 286000.6 | 295697.1 | 306116.1 | 316567.4 | 325717.8 | 334723.3 | 343673.2
2023 PG Study Reference Scenario | PG&E | Com | FoodServ | Com - Restaurant | Energy Efficiency | Incremental Measure Cost | 618418.5 | 654690.1 | 706154.1 | 756895.8 | 800538.1 | 844533.8 | 892101.3 | 942089.2 | 988536.1 | 1035828 | 1084345
2023 PG Study Reference Scenario | PG&E | Com | FoodServ | Com - Restaurant | Fuel Substitution | Admin | 486.7895 | 465.7913 | 974.0539 | 1520.33 | 2151.59 | 2807.618 | 3460.133 | 4170.114 | 4905.372 | 5658.647 | 6427.647
2023 PG Study Reference Scenario | PG&E | Com | FoodServ | Com - Restaurant | Fuel Substitution | Incentives | 600.7866 | 569.6454 | 1097.301 | 1663.207 | 2314.703 | 2992.049 | 3689.594 | 4467.205 | 5277.389 | 6109.799 | 6961.83
2023 PG Study Reference Scenario | PG&E | Com | FoodServ | Com - Restaurant | Fuel Substitution | Incremental Measure Cost | 916.4603 | 877.2149 | 1897.682 | 2995.396 | 4240.75 | 5559.845 | 6958.538 | 8518.838 | 10179 | 11927.01 | 13760.57
2023 PG Study Reference Scenario | PG&E | Com | FoodServ | Com - School | Energy Efficiency | Admin | 15437.42 | 16270.54 | 17107.77 | 17876.76 | 18424.95 | 19155.64 | 20141.6 | 20948.89 | 21689.89 | 22487.5 | 23315.73
2023 PG Study Reference Scenario | PG&E | Com | FoodServ | Com - School | Energy Efficiency | Incentives | 9408.157 | 9935.493 | 10466.19 | 10957.24 | 11312.69 | 11781.7 | 12425.78 | 12946.91 | 13429.16 | 13948.37 | 14489.07
2023 PG Study Reference Scenario | PG&E | Com | FoodServ | Com - School | Energy Efficiency | Incremental Measure Cost | 33032.96 | 35605.43 | 38289.85 | 40924.53 | 43145.05 | 45884.67 | 50858.92 | 54161.87 | 57412.28 | 60934.69 | 64670.53
2023 PG Study Reference Scenario | PG&E | Com | FoodServ | Com - School | Energy Efficiency | Admin | 68074.7 | 71512.36 | 75292.88 | 79072.54 | 82983.56 | 87208.03 | 91318.38 | 95315.01 | 99060.88 | 102858.8 | 106718.8
2023 PG Study Reference Scenario | PG&E | Com | FoodServ | Com - School | Energy Efficiency | Incentives | 40957.52 | 43116.11 | 45505.87 | 47903.7 | 50250.9 | 52949 | 55578.91 | 58140.43 | 60542.24 | 62986.96 | 65481.54
2023 PG Study Reference Scenario | PG&E | Com | FoodServ | Com - School | Energy Efficiency | Incremental Measure Cost | 126094.5 | 135060 | 144891.7 | 155057.5 | 165432.4 | 178613.1 | 191290.5 | 204125.7 | 216710.6 | 229847.9 | 243583.6
2023 PG Study Reference Scenario | PG&E | Com | FoodServ | Com - School | Fuel Substitution | Admin | 49.3888 | 51.1966 | 71.4795 | 95.149 | 121.8358 | 149.6461 | 186.225 | 232.6073 | 282.7059 | 335.5712 | 391.165
2023 PG Study Reference Scenario | PG&E | Com | FoodServ | Com - School | Fuel Substitution | Incentives | 68.8284 | 70.3179 | 91.0004 | 115.5089 | 142.3602 | 170.1114 | 211.7645 | 267.4941 | 328.1718 | 392.3673 | 460.0438
2023 PG Study Reference Scenario | PG&E | Com | FoodServ | Com - School | Fuel Substitution | Incremental Measure Cost | 86.7868 | 91.0486 | 132.5431 | 181.0729 | 227.5214 | 276.4312 | 346.0508 | 436.741 | 536.49 | 643.5626 | 758.0402
2023 PG Study Reference Scenario | PG&E | Com | HVAC | Com - College | Energy Efficiency | Admin | 73028.2 | 70318.27 | 65033.06 | 62663.7 | 5924.497 | 0 | 0 | 0 | 0 | 0 | 0
2023 PG Study Reference Scenario | PG&E | Com | HVAC | Com - College | Energy Efficiency | Incentives | 44569.45 | 43567.1 | 41025.93 | 39761.32 | 6928.166 | 0 | 0 | 0 | 0 | 0 | 0
2023 PG Study Reference Scenario | PG&E | Com | HVAC | Com - College | Energy Efficiency | Incremental Measure Cost | 197954.5 | 198150 | 190735.5 | 188259.3 | 27392.93 | 0 | 0 | 0 | 0 | 0 | 0
2023 PG Study Reference Scenario | PG&E | Com | HVAC | Com - College | Energy Efficiency | Admin | 13952.23 | 8771.559 | 4440.436 | 2104.227 | 484.1308 | 440.4464 | 400.7034 | 364.5504 | 331.3433 | 301.1731 | 273.8283
2023 PG Study Reference Scenario | PG&E | Com | HVAC | Com - College | Energy Efficiency | Incentives | 12425.78 | 7902.263 | 3982.219 | 1815.287 | 261.1362 | 240.5409 | 221.5912 | 204.1589 | 214.9392 | 197.4414 | 181.4862
2023 PG Study Reference Scenario | PG&E | Com | HVAC | Com - College | Energy Efficiency | Incremental Measure Cost | 25205.23 | 16145.62 | 8292.478 | 3945.313 | 823.6392 | 769.1372 | 718.0838 | 670.296 | 812.5372 | 751.6306 | 695.8258
2023 PG Study Reference Scenario | PG&E | Com | HVAC | Com - College | Energy Efficiency | Admin | 104472.6 | 110109.1 | 111929.8 | 116034.9 | 118680.5 | 52240.91 | 53426.46 | 54360.13 | 55082.49 | 55609.17 | 56243.01
2023 PG Study Reference Scenario | PG&E | Com | HVAC | Com - College | Energy Efficiency | Incentives | 122203.5 | 128797.1 | 130926 | 135728.3 | 138823.4 | 61129.33 | 62516.58 | 63609.11 | 64454.38 | 65070.66 | 65812.35
2023 PG Study Reference Scenario | PG&E | Com | HVAC | Com - College | Energy Efficiency | Incremental Measure Cost | 589622.6 | 639726.5 | 664699.6 | 708223.5 | 743640.5 | 447345 | 468848.9 | 488587.4 | 528021.5 | 544895.5 | 563476.5
2023 PG Study Reference Scenario | PG&E | Com | HVAC | Com - College | Fuel Substitution | Admin | 4118.939 | 4644.77 | 5180.776 | 5517.359 | 6043.133 | 0 | 0 | 0 | 0 | 0 | 0
2023 PG Study Reference Scenario | PG&E | Com | HVAC | Com - College | Fuel Substitution | Incentives | 6765.932 | 7643.581 | 8540.203 | 9088.622 | 9971.039 | 0 | 0 | 0 | 0 | 0 | 0
2023 PG Study Reference Scenario | PG&E | Com | HVAC | Com - College | Fuel Substitution | Incremental Measure Cost | 11024.73 | 13133.01 | 15472.63 | 16681.49 | 19339.99 | 0 | 0 | 0 | 0 | 0 | 0
2023 PG Study Reference Scenario | PG&E | Com | HVAC | Com - Grocery | Energy Efficiency | Admin | 542.8764 | 0 | 0 | 0 | 0 | 0 | 0 | 0 | 0 | 0 | 0
2023 PG Study Reference Scenario | PG&E | Com | HVAC | Com - Grocery | Energy Efficiency | Incentives | 601.1833 | 0 | 0 | 0 | 0 | 0 | 0 | 0 | 0 | 0 | 0
2023 PG Study Reference Scenario | PG&E | Com | HVAC | Com - Grocery | Energy Efficiency | Incremental Measure Cost | 2101.511 | 0 | 0 | 0 | 0 | 0 | 0 | 0 | 0 | 0 | 0
2023 PG Study Reference Scenario | PG&E | Com | HVAC | Com - Grocery | Energy Efficiency | Admin | 1817.025 | 1053.374 | 460.171 | 35.94 | 0.066896 | 0.060824 | 166.993 | 162.7666 | 0 | 0 | 140.0227
2023 PG Study Reference Scenario | PG&E | Com | HVAC | Com - Grocery | Energy Efficiency | Incentives | 815.2878 | 489.3344 | 224.3561 | 13.8053 | 0.036716 | 0.034319 | 190.8754 | 190.3305 | 0 | 0 | 163.7597
2023 PG Study Reference Scenario | PG&E | Com | HVAC | Com - Grocery | Energy Efficiency | Incremental Measure Cost | 1982.829 | 1286.732 | 693.7837 | 85.2378 | 0.20983 | 0.19611 | 381.8698 | 381.4934 | 0 | 0 | 432.5474
2023 PG Study Reference Scenario | PG&E | Com | HVAC | Com - Grocery | Energy Efficiency | Admin | 45282.7 | 48682.7 | 51812.5 | 54652.63 | 57187.71 | 59411.08 | 61325.04 | 62947.06 | 64286.68 | 65376.56 | 66328.21
2023 PG Study Reference Scenario | PG&E | Com | HVAC | Com - Grocery | Energy Efficiency | Incentives | 52987.23 | 56965.71 | 60628.02 | 63951.39 | 66917.78 | 69519.45 | 71759.05 | 73657.04 | 75224.59 | 76499.91 | 77613.48
2023 PG Study Reference Scenario | PG&E | Com | HVAC | Com - Grocery | Energy Efficiency | Incremental Measure Cost | 381918.3 | 420418.3 | 457993.3 | 494335.5 | 529154.5 | 562226.1 | 593402.5 | 622684.9 | 686351.3 | 712504.6 | 737815.9
2023 PG Study Reference Scenario | PG&E | Com | HVAC | Com - Grocery | Fuel Substitution | Admin | 5661.211 | 6361.025 | 7073.244 | 7790.157 | 8509.326 | 0.6468 | 0.68122 | 0.70876 | 0.72921 | 0.7438 | 0.75389
2023 PG Study Reference Scenario | PG&E | Com | HVAC | Com - Grocery | Fuel Substitution | Incentives | 8491.817 | 9541.537 | 10609.87 | 11685.24 | 12763.99 | 1.1353 | 1.1957 | 1.244 | 1.2799 | 1.3055 | 1.3232
2023 PG Study Reference Scenario | PG&E | Com | HVAC | Com - Grocery | Fuel Substitution | Incremental Measure Cost | 8191.517 | 9473.079 | 10819.91 | 12218.7 | 13656.18 | 2.9923 | 3.2173 | 3.4171 | 3.7334 | 3.8843 | 4.0157
2023 PG Study Reference Scenario | PG&E | Com | HVAC | Com - Health | Energy Efficiency | Admin | 86507.61 | 86840.4 | 91047.94 | 93707.84 | 98142.43 | 85039.37 | 86797.24 | 87284.04 | 86997.38 | 85547.23 | 82074.24
2023 PG Study Reference Scenario | PG&E | Com | HVAC | Com - Health | Energy Efficiency | Incentives | 62906.15 | 64866.58 | 69249.95 | 72941.76 | 78063.04 | 63478.3 | 66425.25 | 68420.58 | 91293.61 | 91223.58 | 88920.16
2023 PG Study Reference Scenario | PG&E | Com | HVAC | Com - Health | Energy Efficiency | Incremental Measure Cost | 215048.7 | 227370.2 | 244811.7 | 263555.2 | 287885.8 | 232297.5 | 247433.6 | 259021 | 319973 | 324217.9 | 320069.2
2023 PG Study Reference Scenario | PG&E | Com | HVAC | Com - Health | Energy Efficiency | Admin | 361200.6 | 362685.9 | 361839.4 | 359148.1 | 355004 | 349547.8 | 342733.5 | 334430.1 | 318910.1 | 308656.7 | 296529.3
2023 PG Study Reference Scenario | PG&E | Com | HVAC | Com - Health | Energy Efficiency | Incentives | 203979.9 | 210978.2 | 216721 | 221356.4 | 225063.7 | 227888.5 | 229750.9 | 230492.6 | 323820.4 | 320069.4 | 313861.3
2023 PG Study Reference Scenario | PG&E | Com | HVAC | Com - Health | Energy Efficiency | Incremental Measure Cost | 408417.8 | 422403.9 | 433873.8 | 443123.8 | 450512.8 | 456131.8 | 459820.4 | 461260.4 | 648129.6 | 640539.8 | 628093.7
2023 PG Study Reference Scenario | PG&E | Com | HVAC | Com - Health | Energy Efficiency | Admin | 152812.3 | 157401.2 | 166445.1 | 174817.7 | 182553.5 | 108524.1 | 113250.9 | 117585.9 | 121518.8 | 125072.6 | 128861
2023 PG Study Reference Scenario | PG&E | Com | HVAC | Com - Health | Energy Efficiency | Incentives | 173339.6 | 178857.3 | 189617.7 | 199618.7 | 208896.2 | 122576.1 | 128372 | 133726 | 139721.9 | 144202.7 | 148972.5
2023 PG Study Reference Scenario | PG&E | Com | HVAC | Com - Health | Energy Efficiency | Incremental Measure Cost | 902915.3 | 952774.6 | 1038648 | 1123451 | 1207021 | 899301.1 | 962955.7 | 1025099 | 1143896 | 1204265 | 1269395
2023 PG Study Reference Scenario | PG&E | Com | HVAC | Com - Health | Fuel Substitution | Admin | 11276.3 | 12558.7 | 13844.72 | 15120.25 | 16372.79 | 0.64086 | 0.68255 | 0.71698 | 0.74334 | 0.76279 | 0.77691
2023 PG Study Reference Scenario | PG&E | Com | HVAC | Com - Health | Fuel Substitution | Incentives | 17537.74 | 19515.2 | 21495.59 | 23457.26 | 25381.07 | 1.1248 | 1.198 | 1.2585 | 1.3047 | 1.3389 | 1.3636
2023 PG Study Reference Scenario | PG&E | Com | HVAC | Com - Health | Fuel Substitution | Incremental Measure Cost | 25938.32 | 29009.35 | 32111.02 | 35210.79 | 38278.93 | 3.9134 | 4.2531 | 4.5589 | 4.9206 | 5.1503 | 5.3506
2023 PG Study Reference Scenario | PG&E | Com | HVAC | Com - Lodging | Energy Efficiency | Admin | 82549 | 78925.66 | 81977.94 | 83471.52 | 85835.7 | 76944.72 | 78168.13 | 79088.11 | 79617.51 | 80267.02 | 80616.11
2023 PG Study Reference Scenario | PG&E | Com | HVAC | Com - Lodging | Energy Efficiency | Incentives | 51416.3 | 47257.26 | 51053.16 | 53557.14 | 56663.17 | 47342 | 49995.45 | 52469.32 | 93103.37 | 93881.01 | 94301.19
2023 PG Study Reference Scenario | PG&E | Com | HVAC | Com - Lodging | Energy Efficiency | Incremental Measure Cost | 231982.4 | 188006.4 | 206388 | 218273.6 | 232835.2 | 197999.4 | 211485.4 | 224289.4 | 371587.6 | 384743.4 | 396503.3
2023 PG Study Reference Scenario | PG&E | Com | HVAC | Com - Lodging | Energy Efficiency | Admin | 160877.2 | 156433.5 | 149130.8 | 141424.2 | 132409.4 | 121664.5 | 109571.8 | 96565.21 | 108.5879 | 35875.42 | 56237.22
2023 PG Study Reference Scenario | PG&E | Com | HVAC | Com - Lodging | Energy Efficiency | Incentives | 48323.6 | 49774.18 | 49839.24 | 50550.41 | 50821.63 | 49978.05 | 48031.01 | 45052.55 | 105.9005 | 41940.45 | 65757.61
2023 PG Study Reference Scenario | PG&E | Com | HVAC | Com - Lodging | Energy Efficiency | Incremental Measure Cost | 96424.18 | 99349.94 | 99502.1 | 100944.2 | 101504.3 | 99832.98 | 95953.05 | 90008.77 | 277.2208 | 100528.1 | 166917.1
2023 PG Study Reference Scenario | PG&E | Com | HVAC | Com - Lodging | Energy Efficiency | Admin | 62475.64 | 66984.98 | 69728.52 | 71957.6 | 75411.93 | 50834.71 | 53157.01 | 55301.6 | 57232.82 | 59045.53 | 61054.32
2023 PG Study Reference Scenario | PG&E | Com | HVAC | Com - Lodging | Energy Efficiency | Incentives | 70640.06 | 75985.26 | 79276.53 | 81978.2 | 86123.8 | 57498.38 | 60337.95 | 62977.43 | 66851.09 | 69043.45 | 71442.27
2023 PG Study Reference Scenario | PG&E | Com | HVAC | Com - Lodging | Energy Efficiency | Incremental Measure Cost | 348124.8 | 385705.1 | 412575.7 | 437298.8 | 472284.1 | 373506.8 | 401898.8 | 429905.3 | 551039.6 | 581328.3 | 614899.3
2023 PG Study Reference Scenario | PG&E | Com | HVAC | Com - Lodging | Fuel Substitution | Admin | 1404.648 | 1579.885 | 1756.925 | 1933.555 | 2107.841 | 0.244 | 0.25126 | 0.2564 | 0 | 0.26069 | 0.26086
2023 PG Study Reference Scenario | PG&E | Com | HVAC | Com - Lodging | Fuel Substitution | Incentives | 2106.972 | 2369.827 | 2635.388 | 2900.333 | 3161.761 | 0.42827 | 0.44102 | 0.45003 | 0 | 0.45756 | 0.45787
2023 PG Study Reference Scenario | PG&E | Com | HVAC | Com - Lodging | Fuel Substitution | Incremental Measure Cost | -8520.92 | -8861.39 | -9102.36 | -9240.03 | -9275.49 | 1.4103 | 1.4838 | 1.5468 | 0 | 1.7683 | 1.8049
2023 PG Study Reference Scenario | PG&E | Com | HVAC | Com - Office (Large) | Energy Efficiency | Admin | 150197.2 | 157399.9 | 164062.4 | 171125.2 | 179203.6 | 82671.06 | 85884.46 | 115526.5 | 115821.5 | 89895.42 | 91040.82
2023 PG Study Reference Scenario | PG&E | Com | HVAC | Com - Office (Large) | Energy Efficiency | Incentives | 175677.8 | 184103.1 | 191894.9 | 200156.5 | 209606.2 | 96722.15 | 100482.1 | 135156.7 | 135502.1 | 105175.6 | 106515.9
2023 PG Study Reference Scenario | PG&E | Com | HVAC | Com - Office (Large) | Energy Efficiency | Incremental Measure Cost | 866900.1 | 929470.9 | 987210.7 | 1054221 | 1130993 | 704644.1 | 749539 | 1031759 | 1134779 | 901746.3 | 932758.6
2023 PG Study Reference Scenario | PG&E | Com | HVAC | Com - Office (Large) | Energy Efficiency | Admin | 149222 | 1906.487 | 834.5229 | 261.665 | 237.7702 | 216.0619 | 196.3392 | 178.42 | 161.6819 | 146.5222 | 132.888
2023 PG Study Reference Scenario | PG&E | Com | HVAC | Com - Office (Large) | Energy Efficiency | Incentives | 171324 | 375.7275 | 202.852 | 105.0961 | 97.1537 | 89.8221 | 83.0535 | 76.804 | 110.3201 | 100.9404 | 92.4992
2023 PG Study Reference Scenario | PG&E | Com | HVAC | Com - Office (Large) | Energy Efficiency | Incremental Measure Cost | 382073.6 | 784.6501 | 420.2071 | 174.4261 | 168.0443 | 161.5447 | 154.9898 | 148.4326 | 360.1254 | 331.1233 | 305.0894
2023 PG Study Reference Scenario | PG&E | Com | HVAC | Com - Office (Large) | Energy Efficiency | Admin | 482244.9 | 500074.3 | 526481.2 | 550537.3 | 572411.3 | 200127.1 | 209978.6 | 219026.4 | 227232.5 | 234734 | 242969.1
2023 PG Study Reference Scenario | PG&E | Com | HVAC | Com - Office (Large) | Energy Efficiency | Incentives | 564053 | 584904.4 | 615794.2 | 643934.4 | 669522.4 | 234177.2 | 245705 | 256292.2 | 265894.4 | 274672.3 | 284308.5
2023 PG Study Reference Scenario | PG&E | Com | HVAC | Com - Office (Large) | Energy Efficiency | Incremental Measure Cost | 2665545 | 2822455 | 3053813 | 3280298 | 3501840 | 1834990 | 1968697 | 2099450 | 2391446 | 2521094 | 2663395
2023 PG Study Reference Scenario | PG&E | Com | HVAC | Com - Office (Large) | Fuel Substitution | Admin | 2.5651 | 2.8169 | 9.5037 | 10.168 | 10.7827 | 0 | 0 | 0 | 0 | 0 | 0
2023 PG Study Reference Scenario | PG&E | Com | HVAC | Com - Office (Large) | Fuel Substitution | Incentives | 4.1556 | 4.5587 | 16.2454 | 17.3719 | 18.412 | 0 | 0 | 0 | 0 | 0 | 0
2023 PG Study Reference Scenario | PG&E | Com | HVAC | Com - Office (Large) | Fuel Substitution | Incremental Measure Cost | 7.2945 | 8.1023 | 27.2984 | 29.7044 | 32.0338 | 0 | 0 | 0 | 0 | 0 | 0
2023 PG Study Reference Scenario | PG&E | Com | HVAC | Com - Office (Small) | Energy Efficiency | Admin | 86864.57 | 90804.96 | 94356.23 | 97036.75 | 99563.54 | 45168.44 | 46069.69 | 46828.48 | 47400.4 | 47943.34 | 48421.74
2023 PG Study Reference Scenario | PG&E | Com | HVAC | Com - Office (Small) | Energy Efficiency | Incentives | 69491.88 | 73531.55 | 77004.99 | 79713.33 | 82424.98 | 18464.43 | 19326.67 | 20092.15 | 20733.27 | 21329.55 | 21855.24
2023 PG Study Reference Scenario | PG&E | Com | HVAC | Com - Office (Small) | Energy Efficiency | Incremental Measure Cost | 296435.9 | 322338.6 | 345422.5 | 365933 | 388415.5 | 137908.4 | 148242.7 | 158138.2 | 182416.2 | 191718.8 | 200651.7
2023 PG Study Reference Scenario | PG&E | Com | HVAC | Com - Office (Small) | Energy Efficiency | Admin | 7188.471 | 2734.854 | 238.1962 | 187.3351 | 170.2914 | 154.8215 | 140.7687 | 127.997 | 116.6907 | 106.3797 | 96.912
2023 PG Study Reference Scenario | PG&E | Com | HVAC | Com - Office (Small) | Energy Efficiency | Incentives | 2520.774 | 1022.393 | 112.2976 | 90.4323 | 84.2935 | 78.5733 | 73.2382 | 68.2599 | 79.222 | 73.6619 | 68.4445
2023 PG Study Reference Scenario | PG&E | Com | HVAC | Com - Office (Small) | Energy Efficiency | Incremental Measure Cost | 6624.214 | 3258.207 | 669.123 | 553.867 | 516.355 | 481.319 | 448.602 | 418.0563 | 484.0936 | 448.8815 | 416.2319
2023 PG Study Reference Scenario | PG&E | Com | HVAC | Com - Office (Small) | Energy Efficiency | Admin | 234905.5 | 246109.3 | 255759.4 | 266142.4 | 275397.7 | 67508.85 | 70646.1 | 73524.02 | 76143.58 | 78529.38 | 81137.64
2023 PG Study Reference Scenario | PG&E | Com | HVAC | Com - Office (Small) | Energy Efficiency | Incentives | 274738.7 | 287842.6 | 299129.1 | 311273.9 | 322099.9 | 78994.99 | 82666.02 | 86033.6 | 89098.86 | 91890.58 | 94942.62
2023 PG Study Reference Scenario | PG&E | Com | HVAC | Com - Office (Small) | Energy Efficiency | Incremental Measure Cost | 1219010 | 1307655 | 1390877 | 1484927 | 1575854 | 625903.7 | 669764.5 | 712581.2 | 783923.1 | 825485.4 | 870959.2
2023 PG Study Reference Scenario | PG&E | Com | HVAC | Com - Office (Small) | Fuel Substitution | Admin | 371.0108 | 401.0659 | 1381.969 | 1620.666 | 1707.479 | 0 | 0 | 0 | 0 | 0 | 0
2023 PG Study Reference Scenario | PG&E | Com | HVAC | Com - Office (Small) | Fuel Substitution | Incentives | 618.5661 | 673.9816 | 2397.845 | 2821.237 | 2979.101 | 0 | 0 | 0 | 0 | 0 | 0
2023 PG Study Reference Scenario | PG&E | Com | HVAC | Com - Office (Small) | Fuel Substitution | Incremental Measure Cost | 1043.773 | 1152.103 | 4103.431 | 5345.327 | 5746.542 | 0 | 0 | 0 | 0 | 0 | 0
2023 PG Study Reference Scenario | PG&E | Com | HVAC | Com - Other | Energy Efficiency | Admin | 632853.7 | 642498.7 | 655581.6 | 661906.8 | 659480.9 | 668417.1 | 675920.8 | 677335.5 | 669928 | 663741.3 | 658049.4
2023 PG Study Reference Scenario | PG&E | Com | HVAC | Com - Other | Energy Efficiency | Incentives | 48846.97 | 51148.04 | 53752.64 | 55786.11 | 55242.77 | 57243.01 | 59039.09 | 60201.13 | 60478.55 | 61136.75 | 61754.53
2023 PG Study Reference Scenario | PG&E | Com | HVAC | Com - Other | Energy Efficiency | Incremental Measure Cost | -233140 | -222071 | -211308 | -197774 | -194029 | -181981 | -169462 | -155592 | 332574 | 345152.5 | 357621.5
2023 PG Study Reference Scenario | PG&E | Com | HVAC | Com - Other | Energy Efficiency | Admin | 1025492 | 519567.8 | 183103.6 | 107823.2 | 100610.3 | 93876.48 | 87589.56 | 81719.69 | 76235.49 | 71115.95 | 66338.02
2023 PG Study Reference Scenario | PG&E | Com | HVAC | Com - Other | Energy Efficiency | Incentives | 356757.8 | 189367.5 | 70446.55 | 42077.41 | 40745.51 | 39429.48 | 38131.32 | 36852.89 | 62137.43 | 59121.89 | 56250.59
2023 PG Study Reference Scenario | PG&E | Com | HVAC | Com - Other | Energy Efficiency | Incremental Measure Cost | 713076.9 | 378413.2 | 140410.7 | 83761.77 | 81175.68 | 78611.08 | 76073.16 | 73566.75 | 125212.3 | 119103 | 113292.4
2023 PG Study Reference Scenario | PG&E | Com | HVAC | Com - Other | Energy Efficiency | Admin | 83863.86 | 91274.82 | 98509.29 | 97256.68 | 102905.2 | 108092.5 | 112806.5 | 117053 | 120771.6 | 124106.9 | 127609.9
2023 PG Study Reference Scenario | PG&E | Com | HVAC | Com - Other | Energy Efficiency | Incentives | 98132.69 | 106804.6 | 115269.9 | 113804.2 | 120413.8 | 126483.7 | 131999.7 | 136968.8 | 141320 | 145222.8 | 149321.8
2023 PG Study Reference Scenario | PG&E | Com | HVAC | Com - Other | Energy Efficiency | Incremental Measure Cost | 661025.7 | 736854.3 | 813928.7 | 832019.7 | 900956.4 | 968323.6 | 1033796 | 1097198 | 1271930 | 1333821 | 1399631
2023 PG Study Reference Scenario | PG&E | Com | HVAC | Com - Other | Fuel Substitution | Admin | 38025.43 | 42114.47 | 46168.6 | 50140.6 | 53990.36 | 0 | 0 | 0 | 0 | 0 | 0
2023 PG Study Reference Scenario | PG&E | Com | HVAC | Com - Other | Fuel Substitution | Incentives | 59347.11 | 65663.98 | 71916.74 | 78033.04 | 83951.49 | 0 | 0 | 0 | 0 | 0 | 0
2023 PG Study Reference Scenario | PG&E | Com | HVAC | Com - Other | Fuel Substitution | Incremental Measure Cost | 85721.41 | 95418.2 | 105115.5 | 114703.6 | 124086.5 | 0 | 0 | 0 | 0 | 0 | 0
2023 PG Study Reference Scenario | PG&E | Com | HVAC | Com - Refrig. Warehouse | Energy Efficiency | Admin | 35.3314 | 38.2922 | 41.1568 | 43.6446 | 46.0239 | 48.3954 | 50.2853 | 51.9685 | 53.094 | 54.0412 | 54.7149
2023 PG Study Reference Scenario | PG&E | Com | HVAC | Com - Refrig. Warehouse | Energy Efficiency | Incentives | 41.3427 | 44.8073 | 48.1594 | 51.0704 | 53.8546 | 56.6296 | 58.8409 | 60.8106 | 62.1276 | 63.2359 | 64.0242
2023 PG Study Reference Scenario | PG&E | Com | HVAC | Com - Refrig. Warehouse | Energy Efficiency | Incremental Measure Cost | 92.072 | 101.9291 | 111.902 | 121.2052 | 130.5441 | 140.2001 | 148.7794 | 157.0325 | 173.9349 | 180.5787 | 186.4864
2023 PG Study Reference Scenario | PG&E | Com | HVAC | Com - Refrig. Warehouse | Energy Efficiency | Admin | 209.749 | 0 | 0 | 0 | 0 | 0 | 0 | 0 | 0 | 0 | 0
2023 PG Study Reference Scenario | PG&E | Com | HVAC | Com - Refrig. Warehouse | Energy Efficiency | Incentives | 241.9235 | 0 | 0 | 0 | 0 | 0 | 0 | 0 | 0 | 0 | 0
2023 PG Study Reference Scenario | PG&E | Com | HVAC | Com - Refrig. Warehouse | Energy Efficiency | Incremental Measure Cost | 541.4978 | 0 | 0 | 0 | 0 | 0 | 0 | 0 | 0 | 0 | 0
2023 PG Study Reference Scenario | PG&E | Com | HVAC | Com - Restaurant | Energy Efficiency | Admin | 14829.25 | 9634.381 | 7605.366 | 6325.585 | 5053.472 | 3956.284 | 3835.477 | 3353.022 | 3163.046 | 3310.209 | 3265.594
2023 PG Study Reference Scenario | PG&E | Com | HVAC | Com - Restaurant | Energy Efficiency | Incentives | 17341.48 | 11266.54 | 8893.791 | 7397.203 | 5909.582 | 4626.518 | 4485.245 | 3921.057 | 3698.897 | 3870.991 | 3818.819
2023 PG Study Reference Scenario | PG&E | Com | HVAC | Com - Restaurant | Energy Efficiency | Incremental Measure Cost | 53998.18 | 36710.09 | 29808.58 | 25298.23 | 20622.64 | 16474.16 | 16296.47 | 14536.7 | 14236.98 | 15197.36 | 15292.38
2023 PG Study Reference Scenario | PG&E | Com | HVAC | Com - Restaurant | Energy Efficiency | Admin | 123.8392 | 187.7601 | 175.5194 | 175.9927 | 174.9403 | 172.2486 | 167.8677 | 161.8198 | 154.1922 | 145.1551 | 134.9332
2023 PG Study Reference Scenario | PG&E | Com | HVAC | Com - Restaurant | Energy Efficiency | Incentives | 51.4422 | 140.1493 | 139.1464 | 143.0627 | 145.7031 | 146.8843 | 146.4692 | 144.3803 | 147.8357 | 142.0048 | 134.6226
2023 PG Study Reference Scenario | PG&E | Com | HVAC | Com - Restaurant | Energy Efficiency | Incremental Measure Cost | 103.9792 | 280.2986 | 278.2928 | 286.1254 | 291.4063 | 293.7686 | 292.9383 | 288.7605 | 295.6715 | 284.0096 | 269.2451
2023 PG Study Reference Scenario | PG&E | Com | HVAC | Com - Restaurant | Energy Efficiency | Admin | 396896.1 | 428870.5 | 459615.3 | 486986.7 | 510680.6 | 530551.2 | 546617.8 | 559064.5 | 568038.3 | 574093.6 | 577783.1
2023 PG Study Reference Scenario | PG&E | Com | HVAC | Com - Restaurant | Energy Efficiency | Incentives | 464152.7 | 501543.9 | 537498.1 | 569507.5 | 597216.1 | 620453.8 | 639242.8 | 653798.5 | 664293 | 671374.3 | 675689.2
2023 PG Study Reference Scenario | PG&E | Com | HVAC | Com - Restaurant | Energy Efficiency | Incremental Measure Cost | 1527046 | 1676318 | 1832158 | 1980041 | 2118087 | 2244924 | 2359861 | 2462816 | 2602184 | 2682940 | 2755554
2023 PG Study Reference Scenario | PG&E | Com | HVAC | Com - Restaurant | Fuel Substitution | Admin | 2091.595 | 2429.056 | 3213.829 | 3402.528 | 4297.113 | 0 | 0 | 0 | 0 | 0 | 0
2023 PG Study Reference Scenario | PG&E | Com | HVAC | Com - Restaurant | Fuel Substitution | Incentives | 3454.007 | 4063.975 | 5465.29 | 5805.706 | 7385.388 | 0 | 0 | 0 | 0 | 0 | 0
2023 PG Study Reference Scenario | PG&E | Com | HVAC | Com - Restaurant | Fuel Substitution | Incremental Measure Cost | 6024.059 | 7645.274 | 11061.98 | 11926.26 | 16556.72 | 0 | 0 | 0 | 0 | 0 | 0
2023 PG Study Reference Scenario | PG&E | Com | HVAC | Com - Retail | Energy Efficiency | Admin | 2767.271 | 1500.557 | 1159.168 | 780.655 | 377.9659 | 0 | 0 | 0 | 0 | 0 | 0
2023 PG Study Reference Scenario | PG&E | Com | HVAC | Com - Retail | Energy Efficiency | Incentives | 3192.998 | 1754.767 | 1355.543 | 912.9058 | 441.9971 | 0 | 0 | 0 | 0 | 0 | 0
2023 PG Study Reference Scenario | PG&E | Com | HVAC | Com - Retail | Energy Efficiency | Incremental Measure Cost | 12049.6 | 6382.853 | 5029.317 | 3454.791 | 1706.143 | 0 | 0 | 0 | 0 | 0 | 0
2023 PG Study Reference Scenario | PG&E | Com | HVAC | Com - Retail | Energy Efficiency | Admin | 361901.3 | 301895.8 | 246623.3 | 202368.2 | 164410.5 | 129254 | 98280.85 | 72036.37 | 0 | 0 | 0
2023 PG Study Reference Scenario | PG&E | Com | HVAC | Com - Retail | Energy Efficiency | Incentives | 396.5838 | 172.4059 | 24.6359 | 0.055127 | 0.05009 | 0.045514 | 0.04136 | 0.037583 | 0 | 0 | 0
2023 PG Study Reference Scenario | PG&E | Com | HVAC | Com - Retail | Energy Efficiency | Incremental Measure Cost | -7163265 | -5837076 | -4666481 | -3779167 | -3049704 | -2382533 | -1801559 | -1314799 | 0 | 0 | 0
2023 PG Study Reference Scenario | PG&E | Com | HVAC | Com - Retail | Energy Efficiency | Admin | 176053.7 | 186138 | 195329 | 203442.7 | 202490.4 | 126670.6 | 130627.3 | 133960.8 | 116303.8 | 117298.7 | 118115.5
2023 PG Study Reference Scenario | PG&E | Com | HVAC | Com - Retail | Energy Efficiency | Incentives | 99479.74 | 104454.5 | 109125.7 | 112261.6 | 105374.7 | 11708.28 | 12008.61 | 12239.65 | 136092 | 137256.2 | 138212
2023 PG Study Reference Scenario | PG&E | Com | HVAC | Com - Retail | Energy Efficiency | Incremental Measure Cost | -1245745 | -1321357 | -1383990 | -1434469 | -1529064 | -1950857 | -1983063 | -2003381 | 1192212 | 1227240 | 1261180
2023 PG Study Reference Scenario | PG&E | Com | HVAC | Com - Retail | Fuel Substitution | Admin | 2471.589 | 2714.777 | 2951.412 | 3178.584 | 3394.046 | 0 | 0 | 0 | 0 | 0 | 0
2023 PG Study Reference Scenario | PG&E | Com | HVAC | Com - Retail | Fuel Substitution | Incentives | 3940.082 | 4324.809 | 4698.523 | 5056.597 | 5395.499 | 0 | 0 | 0 | 0 | 0 | 0
2023 PG Study Reference Scenario | PG&E | Com | HVAC | Com - Retail | Fuel Substitution | Incremental Measure Cost | -513366 | -556836 | -597377 | -634389 | -667429 | 0 | 0 | 0 | 0 | 0 | 0
2023 PG Study Reference Scenario | PG&E | Com | HVAC | Com - School | Energy Efficiency | Admin | 200146.5 | 206883.4 | 213011.3 | 216408.9 | 216571.6 | 166233.7 | 167476.9 | 169327.9 | 170419.2 | 171648.2 | 172882.3
2023 PG Study Reference Scenario | PG&E | Com | HVAC | Com - School | Energy Efficiency | Incentives | 150674 | 156779.6 | 162506.9 | 165631.7 | 166190.9 | 106955.5 | 108330 | 110058.9 | 111246.4 | 112515.7 | 113744.2
2023 PG Study Reference Scenario | PG&E | Com | HVAC | Com - School | Energy Efficiency | Incremental Measure Cost | 543180.3 | 584630.7 | 626158 | 655505.2 | 675237 | 452431.5 | 473832.1 | 497031.5 | 578113.3 | 600329.3 | 622529.5
2023 PG Study Reference Scenario | PG&E | Com | HVAC | Com - School | Energy Efficiency | Admin | 26356.61 | 17529.83 | 4659.706 | 1852.613 | 44.0053 | 40.0001 | 158.7264 | 122.9698 | 89.2504 | 58.1693 | 46.5935
2023 PG Study Reference Scenario | PG&E | Com | HVAC | Com - School | Energy Efficiency | Incentives | 25762.24 | 17593.77 | 4485.292 | 1812.669 | 20.6214 | 19.2533 | 156.1282 | 120.5691 | 89.8868 | 55.1997 | 43.1572
2023 PG Study Reference Scenario | PG&E | Com | HVAC | Com - School | Energy Efficiency | Incremental Measure Cost | 51739.35 | 35307.88 | 9083.097 | 3730.478 | 139.4557 | 130.2207 | 397.8802 | 321.0588 | 295.8722 | 212.392 | 179.5643
2023 PG Study Reference Scenario | PG&E | Com | HVAC | Com - School | Energy Efficiency | Admin | 225782.9 | 240020.1 | 249588.9 | 257468.4 | 267672.8 | 104310.2 | 109209.7 | 113693.9 | 117720.4 | 121636.3 | 125883.4
2023 PG Study Reference Scenario | PG&E | Com | HVAC | Com - School | Energy Efficiency | Incentives | 264091.1 | 280745.6 | 291938.1 | 301154.4 | 313091.8 | 122057.9 | 127791 | 133038.1 | 137749.7 | 142331.9 | 147301.6
2023 PG Study Reference Scenario | PG&E | Com | HVAC | Com - School | Energy Efficiency | Incremental Measure Cost | 1288476 | 1408576 | 1501441 | 1587188 | 1694255 | 969701.9 | 1037735 | 1104127 | 1242408 | 1310083 | 1383834
2023 PG Study Reference Scenario | PG&E | Com | HVAC | Com - School | Fuel Substitution | Admin | 8945.336 | 9746.758 | 10508.65 | 11222.04 | 12264.56 | 0 | 0 | 0 | 0 | 0 | 0
2023 PG Study Reference Scenario | PG&E | Com | HVAC | Com - School | Fuel Substitution | Incentives | 14691.58 | 15997.59 | 17236.19 | 18392.89 | 20131.22 | 0 | 0 | 0 | 0 | 0 | 0
2023 PG Study Reference Scenario | PG&E | Com | HVAC | Com - School | Fuel Substitution | Incremental Measure Cost | 23809.19 | 26259.33 | 28651.33 | 30956.71 | 35862.72 | 0 | 0 | 0 | 0 | 0 | 0
2023 PG Study Reference Scenario | PG&E | Com | HVAC | Com - Warehouse | Energy Efficiency | Admin | 5964.571 | 5875.594 | 418.3078 | 215.9721 | 38.7082 | 0 | 0 | 0 | 0 | 0 | 0
2023 PG Study Reference Scenario | PG&E | Com | HVAC | Com - Warehouse | Energy Efficiency | Incentives | 6979.399 | 6875.284 | 489.4799 | 252.7181 | 45.2942 | 0 | 0 | 0 | 0 | 0 | 0
2023 PG Study Reference Scenario | PG&E | Com | HVAC | Com - Warehouse | Energy Efficiency | Incremental Measure Cost | 41897.59 | 42448.69 | 3462.974 | 1836.148 | 337.8787 | 0 | 0 | 0 | 0 | 0 | 0
2023 PG Study Reference Scenario | PG&E | Com | HVAC | Com - Warehouse | Energy Efficiency | Admin | 16.9945 | 15.4188 | 7.053 | 6.416 | 5.8368 | 5.3101 | 4.8309 | 4.3949 | 0 | 0 | 0
2023 PG Study Reference Scenario | PG&E | Com | HVAC | Com - Warehouse | Energy Efficiency | Incentives | 11.0511 | 10.4064 | 4.3764 | 4.134 | 3.9026 | 3.682 | 3.4718 | 3.2718 | 0 | 0 | 0
2023 PG Study Reference Scenario | PG&E | Com | HVAC | Com - Warehouse | Energy Efficiency | Incremental Measure Cost | 89.7629 | 84.716 | 35.313 | 33.335 | 31.4472 | 29.6479 | 27.9352 | 26.3067 | 0 | 0 | 0
2023 PG Study Reference Scenario | PG&E | Com | HVAC | Com - Warehouse | Energy Efficiency | Admin | 25302.45 | 27426.15 | 29060.93 | 29305.03 | 29256.67 | 30170.5 | 30915.53 | 31504.66 | 31927.9 | 32232.75 | 32521.21
2023 PG Study Reference Scenario | PG&E | Com | HVAC | Com - Warehouse | Energy Efficiency | Incentives | 29603.94 | 32090.56 | 34005.31 | 34291.07 | 34234.48 | 35303.79 | 36175.58 | 36864.95 | 37360.2 | 37716.92 | 38054.46
2023 PG Study Reference Scenario | PG&E | Com | HVAC | Com - Warehouse | Energy Efficiency | Incremental Measure Cost | 175786.8 | 195773.4 | 212999.9 | 220890.5 | 226943.5 | 240137.5 | 252416.6 | 263795.8 | 336309.8 | 346436.4 | 356663.2
2023 PG Study Reference Scenario | PG&E | Com | HVAC | Com - Warehouse | Fuel Substitution | Admin | 1310.692 | 1451.95 | 1591.418 | 1727.36 | 1858.327 | 0 | 0 | 0 | 0 | 0 | 0
2023 PG Study Reference Scenario | PG&E | Com | HVAC | Com - Warehouse | Fuel Substitution | Incentives | 1966.038 | 2177.926 | 2387.128 | 2591.04 | 2787.49 | 0 | 0 | 0 | 0 | 0 | 0
2023 PG Study Reference Scenario | PG&E | Com | HVAC | Com - Warehouse | Fuel Substitution | Incremental Measure Cost | -2141.71 | -2085.28 | -1984.42 | -1840.65 | -1657.1 | 0 | 0 | 0 | 0 | 0 | 0
2023 PG Study Reference Scenario | PG&E | Com | Lighting | Com - College | Energy Efficiency | Admin | 60.5797 | 25.0328 | 25.0009 | 25.5197 | 13.2896 | 12.9014 | 12.3581 | 12.2353 | 12.8533 | 12.9988 | 13.0978
2023 PG Study Reference Scenario | PG&E | Com | Lighting | Com - College | Energy Efficiency | Incentives | 111.858 | 33.6868 | 34.3639 | 35.8266 | 17.5991 | 17.4657 | 16.5833 | 16.7761 | 19.6032 | 20.2202 | 20.7805
2023 PG Study Reference Scenario | PG&E | Com | Lighting | Com - College | Energy Efficiency | Incremental Measure Cost | 223.7161 | 67.3736 | 68.7279 | 71.6532 | 35.1981 | 34.9314 | 33.1665 | 33.5522 | 39.2064 | 40.4404 | 41.561
2023 PG Study Reference Scenario | PG&E | Com | Lighting | Com - College | Energy Efficiency | Admin | 113.6585 | 119.7813 | 125.4346 | 110.4661 | 114.0691 | 109.9786 | 112.5461 | 114.7743 | 116.7213 | 118.3971 | 119.8294
2023 PG Study Reference Scenario | PG&E | Com | Lighting | Com - College | Energy Efficiency | Incentives | 150.0959 | 161.5918 | 172.8621 | 142.6992 | 150.6301 | 144.4176 | 151.0208 | 157.3723 | 178.0268 | 184.1906 | 190.1433
2023 PG Study Reference Scenario | PG&E | Com | Lighting | Com - College | Energy Efficiency | Incremental Measure Cost | 300.1918 | 323.1836 | 345.7242 | 285.3984 | 301.2602 | 288.8352 | 302.0415 | 314.7446 | 356.0537 | 368.3811 | 380.2866
2023 PG Study Reference Scenario | PG&E | Com | Lighting | Com - Grocery | Energy Efficiency | Admin | 428.4302 | 365.5136 | 326.4272 | 278.3147 | 221.5143 | 211.1096 | 183.7505 | 171.3854 | 149.8366 | 148.7376 | 150.5248
2023 PG Study Reference Scenario | PG&E | Com | Lighting | Com - Grocery | Energy Efficiency | Incentives | 477.6927 | 416.1849 | 379.5294 | 330.3962 | 268.4763 | 261.2068 | 232.0843 | 220.9543 | 196.4417 | 199.0335 | 205.5783
2023 PG Study Reference Scenario | PG&E | Com | Lighting | Com - Grocery | Energy Efficiency | Incremental Measure Cost | 955.3853 | 832.3698 | 759.0589 | 660.7924 | 536.9526 | 522.4136 | 464.1687 | 441.9085 | 392.8835 | 398.0669 | 411.1565
2023 PG Study Reference Scenario | PG&E | Com | Lighting | Com - Grocery | Energy Efficiency | Admin | 6807.66 | 6975.653 | 7114.171 | 7233.339 | 7334.764 | 7423.078 | 7498.663 | 7563.691 | 7618.722 | 7665.806 | 7705.913
2023 PG Study Reference Scenario | PG&E | Com | Lighting | Com - Grocery | Energy Efficiency | Incentives | 7430.969 | 7770.819 | 8090.94 | 8399.272 | 8696.399 | 8986.766 | 9269.891 | 9547.625 | 9783.142 | 10051.76 | 10317.69
2023 PG Study Reference Scenario | PG&E | Com | Lighting | Com - Grocery | Energy Efficiency | Incremental Measure Cost | 14861.94 | 15541.64 | 16181.88 | 16798.54 | 17392.8 | 17973.53 | 18539.78 | 19095.25 | 19566.28 | 20103.51 | 20635.38
2023 PG Study Reference Scenario | PG&E | Com | Lighting | Com - Health | Energy Efficiency | Admin | 775.5787 | 785.0694 | 840.3301 | 872.3521 | 921.4613 | 952.187 | 979.637 | 992.1967 | 995.3501 | 984.9176 | 950.339
2023 PG Study Reference Scenario | PG&E | Com | Lighting | Com - Health | Energy Efficiency | Incentives | 1026.808 | 1060.704 | 1158.593 | 1227.272 | 1322.722 | 1394.545 | 1463.764 | 1512.439 | 1506.545 | 1521.517 | 1498.315
2023 PG Study Reference Scenario | PG&E | Com | Lighting | Com - Health | Energy Efficiency | Incremental Measure Cost | 2053.615 | 2121.408 | 2317.186 | 2454.543 | 2645.445 | 2789.089 | 2927.529 | 3024.878 | 3013.09 | 3043.035 | 2996.629
2023 PG Study Reference Scenario | PG&E | Com | Lighting | Com - Health | Energy Efficiency | Admin | 4937.428 | 5123.306 | 5290.713 | 5449.328 | 5601.46 | 5746.913 | 5886.284 | 6019.342 | 6146.661 | 6267.32 | 6380.144
2023 PG Study Reference Scenario | PG&E | Com | Lighting | Com - Health | Energy Efficiency | Incentives | 6410.86 | 6783.951 | 7148.293 | 7513.285 | 7881.687 | 8252.836 | 8627.222 | 9004.135 | 9129.453 | 9505.684 | 9881.174
2023 PG Study Reference Scenario | PG&E | Com | Lighting | Com - Health | Energy Efficiency | Incremental Measure Cost | 12821.72 | 13567.9 | 14296.59 | 15026.57 | 15763.37 | 16505.67 | 17254.44 | 18008.27 | 18258.91 | 19011.37 | 19762.35
2023 PG Study Reference Scenario | PG&E | Com | Lighting | Com - Lodging | Energy Efficiency | Admin | 8.5863 | 9.0721 | 9.5543 | 0 | 0 | 0 | 0 | 0 | 0 | 0 | 0
2023 PG Study Reference Scenario | PG&E | Com | Lighting | Com - Lodging | Energy Efficiency | Incentives | 16.9227 | 18.2136 | 19.5399 | 0 | 0 | 0 | 0 | 0 | 0 | 0 | 0
2023 PG Study Reference Scenario | PG&E | Com | Lighting | Com - Lodging | Energy Efficiency | Incremental Measure Cost | 33.8454 | 36.4272 | 39.0798 | 0 | 0 | 0 | 0 | 0 | 0 | 0 | 0
2023 PG Study Reference Scenario | PG&E | Com | Lighting | Com - Lodging | Energy Efficiency | Admin | 27.4935 | 29.2101 | 0 | 0 | 0 | 0 | 0 | 0 | 0 | 0 | 0
2023 PG Study Reference Scenario | PG&E | Com | Lighting | Com - Lodging | Energy Efficiency | Incentives | 54.1869 | 58.6437 | 0 | 0 | 0 | 0 | 0 | 0 | 0 | 0 | 0
2023 PG Study Reference Scenario | PG&E | Com | Lighting | Com - Lodging | Energy Efficiency | Incremental Measure Cost | 108.3739 | 117.2873 | 0 | 0 | 0 | 0 | 0 | 0 | 0 | 0 | 0
2023 PG Study Reference Scenario | PG&E | Com | Lighting | Com - Office (Large) | Energy Efficiency | Admin | 185.3201 | 190.6563 | 200.463 | 206.8187 | 215.1657 | 131.8793 | 137.3258 | 140.1356 | 141.3598 | 144.6563 | 146.8259
2023 PG Study Reference Scenario | PG&E | Com | Lighting | Com - Office (Large) | Energy Efficiency | Incentives | 369.1503 | 385.1455 | 410.8358 | 430.1841 | 454.3992 | 230.8087 | 245.0379 | 254.9428 | 262.1232 | 273.4962 | 283.049
2023 PG Study Reference Scenario | PG&E | Com | Lighting | Com - Office (Large) | Energy Efficiency | Incremental Measure Cost | 738.3007 | 770.2911 | 821.6715 | 860.3682 | 908.7984 | 461.6174 | 490.0758 | 509.8855 | 524.2464 | 546.9923 | 566.0979
2023 PG Study Reference Scenario | PG&E | Com | Lighting | Com - Office (Large) | Energy Efficiency | Admin | 934.4857 | 972.5605 | 1007.998 | 1035.743 | 586.7937 | 609.7672 | 631.3501 | 651.4532 | 670.0638 | 687.4104 | 703.5336
2023 PG Study Reference Scenario | PG&E | Com | Lighting | Com - Office (Large) | Energy Efficiency | Incentives | 1887.502 | 1995.384 | 2101.207 | 2191.611 | 1010.563 | 1070.806 | 1130.56 | 1189.575 | 1247.334 | 1304.931 | 1361.975
2023 PG Study Reference Scenario | PG&E | Com | Lighting | Com - Office (Large) | Energy Efficiency | Incremental Measure Cost | 3775.004 | 3990.768 | 4202.413 | 4383.221 | 2021.127 | 2141.612 | 2261.119 | 2379.15 | 2494.667 | 2609.862 | 2723.95
2023 PG Study Reference Scenario | PG&E | Com | Lighting | Com - Office (Small) | Energy Efficiency | Admin | 29.289 | 31.4095 | 33.7068 | 10.9343 | 11.3764 | 11.8393 | 12.2287 | 12.5707 | 12.8525 | 13.1246 | 13.3692
2023 PG Study Reference Scenario | PG&E | Com | Lighting | Com - Office (Small) | Energy Efficiency | Incentives | 69.366 | 76.0399 | 83.405 | 21.2889 | 22.6128 | 24.0246 | 25.3326 | 26.5842 | 28.9748 | 30.1783 | 31.3536
2023 PG Study Reference Scenario | PG&E | Com | Lighting | Com - Office (Small) | Energy Efficiency | Incremental Measure Cost | 138.732 | 152.0798 | 166.8101 | 42.5779 | 45.2256 | 48.0492 | 50.6653 | 53.1683 | 57.9496 | 60.3566 | 62.7072
2023 PG Study Reference Scenario | PG&E | Com | Lighting | Com - Office (Small) | Energy Efficiency | Admin | 124.2277 | 133.0488 | 46.7981 | 49.0145 | 51.0979 | 53.0517 | 54.8755 | 56.5733 | 58.1469 | 59.6071 | 60.963
2023 PG Study Reference Scenario | PG&E | Com | Lighting | Com - Office (Small) | Energy Efficiency | Incentives | 292.1419 | 319.8133 | 89.206 | 95.3923 | 101.5325 | 107.6229 | 113.6522 | 119.6181 | 131.0703 | 137.0468 | 142.9653
2023 PG Study Reference Scenario | PG&E | Com | Lighting | Com - Office (Small) | Energy Efficiency | Incremental Measure Cost | 584.2838 | 639.6266 | 178.412 | 190.7845 | 203.0651 | 215.2459 | 227.3044 | 239.2363 | 262.1406 | 274.0937 | 285.9307
2023 PG Study Reference Scenario | PG&E | Com | Lighting | Com - Other | Energy Efficiency | Admin | 0 | 0 | 0 | 0 | 0 | 0 | 0 | 0 | 0 | 0 | 0
2023 PG Study Reference Scenario | PG&E | Com | Lighting | Com - Other | Energy Efficiency | Incentives | 0 | 0 | 0 | 0 | 0 | 0 | 0 | 0 | 0 | 0 | 0
2023 PG Study Reference Scenario | PG&E | Com | Lighting | Com - Other | Energy Efficiency | Incremental Measure Cost | 0 | 0 | 0 | 0 | 0 | 0 | 0 | 0 | 0 | 0 | 0
2023 PG Study Reference Scenario | PG&E | Com | Lighting | Com - Other | Energy Efficiency | Admin | 0 | 0 | 0 | 0 | 0 | 0 | 0 | 0 | 0 | 0 | 0
2023 PG Study Reference Scenario | PG&E | Com | Lighting | Com - Other | Energy Efficiency | Incentives | 0 | 0 | 0 | 0 | 0 | 0 | 0 | 0 | 0 | 0 | 0
2023 PG Study Reference Scenario | PG&E | Com | Lighting | Com - Other | Energy Efficiency | Incremental Measure Cost | 0 | 0 | 0 | 0 | 0 | 0 | 0 | 0 | 0 | 0 | 0
2023 PG Study Reference Scenario | PG&E | Com | Lighting | Com - Refrig. Warehouse | Energy Efficiency | Admin | 131.6325 | 136.407 | 141.0989 | 144.8605 | 148.6845 | 152.9066 | 156.0399 | 158.9661 | 160.5961 | 162.105 | 163.1194
2023 PG Study Reference Scenario | PG&E | Com | Lighting | Com - Refrig. Warehouse | Energy Efficiency | Incentives | 160.7709 | 169.5199 | 178.4487 | 186.4763 | 194.8545 | 204.0493 | 212.0829 | 220.1063 | 241.8391 | 248.5046 | 254.6142
2023 PG Study Reference Scenario | PG&E | Com | Lighting | Com - Refrig. Warehouse | Energy Efficiency | Incremental Measure Cost | 321.5417 | 339.0397 | 356.8974 | 372.9525 | 389.7089 | 408.0986 | 424.1657 | 440.2126 | 483.6783 | 497.0091 | 509.2284
2023 PG Study Reference Scenario | PG&E | Com | Lighting | Com - Refrig. Warehouse | Energy Efficiency | Admin | 413.75 | 433.7489 | 452.5563 | 470.347 | 487.2779 | 503.4357 | 518.8136 | 533.4702 | 547.2686 | 559.1698 | 570.732
2023 PG Study Reference Scenario | PG&E | Com | Lighting | Com - Refrig. Warehouse | Energy Efficiency | Incentives | 511.5586 | 546.0181 | 580.2942 | 614.4931 | 648.7336 | 683.1136 | 717.609 | 752.284 | 838.8861 | 870.9472 | 903.653
2023 PG Study Reference Scenario | PG&E | Com | Lighting | Com - Refrig. Warehouse | Energy Efficiency | Incremental Measure Cost | 1023.117 | 1092.036 | 1160.588 | 1228.986 | 1297.467 | 1366.227 | 1435.218 | 1504.568 | 1677.772 | 1741.894 | 1807.306
2023 PG Study Reference Scenario | PG&E | Com | Lighting | Com - Restaurant | Energy Efficiency | Admin | 1035.93 | 878.2489 | 778.8155 | 698.2755 | 629.6124 | 574.9652 | 570.6935 | 549.7464 | 538.1662 | 545.6556 | 544.3427
2023 PG Study Reference Scenario | PG&E | Com | Lighting | Com - Restaurant | Energy Efficiency | Incentives | 1366.32 | 1183.134 | 1071.609 | 981.3094 | 903.6955 | 842.8544 | 854.4144 | 840.5716 | 883.7081 | 914.0957 | 930.3059
2023 PG Study Reference Scenario | PG&E | Com | Lighting | Com - Restaurant | Energy Efficiency | Incremental Measure Cost | 2732.639 | 2366.267 | 2143.218 | 1962.619 | 1807.391 | 1685.709 | 1708.829 | 1681.143 | 1767.416 | 1828.191 | 1860.612
2023 PG Study Reference Scenario | PG&E | Com | Lighting | Com - Restaurant | Energy Efficiency | Admin | 11725.07 | 12023.31 | 12254.81 | 12446.23 | 12603.4 | 12730.25 | 12832.71 | 12912.25 | 12969.72 | 13010.41 | 13036.19
2023 PG Study Reference Scenario | PG&E | Com | Lighting | Com - Restaurant | Energy Efficiency | Incentives | 15117.2 | 15819.93 | 16464.22 | 17076.74 | 17662.13 | 18223.24 | 18766.22 | 19291.1 | 20841.49 | 21337.84 | 21821.69
2023 PG Study Reference Scenario | PG&E | Com | Lighting | Com - Restaurant | Energy Efficiency | Incremental Measure Cost | 30234.41 | 31639.87 | 32928.45 | 34153.49 | 35324.27 | 36446.47 | 37532.43 | 38582.21 | 41682.98 | 42675.69 | 43643.38
2023 PG Study Reference Scenario | PG&E | Com | Lighting | Com - Retail | Energy Efficiency | Admin | 0 | 0 | 0 | 0 | 0 | 0 | 0 | 0 | 0 | 104.9211 | 108.2291
2023 PG Study Reference Scenario | PG&E | Com | Lighting | Com - Retail | Energy Efficiency | Incentives | 0 | 0 | 0 | 0 | 0 | 0 | 0 | 0 | 0 | 233.8986 | 245.8372
2023 PG Study Reference Scenario | PG&E | Com | Lighting | Com - Retail | Energy Efficiency | Incremental Measure Cost | 0 | 0 | 0 | 0 | 0 | 0 | 0 | 0 | 0 | 467.7971 | 491.6744
2023 PG Study Reference Scenario | PG&E | Com | Lighting | Com - Retail | Energy Efficiency | Admin | 0 | 0 | 0 | 0 | 0 | 0 | 0 | 0 | 6584.227 | 6616.986 | 6629.033
2023 PG Study Reference Scenario | PG&E | Com | Lighting | Com - Retail | Energy Efficiency | Incentives | 0 | 0 | 0 | 0 | 0 | 0 | 0 | 0 | 14533.66 | 14882.84 | 15192.65
2023 PG Study Reference Scenario | PG&E | Com | Lighting | Com - Retail | Energy Efficiency | Incremental Measure Cost | 0 | 0 | 0 | 0 | 0 | 0 | 0 | 0 | 29067.32 | 29765.67 | 30385.31
2023 PG Study Reference Scenario | PG&E | Com | Lighting | Com - School | Energy Efficiency | Admin | 26.1907 | 27.8433 | 29.414 | 11.7447 | 12.1174 | 12.5663 | 0 | 0 | 0 | 0 | 0
2023 PG Study Reference Scenario | PG&E | Com | Lighting | Com - School | Energy Efficiency | Incentives | 48.8523 | 53.081 | 57.3104 | 20.8507 | 21.9915 | 23.3129 | 0 | 0 | 0 | 0 | 0
2023 PG Study Reference Scenario | PG&E | Com | Lighting | Com - School | Energy Efficiency | Incremental Measure Cost | 97.7046 | 106.162 | 114.6208 | 41.7015 | 43.983 | 46.6259 | 0 | 0 | 0 | 0 | 0
2023 PG Study Reference Scenario | PG&E | Com | Lighting | Com - School | Energy Efficiency | Admin | 108.8157 | 115.1385 | 46.314 | 48.5068 | 50.5625 | 0 | 0 | 0 | 0 | 0 | 0
2023 PG Study Reference Scenario | PG&E | Com | Lighting | Com - School | Energy Efficiency | Incentives | 202.8801 | 219.4226 | 80.4279 | 86.1158 | 91.7641 | 0 | 0 | 0 | 0 | 0 | 0
2023 PG Study Reference Scenario | PG&E | Com | Lighting | Com - School | Energy Efficiency | Incremental Measure Cost | 405.7603 | 438.8452 | 160.8559 | 172.2316 | 183.5282 | 0 | 0 | 0 | 0 | 0 | 0
2023 PG Study Reference Scenario | PG&E | Com | Lighting | Com - Warehouse | Energy Efficiency | Admin | 65.0174 | 65.8542 | 44.4813 | 43.507 | 39.8855 | 39.5883 | 39.1021 | 39.5938 | 39.6785 | 40.2403 | 40.4546
2023 PG Study Reference Scenario | PG&E | Com | Lighting | Com - Warehouse | Energy Efficiency | Incentives | 110.0296 | 113.8657 | 78.577 | 78.5171 | 71.4217 | 72.3868 | 73.0062 | 75.4823 | 81.481 | 84.2822 | 86.4205
2023 PG Study Reference Scenario | PG&E | Com | Lighting | Com - Warehouse | Energy Efficiency | Incremental Measure Cost | 220.0592 | 227.7314 | 157.154 | 157.0342 | 142.8435 | 144.7736 | 146.0123 | 150.9645 | 162.962 | 168.5645 | 172.841
2023 PG Study Reference Scenario | PG&E | Com | Lighting | Com - Warehouse | Energy Efficiency | Admin | 213.2108 | 225.7775 | 236.1015 | 230.4687 | 238.1554 | 245.0049 | 251.0458 | 256.3922 | 261.0586 | 265.1485 | 268.7043
2023 PG Study Reference Scenario | PG&E | Com | Lighting | Com - Warehouse | Energy Efficiency | Incentives | 359.9395 | 389.4153 | 416.0177 | 404.0857 | 426.4138 | 447.9645 | 468.7154 | 488.8083 | 536.1323 | 555.4105 | 574.1047
2023 PG Study Reference Scenario | PG&E | Com | Lighting | Com - Warehouse | Energy Efficiency | Incremental Measure Cost | 719.8789 | 778.8306 | 832.0354 | 808.1714 | 852.8276 | 895.929 | 937.4308 | 977.6166 | 1072.265 | 1110.821 | 1148.209
2023 PG Study Reference Scenario | PG&E | Com | WaterHeat | Com - College | Energy Efficiency | Admin | 28006.06 | 26782.83 | 24955.79 | 24170.09 | 7539.348 | 42.6302 | 42.7854 | 40.0407 | 42.0354 | 40.6276 | 39.9313
2023 PG Study Reference Scenario | PG&E | Com | WaterHeat | Com - College | Energy Efficiency | Incentives | 10611.14 | 10215.12 | 9592.211 | 9342.179 | 3183.368 | 1.4982 | 1.6087 | 1.5999 | 5.4561 | 5.3768 | 5.3902
2023 PG Study Reference Scenario | PG&E | Com | WaterHeat | Com - College | Energy Efficiency | Incremental Measure Cost | 22476.27 | 22020.7 | 21047.42 | 20863.16 | 7294.232 | 2.9963 | 3.2174 | 3.1998 | 10.9123 | 10.7536 | 10.7803
2023 PG Study Reference Scenario | PG&E | Com | WaterHeat | Com - College | Energy Efficiency | Admin | 140367 | 140578.3 | 140635.2 | 140629.3 | 139554.9 | 53980.67 | 53424.86 | 52876.44 | 52255.69 | 51643.72 | 51059.74
2023 PG Study Reference Scenario | PG&E | Com | WaterHeat | Com - College | Energy Efficiency | Incentives | 47359.07 | 47846.87 | 48285.69 | 48707.49 | 48770.35 | 12943.59 | 13223.03 | 13503.97 | 21251.56 | 21240.65 | 21127.33
2023 PG Study Reference Scenario | PG&E | Com | WaterHeat | Com - College | Energy Efficiency | Incremental Measure Cost | 99608.7 | 102143.1 | 104610.9 | 107076.7 | 108778.6 | 25887.18 | 26446.06 | 27007.94 | 43006.88 | 43356.49 | 43724.56
2023 PG Study Reference Scenario | PG&E | Com | WaterHeat | Com - College | Fuel Substitution | Incremental Measure Cost | -8.11 | -8.3315 | -8.1147 | -8.2819 | 0 | 0 | 0 | 0 | 0 | 0 | 0
2023 PG Study Reference Scenario | PG&E | Com | WaterHeat | Com - College | Fuel Substitution | Admin | 622.1924 | 641.4622 | 657.9773 | 671.8071 | 682.532 | 623.5906 | 703.3163 | 798.1459 | 1627.076 | 1797.332 | 1921.862
2023 PG Study Reference Scenario | PG&E | Com | WaterHeat | Com - College | Fuel Substitution | Incentives | 933.2886 | 962.1933 | 986.966 | 1007.711 | 1023.798 | 935.3859 | 1054.974 | 1197.219 | 2440.614 | 2695.998 | 2882.794
2023 PG Study Reference Scenario | PG&E | Com | WaterHeat | Com - College | Fuel Substitution | Incremental Measure Cost | 1191.32 | 1224.071 | 1251.688 | 1274.283 | 1291.935 | 1247.181 | 1406.633 | 1596.292 | 3254.152 | 3594.664 | 3843.725
2023 PG Study Reference Scenario | PG&E | Com | WaterHeat | Com - Grocery | Energy Efficiency | Admin | 1977.274 | 1010.465 | 641.16 | 443.1228 | 235.5227 | 88.7897 | 35.909 | 8.1778 | 0 | 0 | 0
2023 PG Study Reference Scenario | PG&E | Com | WaterHeat | Com - Grocery | Energy Efficiency | Incentives | 261.0341 | 139.6908 | 89.3992 | 63.1349 | 34.3364 | 0 | 0 | 0 | 0 | 0 | 0
2023 PG Study Reference Scenario | PG&E | Com | WaterHeat | Com - Grocery | Energy Efficiency | Incremental Measure Cost | 213.4384 | 69.8611 | 46.0813 | 35.7239 | 21.2464 | -35.0143 | -13.9877 | -3.1453 | 0 | 0 | 0
2023 PG Study Reference Scenario | PG&E | Com | WaterHeat | Com - Grocery | Energy Efficiency | Admin | 0 | 0 | 0 | 0 | 0 | 3418.022 | 2905.575 | 2469.957 | 0 | 0 | 1.4421
2023 PG Study Reference Scenario | PG&E | Com | WaterHeat | Com - Grocery | Energy Efficiency | Incentives | 0 | 0 | 0 | 0 | 0 | 0 | 0 | 0 | 0 | 0 | 0.29062
2023 PG Study Reference Scenario | PG&E | Com | WaterHeat | Com - Grocery | Energy Efficiency | Incremental Measure Cost | 0 | 0 | 0 | 0 | 0 | -735.62 | -600.377 | -488.727 | 0 | 0 | 0.58123
2023 PG Study Reference Scenario | PG&E | Com | WaterHeat | Com - Grocery | Energy Efficiency | Admin | 229554.2 | 228204.9 | 226688 | 225022.9 | 223248 | 206134 | 204358.3 | 202586.1 | 197354.2 | 192020.8 | 187621.2
2023 PG Study Reference Scenario | PG&E | Com | WaterHeat | Com - Grocery | Energy Efficiency | Incentives | 22816.91 | 23457.08 | 24097.29 | 24740.11 | 25386.44 | 21291.59 | 21882.37 | 22480.04 | 44028.47 | 44062.33 | 44216.39
2023 PG Study Reference Scenario | PG&E | Com | WaterHeat | Com - Grocery | Energy Efficiency | Incremental Measure Cost | 23486.78 | 25419.44 | 27386.85 | 29390.66 | 31419.5 | 20291.82 | 22116.41 | 23951.97 | 88056.94 | 88124.67 | 88432.77
2023 PG Study Reference Scenario | PG&E | Com | WaterHeat | Com - Grocery | Fuel Substitution | Incremental Measure Cost | -0.11058 | 0 | 0 | 0 | 0 | 0 | 0 | 0 | 0 | 0 | 0
2023 PG Study Reference Scenario | PG&E | Com | WaterHeat | Com - Grocery | Fuel Substitution | Admin | 0 | 0 | 0 | 0 | 0 | 402.7915 | 443.7824 | 486.4556 | 1027.721 | 1124.266 | 1196.797
2023 PG Study Reference Scenario | PG&E | Com | WaterHeat | Com - Grocery | Fuel Substitution | Incentives | 0 | 0 | 0 | 0 | 0 | 604.1872 | 665.6735 | 729.6834 | 1541.581 | 1686.398 | 1795.195
2023 PG Study Reference Scenario | PG&E | Com | WaterHeat | Com - Grocery | Fuel Substitution | Incremental Measure Cost | -2820.75 | -2908.32 | -2987.24 | -3057.65 | -3120.29 | 805.583 | 887.5647 | 972.9112 | 2055.441 | 2248.531 | 2393.594
2023 PG Study Reference Scenario | PG&E | Com | WaterHeat | Com - Health | Energy Efficiency | Admin | 83814.62 | 82343.93 | 85604.94 | 86535.46 | 89111.53 | 36592.82 | 36948.13 | 36809.06 | 36393.84 | 35486.33 | 33792.86
2023 PG Study Reference Scenario | PG&E | Com | WaterHeat | Com - Health | Energy Efficiency | Incentives | 15848.37 | 15949.4 | 16967.33 | 17544.4 | 18469.26 | 4986.509 | 5183.023 | 5314.328 | 7833.847 | 7794.051 | 7573.426
2023 PG Study Reference Scenario | PG&E | Com | WaterHeat | Com - Health | Energy Efficiency | Incremental Measure Cost | 32790 | 33077.82 | 35264.74 | 36530.61 | 38518.03 | 9703.914 | 10096.11 | 10362.62 | 15667.69 | 15588.1 | 15146.85
2023 PG Study Reference Scenario | PG&E | Com | WaterHeat | Com - Health | Energy Efficiency | Admin | 625578.3 | 631112.1 | 636696.6 | 642236.1 | 647887.5 | 379584.2 | 382847.4 | 386089.8 | 388215 | 390198.1 | 392264.2
2023 PG Study Reference Scenario | PG&E | Com | WaterHeat | Com - Health | Energy Efficiency | Incentives | 104521.3 | 108057 | 111683.9 | 115392.3 | 119216.9 | 50927.38 | 52884.04 | 54895.46 | 83128.3 | 85288.31 | 87507.69
2023 PG Study Reference Scenario | PG&E | Com | WaterHeat | Com - Health | Energy Efficiency | Incremental Measure Cost | 210959.7 | 218639.5 | 226450.4 | 234376.4 | 242495.8 | 96380.66 | 100320 | 104374.3 | 166256.6 | 170576.6 | 175015.4
2023 PG Study Reference Scenario | PG&E | Com | WaterHeat | Com - Health | Fuel Substitution | Incremental Measure Cost | -9.9411 | -10.697 | -12.0672 | -13.1027 | -14.3845 | 0 | 0 | 0 | 0 | 0 | 0
2023 PG Study Reference Scenario | PG&E | Com | WaterHeat | Com - Health | Fuel Substitution | Admin | 0 | 0 | 0 | 0 | 0 | 1235.841 | 1374.25 | 1540.82 | 2800.082 | 3092.086 | 3317.955
2023 PG Study Reference Scenario | PG&E | Com | WaterHeat | Com - Health | Fuel Substitution | Incentives | 0 | 0 | 0 | 0 | 0 | 1853.761 | 2061.374 | 2311.23 | 4200.124 | 4638.128 | 4976.933
2023 PG Study Reference Scenario | PG&E | Com | WaterHeat | Com - Health | Fuel Substitution | Incremental Measure Cost | -10470 | -10876.3 | -11252.9 | -11598.6 | -11916.3 | 2471.681 | 2748.499 | 3081.64 | 5600.165 | 6184.171 | 6635.911
2023 PG Study Reference Scenario | PG&E | Com | WaterHeat | Com - Lodging | Energy Efficiency | Admin | 630062.3 | 633584.2 | 637870.3 | 634788.5 | 639096.7 | 13600.32 | 13536.2 | 13458.69 | 13351.75 | 13163.14 | 12944.78
2023 PG Study Reference Scenario | PG&E | Com | WaterHeat | Com - Lodging | Energy Efficiency | Incentives | 124507.8 | 127738.7 | 131198.1 | 133182.7 | 136766.1 | 0 | 0 | 0 | 2361.952 | 2377.345 | 2387.115
2023 PG Study Reference Scenario | PG&E | Com | WaterHeat | Com - Lodging | Energy Efficiency | Incremental Measure Cost | 247145.6 | 253874 | 261040.6 | 265258.1 | 272648.8 | -3608.22 | -3499.65 | -3385.85 | 4723.903 | 4754.691 | 4774.23
2023 PG Study Reference Scenario | PG&E | Com | WaterHeat | Com - Lodging | Energy Efficiency | Admin | 20034.53 | 13963.46 | 9732.109 | 6782.985 | 4727.535 | 5460.76 | 4137.582 | 3165.651 | 0 | 0 | 0
2023 PG Study Reference Scenario | PG&E | Com | WaterHeat | Com - Lodging | Energy Efficiency | Incremental Measure Cost | -20285.1 | -13778.4 | -9347.42 | -6333.09 | -4284.75 | -4252.16 | -3043.7 | -2187.9 | 0 | 0 | 0
2023 PG Study Reference Scenario | PG&E | Com | WaterHeat | Com - Lodging | Energy Efficiency | Admin | 1613550 | 1630917 | 1647797 | 1664205 | 1680757 | 73732.58 | 74369.04 | 75012.04 | 74596.06 | 74110.3 | 73863.99
2023 PG Study Reference Scenario | PG&E | Com | WaterHeat | Com - Lodging | Energy Efficiency | Incentives | 311697.8 | 321394.5 | 331245.4 | 341256.6 | 351559 | 0 | 0 | 0 | 13013.35 | 13211.66 | 13452.05
2023 PG Study Reference Scenario | PG&E | Com | WaterHeat | Com - Lodging | Energy Efficiency | Incremental Measure Cost | 600502.4 | 620561.1 | 640898.7 | 661535.3 | 682732.1 | -27523.2 | -27273.9 | -27008.6 | 26026.71 | 26423.31 | 26904.09
2023 PG Study Reference Scenario | PG&E | Com | WaterHeat | Com - Lodging | Fuel Substitution | Incremental Measure Cost | -18.1673 | -19.9612 | -21.7223 | -23.2279 | -24.9575 | 0 | 0 | 0 | 0 | 0 | 0
2023 PG Study Reference Scenario | PG&E | Com | WaterHeat | Com - Lodging | Fuel Substitution | Admin | 9172.95 | 10093.45 | 10957.63 | 11753.94 | 12486.37 | 0 | 0 | 0 | 2067.588 | 2257.286 | 2396.32
2023 PG Study Reference Scenario | PG&E | Com | WaterHeat | Com - Lodging | Fuel Substitution | Incentives | 5841.544 | 6427.737 | 6978.067 | 7485.18 | 7951.605 | 0 | 0 | 0 | 3101.383 | 3385.929 | 3594.48
2023 PG Study Reference Scenario | PG&E | Com | WaterHeat | Com - Lodging | Fuel Substitution | Incremental Measure Cost | -7029.35 | -4610.59 | -2137.07 | 345.1833 | 2822.761 | -1918.98 | -2118.19 | -2427.39 | 4135.177 | 4514.572 | 4792.64
2023 PG Study Reference Scenario | PG&E | Com | WaterHeat | Com - Office (Large) | Energy Efficiency | Admin | 72463.38 | 72423.71 | 73968.71 | 74546.17 | 75783.22 | 22760.82 | 23022.57 | 22906.6 | 22604.09 | 22680.24 | 22629.51
2023 PG Study Reference Scenario | PG&E | Com | WaterHeat | Com - Office (Large) | Energy Efficiency | Incentives | 28655.48 | 28818.33 | 29609.55 | 30025.38 | 30710.29 | 8373.818 | 8671.454 | 8832.102 | 9610.907 | 9643.281 | 9621.714
2023 PG Study Reference Scenario | PG&E | Com | WaterHeat | Com - Office (Large) | Energy Efficiency | Incremental Measure Cost | 66007.49 | 67380.87 | 70249.79 | 72285.24 | 75001.02 | 16747.64 | 17342.91 | 17664.2 | 20977.66 | 21469.25 | 21849.61
2023 PG Study Reference Scenario | PG&E | Com | WaterHeat | Com - Office (Large) | Energy Efficiency | Admin | 0 | 0 | 0 | 0 | 0 | 4257.196 | 3618.936 | 3076.367 | 0 | 0 | 1.7961
2023 PG Study Reference Scenario | PG&E | Com | WaterHeat | Com - Office (Large) | Energy Efficiency | Incentives | 0 | 0 | 0 | 0 | 0 | 0 | 0 | 0 | 0 | 0 | 0.36196
2023 PG Study Reference Scenario | PG&E | Com | WaterHeat | Com - Office (Large) | Energy Efficiency | Incremental Measure Cost | 0 | 0 | 0 | 0 | 0 | -2649.51 | -2221.2 | -1861.24 | 0 | 0 | 0.72393
2023 PG Study Reference Scenario | PG&E | Com | WaterHeat | Com - Office (Large) | Energy Efficiency | Admin | 348387.1 | 351419.4 | 354444.7 | 357447.9 | 360504.6 | 161638.1 | 163124.2 | 164604.2 | 165952.4 | 167306.1 | 168680
2023 PG Study Reference Scenario | PG&E | Com | WaterHeat | Com - Office (Large) | Energy Efficiency | Incentives | 132799.6 | 135194.6 | 137628 | 140098.2 | 142637.3 | 59467.44 | 61440.75 | 63466.48 | 70560.36 | 71135.92 | 71720.1
2023 PG Study Reference Scenario | PG&E | Com | WaterHeat | Com - Office (Large) | Energy Efficiency | Incremental Measure Cost | 298737.1 | 307810 | 317097.8 | 326601.2 | 336398.2 | 118934.9 | 122881.5 | 126933 | 154011.3 | 158372.6 | 162866.4
2023 PG Study Reference Scenario | PG&E | Com | WaterHeat | Com - Office (Large) | Fuel Substitution | Incremental Measure Cost | -8.2879 | -9.0964 | -10.1144 | -10.9505 | -11.8775 | 0 | 0 | 0 | 0 | 0 | 0
2023 PG Study Reference Scenario | PG&E | Com | WaterHeat | Com - Office (Large) | Fuel Substitution | Admin | 0 | 0 | 0 | 0 | 0 | 817.2476 | 907.8111 | 1030.128 | 1437.081 | 1582.972 | 1693.503
2023 PG Study Reference Scenario | PG&E | Com | WaterHeat | Com - Office (Large) | Fuel Substitution | Incentives | 0 | 0 | 0 | 0 | 0 | 1225.871 | 1361.717 | 1545.192 | 2155.622 | 2374.458 | 2540.254
2023 PG Study Reference Scenario | PG&E | Com | WaterHeat | Com - Office (Large) | Fuel Substitution | Incremental Measure Cost | -3495.37 | -3621.78 | -3737.1 | -3841.15 | -3934.95 | 1634.495 | 1815.622 | 2060.257 | 2874.163 | 3165.944 | 3387.006
2023 PG Study Reference Scenario | PG&E | Com | WaterHeat | Com - Office (Small) | Energy Efficiency | Admin | 5685.531 | 5689.369 | 5737.681 | 5761.203 | 5767.504 | 5802.175 | 5817.541 | 5826.974 | 5824.336 | 5823.732 | 5823.677
2023 PG Study Reference Scenario | PG&E | Com | WaterHeat | Com - Office (Small) | Energy Efficiency | Incentives | 1828.85 | 1879.803 | 1946.909 | 2007.27 | 2062.952 | 2130.237 | 2192.008 | 2252.908 | 2476.416 | 2476.16 | 2476.136
2023 PG Study Reference Scenario | PG&E | Com | WaterHeat | Com - Office (Small) | Energy Efficiency | Incremental Measure Cost | 3657.7 | 3759.606 | 3893.818 | 4014.541 | 4125.904 | 4260.474 | 4384.016 | 4505.816 | 5963.466 | 6082.093 | 6203.665
2023 PG Study Reference Scenario | PG&E | Com | WaterHeat | Com - Office (Small) | Energy Efficiency | Admin | 0 | 0 | 0 | 0 | 0 | 0 | 1.0864 | 1060.621 | 0 | 0 | 0.5673
2023 PG Study Reference Scenario | PG&E | Com | WaterHeat | Com - Office (Small) | Energy Efficiency | Incentives | 0 | 0 | 0 | 0 | 0 | 0 | 0.036533 | 75.0829 | 0 | 0 | 0.11432
2023 PG Study Reference Scenario | PG&E | Com | WaterHeat | Com - Office (Small) | Energy Efficiency | Incremental Measure Cost | 0 | 0 | 0 | 0 | 0 | 0 | 0.073066 | 150.1659 | 0 | 0 | 0.22865
2023 PG Study Reference Scenario | PG&E | Com | WaterHeat | Com - Office (Small) | Energy Efficiency | Admin | 38853.03 | 39141.05 | 39436.23 | 39736.08 | 40038.86 | 40347.39 | 40659.7 | 40975.21 | 41232.4 | 41489.6 | 41762.38
2023 PG Study Reference Scenario | PG&E | Com | WaterHeat | Com - Office (Small) | Energy Efficiency | Incentives | 12497.75 | 12932.45 | 13381.5 | 13844.52 | 14321.32 | 14813.32 | 15320.29 | 15842.42 | 17531.37 | 17640.73 | 17756.71
2023 PG Study Reference Scenario | PG&E | Com | WaterHeat | Com - Office (Small) | Energy Efficiency | Incremental Measure Cost | 24995.51 | 25864.9 | 26762.99 | 27689.03 | 28642.64 | 29626.65 | 30640.58 | 31684.84 | 42217.26 | 43330.14 | 44487.26
2023 PG Study Reference Scenario | PG&E | Com | WaterHeat | Com - Office (Small) | Fuel Substitution | Incremental Measure Cost | -2.4875 | -2.7456 | -3.0145 | -3.2576 | -3.4753 | 0 | 0 | 0 | 0 | 0 | 0
2023 PG Study Reference Scenario | PG&E | Com | WaterHeat | Com - Office (Small) | Fuel Substitution | Admin | 62.1444 | 64.4396 | 66.4675 | 68.2172 | 69.6923 | 177.7077 | 201.3344 | 231.8049 | 370.0864 | 411.3578 | 442.4298
2023 PG Study Reference Scenario | PG&E | Com | WaterHeat | Com - Office (Small) | Fuel Substitution | Incentives | 93.2166 | 96.6594 | 99.7012 | 102.3257 | 104.5384 | 266.5616 | 302.0016 | 347.7074 | 551.7117 | 613.5956 | 660.4638
2023 PG Study Reference Scenario | PG&E | Com | WaterHeat | Com - Office (Small) | Fuel Substitution | Incremental Measure Cost | 112.5106 | 115.6394 | 118.2688 | 120.385 | 122.0019 | 355.4154 | 402.6688 | 463.6099 | 740.1728 | 822.7156 | 884.8596
2023 PG Study Reference Scenario | PG&E | Com | WaterHeat | Com - Other | Energy Efficiency | Admin | 237457.6 | 237100.7 | 238913.1 | 239697.7 | 238315.2 | 203763.6 | 205271.4 | 205134.6 | 202506.8 | 200701.3 | 199121
2023 PG Study Reference Scenario | PG&E | Com | WaterHeat | Com - Other | Energy Efficiency | Incentives | 16633.19 | 17981.73 | 19511.01 | 21229.46 | 22721.6 | 9956.066 | 11250.27 | 12486.79 | 65030.56 | 65847.98 | 66757.41
2023 PG Study Reference Scenario | PG&E | Com | WaterHeat | Com - Other | Energy Efficiency | Incremental Measure Cost | 28575.87 | 31318.44 | 34383.93 | 43256.11 | 51188.91 | 15395.41 | 17998.72 | 20522.4 | 130061.1 | 131696 | 133514.8
2023 PG Study Reference Scenario | PG&E | Com | WaterHeat | Com - Other | Energy Efficiency | Admin | 0 | 0 | 0 | 0 | 0 | 6737.51 | 5727.389 | 4868.71 | 0 | 0 | 2.8426
2023 PG Study Reference Scenario | PG&E | Com | WaterHeat | Com - Other | Energy Efficiency | Incentives | 0 | 0 | 0 | 0 | 0 | 0 | 0 | 0 | 0 | 0 | 0.57285
2023 PG Study Reference Scenario | PG&E | Com | WaterHeat | Com - Other | Energy Efficiency | Incremental Measure Cost | 0 | 0 | 0 | 0 | 0 | -2360.59 | -1957.49 | -1621.36 | 0 | 0 | 1.1457
2023 PG Study Reference Scenario | PG&E | Com | WaterHeat | Com - Other | Energy Efficiency | Admin | 2216289 | 2222687 | 2232586 | 2242074 | 2248921 | 2077712 | 2084438 | 2091161 | 2080360 | 2068537 | 2060677
2023 PG Study Reference Scenario | PG&E | Com | WaterHeat | Com - Other | Energy Efficiency | Incentives | 101032 | 113229.1 | 127087.3 | 141020.9 | 154164.2 | 97290.64 | 109478.1 | 121987.4 | 653678.7 | 665215.3 | 677830.9
2023 PG Study Reference Scenario | PG&E | Com | WaterHeat | Com - Other | Energy Efficiency | Incremental Measure Cost | 111413.7 | 136314.5 | 190093.6 | 242003.4 | 271000.4 | 106597.6 | 131543.4 | 157212.8 | 1307357 | 1330431 | 1355662
2023 PG Study Reference Scenario | PG&E | Com | WaterHeat | Com - Other | Fuel Substitution | Incremental Measure Cost | -62.4939 | -68.788 | -75.4448 | -81.213 | -85.8493 | 0 | 0 | 0 | 0 | 0 | 0
2023 PG Study Reference Scenario | PG&E | Com | WaterHeat | Com - Other | Fuel Substitution | Admin | 0 | 0 | 0 | 0 | 0 | 327.0374 | 361.3302 | 399.1512 | 13904.07 | 15235.83 | 16231.06
2023 PG Study Reference Scenario | PG&E | Com | WaterHeat | Com - Other | Fuel Substitution | Incentives | 0 | 0 | 0 | 0 | 0 | 490.5562 | 541.9954 | 598.7267 | 20856.11 | 22853.75 | 24346.58
2023 PG Study Reference Scenario | PG&E | Com | WaterHeat | Com - Other | Fuel Substitution | Incremental Measure Cost | -26279.1 | -27121.9 | -27878.5 | -28551.1 | -29144.4 | 654.0749 | 722.6605 | 798.3023 | 27808.14 | 30471.67 | 32462.11
2023 PG Study Reference Scenario | PG&E | Com | WaterHeat | Com - Refrig. Warehouse | Energy Efficiency | Admin | 4820.501 | 4794.966 | 4783.687 | 4756.837 | 4745.79 | 4075.573 | 4066.91 | 4062.154 | 4033.065 | 4004.009 | 3970.296
2023 PG Study Reference Scenario | PG&E | Com | WaterHeat | Com - Refrig. Warehouse | Energy Efficiency | Incentives | 481.8828 | 497.2054 | 514.1406 | 529.5737 | 546.8443 | 394.2972 | 409.058 | 424.4719 | 820.7891 | 831.1746 | 840.6611
2023 PG Study Reference Scenario | PG&E | Com | WaterHeat | Com - Refrig. Warehouse | Energy Efficiency | Incremental Measure Cost | 986.9558 | 1019.335 | 1054.829 | 1087.052 | 1122.882 | 788.5945 | 818.1161 | 848.9437 | 1641.578 | 1662.349 | 1681.322
2023 PG Study Reference Scenario | PG&E | Com | WaterHeat | Com - Refrig. Warehouse | Energy Efficiency | Admin | 0 | 0 | 0 | 0 | 0 | 0 | 0 | 0.31063 | 0 | 0 | 0.19081
2023 PG Study Reference Scenario | PG&E | Com | WaterHeat | Com - Refrig. Warehouse | Energy Efficiency | Incentives | 0 | 0 | 0 | 0 | 0 | 0 | 0 | 0.023435 | 0 | 0 | 0.038454
2023 PG Study Reference Scenario | PG&E | Com | WaterHeat | Com - Refrig. Warehouse | Energy Efficiency | Incremental Measure Cost | 0 | 0 | 0 | 0 | 0 | 0 | 0 | 0.04687 | 0 | 0 | 0.076908
2023 PG Study Reference Scenario | PG&E | Com | WaterHeat | Com - Refrig. Warehouse | Energy Efficiency | Admin | 22348.96 | 22609.86 | 22870.45 | 23129.72 | 23389.42 | 21822.89 | 22065.3 | 22309.01 | 22518.73 | 22727.62 | 22943.74
2023 PG Study Reference Scenario | PG&E | Com | WaterHeat | Com - Refrig. Warehouse | Energy Efficiency | Incentives | 2017.24 | 2121.712 | 2229.473 | 2340.566 | 2455.286 | 2111.288 | 2219.373 | 2331.164 | 4582.905 | 4717.934 | 4858.058
2023 PG Study Reference Scenario | PG&E | Com | WaterHeat | Com - Refrig. Warehouse | Energy Efficiency | Incremental Measure Cost | 4096.931 | 4310.9 | 4531.05 | 4757.494 | 4990.875 | 4222.575 | 4438.745 | 4662.329 | 9165.81 | 9435.868 | 9716.117
2023 PG Study Reference Scenario | PG&E | Com | WaterHeat | Com - Refrig. Warehouse | Fuel Substitution | Admin | 3.8757 | 4.2598 | 4.6335 | 4.965 | 5.2846 | 0 | 0 | 0 | 0 | 0 | 0
2023 PG Study Reference Scenario | PG&E | Com | WaterHeat | Com - Refrig. Warehouse | Fuel Substitution | Incentives | 5.8136 | 6.3896 | 6.9503 | 7.4475 | 7.9268 | 0 | 0 | 0 | 0 | 0 | 0
2023 PG Study Reference Scenario | PG&E | Com | WaterHeat | Com - Refrig. Warehouse | Fuel Substitution | Incremental Measure Cost | 7.7514 | 8.5195 | 9.2671 | 9.93 | 10.5691 | 0 | 0 | 0 | 0 | 0 | 0
2023 PG Study Reference Scenario | PG&E | Com | WaterHeat | Com - Refrig. Warehouse | Fuel Substitution | Admin | 14.763 | 16.6652 | 18.5381 | 20.3664 | 22.1448 | 0 | 0 | 0 | 0 | 0 | 0
2023 PG Study Reference Scenario | PG&E | Com | WaterHeat | Com - Refrig. Warehouse | Fuel Substitution | Incentives | 22.1446 | 24.9978 | 27.8071 | 30.5495 | 33.2172 | 0 | 0 | 0 | 0 | 0 | 0
2023 PG Study Reference Scenario | PG&E | Com | WaterHeat | Com - Refrig. Warehouse | Fuel Substitution | Incremental Measure Cost | 27.0554 | 30.8004 | 34.4907 | 38.0943 | 41.599 | 0 | 0 | 0 | 0 | 0 | 0
2023 PG Study Reference Scenario | PG&E | Com | WaterHeat | Com - Restaurant | Energy Efficiency | Admin | 3707.479 | 2250.626 | 1638.957 | 1257.91 | 937.7605 | 379.9645 | 350.4957 | 294.024 | 268.1262 | 272.2052 | 261.9334
2023 PG Study Reference Scenario | PG&E | Com | WaterHeat | Com - Restaurant | Energy Efficiency | Incentives | 857.5257 | 521.2303 | 381.1619 | 294.1608 | 220.5069 | 31.0764 | 29.5107 | 25.4786 | 34.2799 | 35.4975 | 34.8411
2023 PG Study Reference Scenario | PG&E | Com | WaterHeat | Com - Restaurant | Energy Efficiency | Incremental Measure Cost | 1953.149 | 1198.424 | 888.737 | 696.9453 | 530.8074 | 62.1527 | 59.0214 | 50.9571 | 68.5599 | 70.995 | 69.6823
2023 PG Study Reference Scenario | PG&E | Com | WaterHeat | Com - Restaurant | Energy Efficiency | Admin | 0 | 0 | 0 | 0 | 0 | 0 | 0 | 0 | 0 | 0 | 1.0531
2023 PG Study Reference Scenario | PG&E | Com | WaterHeat | Com - Restaurant | Energy Efficiency | Incentives | 0 | 0 | 0 | 0 | 0 | 0 | 0 | 0 | 0 | 0 | 0.21222
2023 PG Study Reference Scenario | PG&E | Com | WaterHeat | Com - Restaurant | Energy Efficiency | Incremental Measure Cost | 0 | 0 | 0 | 0 | 0 | 0 | 0 | 0 | 0 | 0 | 0.42445
2023 PG Study Reference Scenario | PG&E | Com | WaterHeat | Com - Restaurant | Energy Efficiency | Admin | 493256.9 | 487855.8 | 482391.4 | 476919.2 | 471461.4 | 440146 | 435063.5 | 430036.2 | 424465.7 | 418969.8 | 413693.9
2023 PG Study Reference Scenario | PG&E | Com | WaterHeat | Com - Restaurant | Energy Efficiency | Incentives | 117878.3 | 119344.5 | 120798.2 | 122247.8 | 123697 | 114153.1 | 115732 | 117317.3 | 145121.1 | 143595 | 142122.8
2023 PG Study Reference Scenario | PG&E | Com | WaterHeat | Com - Restaurant | Energy Efficiency | Incremental Measure Cost | 239897.3 | 243334.2 | 246742.7 | 250140.3 | 253534.7 | 228306.2 | 231464 | 234634.5 | 301799.5 | 303933.4 | 306155.4
2023 PG Study Reference Scenario | PG&E | Com | WaterHeat | Com - Restaurant | Fuel Substitution | Incremental Measure Cost | 0 | 0 | 0 | 0 | 0 | 0 | 0 | 0 | 0 | 0 | 0
2023 PG Study Reference Scenario | PG&E | Com | WaterHeat | Com - Restaurant | Fuel Substitution | Admin | 4667.549 | 4791.316 | 4896.458 | 4983.404 | 5053.484 | 4766.156 | 5333.007 | 5920.043 | 8967.392 | 9835.805 | 10462.49
2023 PG Study Reference Scenario | PG&E | Com | WaterHeat | Com - Restaurant | Fuel Substitution | Incentives | 7001.323 | 7186.974 | 7344.686 | 7475.106 | 7580.226 | 7149.234 | 7999.51 | 8880.064 | 13451.09 | 14753.71 | 15693.73
2023 PG Study Reference Scenario | PG&E | Com | WaterHeat | Com - Restaurant | Fuel Substitution | Incremental Measure Cost | 9050.063 | 9270.316 | 9455.542 | 9606.626 | 9726.244 | 9532.312 | 10666.01 | 11840.09 | 17934.78 | 19671.61 | 20924.97
2023 PG Study Reference Scenario | PG&E | Com | WaterHeat | Com - Retail | Energy Efficiency | Admin | 0 | 0 | 0 | 0 | 0 | 0 | 0 | 0 | 0 | 0 | 0
2023 PG Study Reference Scenario | PG&E | Com | WaterHeat | Com - Retail | Energy Efficiency | Incremental Measure Cost | 0 | 0 | 0 | 0 | 0 | 0 | 0 | 0 | 0 | 0 | 0
2023 PG Study Reference Scenario | PG&E | Com | WaterHeat | Com - Retail | Energy Efficiency | Admin | 19557.27 | 12677.29 | 11832.14 | 11043.33 | 10307.11 | 13940.49 | 12651.4 | 11502.19 | 0 | 0 | 1.8228
2023 PG Study Reference Scenario | PG&E | Com | WaterHeat | Com - Retail | Energy Efficiency | Incentives | 0 | 0 | 0 | 0 | 0 | 0 | 0 | 0 | 0 | 0 | 0.36735
2023 PG Study Reference Scenario | PG&E | Com | WaterHeat | Com - Retail | Energy Efficiency | Incremental Measure Cost | -647670 | -416793 | -386059 | -357515 | -331008 | -500596 | -448601 | -402619 | 0 | 0 | 0.7347
2023 PG Study Reference Scenario | PG&E | Com | WaterHeat | Com - Retail | Energy Efficiency | Admin | 110899.6 | 110130.9 | 109371.3 | 108620.6 | 107878.5 | 107148.2 | 106430 | 105722.6 | 104627.7 | 103544.9 | 102576.2
2023 PG Study Reference Scenario | PG&E | Com | WaterHeat | Com - Retail | Energy Efficiency | Incentives | 0 | 0 | 0 | 0 | 0 | 326.6741 | 724.2674 | 1124.661 | 44486.04 | 44025.65 | 43613.81
2023 PG Study Reference Scenario | PG&E | Com | WaterHeat | Com - Retail | Energy Efficiency | Incremental Measure Cost | -10561.2 | -8818.6 | -7066.72 | -5305.18 | -3533.58 | -1751.48 | 41.7084 | 1846.524 | 92908.12 | 93785.92 | 94767.03
2023 PG Study Reference Scenario | PG&E | Com | WaterHeat | Com - Retail | Fuel Substitution | Incremental Measure Cost | 0 | 0 | 0 | 0 | 0 | 0 | 0 | 0 | 0 | 0 | 0
2023 PG Study Reference Scenario | PG&E | Com | WaterHeat | Com - Retail | Fuel Substitution | Admin | 0 | 0 | 0 | 0 | 0 | 0 | 0 | 0 | 601.0661 | 645.7154 | 678.5769
2023 PG Study Reference Scenario | PG&E | Com | WaterHeat | Com - Retail | Fuel Substitution | Incentives | 0 | 0 | 0 | 0 | 0 | 0 | 0 | 0 | 901.5991 | 968.5731 | 1017.865
2023 PG Study Reference Scenario | PG&E | Com | WaterHeat | Com - Retail | Fuel Substitution | Incremental Measure Cost | -118853 | -122440 | -125610 | -128384 | -130789 | -166.725 | -180.882 | -196.8 | 1202.132 | 1291.431 | 1357.154
2023 PG Study Reference Scenario | PG&E | Com | WaterHeat | Com - School | Energy Efficiency | Admin | 60007.3 | 60324.16 | 60719.3 | 60847.78 | 60208.28 | 26588.21 | 26531.98 | 26605.55 | 26593.77 | 26573.41 | 26581.34
2023 PG Study Reference Scenario | PG&E | Com | WaterHeat | Com - School | Energy Efficiency | Incentives | 21914.29 | 22307.35 | 22737.96 | 23074.68 | 23122.15 | 9139.826 | 9422.863 | 9750.716 | 10514.4 | 10521.77 | 10538.3
2023 PG Study Reference Scenario | PG&E | Com | WaterHeat | Com - School | Energy Efficiency | Incremental Measure Cost | 64303.89 | 66206.94 | 68260.19 | 70045.14 | 70944.46 | 18260.63 | 18834.37 | 19516.1 | 32455.79 | 33110.59 | 33806.73
2023 PG Study Reference Scenario | PG&E | Com | WaterHeat | Com - School | Energy Efficiency | Admin | 0 | 0 | 0 | 0 | 0 | 0 | 0 | 1565.374 | 0 | 0 | 1.3784
2023 PG Study Reference Scenario | PG&E | Com | WaterHeat | Com - School | Energy Efficiency | Incentives | 0 | 0 | 0 | 0 | 0 | 0 | 0 | 119.7603 | 0 | 0 | 0.27779
2023 PG Study Reference Scenario | PG&E | Com | WaterHeat | Com - School | Energy Efficiency | Incremental Measure Cost | 0 | 0 | 0 | 0 | 0 | 0 | 0 | 239.5206 | 0 | 0 | 0.55558
2023 PG Study Reference Scenario | PG&E | Com | WaterHeat | Com - School | Energy Efficiency | Admin | 286700.2 | 288707.5 | 290711.4 | 292719 | 294688.9 | 189332.9 | 190576.1 | 191850.3 | 192459.8 | 193093.7 | 193931.1
2023 PG Study Reference Scenario | PG&E | Com | WaterHeat | Com - School | Energy Efficiency | Incentives | 92316.5 | 94711.48 | 97156.3 | 99657.89 | 102207.3 | 59266.18 | 61660.59 | 64071.33 | 71628.09 | 72040.04 | 72507.19
2023 PG Study Reference Scenario | PG&E | Com | WaterHeat | Com - School | Energy Efficiency | Incremental Measure Cost | 247206.2 | 255724.9 | 264432.4 | 273354.8 | 282466 | 118290.1 | 123175.4 | 128216.1 | 218677.7 | 224100.2 | 229809.5
2023 PG Study Reference Scenario | PG&E | Com | WaterHeat | Com - School | Fuel Substitution | Incremental Measure Cost | -38.3335 | -42.4767 | -46.4605 | -50.0475 | -52.7659 | 0 | 0 | 0 | 0 | 0 | 0
2023 PG Study Reference Scenario | PG&E | Com | WaterHeat | Com - School | Fuel Substitution | Admin | 2068.3 | 2138.158 | 2199.598 | 2252.568 | 2297.435 | 1953.222 | 2218.632 | 2575.524 | 5416.617 | 6022.535 | 6474.864
2023 PG Study Reference Scenario | PG&E | Com | WaterHeat | Com - School | Fuel Substitution | Incentives | 3102.45 | 3207.237 | 3299.398 | 3378.851 | 3446.152 | 2929.832 | 3327.947 | 3863.287 | 6395.226 | 7119.91 | 7668.153
2023 PG Study Reference Scenario | PG&E | Com | WaterHeat | Com - School | Fuel Substitution | Incremental Measure Cost | 3964.894 | 4083.86 | 4186.557 | 4272.979 | 4344.001 | 3906.443 | 4437.263 | 5151.049 | 10833.23 | 12045.07 | 12949.73
2023 PG Study Reference Scenario | PG&E | Com | WaterHeat | Com - Warehouse | Energy Efficiency | Admin | 7215.35 | 6691.228 | 2022.402 | 1661.907 | 1377.214 | 0 | 0 | 0 | 0 | 0 | 0
2023 PG Study Reference Scenario | PG&E | Com | WaterHeat | Com - Warehouse | Energy Efficiency | Incentives | 1606.779 | 1541.468 | 727.2917 | 643.3058 | 574.5271 | 0 | 0 | 0 | 0 | 0 | 0
2023 PG Study Reference Scenario | PG&E | Com | WaterHeat | Com - Warehouse | Energy Efficiency | Incremental Measure Cost | 3352.346 | 3274.513 | 1573.341 | 1418.233 | 1291.36 | 0 | 0 | 0 | 0 | 0 | 0
2023 PG Study Reference Scenario | PG&E | Com | WaterHeat | Com - Warehouse | Energy Efficiency | Admin | 0 | 0 | 0 | 0 | 0 | 3749.589 | 3187.432 | 2709.556 | 0 | 0 | 1.582
2023 PG Study Reference Scenario | PG&E | Com | WaterHeat | Com - Warehouse | Energy Efficiency | Incentives | 0 | 0 | 0 | 0 | 0 | 0 | 0 | 0 | 0 | 0 | 0.31881
2023 PG Study Reference Scenario | PG&E | Com | WaterHeat | Com - Warehouse | Energy Efficiency | Incremental Measure Cost | 0 | 0 | 0 | 0 | 0 | -7181.36 | -6077.32 | -5142.44 | 0 | 0 | 0.63761
2023 PG Study Reference Scenario | PG&E | Com | WaterHeat | Com - Warehouse | Energy Efficiency | Admin | 32787.51 | 32858.65 | 32554.18 | 32228.39 | 31888.21 | 21941.15 | 21662.99 | 21390.33 | 21067.7 | 20751.73 | 20456.1
2023 PG Study Reference Scenario | PG&E | Com | WaterHeat | Com - Warehouse | Energy Efficiency | Incentives | 4627.689 | 4812.69 | 4952.875 | 5087.518 | 5217.986 | 1266.178 | 1417.805 | 1568.838 | 8652.849 | 8626.596 | 8597.941
2023 PG Study Reference Scenario | PG&E | Com | WaterHeat | Com - Warehouse | Energy Efficiency | Incremental Measure Cost | 9638.158 | 10184.13 | 10638.91 | 11083.92 | 11521.63 | 2532.357 | 2835.61 | 3137.676 | 17306.47 | 17387.85 | 17482.92
2023 PG Study Reference Scenario | PG&E | Com | WaterHeat | Com - Warehouse | Fuel Substitution | Incremental Measure Cost | -0.27486 | -0.27496 | -0.02946 | -0.01532 | -0.00276 | 0 | 0 | 0 | 0 | 0 | 0
2023 PG Study Reference Scenario | PG&E | Com | WaterHeat | Com - Warehouse | Fuel Substitution | Admin | 0 | 0 | 0 | 0 | 0 | 0.57862 | 0.63318 | 0.69863 | 37.9307 | 41.2178 | 43.5623
2023 PG Study Reference Scenario | PG&E | Com | WaterHeat | Com - Warehouse | Fuel Substitution | Incentives | 0 | 0 | 0 | 0 | 0 | 0.86794 | 0.94977 | 1.0479 | 56.8961 | 61.8266 | 65.3435
2023 PG Study Reference Scenario | PG&E | Com | WaterHeat | Com - Warehouse | Fuel Substitution | Incremental Measure Cost | -303.325 | -312.072 | -319.032 | -324.67 | -329.17 | 0.84757 | 0.92539 | 0.99993 | 75.8615 | 82.4355 | 87.1247
2023 PG Study Reference Scenario | PG&E | Com | WholeBlg | Com - College | Energy Efficiency | Admin | 186021.2 | 164682 | 170792.8 | 358545.8 | 209094.9 | 208964 | 210275.3 | 207213.7 | 207524.8 | 206234.7 | 203512.1
2023 PG Study Reference Scenario | PG&E | Com | WholeBlg | Com - College | Energy Efficiency | Incentives | 174304.5 | 154309.4 | 160035.3 | 335960.8 | 195923.9 | 195801.2 | 197029.9 | 194161.2 | 194452.7 | 193243.8 | 190692.7
2023 PG Study Reference Scenario | PG&E | Com | WholeBlg | Com - College | Energy Efficiency | Incremental Measure Cost | 954034.1 | 861494.6 | 911330.1 | 2010507 | 1195963 | 1219147 | 1251347 | 1257768 | 1284866 | 1302423 | 1310929
2023 PG Study Reference Scenario | PG&E | Com | WholeBlg | Com - Grocery | Energy Efficiency | Admin | 223894.5 | 204526.6 | 228233 | 248043.9 | 149102.8 | 157243.4 | 162720.6 | 167047.8 | 168454.4 | 169769.8 | 171132.1
2023 PG Study Reference Scenario | PG&E | Com | WholeBlg | Com - Grocery | Energy Efficiency | Incentives | 206959.1 | 190792.3 | 213826.1 | 232392.5 | 139698.2 | 147329.4 | 152465.5 | 156524.4 | 157846.8 | 159084 | 160362.6
2023 PG Study Reference Scenario | PG&E | Com | WholeBlg | Com - Grocery | Energy Efficiency | Incremental Measure Cost | 421623.4 | 392838.3 | 447120.1 | 495632.8 | 303883.9 | 326878.8 | 345025.5 | 361281 | 371606.8 | 381997 | 392762.4
2023 PG Study Reference Scenario | PG&E | Com | WholeBlg | Com - Lodging | Energy Efficiency | Admin | 0 | 0 | 0 | 0 | 0 | 0 | 0 | 0 | 0 | 0 | 97.737
2023 PG Study Reference Scenario | PG&E | Com | WholeBlg | Com - Lodging | Energy Efficiency | Incentives | 0 | 0 | 0 | 0 | 0 | 0 | 0 | 0 | 0 | 0 | 91.5738
2023 PG Study Reference Scenario | PG&E | Com | WholeBlg | Com - Lodging | Energy Efficiency | Incremental Measure Cost | 0 | 0 | 0 | 0 | 0 | 0 | 0 | 0 | 0 | 0 | 801.6875
2023 PG Study Reference Scenario | PG&E | Com | WholeBlg | Com - Restaurant | Energy Efficiency | Admin | 645197.7 | 555774.6 | 582946 | 602877.9 | 352351.4 | 354087.5 | 356329.5 | 355153.9 | 352209.2 | 349794.3 | 346502.9
2023 PG Study Reference Scenario | PG&E | Com | WholeBlg | Com - Restaurant | Energy Efficiency | Incentives | 604520.4 | 520745.6 | 546204.4 | 564880.1 | 330143.6 | 331770.3 | 333871 | 332769.5 | 330010.3 | 327747.7 | 324663.8
2023 PG Study Reference Scenario | PG&E | Com | WholeBlg | Com - Restaurant | Energy Efficiency | Incremental Measure Cost | 1652158 | 1451638 | 1553060 | 1638286 | 976646.2 | 1001089 | 1027577 | 1044670 | 1056728 | 1070473 | 1081608
2023 PG Study Reference Scenario | PG&E | Com | WholeBlg | Com - Retail | Energy Efficiency | Admin | 609382.7 | 543206.6 | 591338.8 | 628364.6 | 371339.3 | 386032.1 | 395693.4 | 403344.8 | 405542.7 | 407907.5 | 410899.5
2023 PG Study Reference Scenario | PG&E | Com | WholeBlg | Com - Retail | Energy Efficiency | Incentives | 550805.6 | 495730.7 | 544915.5 | 584733.6 | 347733.7 | 361502.9 | 370561 | 377737.6 | 379806.7 | 382032.8 | 384846.9
2023 PG Study Reference Scenario | PG&E | Com | WholeBlg | Com - Retail | Energy Efficiency | Incremental Measure Cost | 1165180 | 1059445 | 1176393 | 1275053 | 768575.6 | 814963.9 | 852074.9 | 885922.6 | 908564.2 | 932137.1 | 957749.7
2023 PG Study Reference Scenario | PG&E | Com | WholeBlg | Com - School | Energy Efficiency | Admin | 0 | 0 | 0 | 0 | 0 | 0 | 0 | 0 | 0 | 0 | 311.4849
2023 PG Study Reference Scenario | PG&E | Com | WholeBlg | Com - School | Energy Efficiency | Incentives | 0 | 0 | 0 | 0 | 0 | 0 | 0 | 0 | 0 | 0 | 291.86
2023 PG Study Reference Scenario | PG&E | Com | WholeBlg | Com - School | Energy Efficiency | Incremental Measure Cost | 0 | 0 | 0 | 0 | 0 | 0 | 0 | 0 | 0 | 0 | 2421.552
2023 PG Study Reference Scenario | PG&E | Com | WholeBlg | Com - Warehouse | Energy Efficiency | Admin | 241470.6 | 428667.5 | 450598.3 | 467300.7 | 275535.4 | 280410.5 | 280814.2 | 278874.1 | 275456.8 | 272177.1 | 267669.8
2023 PG Study Reference Scenario | PG&E | Com | WholeBlg | Com - Warehouse | Energy Efficiency | Incentives | 226256.4 | 401659.8 | 422208.8 | 437859 | 258175.6 | 262743.6 | 263121.8 | 261303.9 | 258101.9 | 255028.9 | 250805.6
2023 PG Study Reference Scenario | PG&E | Com | WholeBlg | Com - Warehouse | Energy Efficiency | Incremental Measure Cost | 1157029 | 2204631 | 2363594 | 2500211 | 1503749 | 1560996 | 1594505 | 1615126 | 1627240 | 1640010 | 1645079
2023 PG Study Reference Scenario | PG&E | Ind | BROs | Ind - All Other Industrial | Energy Efficiency | Admin | 3184.141 | 3443.971 | 3700.179 | 3952.312 | 4209.419 | 4470.204 | 4736.401 | 5003.489 | 5271.582 | 5541.097 | 5811.903
2023 PG Study Reference Scenario | PG&E | Ind | BROs | Ind - Chemicals | Energy Efficiency | Admin | 135594 | 147769.1 | 159850.7 | 172039.8 | 184534.3 | 197049.2 | 209905.9 | 222872.3 | 236001.2 | 249337.6 | 262948.4
2023 PG Study Reference Scenario | PG&E | Ind | BROs | Ind - Electronics | Energy Efficiency | Admin | 29465.54 | 32061.86 | 34690.23 | 37350.12 | 40118.94 | 42957.65 | 45921.59 | 48951.61 | 52040.57 | 55191.95 | 58403.69
2023 PG Study Reference Scenario | PG&E | Ind | BROs | Ind - Fabricated Metals | Energy Efficiency | Admin | 14538.64 | 15677.08 | 16809.64 | 17929.42 | 19057.57 | 20187.78 | 21343.73 | 22492.95 | 23634.79 | 24770.44 | 25896.67
2023 PG Study Reference Scenario | PG&E | Ind | BROs | Ind - Food | Energy Efficiency | Admin | 218887.8 | 235553.3 | 251870 | 267798.5 | 283566.4 | 299104.3 | 315205.2 | 330681.1 | 346120.7 | 361421.1 | 376536.1
2023 PG Study Reference Scenario | PG&E | Ind | BROs | Ind - Industrial Machinery | Energy Efficiency | Admin | 5527.11 | 5974.528 | 6424.729 | 6864.952 | 7299.3 | 7731.771 | 8173.503 | 8614.31 | 9054.583 | 9491.565 | 9926.308
2023 PG Study Reference Scenario | PG&E | Ind | BROs | Ind - Lumber & Furniture | Energy Efficiency | Admin | 4185.383 | 4529.488 | 4860.24 | 5181.103 | 5504.443 | 5827.119 | 6163.415 | 6492.412 | 6821.009 | 7147.699 | 7470.655
2023 PG Study Reference Scenario | PG&E | Ind | BROs | Ind - Paper | Energy Efficiency | Admin | 13880.46 | 15230.65 | 16440.23 | 17488.25 | 18491.45 | 19468.69 | 20495.08 | 21520.08 | 22555.39 | 23596.82 | 24645.01
2023 PG Study Reference Scenario | PG&E | Ind | BROs | Ind - Petroleum | Energy Efficiency | Admin | 417426.1 | 447413.4 | 477065.2 | 506255.6 | 535461.5 | 564658.6 | 594477.3 | 623627.5 | 652435.5 | 680965.6 | 709169.2
2023 PG Study Reference Scenario | PG&E | Ind | BROs | Ind - Plastics | Energy Efficiency | Admin | 13602.42 | 14668.17 | 15728.09 | 16766.7 | 17821.65 | 18883.45 | 19957.25 | 21030.25 | 22098.37 | 23166.26 | 24230.28
2023 PG Study Reference Scenario | PG&E | Ind | BROs | Ind - Primary Metals | Energy Efficiency | Admin | 7950.751 | 8603.205 | 9265.635 | 9947.621 | 10628.27 | 11294.93 | 11972.37 | 12640.37 | 13300.45 | 13957.42 | 14616.01
2023 PG Study Reference Scenario | PG&E | Ind | BROs | Ind - Printing & Publishing | Energy Efficiency | Admin | 5504.629 | 5900.064 | 6287.65 | 6661.281 | 7034.623 | 7405.893 | 7778.701 | 8144.797 | 8505.273 | 8861.65 | 9212.6
2023 PG Study Reference Scenario | PG&E | Ind | BROs | Ind - Stone-Glass-Clay | Energy Efficiency | Admin | 93909.67 | 102291.1 | 110224 | 117995.9 | 125949 | 134049 | 142666 | 151437.9 | 160441.8 | 169605 | 178934
2023 PG Study Reference Scenario | PG&E | Ind | BROs | Ind - Textiles | Energy Efficiency | Admin | 155.0159 | 164.7429 | 175.5293 | 186.3515 | 197.0015 | 207.4855 | 217.6033 | 227.8061 | 237.7917 | 247.6119 | 257.2234
2023 PG Study Reference Scenario | PG&E | Ind | BROs | Ind - Transportation Equipment | Energy Efficiency | Admin | 7730.764 | 8327.074 | 8973.592 | 9616.82 | 10237.82 | 10849.86 | 11482.53 | 12113.91 | 12753.67 | 13400.68 | 14043.62
2023 PG Study Reference Scenario | PG&E | Ind | HVAC | Ind - All Other Industrial | Energy Efficiency | Admin | 0 | 0 | 0 | 0 | 0 | 2706.692 | 2617.745 | 2451.665 | 2219.216 | 1946.204 | 1659.473
2023 PG Study Reference Scenario | PG&E | Ind | HVAC | Ind - All Other Industrial | Energy Efficiency | Incentives | 0 | 0 | 0 | 0 | 0 | 20022.83 | 19364.84 | 18136.26 | 16416.71 | 14397.1 | 12275.99
2023 PG Study Reference Scenario | PG&E | Ind | HVAC | Ind - All Other Industrial | Energy Efficiency | Incremental Measure Cost | 0 | 0 | 0 | 0 | 0 | 73948.96 | 72949.24 | 69687.47 | 64341.81 | 57554.91 | 50056.93
2023 PG Study Reference Scenario | PG&E | Ind | HVAC | Ind - Chemicals | Energy Efficiency | Admin | 0 | 0 | 0 | 0 | 0 | 5148.981 | 4959.165 | 4625.546 | 4170.704 | 3644.667 | 3098.135
2023 PG Study Reference Scenario | PG&E | Ind | HVAC | Ind - Chemicals | Energy Efficiency | Incentives | 0 | 0 | 0 | 0 | 0 | 38089.73 | 36685.56 | 34217.61 | 30852.9 | 26961.52 | 22918.54
2023 PG Study Reference Scenario | PG&E | Ind | HVAC | Ind - Chemicals | Energy Efficiency | Incremental Measure Cost | 0 | 0 | 0 | 0 | 0 | 140674.2 | 138198.1 | 131479.1 | 120921.4 | 107783.4 | 93453.26
2023 PG Study Reference Scenario | PG&E | Ind | HVAC | Ind - Electronics | Energy Efficiency | Admin | 113643.8 | 98065.53 | 80550.04 | 63510.57 | 48521.34 | 40651.57 | 38720.64 | 30981.94 | 21570.68 | 17493.47 | 14177.36
2023 PG Study Reference Scenario | PG&E | Ind | HVAC | Ind - Electronics | Energy Efficiency | Incentives | 841546.2 | 726187 | 596482.7 | 470303.3 | 359306.3 | 300937.2 | 286641.4 | 229341 | 159657.4 | 129474.4 | 104928.1
2023 PG Study Reference Scenario | PG&E | Ind | HVAC | Ind - Electronics | Energy Efficiency | Incremental Measure Cost | 2555484 | 2267690 | 1913365 | 1546927 | 1208983 | 1116216 | 1024945 | 837344.5 | 623019.6 | 513213.5 | 422429.4
2023 PG Study Reference Scenario | PG&E | Ind | HVAC | Ind - Fabricated Metals | Energy Efficiency | Admin | 0 | 0 | 0 | 0 | 0 | 4194.034 | 4051.551 | 3790.195 | 3427.127 | 3002.554 | 2557.995
2023 PG Study Reference Scenario | PG&E | Ind | HVAC | Ind - Fabricated Metals | Energy Efficiency | Incentives | 0 | 0 | 0 | 0 | 0 | 31025.48 | 29971.46 | 28038.08 | 25352.26 | 22211.47 | 18922.84
2023 PG Study Reference Scenario | PG&E | Ind | HVAC | Ind - Fabricated Metals | Energy Efficiency | Incremental Measure Cost | 0 | 0 | 0 | 0 | 0 | 114584.3 | 112905.4 | 107734.6 | 99362.83 | 88794.23 | 77160.3
2023 PG Study Reference Scenario | PG&E | Ind | HVAC | Ind - Food | Energy Efficiency | Admin | 0 | 0 | 0 | 0 | 0 | 6917.661 | 6421.853 | 5982.575 | 5287.102 | 4481.5 | 3694.491
2023 PG Study Reference Scenario | PG&E | Ind | HVAC | Ind - Food | Energy Efficiency | Incentives | 0 | 0 | 0 | 0 | 0 | 51173.59 | 47505.84 | 44256.27 | 39111.49 | 33152.02 | 27330.1
2023 PG Study Reference Scenario | PG&E | Ind | HVAC | Ind - Food | Energy Efficiency | Incremental Measure Cost | 0 | 0 | 0 | 0 | 0 | 188996 | 178959.1 | 170052 | 153289.2 | 132531 | 111442
2023 PG Study Reference Scenario | PG&E | Ind | HVAC | Ind - Industrial Machinery | Energy Efficiency | Admin | 0 | 0 | 0 | 0 | 0 | 3480.749 | 3351.004 | 3124.258 | 2815.918 | 2459.862 | 2090.336
2023 PG Study Reference Scenario | PG&E | Ind | HVAC | Ind - Industrial Machinery | Energy Efficiency | Incentives | 0 | 0 | 0 | 0 | 0 | 25748.94 | 24789.15 | 23111.79 | 20830.83 | 18196.89 | 15463.32
2023 PG Study Reference Scenario | PG&E | Ind | HVAC | Ind - Industrial Machinery | Energy Efficiency | Incremental Measure Cost | 0 | 0 | 0 | 0 | 0 | 95096.82 | 93383.13 | 88805.64 | 81642.02 | 72745.25 | 63053.66
2023 PG Study Reference Scenario | PG&E | Ind | HVAC | Ind - Lumber & Furniture | Energy Efficiency | Admin | 0 | 0 | 0 | 0 | 0 | 259.6607 | 253.4754 | 239.6047 | 218.8248 | 193.4801 | 166.1641
2023 PG Study Reference Scenario | PG&E | Ind | HVAC | Ind - Lumber & Furniture | Energy Efficiency | Incentives | 0 | 0 | 0 | 0 | 0 | 1920.847 | 1875.091 | 1772.482 | 1618.763 | 1431.274 | 1229.203
2023 PG Study Reference Scenario | PG&E | Ind | HVAC | Ind - Lumber & Furniture | Energy Efficiency | Incremental Measure Cost | 0 | 0 | 0 | 0 | 0 | 7094.135 | 7063.651 | 6810.655 | 6344.397 | 5721.767 | 5012.233
2023 PG Study Reference Scenario | PG&E | Ind | HVAC | Ind - Paper | Energy Efficiency | Admin | 0 | 0 | 0 | 0 | 0 | 799.5798 | 798.7527 | 781.6995 | 738.0983 | 672.9622 | 588.4243
2023 PG Study Reference Scenario | PG&E | Ind | HVAC | Ind - Paper | Energy Efficiency | Incentives | 0 | 0 | 0 | 0 | 0 | 5914.914 | 5908.795 | 5782.643 | 5460.103 | 4978.257 | 4352.885
2023 PG Study Reference Scenario | PG&E | Ind | HVAC | Ind - Paper | Energy Efficiency | Incremental Measure Cost | 0 | 0 | 0 | 0 | 0 | 21845.15 | 22259.01 | 22219.46 | 21399.72 | 19901.45 | 17749.44
2023 PG Study Reference Scenario | PG&E | Ind | HVAC | Ind - Petroleum | Energy Efficiency | Admin | 0 | 0 | 0 | 0 | 0 | 2139.199 | 2006.703 | 1861.053 | 1654.352 | 1410.042 | 1161.128
2023 PG Study Reference Scenario | PG&E | Ind | HVAC | Ind - Petroleum | Energy Efficiency | Incentives | 0 | 0 | 0 | 0 | 0 | 15824.78 | 14844.64 | 13767.19 | 12238.11 | 10430.82 | 8589.479
2023 PG Study Reference Scenario | PG&E | Ind | HVAC | Ind - Petroleum | Energy Efficiency | Incremental Measure Cost | 0 | 0 | 0 | 0 | 0 | 58444.6 | 55921.22 | 52899.59 | 47964.69 | 41699.02 | 35024.69
2023 PG Study Reference Scenario | PG&E | Ind | HVAC | Ind - Plastics | Energy Efficiency | Admin | 0 | 0 | 0 | 0 | 0 | 2427.49 | 2377.923 | 2255.64 | 2066.951 | 1833.238 | 1578.743
2023 PG Study Reference Scenario | PG&E | Ind | HVAC | Ind - Plastics | Energy Efficiency | Incentives | 0 | 0 | 0 | 0 | 0 | 17957.43 | 17590.75 | 16686.16 | 15290.33 | 13561.43 | 11678.8
2023 PG Study Reference Scenario | PG&E | Ind | HVAC | Ind - Plastics | Energy Efficiency | Incremental Measure Cost | 0 | 0 | 0 | 0 | 0 | 66320.96 | 66266.08 | 64115.55 | 59927.2 | 54214.18 | 47621.78
2023 PG Study Reference Scenario | PG&E | Ind | HVAC | Ind - Primary Metals | Energy Efficiency | Admin | 0 | 0 | 0 | 0 | 0 | 1242.824 | 1212.665 | 1145.774 | 1045.932 | 924.3964 | 793.5837
2023 PG Study Reference Scenario | PG&E | Ind | HVAC | Ind - Primary Metals | Energy Efficiency | Incentives | 0 | 0 | 0 | 0 | 0 | 9193.824 | 8970.725 | 8475.897 | 7737.31 | 6838.248 | 5870.558
2023 PG Study Reference Scenario | PG&E | Ind | HVAC | Ind - Primary Metals | Energy Efficiency | Incremental Measure Cost | 0 | 0 | 0 | 0 | 0 | 33954.93 | 33793.6 | 32568.12 | 30324.75 | 27337.08 | 23937.95
2023 PG Study Reference Scenario | PG&E | Ind | HVAC | Ind - Printing & Publishing | Energy Efficiency | Admin | 0 | 0 | 0 | 0 | 0 | 1008.975 | 937.9422 | 858.9364 | 756.6626 | 644.3874 | 523.2163
2023 PG Study Reference Scenario | PG&E | Ind | HVAC | Ind - Printing & Publishing | Energy Efficiency | Incentives | 0 | 0 | 0 | 0 | 0 | 7463.924 | 6938.454 | 6354.006 | 5597.432 | 4766.873 | 3870.507
2023 PG Study Reference Scenario | PG&E | Ind | HVAC | Ind - Printing & Publishing | Energy Efficiency | Incremental Measure Cost | 0 | 0 | 0 | 0 | 0 | 27566.01 | 26137.83 | 24414.88 | 21937.95 | 19056.4 | 15782.49
2023 PG Study Reference Scenario | PG&E | Ind | HVAC | Ind - Stone-Glass-Clay | Energy Efficiency | Admin | 0 | 0 | 0 | 0 | 0 | 6159.645 | 6000.581 | 5660.556 | 5159.381 | 4553.435 | 3904.217
2023 PG Study Reference Scenario | PG&E | Ind | HVAC | Ind - Stone-Glass-Clay | Energy Efficiency | Incentives | 0 | 0 | 0 | 0 | 0 | 45566.14 | 44389.46 | 41874.12 | 38166.67 | 33684.16 | 28881.55
2023 PG Study Reference Scenario | PG&E | Ind | HVAC | Ind - Stone-Glass-Clay | Energy Efficiency | Incremental Measure Cost | 0 | 0 | 0 | 0 | 0 | 168286.4 | 167219.4 | 160898.8 | 149586.2 | 134658.3 | 117768.2
2023 PG Study Reference Scenario | PG&E | Ind | HVAC | Ind - Textiles | Energy Efficiency | Admin | 0 | 0 | 0 | 0 | 0 | 16.7101 | 15.7206 | 14.2449 | 12.5495 | 10.6024 | 8.5936
2023 PG Study Reference Scenario | PG&E | Ind | HVAC | Ind - Textiles | Energy Efficiency | Incentives | 0 | 0 | 0 | 0 | 0 | 123.6137 | 116.2936 | 105.3768 | 92.8351 | 78.4318 | 63.5715
2023 PG Study Reference Scenario | PG&E | Ind | HVAC | Ind - Textiles | Energy Efficiency | Incremental Measure Cost | 0 | 0 | 0 | 0 | 0 | 456.5343 | 438.0892 | 404.904 | 363.8476 | 313.5446 | 259.2207
2023 PG Study Reference Scenario | PG&E | Ind | HVAC | Ind - Transportation Equipment | Energy Efficiency | Admin | 0 | 0 | 0 | 0 | 0 | 3599.346 | 3454.663 | 3291.992 | 3026.755 | 2649.118 | 2267.449
2023 PG Study Reference Scenario | PG&E | Ind | HVAC | Ind - Transportation Equipment | Energy Efficiency | Incentives | 0 | 0 | 0 | 0 | 0 | 26626.26 | 25555.97 | 24352.6 | 22390.5 | 19596.92 | 16773.52
2023 PG Study Reference Scenario | PG&E | Ind | HVAC | Ind - Transportation Equipment | Energy Efficiency | Incremental Measure Cost | 0 | 0 | 0 | 0 | 0 | 98336.98 | 96271.82 | 93573.39 | 87754.84 | 78342.11 | 68396.16
2023 PG Study Reference Scenario | PG&E | Ind | Lighting | Ind - All Other Industrial | Energy Efficiency | Admin | 875.7526 | 626.383 | 416.831 | 276.1279 | 178.3123 | 116.9041 | 77.6944 | 54.2871 | 40.071 | 31.1615 | 25.3248
2023 PG Study Reference Scenario | PG&E | Ind | Lighting | Ind - All Other Industrial | Energy Efficiency | Incentives | 2839.219 | 1956.35 | 1258.282 | 807.9851 | 507.1203 | 323.9671 | 219.6145 | 156.5195 | 117.8425 | 93.474 | 77.4852
2023 PG Study Reference Scenario | PG&E | Ind | Lighting | Ind - All Other Industrial | Energy Efficiency | Incremental Measure Cost | 5678.438 | 3912.7 | 2516.565 | 1615.97 | 1014.241 | 647.9341 | 439.2289 | 313.039 | 235.685 | 186.9479 | 154.9704
2023 PG Study Reference Scenario | PG&E | Ind | Lighting | Ind - Chemicals | Energy Efficiency | Admin | 284.1167 | 230.0388 | 24.6467 | 125.1661 | 122.8509 | 117.7199 | 9.7865 | 8.8223 | 7.9531 | 7.1695 | 6.4631
2023 PG Study Reference Scenario | PG&E | Ind | Lighting | Ind - Chemicals | Energy Efficiency | Incentives | 202.3365 | 157.6215 | 16.3044 | 80.1853 | 76.43 | 71.3129 | 6.0471 | 5.5603 | 5.1127 | 4.7012 | 4.3228
2023 PG Study Reference Scenario | PG&E | Ind | Lighting | Ind - Chemicals | Energy Efficiency | Incremental Measure Cost | 404.673 | 315.2429 | 32.6089 | 160.3706 | 152.8599 | 142.6258 | 12.0941 | 11.1206 | 10.2255 | 9.4024 | 8.6455
2023 PG Study Reference Scenario | PG&E | Ind | Lighting | Ind - Electronics | Energy Efficiency | Admin | 3532.245 | 2435.67 | 1602.446 | 1034.936 | 672.9933 | 450.1287 | 308.2367 | 223.072 | 170.5478 | 136.7914 | 113.928
2023 PG Study Reference Scenario | PG&E | Ind | Lighting | Ind - Electronics | Energy Efficiency | Incentives | 6529.292 | 4334.296 | 2754.428 | 1723.487 | 1088.788 | 709.3172 | 495.4368 | 365.7203 | 285.2006 | 233.326 | 198.2143
2023 PG Study Reference Scenario | PG&E | Ind | Lighting | Ind - Electronics | Energy Efficiency | Incremental Measure Cost | 13058.58 | 8668.593 | 5508.856 | 3446.973 | 2177.577 | 1418.634 | 990.8736 | 731.4407 | 570.4012 | 466.652 | 396.4286
2023 PG Study Reference Scenario | PG&E | Ind | Lighting | Ind - Fabricated Metals | Energy Efficiency | Admin | 474.1241 | 320.2482 | 111.8297 | 150.7588 | 138.0733 | 143.0069 | 88.904 | 17.261 | 15.5604 | 14.0273 | 12.6453
2023 PG Study Reference Scenario | PG&E | Ind | Lighting | Ind - Fabricated Metals | Energy Efficiency | Incentives | 784.2053 | 509.8786 | 171.9683 | 224.589 | 199.8142 | 201.5677 | 127.816 | 25.3122 | 23.2747 | 21.4012 | 19.6785
2023 PG Study Reference Scenario | PG&E | Ind | Lighting | Ind - Fabricated Metals | Energy Efficiency | Incremental Measure Cost | 1568.411 | 1019.757 | 343.9366 | 449.1779 | 399.6283 | 403.1355 | 255.632 | 50.6244 | 46.5494 | 42.8024 | 39.3571
2023 PG Study Reference Scenario | PG&E | Ind | Lighting | Ind - Food | Energy Efficiency | Admin | 3409.252 | 2128.983 | 502.8108 | 475.3552 | 289.1066 | 2050.698 | 124.644 | 112.3636 | 101.2931 | 91.3133 | 82.3167
2023 PG Study Reference Scenario | PG&E | Ind | Lighting | Ind - Food | Energy Efficiency | Incentives | 4318.893 | 2595.634 | 591.9894 | 542.0989 | 320.239 | 2212.168 | 137.1475 | 126.1079 | 115.9569 | 106.623 | 98.0405
2023 PG Study Reference Scenario | PG&E | Ind | Lighting | Ind - Food | Energy Efficiency | Incremental Measure Cost | 8637.785 | 5191.268 | 1183.979 | 1084.198 | 640.478 | 4424.337 | 274.295 | 252.2158 | 231.9138 | 213.246 | 196.0809
2023 PG Study Reference Scenario | PG&E | Ind | Lighting | Ind - Industrial Machinery | Energy Efficiency | Admin | 1444.625 | 1041.678 | 704.0868 | 458.657 | 294.883 | 193.1567 | 127.4664 | 88.3227 | 64.6415 | 36.1625 | 32.5996
2023 PG Study Reference Scenario | PG&E | Ind | Lighting | Ind - Industrial Machinery | Energy Efficiency | Incentives | 4683.524 | 3253.419 | 2125.418 | 1342.088 | 838.6475 | 535.2799 | 360.3022 | 254.65 | 190.1005 | 108.4751 | 99.7435
2023 PG Study Reference Scenario | PG&E | Ind | Lighting | Ind - Industrial Machinery | Energy Efficiency | Incremental Measure Cost | 9367.048 | 6506.838 | 4250.836 | 2684.177 | 1677.295 | 1070.56 | 720.6044 | 509.3 | 380.201 | 216.9502 | 199.4869
2023 PG Study Reference Scenario | PG&E | Ind | Lighting | Ind - Lumber & Furniture | Energy Efficiency | Admin | 1361.07 | 1022.044 | 471.8852 | 398.1343 | 273.7368 | 371.4692 | 159.6701 | 56.773 | 33.5704 | 30.2629 | 27.2813
2023 PG Study Reference Scenario | PG&E | Ind | Lighting | Ind - Lumber & Furniture | Energy Efficiency | Incentives | 4013.066 | 2902.623 | 1295.13 | 1059.091 | 707.6714 | 935.6785 | 410.2302 | 148.7806 | 89.7347 | 82.5116 | 75.8699
2023 PG Study Reference Scenario | PG&E | Ind | Lighting | Ind - Lumber & Furniture | Energy Efficiency | Incremental Measure Cost | 8026.133 | 5805.246 | 2590.259 | 2118.182 | 1415.343 | 1871.357 | 820.4603 | 297.5612 | 179.4695 | 165.0232 | 151.7397
2023 PG Study Reference Scenario | PG&E | Ind | Lighting | Ind - Paper | Energy Efficiency | Admin | 177.1253 | 123.1371 | 8.9436 | 8.3071 | 7.6905 | 7.0972 | 6.3979 | 5.7676 | 5.1993 | 4.6871 | 4.2253
2023 PG Study Reference Scenario | PG&E | Ind | Lighting | Ind - Paper | Energy Efficiency | Incentives | 145.0238 | 97.008 | 6.8027 | 6.1192 | 5.5017 | 4.9439 | 4.546 | 4.1801 | 3.8436 | 3.5342 | 3.2497
2023 PG Study Reference Scenario | PG&E | Ind | Lighting | Ind - Paper | Energy Efficiency | Incremental Measure Cost | 290.0475 | 194.016 | 13.6055 | 12.2385 | 11.0034 | 9.8879 | 9.092 | 8.3601 | 7.6872 | 7.0684 | 6.4994
2023 PG Study Reference Scenario | PG&E | Ind | Lighting | Ind - Petroleum | Energy Efficiency | Admin | 444.5482 | 277.2009 | 53.3696 | 317.326 | 497.2945 | 467.9222 | 214.6471 | 31.3681 | 28.2776 | 25.4916 | 22.9801
2023 PG Study Reference Scenario | PG&E | Ind | Lighting | Ind - Petroleum | Energy Efficiency | Incentives | 179.8921 | 107.909 | 20.0555 | 115.466 | 175.7099 | 160.9725 | 75.3188 | 11.2271 | 10.3234 | 9.4924 | 8.7283
2023 PG Study Reference Scenario | PG&E | Ind | Lighting | Ind - Petroleum | Energy Efficiency | Incremental Measure Cost | 359.7843 | 215.818 | 40.1109 | 230.932 | 351.4198 | 321.9449 | 150.6375 | 22.4542 | 20.6467 | 18.9848 | 17.4566
2023 PG Study Reference Scenario | PG&E | Ind | Lighting | Ind - Plastics | Energy Efficiency | Admin | 545.7086 | 401.4954 | 137.6869 | 159.541 | 147.4367 | 121.3103 | 21.4315 | 19.3199 | 17.4165 | 15.7005 | 14.1537
2023 PG Study Reference Scenario | PG&E | Ind | Lighting | Ind - Plastics | Energy Efficiency | Incentives | 873.4364 | 618.5599 | 204.8778 | 229.9747 | 206.4509 | 165.4435 | 29.8129 | 27.4131 | 25.2065 | 23.1775 | 21.3119
2023 PG Study Reference Scenario | PG&E | Ind | Lighting | Ind - Plastics | Energy Efficiency | Incremental Measure Cost | 1746.873 | 1237.12 | 409.7556 | 459.9495 | 412.9018 | 330.887 | 59.6258 | 54.8262 | 50.413 | 46.355 | 42.6237
2023 PG Study Reference Scenario | PG&E | Ind | Lighting | Ind - Primary Metals | Energy Efficiency | Admin | 41.5023 | 30.9555 | 10.2149 | 12.8629 | 11.646 | 11.3056 | 2.1677 | 1.9541 | 1.7616 | 1.588 | 1.4316
2023 PG Study Reference Scenario | PG&E | Ind | Lighting | Ind - Primary Metals | Energy Efficiency | Incentives | 25.0565 | 17.9804 | 5.7281 | 6.9848 | 6.1412 | 5.8049 | 1.1352 | 1.0439 | 0.95984 | 0.88258 | 0.81154
2023 PG Study Reference Scenario | PG&E | Ind | Lighting | Ind - Primary Metals | Energy Efficiency | Incremental Measure Cost | 50.113 | 35.9607 | 11.4562 | 13.9697 | 12.2825 | 11.6097 | 2.2705 | 2.0877 | 1.9197 | 1.7652 | 1.6231
2023 PG Study Reference Scenario | PG&E | Ind | Lighting | Ind - Printing & Publishing | Energy Efficiency | Admin | 518.6476 | 355.5651 | 132.9218 | 127.3993 | 105.1477 | 89.9218 | 18.8056 | 16.9528 | 15.2825 | 13.7768 | 12.4195
2023 PG Study Reference Scenario | PG&E | Ind | Lighting | Ind - Printing & Publishing | Energy Efficiency | Incentives | 1066.881 | 704.1952 | 254.3066 | 236.1613 | 189.3692 | 157.7506 | 33.6506 | 30.9419 | 28.4513 | 26.1611 | 24.0553
2023 PG Study Reference Scenario | PG&E | Ind | Lighting | Ind - Printing & Publishing | Energy Efficiency | Incremental Measure Cost | 2133.762 | 1408.39 | 508.6131 | 472.3225 | 378.7385 | 315.5013 | 67.3012 | 61.8838 | 56.9025 | 52.3222 | 48.1105
2023 PG Study Reference Scenario | PG&E | Ind | Lighting | Ind - Stone-Glass-Clay | Energy Efficiency | Admin | 899.2537 | 627.9171 | 415.1106 | 267.5275 | 172.6155 | 114.0708 | 76.9784 | 54.8736 | 41.3854 | 32.8327 | 27.1267
2023 PG Study Reference Scenario | PG&E | Ind | Lighting | Ind - Stone-Glass-Clay | Energy Efficiency | Incentives | 1000.073 | 672.0105 | 428.9893 | 267.7791 | 167.8117 | 107.9936 | 74.3349 | 54.049 | 41.5788 | 33.6458 | 28.3545
2023 PG Study Reference Scenario | PG&E | Ind | Lighting | Ind - Stone-Glass-Clay | Energy Efficiency | Incremental Measure Cost | 2000.147 | 1344.021 | 857.9786 | 535.5582 | 335.6233 | 215.9873 | 148.6697 | 108.098 | 83.1576 | 67.2916 | 56.709
2023 PG Study Reference Scenario | PG&E | Ind | Lighting | Ind - Textiles | Energy Efficiency | Admin | 11.2881 | 43.8445 | 34.9055 | 21.3588 | 11.8925 | 1.7122 | 1.5435 | 1.3914 | 1.2543 | 1.1307 | 1.0193
2023 PG Study Reference Scenario | PG&E | Ind | Lighting | Ind - Textiles | Energy Efficiency | Incentives | 32.8152 | 122.7681 | 94.4521 | 56.0165 | 30.3111 | 4.2518 | 3.9095 | 3.5948 | 3.3055 | 3.0394 | 2.7947
2023 PG Study Reference Scenario | PG&E | Ind | Lighting | Ind - Textiles | Energy Efficiency | Incremental Measure Cost | 65.6303 | 245.5362 | 188.9042 | 112.0329 | 60.6221 | 8.5036 | 7.8191 | 7.1897 | 6.6109 | 6.0788 | 5.5895
2023 PG Study Reference Scenario | PG&E | Ind | Lighting | Ind - Transportation Equipment | Energy Efficiency | Admin | 446.796 | 340.1487 | 235.3357 | 154.7162 | 99.3351 | 63.8727 | 41.1814 | 27.726 | 19.6885 | 14.7788 | 11.6685
2023 PG Study Reference Scenario | PG&E | Ind | Lighting | Ind - Transportation Equipment | Energy Efficiency | Incentives | 1153.642 | 845.8152 | 565.433 | 360.2431 | 224.7528 | 140.7921 | 92.59 | 63.5845 | 46.0549 | 35.2617 | 28.3973
2023 PG Study Reference Scenario | PG&E | Ind | Lighting | Ind - Transportation Equipment | Energy Efficiency | Incremental Measure Cost | 2307.284 | 1691.63 | 1130.866 | 720.4862 | 449.5056 | 281.5843 | 185.1801 | 127.1689 | 92.1098 | 70.5235 | 56.7947
2023 PG Study Reference Scenario | PG&E | Ind | MachDr | Ind - Chemicals | Energy Efficiency | Admin | 21895.02 | 16473.69 | 756.4116 | 0 | 0 | 0 | 0 | 0 | 0 | 0 | 0
2023 PG Study Reference Scenario | PG&E | Ind | MachDr | Ind - Chemicals | Energy Efficiency | Incentives | 115875 | 87183.76 | 4003.158 | 0 | 0 | 0 | 0 | 0 | 0 | 0 | 0
2023 PG Study Reference Scenario | PG&E | Ind | MachDr | Ind - Chemicals | Energy Efficiency | Incremental Measure Cost | 906975.7 | 696274.9 | 32021.05 | 0 | 0 | 0 | 0 | 0 | 0 | 0 | 0
2023 PG Study Reference Scenario | PG&E | Ind | MachDr | Ind - Food | Energy Efficiency | Admin | 75052.57 | 42375.6 | 5024.062 | 4689.125 | 4376.516 | 55262.16 | 4013.261 | 3745.71 | 3495.996 | 3262.93 | 3045.401
2023 PG Study Reference Scenario | PG&E | Ind | MachDr | Ind - Food | Energy Efficiency | Incentives | 397200.8 | 224264.5 | 26588.85 | 24816.26 | 23161.84 | 292464 | 21239.39 | 19823.43 | 18501.87 | 17268.41 | 16117.18
2023 PG Study Reference Scenario | PG&E | Ind | MachDr | Ind - Food | Energy Efficiency | Incremental Measure Cost | 1782723 | 1026678 | 124157.7 | 118198.2 | 112524.6 | 1449263 | 107353.7 | 102200.7 | 97295.05 | 92624.88 | 88178.89
2023 PG Study Reference Scenario | PG&E | Ind | MachDr | Ind - Lumber & Furniture | Energy Efficiency | Admin | 0 | 0 | 0 | 0 | 0 | 0 | 0 | 0 | 0 | 0 | 0
2023 PG Study Reference Scenario | PG&E | Ind | MachDr | Ind - Lumber & Furniture | Energy Efficiency | Incentives | 0 | 0 | 0 | 0 | 0 | 0 | 0 | 0 | 0 | 0 | 0
2023 PG Study Reference Scenario | PG&E | Ind | MachDr | Ind - Lumber & Furniture | Energy Efficiency | Incremental Measure Cost | 0 | 0 | 0 | 0 | 0 | 0 | 0 | 0 | 0 | 0 | 0
2023 PG Study Reference Scenario | PG&E | Ind | MachDr | Ind - Paper | Energy Efficiency | Admin | 0 | 0 | 0 | 0 | 0 | 0 | 0 | 0 | 0 | 0 | 0
2023 PG Study Reference Scenario | PG&E | Ind | MachDr | Ind - Paper | Energy Efficiency | Incentives | 0 | 0 | 0 | 0 | 0 | 0 | 0 | 0 | 0 | 0 | 0
2023 PG Study Reference Scenario | PG&E | Ind | MachDr | Ind - Paper | Energy Efficiency | Incremental Measure Cost | 0 | 0 | 0 | 0 | 0 | 0 | 0 | 0 | 0 | 0 | 0
2023 PG Study Reference Scenario | PG&E | Ind | ProcHeat | Ind - All Other Industrial | Energy Efficiency | Admin | 6144.838 | 4752.465 | 3473.348 | 2440.796 | 1679.582 | 1151.495 | 798.6251 | 567.5055 | 417.0278 | 318.5278 | 253.0458
2023 PG Study Reference Scenario | PG&E | Ind | ProcHeat | Ind - All Other Industrial | Energy Efficiency | Incentives | 7538.851 | 5830.606 | 4261.309 | 2994.513 | 2060.61 | 1412.722 | 979.8007 | 696.2494 | 511.6344 | 390.7888 | 310.4516
2023 PG Study Reference Scenario | PG&E | Ind | ProcHeat | Ind - All Other Industrial | Energy Efficiency | Incremental Measure Cost | 62353.5 | 49178.26 | 36639.95 | 26234.94 | 18383.78 | 12826.47 | 9048.081 | 6537.519 | 4884.948 | 3795.851 | 3070.461
2023 PG Study Reference Scenario | PG&E | Ind | ProcHeat | Ind - Chemicals | Energy Efficiency | Admin | 293326.4 | 223082.7 | 161033.3 | 112325.1 | 77107.6 | 52989.39 | 37003.24 | 26579.57 | 19804.41 | 15366.36 | 12407.03
2023 PG Study Reference Scenario | PG&E | Ind | ProcHeat | Ind - Chemicals | Energy Efficiency | Incentives | 359870.2 | 273691.1 | 197565.2 | 137807.1 | 94600.17 | 65010.53 | 45397.77 | 32609.39 | 24297.22 | 18852.37 | 15221.68
2023 PG Study Reference Scenario | PG&E | Ind | ProcHeat | Ind - Chemicals | Energy Efficiency | Incremental Measure Cost | 2782464 | 2158383 | 1588997 | 1130259 | 791104 | 554243.2 | 394525.8 | 288855.8 | 219382.1 | 173525.8 | 142853.6
2023 PG Study Reference Scenario | PG&E | Ind | ProcHeat | Ind - Electronics | Energy Efficiency | Admin | 47966.64 | 37019.21 | 26999.87 | 18934.51 | 13001.6 | 8893.329 | 6153.038 | 4361.732 | 3198.179 | 2438.759 | 1935.714
2023 PG Study Reference Scenario | PG&E | Ind | ProcHeat | Ind - Electronics | Energy Efficiency | Incentives | 58848.31 | 45417.36 | 33125.05 | 23229.97 | 15951.14 | 10910.86 | 7548.911 | 5351.232 | 3923.716 | 2992.014 | 2374.848
2023 PG Study Reference Scenario | PG&E | Ind | ProcHeat | Ind - Electronics | Energy Efficiency | Incremental Measure Cost | 508452.6 | 400217.8 | 297647.3 | 212786.4 | 148897.6 | 103752.3 | 73100.99 | 52760.7 | 39389.7 | 30591.41 | 24742.27
2023 PG Study Reference Scenario | PG&E | Ind | ProcHeat | Ind - Fabricated Metals | Energy Efficiency | Admin | 21578.91 | 16634.71 | 12122.59 | 8497.856 | 5835.237 | 3993.103 | 2764.906 | 1962.087 | 1440.459 | 1099.79 | 873.9075
2023 PG Study Reference Scenario | PG&E | Ind | ProcHeat | Ind - Fabricated Metals | Energy Efficiency | Incentives | 26474.28 | 20408.45 | 14872.71 | 10425.67 | 7159.014 | 4898.976 | 3392.151 | 2407.204 | 1767.24 | 1349.288 | 1072.161
2023 PG Study Reference Scenario | PG&E | Ind | ProcHeat | Ind - Fabricated Metals | Energy Efficiency | Incremental Measure Cost | 218871.6 | 172064.9 | 127847.9 | 91347.56 | 63911.01 | 44543.86 | 31402.81 | 22684.76 | 16953.74 | 13181.54 | 10672.3
2023 PG Study Reference Scenario | PG&E | Ind | ProcHeat | Ind - Food | Energy Efficiency | Admin | 340966 | 226318.6 | 136903 | 71089.98 | 23709.7 | 60642.56 | 10803.57 | 14847.37 | 9309.698 | 8632.298 | 8004.833
2023 PG Study Reference Scenario | PG&E | Ind | ProcHeat | Ind - Food | Energy Efficiency | Incentives | 418317.3 | 277661.1 | 167960.7 | 87217.4 | 29088.47 | 74399.89 | 13254.46 | 18215.63 | 11421.69 | 10590.61 | 9820.804
2023 PG Study Reference Scenario | PG&E | Ind | ProcHeat | Ind - Food | Energy Efficiency | Incremental Measure Cost | 3125882 | 2124886 | 1316767 | 702142.9 | 239369.9 | 614868 | 108003 | 157140 | 97337.1 | 92291.9 | 87511.3
2023 PG Study Reference Scenario | PG&E | Ind | ProcHeat | Ind - Industrial Machinery | Energy Efficiency | Admin | 8148.793 | 6228.714 | 4511.529 | 3151.637 | 2039.94 | 1526.279 | 1058.4 | 752.6132 | 553.789 | 423.7431 | 337.3193
2023 PG Study Reference Scenario | PG&E | Ind | ProcHeat | Ind - Industrial Machinery | Energy Efficiency | Incentives | 9997.422 | 7641.756 | 5535.011 | 3866.616 | 2502.719 | 1872.53 | 1298.507 | 923.3505 | 679.4212 | 519.8731 | 413.8433
2023 PG Study Reference Scenario | PG&E | Ind | ProcHeat | Ind - Industrial Machinery | Energy Efficiency | Incremental Measure Cost | 81384.57 | 63435.18 | 46838.74 | 33341.66 | 21974.26 | 16743.77 | 11815.08 | 8547.205 | 6398.753 | 4983.61 | 4041.05
2023 PG Study Reference Scenario | PG&E | Ind | ProcHeat | Ind - Lumber & Furniture | Energy Efficiency | Admin | 2949.156 | 2409.932 | 1839.541 | 1330.9 | 928.939 | 636.9766 | 436.4264 | 303.2948 | 216.4262 | 159.9825 | 123.0588
2023 PG Study Reference Scenario | PG&E | Ind | ProcHeat | Ind - Lumber & Furniture | Energy Efficiency | Incentives | 3618.199 | 2956.647 | 2256.858 | 1632.828 | 1139.677 | 781.4806 | 535.4338 | 372.1 | 265.5245 | 196.276 | 150.9758
2023 PG Study Reference Scenario | PG&E | Ind | ProcHeat | Ind - Lumber & Furniture | Energy Efficiency | Incremental Measure Cost | 30120.93 | 25103.94 | 19540.89 | 14413.48 | 10252.97 | 7162.208 | 4996.997 | 3534.965 | 2567.301 | 1931.667 | 1513.024
2023 PG Study Reference Scenario | PG&E | Ind | ProcHeat | Ind - Paper | Energy Efficiency | Admin | 25355.06 | 20852.2 | 14365.03 | 6061.729 | 1640.822 | 5865.35 | 5401.329 | 5257.618 | 4512.293 | 3611.687 | 2475.714
2023 PG Study Reference Scenario | PG&E | Ind | ProcHeat | Ind - Paper | Energy Efficiency | Incentives | 31107.1 | 25582.71 | 17623.87 | 7436.888 | 2013.057 | 7195.96 | 6626.67 | 6450.358 | 5535.948 | 4431.032 | 3037.353
2023 PG Study Reference Scenario | PG&E | Ind | ProcHeat | Ind - Paper | Energy Efficiency | Incremental Measure Cost | 277954.5 | 233169.4 | 163841.5 | 70509.06 | 19441.95 | 70957.77 | 66646.18 | 66170.23 | 57921.63 | 47282.74 | 33049.87
2023 PG Study Reference Scenario | PG&E | Ind | ProcHeat | Ind - Petroleum | Energy Efficiency | Admin | 651254.5 | 495604.5 | 338970.2 | 216091.6 | 114780.4 | 182609.4 | 27664.78 | 19895.31 | 18467.08 | 17142.08 | 15912.77
2023 PG Study Reference Scenario | PG&E | Ind | ProcHeat | Ind - Petroleum | Energy Efficiency | Incentives | 798997.6 | 608037 | 415868.7 | 265114 | 140819.4 | 224036 | 33940.79 | 24408.75 | 22656.51 | 21030.92 | 19522.73
2023 PG Study Reference Scenario | PG&E | Ind | ProcHeat | Ind - Petroleum | Energy Efficiency | Incremental Measure Cost | 7181421 | 5574814 | 3889295 | 2528777 | 1369641 | 2222436 | 342583.3 | 250202.1 | 237062.4 | 224617.2 | 212829.5
2023 PG Study Reference Scenario | PG&E | Ind | ProcHeat | Ind - Plastics | Energy Efficiency | Admin | 11389.72 | 9256.54 | 7035.419 | 5076.362 | 3539.936 | 2429.459 | 1668.762 | 1164.258 | 834.8574 | 620.3752 | 479.5675
2023 PG Study Reference Scenario | PG&E | Ind | ProcHeat | Ind - Plastics | Energy Efficiency | Incentives | 13973.58 | 11356.47 | 8631.469 | 6227.982 | 4343.004 | 2980.605 | 2047.336 | 1428.38 | 1024.253 | 761.1131 | 588.3618
2023 PG Study Reference Scenario | PG&E | Ind | ProcHeat | Ind - Plastics | Energy Efficiency | Incremental Measure Cost | 115025.9 | 95343.22 | 73891.01 | 54345.27 | 38610.65 | 26982.54 | 18861.75 | 13386.16 | 9762.32 | 7379.171 | 5805.888
2023 PG Study Reference Scenario | PG&E | Ind | ProcHeat | Ind - Primary Metals | Energy Efficiency | Admin | 30447.88 | 24038.63 | 17843.83 | 12659.87 | 8742.377 | 5981.21 | 4119.738 | 2896.435 | 2100.928 | 1582.935 | 1241.678
2023 PG Study Reference Scenario | PG&E | Ind | ProcHeat | Ind - Primary Metals | Energy Efficiency | Incentives | 37355.26 | 29492.02 | 21891.87 | 15531.88 | 10725.67 | 7338.103 | 5054.338 | 3553.519 | 2577.543 | 1942.038 | 1523.364
2023 PG Study Reference Scenario | PG&E | Ind | ProcHeat | Ind - Primary Metals | Energy Efficiency | Incremental Measure Cost | 323962.6 | 260868.3 | 197482.9 | 142868.8 | 100582.8 | 70142.46 | 49235.1 | 35271.71 | 26068.96 | 20016.2 | 16004.75
2023 PG Study Reference Scenario | PG&E | Ind | ProcHeat | Ind - Printing & Publishing | Energy Efficiency | Admin | 8153.037 | 5087.77 | 2783.157 | 1457.199 | 392.9887 | 1015.714 | 248.1395 | 230.337 | 213.8163 | 198.4847 | 184.2564
2023 PG Study Reference Scenario | PG&E | Ind | ProcHeat | Ind - Printing & Publishing | Energy Efficiency | Incentives | 10002.63 | 6241.978 | 3414.542 | 1787.778 | 482.1418 | 1246.138 | 304.4323 | 282.5911 | 262.3225 | 243.5128 | 226.0566
2023 PG Study Reference Scenario | PG&E | Ind | ProcHeat | Ind - Printing & Publishing | Energy Efficiency | Incremental Measure Cost | 91420.92 | 58199.98 | 32480.12 | 17349.05 | 4776.644 | 12576.75 | 3130.224 | 2964.275 | 2807.161 | 2658.411 | 2517.577
2023 PG Study Reference Scenario | PG&E | Ind | ProcHeat | Ind - Stone-Glass-Clay | Energy Efficiency | Admin | 192027.9 | 151780.4 | 112772.3 | 80063.5 | 55309.36 | 37844.15 | 26061.94 | 18316.17 | 13278.42 | 9998.306 | 7837.913
2023 PG Study Reference Scenario | PG&E | Ind | ProcHeat | Ind - Stone-Glass-Clay | Energy Efficiency | Incentives | 235591.2 | 186213.2 | 138355.7 | 98226.65 | 67856.8 | 46429.44 | 31974.33 | 22471.36 | 16290.75 | 12266.51 | 9616.016
2023 PG Study Reference Scenario | PG&E | Ind | ProcHeat | Ind - Stone-Glass-Clay | Energy Efficiency | Incremental Measure Cost | 2164590 | 1745151 | 1322481 | 957493.9 | 674439.6 | 470442.2 | 330217.5 | 236515.8 | 174739.4 | 134100.8 | 107166.5
2023 PG Study Reference Scenario | PG&E | Ind | ProcHeat | Ind - Textiles | Energy Efficiency | Admin | 929.8571 | 772.9977 | 557.0534 | 311.6273 | 119.0672 | 112.2575 | 37.8946 | 28.4758 | 26.3709 | 24.423 | 22.62
2023 PG Study Reference Scenario | PG&E | Ind | ProcHeat | Ind - Textiles | Energy Efficiency | Incentives | 1140.804 | 948.3594 | 683.4261 | 382.3228 | 146.0787 | 137.7241 | 46.4914 | 34.9357 | 32.3534 | 29.9635 | 27.7516
2023 PG Study Reference Scenario | PG&E | Ind | ProcHeat | Ind - Textiles | Energy Efficiency | Incremental Measure Cost | 9789.039 | 8300.071 | 6099.945 | 3478.706 | 1352.681 | 1300.292 | 444.4159 | 338.6776 | 320.4059 | 303.1268 | 286.7861
2023 PG Study Reference Scenario | PG&E | Ind | ProcHeat | Ind - Transportation Equipment | Energy Efficiency | Admin | 19224.02 | 16435 | 12307.96 | 7027.523 | 3361.205 | 5227.331 | 2321.909 | 2233.321 | 1885.401 | 1001.749 | 730.1306
2023 PG Study Reference Scenario | PG&E | Ind | ProcHeat | Ind - Transportation Equipment | Energy Efficiency | Incentives | 23585.17 | 20163.43 | 15100.13 | 8621.781 | 4123.725 | 6413.199 | 2848.656 | 2739.97 | 2313.121 | 1229.005 | 895.7675
2023 PG Study Reference Scenario | PG&E | Ind | ProcHeat | Ind - Transportation Equipment | Energy Efficiency | Incremental Measure Cost | 214361.9 | 186922.6 | 142766.2 | 83109.47 | 40490.07 | 64268.3 | 29055.73 | 28505.38 | 24536.45 | 13257.54 | 9841.297
2023 PG Study Reference Scenario | PG&E | Ind | ProcRefrig | Ind - All Other Industrial | Energy Efficiency | Admin | 172.2378 | 155.3308 | 136.6577 | 118.532 | 100.6935 | 84.2704 | 69.7127 | 57.3123 | 46.8768 | 38.2334 | 31.1802
2023 PG Study Reference Scenario | PG&E | Ind | ProcRefrig | Ind - All Other Industrial | Energy Efficiency | Incentives | 2252.338 | 2031.247 | 1787.06 | 1550.033 | 1316.76 | 1101.997 | 911.6269 | 749.4673 | 613.0033 | 499.9744 | 407.74
2023 PG Study Reference Scenario | PG&E | Ind | ProcRefrig | Ind - All Other Industrial | Energy Efficiency | Incremental Measure Cost | 11623.57 | 10692.25 | 9595.011 | 8488.821 | 7355.518 | 6278.953 | 5298.149 | 4442.832 | 3706.553 | 3083.581 | 2565.022
2023 PG Study Reference Scenario | PG&E | Ind | ProcRefrig | Ind - Chemicals | Energy Efficiency | Admin | 154.0029 | 144.736 | 102.8884 | 110.7235 | 104.6056 | 97.9307 | 65.8636 | 31.4754 | 14.2363 | 5.6217 | 5.2202
2023 PG Study Reference Scenario | PG&E | Ind | ProcRefrig | Ind - Chemicals | Energy Efficiency | Incentives | 2013.882 | 1892.699 | 1345.462 | 1447.921 | 1367.918 | 1280.631 | 861.2917 | 411.6013 | 186.1661 | 73.5145 | 68.2635
2023 PG Study Reference Scenario | PG&E | Ind | ProcRefrig | Ind - Chemicals | Energy Efficiency | Incremental Measure Cost | 10392.98 | 9962.943 | 7224 | 7929.603 | 7641.293 | 7296.775 | 5005.613 | 2439.967 | 1125.662 | 453.3989 | 429.4335
2023 PG Study Reference Scenario | PG&E | Ind | ProcRefrig | Ind - Electronics | Energy Efficiency | Admin | 4892.4 | 4448.717 | 3951.857 | 3442.179 | 2940.664 | 2472.471 | 2052.831 | 1692.301 | 1386.806 | 1132.417 | 923.9877
2023 PG Study Reference Scenario | PG&E | Ind | ProcRefrig | Ind - Electronics | Energy Efficiency | Incentives | 63977.46 | 58175.46 | 51678.07 | 45013.06 | 38454.79 | 32332.27 | 26844.69 | 22130.06 | 18135.13 | 14808.51 | 12082.9
2023 PG Study Reference Scenario | PG&E | Ind | ProcRefrig | Ind - Electronics | Energy Efficiency | Incremental Measure Cost | 330166.5 | 306228.8 | 277467.8 | 246516 | 214811.3 | 184222.7 | 156014.7 | 131186.7 | 109654.9 | 91331.16 | 76011.44
2023 PG Study Reference Scenario | PG&E | Ind | ProcRefrig | Ind - Fabricated Metals | Energy Efficiency | Admin | 103.0166 | 92.6445 | 76.173 | 69.9312 | 61.8698 | 55.2677 | 45.9943 | 33.7871 | 24.0971 | 14.063 | 10.8996
2023 PG Study Reference Scenario | PG&E | Ind | ProcRefrig | Ind - Fabricated Metals | Energy Efficiency | Incentives | 1347.138 | 1211.504 | 996.1076 | 914.4843 | 809.0662 | 722.7302 | 601.4638 | 441.8302 | 315.1152 | 183.9004 | 142.5331
2023 PG Study Reference Scenario | PG&E | Ind | ProcRefrig | Ind - Fabricated Metals | Energy Efficiency | Incremental Measure Cost | 6952.133 | 6377.216 | 5348.261 | 5008.213 | 4519.504 | 4117.969 | 3495.558 | 2619.164 | 1905.359 | 1134.201 | 896.6511
2023 PG Study Reference Scenario | PG&E | Ind | ProcRefrig | Ind - Food | Energy Efficiency | Admin | 54315.69 | 45171.31 | 29058.32 | 24916.18 | 19589.58 | 35120.05 | 5286.366 | 2540.46 | 2274.896 | 2011.372 | 1836.336
2023 PG Study Reference Scenario | PG&E | Ind | ProcRefrig | Ind - Food | Energy Efficiency | Incentives | 571160.8 | 484331.8 | 318058.6 | 277929 | 222758.1 | 406048.7 | 62786.68 | 30868.24 | 28032.51 | 25157.94 | 23380.48
2023 PG Study Reference Scenario | PG&E | Ind | ProcRefrig | Ind - Food | Energy Efficiency | Incremental Measure Cost | 1214840 | 1034635 | 690237.6 | 604406.5 | 487360.9 | 862230 | 151536.2 | 81949.08 | 70408.97 | 58007.31 | 51854.67
2023 PG Study Reference Scenario | PG&E | Ind | ProcRefrig | Ind - Industrial Machinery | Energy Efficiency | Admin | 185.3565 | 165.6174 | 144.8039 | 124.3869 | 104.9885 | 87.4624 | 72.079 | 59.0955 | 48.2494 | 37.5927 | 30.5783
2023 PG Study Reference Scenario | PG&E | Ind | ProcRefrig | Ind - Industrial Machinery | Energy Efficiency | Incentives | 2423.89 | 2165.764 | 1893.588 | 1626.595 | 1372.925 | 1143.738 | 942.5708 | 772.7869 | 630.9524 | 491.5958 | 399.869
2023 PG Study Reference Scenario | PG&E | Ind | ProcRefrig | Ind - Industrial Machinery | Energy Efficiency | Incremental Measure Cost | 12508.89 | 11400.33 | 10166.98 | 8908.12 | 7669.263 | 6516.783 | 5477.987 | 4581.071 | 3815.083 | 3031.906 | 2515.506
2023 PG Study Reference Scenario | PG&E | Ind | ProcRefrig | Ind - Lumber & Furniture | Energy Efficiency | Admin | 22.6972 | 20.6635 | 16.8618 | 15.1776 | 13.0504 | 12.2616 | 9.7507 | 7.7215 | 5.8458 | 3.8423 | 3.0282
2023 PG Study Reference Scenario | PG&E | Ind | ProcRefrig | Ind - Lumber & Furniture | Energy Efficiency | Incentives | 296.8093 | 270.2141 | 220.5001 | 198.4758 | 170.659 | 160.3442 | 127.5084 | 100.9729 | 76.445 | 50.2454 | 39.5996
2023 PG Study Reference Scenario | PG&E | Ind | ProcRefrig | Ind - Lumber & Furniture | Energy Efficiency | Incremental Measure Cost | 1531.735 | 1422.375 | 1183.9 | 1086.961 | 953.3139 | 913.6088 | 741.0471 | 598.5662 | 462.2282 | 309.8875 | 249.114
2023 PG Study Reference Scenario | PG&E | Ind | ProcRefrig | Ind - Paper | Energy Efficiency | Admin | 38.7591 | 35.3153 | 23.8644 | 16.3246 | 11.4478 | 15.8446 | 12.131 | 11.183 | 10.0072 | 8.8423 | 6.8552
2023 PG Study Reference Scenario | PG&E | Ind | ProcRefrig | Ind - Paper | Energy Efficiency | Incentives | 506.8491 | 461.8155 | 312.0723 | 213.476 | 149.7015 | 207.1988 | 158.6365 | 146.2396 | 130.8638 | 115.6295 | 89.645
2023 PG Study Reference Scenario | PG&E | Ind | ProcRefrig | Ind - Paper | Energy Efficiency | Incremental Measure Cost | 2615.681 | 2430.942 | 1675.566 | 1169.11 | 836.2437 | 1180.577 | 921.9557 | 866.9066 | 791.274 | 713.1425 | 563.9413
2023 PG Study Reference Scenario | PG&E | Ind | ProcRefrig | Ind - Plastics | Energy Efficiency | Admin | 612.9035 | 556.8458 | 448.9971 | 405.7889 | 357.292 | 307.2347 | 228.2805 | 155.5891 | 107.3948 | 57.0196 | 36.0417
2023 PG Study Reference Scenario | PG&E | Ind | ProcRefrig | Ind - Plastics | Energy Efficiency | Incentives | 8014.883 | 7281.821 | 5871.493 | 5306.464 | 4672.274 | 4017.679 | 2985.203 | 2034.624 | 1404.392 | 745.6396 | 471.3142
2023 PG Study Reference Scenario | PG&E | Ind | ProcRefrig | Ind - Plastics | Energy Efficiency | Incremental Measure Cost | 41362.16 | 38330.65 | 31524.99 | 29061.08 | 26099.67 | 22891.92 | 17349.26 | 12061.22 | 8491.722 | 4598.716 | 2964.956
2023 PG Study Reference Scenario | PG&E | Ind | ProcRefrig | Ind - Primary Metals | Energy Efficiency | Admin | 15.0984 | 13.8352 | 11.5235 | 10.3484 | 9.0263 | 7.8474 | 5.8046 | 4.0478 | 2.8714 | 1.7119 | 1.1769
2023 PG Study Reference Scenario | PG&E | Ind | ProcRefrig | Ind - Primary Metals | Energy Efficiency | Incentives | 197.4398 | 180.9215 | 150.6912 | 135.3253 | 118.0355 | 102.6202 | 75.9064 | 52.9328 | 37.5493 | 22.3861 | 15.3905
2023 PG Study Reference Scenario | PG&E | Ind | ProcRefrig | Ind - Primary Metals | Energy Efficiency | Incremental Measure Cost | 1018.921 | 952.3495 | 809.0851 | 741.1148 | 659.3553 | 584.709 | 441.1489 | 313.7847 | 227.0437 | 138.0659 | 96.8188
2023 PG Study Reference Scenario | PG&E | Ind | ProcRefrig | Ind - Printing & Publishing | Energy Efficiency | Admin | 802.8499 | 715.4535 | 577.4841 | 513.5644 | 444.4059 | 381.221 | 290.2463 | 209.7584 | 155.365 | 99.8998 | 66.3697
2023 PG Study Reference Scenario | PG&E | Ind | ProcRefrig | Ind - Printing & Publishing | Energy Efficiency | Incentives | 10498.79 | 9355.919 | 7551.706 | 6715.834 | 5811.455 | 4985.192 | 3795.524 | 2742.991 | 2031.694 | 1306.38 | 867.9109
2023 PG Study Reference Scenario | PG&E | Ind | ProcRefrig | Ind - Printing & Publishing | Energy Efficiency | Incremental Measure Cost | 54180.8 | 49248.46 | 40546.32 | 36779.56 | 32463.22 | 28404.6 | 22058.64 | 16260.41 | 12284.73 | 8057.071 | 5459.877
2023 PG Study Reference Scenario | PG&E | Ind | ProcRefrig | Ind - Stone-Glass-Clay | Energy Efficiency | Admin | 13.0083 | 11.8381 | 10.5238 | 9.1725 | 7.8406 | 6.5953 | 5.4779 | 4.5171 | 3.7024 | 3.0236 | 2.4672
2023 PG Study Reference Scenario | PG&E | Ind | ProcRefrig | Ind - Stone-Glass-Clay | Energy Efficiency | Incentives | 170.1077 | 154.8062 | 137.6186 | 119.9485 | 102.5302 | 86.2462 | 71.6344 | 59.0699 | 48.4159 | 39.5393 | 32.2635
2023 PG Study Reference Scenario | PG&E | Ind | ProcRefrig | Ind - Stone-Glass-Clay | Energy Efficiency | Incremental Measure Cost | 877.8695 | 814.8818 | 738.8961 | 656.9033 | 572.7413 | 491.413 | 416.3214 | 350.1653 | 292.7488 | 243.858 | 202.9641
2023 PG Study Reference Scenario | PG&E | Ind | ProcRefrig | Ind - Textiles | Energy Efficiency | Admin | 2.1806 | 2.7522 | 2.5143 | 2.1274 | 1.7604 | 1.0932 | 1.0942 | 0.72531 | 0.46272 | 0.20074 | 0.096886
2023 PG Study Reference Scenario | PG&E | Ind | ProcRefrig | Ind - Textiles | Energy Efficiency | Incentives | 28.516 | 35.9901 | 32.8787 | 27.8202 | 23.0208 | 14.2962 | 14.3084 | 9.4848 | 6.051 | 2.625 | 1.267
2023 PG Study Reference Scenario | PG&E | Ind | ProcRefrig | Ind - Textiles | Energy Efficiency | Incremental Measure Cost | 147.1616 | 189.4476 | 176.5313 | 152.3583 | 128.5961 | 81.4565 | 83.1569 | 56.2257 | 36.5876 | 16.1898 | 7.9703
2023 PG Study Reference Scenario | PG&E | Ind | ProcRefrig | Ind - Transportation Equipment | Energy Efficiency | Admin | 103.3451 | 93.8249 | 82.7356 | 71.5981 | 60.8267 | 50.9074 | 42.113 | 34.6208 | 28.3152 | 23.0921 | 18.8298
2023 PG Study Reference Scenario | PG&E | Ind | ProcRefrig | Ind - Transportation Equipment | Energy Efficiency | Incentives | 1351.434 | 1226.939 | 1081.926 | 936.2818 | 795.4251 | 665.7115 | 550.7083 | 452.7335 | 370.2752 | 301.9732 | 246.2353
2023 PG Study Reference Scenario | PG&E | Ind | ProcRefrig | Ind - Transportation Equipment | Energy Efficiency | Incremental Measure Cost | 6974.304 | 6458.463 | 5809.036 | 5127.588 | 4443.303 | 3793.088 | 3200.58 | 2683.798 | 2238.886 | 1862.413 | 1549.024
2023 PG Study Reference Scenario | PG&E | Ind | WholeBlg | Ind - All Other Industrial | Energy Efficiency | Admin | 70604.14 | 73969.23 | 79480.66 | 88474.49 | 103463.5 | 128497.6 | 127824.1 | 127144.9 | 126466.1 | 125800 | 125143.7
2023 PG Study Reference Scenario | PG&E | Ind | WholeBlg | Ind - Chemicals | Energy Efficiency | Admin | 815551.5 | 884132.5 | 990853.2 | 1161039 | 1438247 | 1894356 | 1901023 | 1907082 | 1913143 | 1919555 | 1926853
2023 PG Study Reference Scenario | PG&E | Ind | WholeBlg | Ind - Electronics | Energy Efficiency | Admin | 651578.8 | 670221.2 | 701794.9 | 754277.2 | 843302.1 | 992813.6 | 993424.1 | 994144.2 | 994768 | 995386.4 | 995948.6
2023 PG Study Reference Scenario | PG&E | Ind | WholeBlg | Ind - Fabricated Metals | Energy Efficiency | Admin | 130279.9 | 135961.5 | 145653.1 | 161744.8 | 188569.6 | 233345.4 | 231756.4 | 230100.4 | 228417 | 226714.5 | 224984.6
2023 PG Study Reference Scenario | PG&E | Ind | WholeBlg | Ind - Food | Energy Efficiency | Admin | 1411070 | 1500939 | 1647105 | 1883529 | 2270194 | 2908131 | 2881762 | 2851726 | 2823088 | 2794844 | 2766712
2023 PG Study Reference Scenario | PG&E | Ind | WholeBlg | Ind - Industrial Machinery | Energy Efficiency | Admin | 116260.9 | 119921.3 | 126406.8 | 137162.3 | 155145 | 185439.5 | 183744.3 | 182044.2 | 180356.6 | 178631.9 | 176901
2023 PG Study Reference Scenario | PG&E | Ind | WholeBlg | Ind - Lumber & Furniture | Energy Efficiency | Admin | 81948.71 | 82434.9 | 83622.01 | 86148.91 | 91182.32 | 100325.8 | 99041.32 | 97655.77 | 96290.35 | 94926.57 | 93545.63
2023 PG Study Reference Scenario | PG&E | Ind | WholeBlg | Ind - Paper | Energy Efficiency | Admin | 75211.4 | 76544.09 | 77807.48 | 79505.85 | 83049.57 | 89853.53 | 88220.97 | 86641.44 | 85160.34 | 83751.36 | 82408.05
2023 PG Study Reference Scenario | PG&E | Ind | WholeBlg | Ind - Petroleum | Energy Efficiency | Admin | 1587061 | 1575252 | 1579120 | 1606754 | 1674693 | 1808381 | 1775530 | 1742105 | 1709144 | 1676857 | 1645119
2023 PG Study Reference Scenario | PG&E | Ind | WholeBlg | Ind - Plastics | Energy Efficiency | Admin | 112030.2 | 113068.7 | 115835.4 | 121235.4 | 131321.7 | 149145.7 | 147530.7 | 145953.3 | 144384.3 | 142856 | 141349.7
2023 PG Study Reference Scenario | PG&E | Ind | WholeBlg | Ind - Primary Metals | Energy Efficiency | Admin | 56800.43 | 60510.89 | 66628.84 | 76658.81 | 92987.67 | 119827 | 119489.2 | 119029.5 | 118483.2 | 117907 | 117348.5
2023 PG Study Reference Scenario | PG&E | Ind | WholeBlg | Ind - Printing & Publishing | Energy Efficiency | Admin | 58836.67 | 58240.96 | 58130.49 | 58703.37 | 60554.51 | 64465.63 | 63112.26 | 61775.08 | 60458.51 | 59176.01 | 57916.61
2023 PG Study Reference Scenario | PG&E | Ind | WholeBlg | Ind - Stone-Glass-Clay | Energy Efficiency | Admin | 422273.9 | 425977.2 | 431573.1 | 442893.8 | 465653.5 | 507157.3 | 503308.6 | 499557.1 | 496162.6 | 492871 | 489677.4
2023 PG Study Reference Scenario | PG&E | Ind | WholeBlg | Ind - Textiles | Energy Efficiency | Admin | 4127.23 | 4093.53 | 4153.126 | 4305.665 | 4600.473 | 5132.939 | 5028.695 | 4932.77 | 4837.16 | 4743.128 | 4649.895
2023 PG Study Reference Scenario | PG&E | Ind | WholeBlg | Ind - Transportation Equipment | Energy Efficiency | Admin | 98785.39 | 98958.04 | 100879.3 | 104500.8 | 110787.4 | 121911.2 | 120441.4 | 118963.9 | 117572.2 | 116246.1 | 114880.3
2023 PG Study Reference Scenario | PG&E | Res | AppPlug | Res - Multi Family | Energy Efficiency | Admin | 0 | 0 | 0 | 0 | 5543.602 | 5998.9 | 4692.384 | 5705.769 | 4573.907 | 4813.004 | 4983.467
2023 PG Study Reference Scenario | PG&E | Res | AppPlug | Res - Multi Family | Energy Efficiency | Incentives | 0 | 0 | 0 | 0 | 4963.705 | 5371.376 | 4201.531 | 5108.908 | 4095.447 | 4309.533 | 4462.164
2023 PG Study Reference Scenario | PG&E | Res | AppPlug | Res - Multi Family | Energy Efficiency | Incremental Measure Cost | 0 | 0 | 0 | 0 | 35529.17 | 39216.14 | 31288.66 | 38806.79 | 31730.81 | 34057.29 | 35968.77
2023 PG Study Reference Scenario | PG&E | Res | AppPlug | Res - Multi Family | Energy Efficiency | Admin | 0 | 0 | 0 | 47626.25 | 50437.23 | 53232.15 | 55833.75 | 58444.17 | 60856.33 | 63186.53 | 65422.86
2023 PG Study Reference Scenario | PG&E | Res | AppPlug | Res - Multi Family | Energy Efficiency | Incentives | 0 | 0 | 0 | 42644.24 | 45161.16 | 47663.72 | 49993.17 | 52330.53 | 54490.36 | 56576.81 | 58579.2
2023 PG Study Reference Scenario | PG&E | Res | AppPlug | Res - Multi Family | Energy Efficiency | Incremental Measure Cost | 0 | 0 | 0 | 299253.5 | 323254.2 | 347990.4 | 372297.5 | 397497.8 | 422181.8 | 447114.2 | 472197.4
2023 PG Study Reference Scenario | PG&E | Res | AppPlug | Res - Multi Family | Fuel Substitution | Admin | 25.908 | 29.9507 | 34.4459 | 39.4369 | 44.9793 | 51.1375 | 57.9711 | 65.5261 | 73.8851 | 83.1104 | 93.2841
2023 PG Study Reference Scenario | PG&E | Res | AppPlug | Res - Multi Family | Fuel Substitution | Incentives | 38.862 | 44.9261 | 51.6688 | 59.1553 | 67.469 | 76.7062 | 86.9567 | 98.2892 | 110.8276 | 124.6655 | 139.9262
2023 PG Study Reference Scenario | PG&E | Res | AppPlug | Res - Multi Family | Fuel Substitution | Incremental Measure Cost | 51.8159 | 59.9015 | 68.8917 | 78.8737 | 89.9586 | 102.275 | 115.9423 | 131.0523 | 147.7702 | 166.2207 | 186.5682
2023 PG Study Reference Scenario | PG&E | Res | AppPlug | Res - Single Family | Fuel Substitution | Admin | 441.5123 | 510.9652 | 587.7777 | 672.7416 | 766.8008 | 871.0181 | 986.3881 | 1113.824 | 1254.651 | 1410.091 | 1581.554
2023 PG Study Reference Scenario | PG&E | Res | AppPlug | Res - Single Family | Fuel Substitution | Incentives | 662.2685 | 766.4478 | 881.6665 | 1009.112 | 1150.201 | 1306.527 | 1479.582 | 1670.736 | 1881.977 | 2115.137 | 2372.331
2023 PG Study Reference Scenario | PG&E | Res | AppPlug | Res - Single Family | Fuel Substitution | Incremental Measure Cost | 883.0247 | 1021.93 | 1175.555 | 1345.483 | 1533.602 | 1742.036 | 1972.776 | 2227.648 | 2509.302 | 2820.183 | 3163.109
2023 PG Study Reference Scenario | PG&E | Res | BROs | Low Income - Multi Family LI | Energy Efficiency | Admin | 2159745 | 2201941 | 2245661 | 2291706 | 2339362 | 2390970 | 2441687 | 2491858 | 2542248 | 2594059 | 2650385
2023 PG Study Reference Scenario | PG&E | Res | BROs | Low Income - Single Family LI | Energy Efficiency | Admin | 3415036 | 3477665 | 3542257 | 3610213 | 3680193 | 3755445 | 3829176 | 3901669 | 3977343 | 4054891 | 4139129
2023 PG Study Reference Scenario | PG&E | Res | BROs | Res - Multi Family | Energy Efficiency | Admin | 3541396 | 3604291 | 3669552 | 3738157 | 3809119 | 3885826 | 3961489 | 4036224 | 4110513 | 4186735 | 4269391
2023 PG Study Reference Scenario | PG&E | Res | BROs | Res - Single Family | Energy Efficiency | Admin | 11618104 | 11810203 | 12008648 | 12217037 | 12431410 | 12661346 | 12887743 | 13109980 | 13339870 | 13574916 | 13829512
2023 PG Study Reference Scenario | PG&E | Res | BldgEnv | Res - Single Family | Energy Efficiency | Admin | 0 | 0 | 9048.267 | 25959.1 | 27934.84 | 29499.63 | 21131.31 | 28263.51 | 23819.22 | 0 | 0
2023 PG Study Reference Scenario | PG&E | Res | BldgEnv | Res - Single Family | Energy Efficiency | Incentives | 0 | 0 | 0 | 0 | 0 | 0 | 0 | 0 | 17374.18 | 0 | 0
2023 PG Study Reference Scenario | PG&E | Res | BldgEnv | Res - Single Family | Energy Efficiency | Incremental Measure Cost | 0 | 0 | -123667 | -240765 | -252514 | -259601 | -181104 | -234617 | 312828.9 | 0 | 0
2023 PG Study Reference Scenario | PG&E | Res | HVAC | Res - Multi Family | Energy Efficiency | Admin | 67079.07 | 66126.58 | 67257.94 | 68019.52 | 64394.84 | 49562.54 | 35830.69 | 42445.87 | 32043.72 | 32890.99 | 32881.32
2023 PG Study Reference Scenario | PG&E | Res | HVAC | Res - Multi Family | Energy Efficiency | Incentives | 24374.31 | 24513.7 | 25437.95 | 26246.52 | 25381.74 | 17951.17 | 13237.15 | 15994.65 | 12316.36 | 12894.86 | 13148.89
2023 PG Study Reference Scenario | PG&E | Res | HVAC | Res - Multi Family | Energy Efficiency | Incremental Measure Cost | 48748.62 | 49027.4 | 50875.89 | 52493.04 | 50763.49 | 35902.33 | 26474.29 | 31989.3 | 24632.73 | 25789.72 | 26297.78
2023 PG Study Reference Scenario | PG&E | Res | HVAC | Res - Multi Family | Energy Efficiency | Admin | 703387.1 | 709329.8 | 715312.5 | 721428.3 | 561203.2 | 548669.9 | 551452.1 | 555020 | 557499.9 | 560126.8 | 562813.3
2023 PG Study Reference Scenario | PG&E | Res | HVAC | Res - Multi Family | Energy Efficiency | Incentives | 255705.9 | 263040.6 | 270577.8 | 278360.5 | 203147 | 198492.1 | 203490.3 | 208905.2 | 214036.9 | 219348 | 224809.8
2023 PG Study Reference Scenario | PG&E | Res | HVAC | Res - Multi Family | Energy Efficiency | Incremental Measure Cost | 511411.8 | 526081.3 | 541155.5 | 556721 | 406294 | 396984.3 | 406980.7 | 417810.3 | 428073.9 | 438696.1 | 449619.5
2023 PG Study Reference Scenario | PG&E | Res | HVAC | Res - Multi Family | Fuel Substitution | Admin | 10.7694 | 10.9613 | 11.5047 | 12.0055 | 12.2151 | 0 | 0 | 0 | 0 | 0 | 0
2023 PG Study Reference Scenario | PG&E | Res | HVAC | Res - Multi Family | Fuel Substitution | Incentives | 16.154 | 16.4419 | 17.2571 | 18.0083 | 18.3226 | 0 | 0 | 0 | 0 | 0 | 0
2023 PG Study Reference Scenario | PG&E | Res | HVAC | Res - Multi Family | Fuel Substitution | Incremental Measure Cost | 21.5387 | 21.9225 | 23.0095 | 24.0111 | 24.4301 | 0 | 0 | 0 | 0 | 0 | 0
2023 PG Study Reference Scenario | PG&E | Res | HVAC | Res - Multi Family | Fuel Substitution | Admin | 26208.56 | 27108.03 | 28071.39 | 29007.43 | 87996.76 | 0 | 0 | 0 | 0 | 0 | 0
2023 PG Study Reference Scenario | PG&E | Res | HVAC | Res - Multi Family | Fuel Substitution | Incentives | 39312.84 | 40662.05 | 42107.09 | 43511.14 | 131995.1 | 0 | 0 | 0 | 0 | 0 | 0
2023 PG Study Reference Scenario | PG&E | Res | HVAC | Res - Multi Family | Fuel Substitution | Incremental Measure Cost | 9718.64 | 10127.5 | 10616.01 | 11007.19 | 127483 | 0 | 0 | 0 | 0 | 0 | 0
2023 PG Study Reference Scenario | PG&E | Res | HVAC | Res - Single Family | Energy Efficiency | Admin | 205331.1 | 207395.5 | 207887.8 | 207602.6 | 211486.9 | 906286.2 | 627978.3 | 801199.5 | 831734.4 | 806632.6 | 801706
2023 PG Study Reference Scenario | PG&E | Res | HVAC | Res - Single Family | Energy Efficiency | Incentives | 0 | 0 | 0 | 0 | 0 | 254786.7 | 180563.5 | 235380.5 | 327585.6 | 309902.7 | 314140.9
2023 PG Study Reference Scenario | PG&E | Res | HVAC | Res - Single Family | Energy Efficiency | Incremental Measure Cost | -1246650 | -1257099 | -1256945 | -1251997 | -1272014 | -761558 | -507259 | -630751 | 681407.5 | 619805.4 | 628281.8
2023 PG Study Reference Scenario | PG&E | Res | HVAC | Res - Single Family | Energy Efficiency | Admin | 2788142 | 2802832 | 2817427 | 2832508 | 2848361 | 2859802 | 2868205 | 2881236 | 1982416 | 1971620 | 1964858
2023 PG Study Reference Scenario | PG&E | Res | HVAC | Res - Single Family | Energy Efficiency | Incentives | 0 | 0 | 0 | 0 | 0 | 0 | 0 | 0 | 761799.7 | 772804.8 | 785558.5
2023 PG Study Reference Scenario | PG&E | Res | HVAC | Res - Single Family | Energy Efficiency | Incremental Measure Cost | -17000000 | -17000000 | -17000000 | -17000000 | -17000000 | -17000000 | -17000000 | -17000000 | 1523599 | 1545610 | 1571117
2023 PG Study Reference Scenario | PG&E | Res | HVAC | Res - Single Family | Fuel Substitution | Admin | 0 | 0 | 0 | 487.4471 | 518.0575 | 0 | 0 | 0 | 0 | 0 | 0
2023 PG Study Reference Scenario | PG&E | Res | HVAC | Res - Single Family | Fuel Substitution | Incentives | 0 | 0 | 0 | 731.1707 | 777.0862 | 0 | 0 | 0 | 0 | 0 | 0
2023 PG Study Reference Scenario | PG&E | Res | HVAC | Res - Single Family | Fuel Substitution | Incremental Measure Cost | 0 | 0 | 0 | 974.8943 | 1036.115 | 0 | 0 | 0 | 0 | 0 | 0
2023 PG Study Reference Scenario | PG&E | Res | HVAC | Res - Single Family | Fuel Substitution | Admin | 1254080 | 1323166 | 1402824 | 1485636 | 1571445 | 0 | 0 | 0 | 0 | 0 | 0
2023 PG Study Reference Scenario | PG&E | Res | HVAC | Res - Single Family | Fuel Substitution | Incentives | 1881119 | 1984748 | 2104236 | 2228453 | 2357168 | 0 | 0 | 0 | 0 | 0 | 0
2023 PG Study Reference Scenario | PG&E | Res | HVAC | Res - Single Family | Fuel Substitution | Incremental Measure Cost | 1707461 | 1859101 | 2028530 | 2203241 | 2384470 | 0 | 0 | 0 | 0 | 0 | 0
2023 PG Study Reference Scenario | PG&E | Res | Lighting | Res - Multi Family | Energy Efficiency | Admin | 351.6805 | 349.2155 | 356.8505 | 362.073 | 366.1369 | 377.8689 | 282.8273 | 330.1508 | 254.8826 | 259.0873 | 259.9005
2023 PG Study Reference Scenario | PG&E | Res | Lighting | Res - Multi Family | Energy Efficiency | Incentives | 825.4174 | 819.632 | 837.5519 | 849.8095 | 859.3476 | 886.8833 | 663.8144 | 774.8858 | 598.2264 | 608.0952 | 610.0038
2023 PG Study Reference Scenario | PG&E | Res | Lighting | Res - Multi Family | Energy Efficiency | Incremental Measure Cost | 753.1289 | 762.7753 | 795.0131 | 822.7562 | 848.6088 | 893.2962 | 681.9727 | 811.9881 | 639.3957 | 662.9311 | 678.301
2023 PG Study Reference Scenario | PG&E | Res | Lighting | Res - Multi Family | Energy Efficiency | Admin | 2089.606 | 2116.642 | 2140.957 | 2163.643 | 2185.387 | 2207.132 | 2222.488 | 2240.556 | 2253.792 | 2267.223 | 2280.678
2023 PG Study Reference Scenario | PG&E | Res | Lighting | Res - Multi Family | Energy Efficiency | Incentives | 4904.444 | 4967.898 | 5024.969 | 5078.214 | 5129.248 | 5180.285 | 5216.326 | 5258.733 | 5289.8 | 5321.322 | 5352.903
2023 PG Study Reference Scenario | PG&E | Res | Lighting | Res - Multi Family | Energy Efficiency | Incremental Measure Cost | 4473.679 | 4622.144 | 4768.708 | 4915.593 | 5064.268 | 5216.929 | 5358.268 | 5509.848 | 5653.229 | 5800.639 | 5951.752
2023 PG Study Reference Scenario | PG&E | Res | Lighting | Res - Single Family | Energy Efficiency | Admin | 4938.617 | 4985.121 | 5051.692 | 5097.952 | 5235.774 | 5306.01 | 3807.109 | 4643.457 | 3921.734 | 3979.595 | 3978.646
2023 PG Study Reference Scenario | PG&E | Res | Lighting | Res - Single Family | Energy Efficiency | Incentives | 11591.26 | 11700.41 | 11856.66 | 11965.23 | 12288.71 | 12453.56 | 8935.538 | 10898.5 | 9204.57 | 9340.374 | 9338.145
2023 PG Study Reference Scenario | PG&E | Res | Lighting | Res - Single Family | Energy Efficiency | Incremental Measure Cost | 10579.1 | 10891.83 | 11257.63 | 11587.59 | 12138.56 | 12547.14 | 9182.551 | 11423.55 | 9840.794 | 10185.53 | 10386.59
2023 PG Study Reference Scenario | PG&E | Res | Lighting | Res - Single Family | Energy Efficiency | Admin | 35631.98 | 36047.12 | 36411.97 | 36746.5 | 37069.32 | 37384.05 | 37597.32 | 37858.72 | 38072.79 | 38289.29 | 38505.29
2023 PG Study Reference Scenario | PG&E | Res | Lighting | Res - Single Family | Energy Efficiency | Incentives | 83630.63 | 84604.98 | 85461.32 | 86246.46 | 87004.15 | 87742.84 | 88243.41 | 88856.93 | 89359.37 | 89867.51 | 90374.48
2023 PG Study Reference Scenario | PG&E | Res | Lighting | Res - Single Family | Energy Efficiency | Incremental Measure Cost | 76302.68 | 78734.7 | 81121.61 | 83503.72 | 85921.65 | 88383.83 | 90665.46 | 93121.45 | 95520.69 | 97984.9 | 100508.2
2023 PG Study Reference Scenario | PG&E | Res | WaterHeat | Res - Multi Family | Energy Efficiency | Admin | 112247.8 | 113105.5 | 260001.7 | 266270.2 | 401749 | 295388.5 | 224792.6 | 260103.8 | 214671.3 | 218633.3 | 220558.8
2023 PG Study Reference Scenario | PG&E | Res | WaterHeat | Res - Multi Family | Energy Efficiency | Incentives | 8137.776 | 8361.048 | 22938.91 | 23934.59 | 33126.62 | 25555.78 | 19832.22 | 23404.83 | 19691.37 | 20453.1 | 21042.6
2023 PG Study Reference Scenario | PG&E | Res | WaterHeat | Res - Multi Family | Energy Efficiency | Incremental Measure Cost | 16275.55 | 16722.1 | 45877.81 | 47869.18 | 66253.25 | 51111.57 | 39664.44 | 46809.65 | 39382.75 | 40906.19 | 42085.19
2023 PG Study Reference Scenario | PG&E | Res | WaterHeat | Res - Multi Family | Energy Efficiency | Admin | 519272.6 | 545074 | 569285.4 | 594390.1 | 630024.4 | 0 | 0 | 0 | 0 | 0 | 0
2023 PG Study Reference Scenario | PG&E | Res | WaterHeat | Res - Multi Family | Energy Efficiency | Incentives | 36758.59 | 39373.31 | 41958.58 | 44694.03 | 48312.65 | 0 | 0 | 0 | 0 | 0 | 0
2023 PG Study Reference Scenario | PG&E | Res | WaterHeat | Res - Multi Family | Energy Efficiency | Incremental Measure Cost | 73517.18 | 78746.63 | 83917.15 | 89388.07 | 96625.31 | 0 | 0 | 0 | 0 | 0 | 0
2023 PG Study Reference Scenario | PG&E | Res | WaterHeat | Res - Multi Family | Fuel Substitution | Incremental Measure Cost | -18.0794 | -19.9201 | -22.4927 | -25.1142 | -27.2263 | 0 | 0 | 0 | 0 | 0 | 0
2023 PG Study Reference Scenario | PG&E | Res | WaterHeat | Res - Multi Family | Fuel Substitution | Admin | 292967.1 | 343939.4 | 390053.5 | 432200.3 | 471523.5 | 0 | 0 | 0 | 0 | 0 | 0
2023 PG Study Reference Scenario | PG&E | Res | WaterHeat | Res - Multi Family | Fuel Substitution | Incentives | 297001.3 | 350667.8 | 400331.7 | 446951.9 | 491760.6 | 0 | 0 | 0 | 0 | 0 | 0
2023 PG Study Reference Scenario | PG&E | Res | WaterHeat | Res - Multi Family | Fuel Substitution | Incremental Measure Cost | 585908.8 | 687845.7 | 780065.6 | 864349.8 | 942983.5 | 0 | 0 | 0 | 0 | 0 | 0
2023 PG Study Reference Scenario | PG&E | Res | WaterHeat | Res - Single Family | Energy Efficiency | Admin | 664537.8 | 689977.7 | 709735.9 | 1524241 | 1996907 | 1265064 | 943821.5 | 1122212 | 973121.5 | 990722.9 | 998661.7
2023 PG Study Reference Scenario | PG&E | Res | WaterHeat | Res - Single Family | Energy Efficiency | Incentives | 671.5892 | 691.6278 | 716.7497 | 67607.21 | 100527.6 | 104147.8 | 79244.67 | 96103.75 | 84992.12 | 88252.31 | 90730
2023 PG Study Reference Scenario | PG&E | Res | WaterHeat | Res - Single Family | Energy Efficiency | Incremental Measure Cost | -235785 | -243271 | -248568 | -119112 | -62657.5 | 208295.6 | 158489.3 | 192207.5 | 169984.2 | 176504.6 | 181460
2023 PG Study Reference Scenario | PG&E | Res | WaterHeat | Res - Single Family | Energy Efficiency | Admin | 4427560 | 4769327 | 5080273 | 5365573 | 5630363 | 0 | 0 | 0 | 0 | 0 | 0
2023 PG Study Reference Scenario | PG&E | Res | WaterHeat | Res - Single Family | Energy Efficiency | Incremental Measure Cost | -1594705 | -1706799 | -1806058 | -1894487 | -1974033 | 0 | 0 | 0 | 0 | 0 | 0
2023 PG Study Reference Scenario | PG&E | Res | WaterHeat | Res - Single Family | Fuel Substitution | Incremental Measure Cost | -108.841 | -123.206 | -137.294 | -151.559 | -169.767 | 0 | 0 | 0 | 0 | 0 | 0
2023 PG Study Reference Scenario | PG&E | Res | WaterHeat | Res - Single Family | Fuel Substitution | Admin | 510.7257 | 685.4163 | 825.2394 | 921.8241 | 967.0019 | 3059.142 | 7128.824 | 7115.099 | 0 | 0 | 0
2023 PG Study Reference Scenario | PG&E | Res | WaterHeat | Res - Single Family | Fuel Substitution | Incentives | 766.0886 | 1028.124 | 1237.859 | 1382.736 | 1450.503 | 3933.125 | 10478.89 | 10672.65 | 0 | 0 | 0
2023 PG Study Reference Scenario | PG&E | Res | WaterHeat | Res - Single Family | Fuel Substitution | Incremental Measure Cost | 824.7102 | 1094.846 | 1287.4 | 1385.634 | 1372.732 | 6118.284 | 14257.65 | 14230.2 | 0 | 0 | 0
2023 PG Study Reference Scenario | PG&E | Res | WholeBlg | Res - Multi Family | Energy Efficiency | Admin | 162.2499 | 175.6691 | 190.9623 | 46450.26 | 50974.89 | 95751.42 | 77945.28 | 93338.59 | 76953.22 | 80678.01 | 84325.58
2023 PG Study Reference Scenario | PG&E | Res | WholeBlg | Res - Multi Family | Energy Efficiency | Incentives | 76.4253 | 82.7462 | 89.9497 | 21880.77 | 24012.13 | 45104.38 | 36716.67 | 43967.8 | 36249.36 | 38003.94 | 39722.16
2023 PG Study Reference Scenario | PG&E | Res | WholeBlg | Res - Multi Family | Energy Efficiency | Incremental Measure Cost | 155.3697 | 171.5842 | 190.2522 | 61342.97 | 68665.46 | 136854.2 | 113625 | 138773.7 | 116689 | 124776.2 | 133017.3
2023 PG Study Reference Scenario | PG&E | Res | WholeBlg | Res - Single Family | Energy Efficiency | Admin | 1911384 | 2092458 | 2305972 | 2524744 | 2801812 | 3060876 | 2431112 | 3033263 | 2808522 | 2986631 | 3167379
2023 PG Study Reference Scenario | PG&E | Res | WholeBlg | Res - Single Family | Energy Efficiency | Incentives | 410840.2 | 458756.3 | 515677.7 | 575892.6 | 651882 | 726402.5 | 588477.1 | 748926.6 | 707299.8 | 767196 | 829896.4
2023 PG Study Reference Scenario | PG&E | Res | WholeBlg | Res - Single Family | Energy Efficiency | Incremental Measure Cost | 821680.3 | 917512.7 | 1031355 | 1151785 | 1303764 | 1452805 | 1176954 | 1497853 | 1414600 | 1534392 | 1659793
2023 PG Study Reference Scenario | SCE | Ag | Lighting | Ag - Irrigated Agriculture, vineyards, forestry and greenhouses | Energy Efficiency | Admin | 693477.2 | 493434.5 | 315329.3 | 191489.1 | 117362.8 | 76312.75 | 53330.19 | 40607.71 | 33042.89 | 28095.65 | 24526.79
2023 PG Study Reference Scenario | SCE | Ag | Lighting | Ag - Irrigated Agriculture, vineyards, forestry and greenhouses | Energy Efficiency | Incentives | 102538.4 | 71342.83 | 44646.62 | 26585.68 | 15997.6 | 10225.15 | 7288.634 | 5660.85 | 4698.415 | 4074.859 | 3628.393
2023 PG Study Reference Scenario | SCE | Ag | Lighting | Ag - Irrigated Agriculture, vineyards, forestry and greenhouses | Energy Efficiency | Incremental Measure Cost | 205076.8 | 142685.7 | 89293.25 | 53171.35 | 31995.19 | 20450.31 | 14577.27 | 11321.7 | 9396.829 | 8149.719 | 7256.786
2023 PG Study Reference Scenario | SCE | Ag | MachDr | Ag - Dairies, fishing, hunting | Energy Efficiency | Admin | 80904.77 | 29218.59 | 27270.69 | 25452.64 | 23755.8 | 22172.08 | 20693.94 | 19314.34 | 18026.72 | 16824.94 | 15703.28
2023 PG Study Reference Scenario | SCE | Ag | MachDr | Ag - Dairies, fishing, hunting | Energy Efficiency | Incentives | 62740.39 | 22756.76 | 21664.44 | 20624.54 | 19634.57 | 18692.11 | 17794.89 | 16940.73 | 16127.58 | 15347.08 | 14456.25
2023 PG Study Reference Scenario | SCE | Ag | MachDr | Ag - Dairies, fishing, hunting | Energy Efficiency | Incremental Measure Cost | 125480.8 | 45513.52 | 43328.87 | 41249.09 | 39269.13 | 37384.21 | 35589.77 | 33881.46 | 32255.15 | 30706.9 | 29232.97
2023 PG Study Reference Scenario | SCE | Ag | MachDr | Ag - Water pumping | Energy Efficiency | Admin | 1004943 | 468996.9 | 264304.2 | 189884.3 | 159342 | 143170.9 | 131910.3 | 122585.7 | 114248.6 | 106580.8 | 99459.37
2023 PG Study Reference Scenario | SCE | Ag | MachDr | Ag - Water pumping | Energy Efficiency | Incentives | 628403.3 | 299406.5 | 171582 | 125253.2 | 106953.7 | 97915.8 | 91979.51 | 87173.1 | 82864.39 | 78847.24 | 75049.9
2023 PG Study Reference Scenario | SCE | Ag | MachDr | Ag - Water pumping | Energy Efficiency | Incremental Measure Cost | 1256807 | 598813 | 343164.1 | 250506.5 | 213907.4 | 195831.6 | 183959 | 174346.2 | 165728.8 | 157694.5 | 150099.8
2023 PG Study Reference Scenario | SCE | Ag | WholeBlg | Ag - Dairies, fishing, hunting | Energy Efficiency | Admin | 181524 | 180382.1 | 180734 | 183363.5 | 189933 | 203088.7 | 198854.2 | 194817.9 | 191006 | 187327 | 183719.5
2023 PG Study Reference Scenario | SCE | Ag | WholeBlg | Ag - Irrigated Agriculture, vineyards, forestry and greenhouses | Energy Efficiency | Admin | 582182.8 | 651691.8 | 756031.6 | 922719.6 | 1191369 | 1633717 | 1661651 | 1689476 | 1715299 | 1739530 | 1763741
2023 PG Study Reference Scenario | SCE | Ag | WholeBlg | Ag - Water pumping | Energy Efficiency | Admin | 823560.7 | 854079.7 | 906513.8 | 993511.6 | 1138772 | 1382108 | 1369750 | 1358359 | 1347717 | 1337564 | 1327471
2023 PG Study Reference Scenario | SCE | Com | AppPlug | Com - Refrig. Warehouse | Energy Efficiency | Admin | 0 | 0 | 0 | 0 | 0 | 0 | 0 | 0 | 0 | 0 | 0
2023 PG Study Reference Scenario | SCE | Com | AppPlug | Com - Refrig. Warehouse | Energy Efficiency | Incentives | 0 | 0 | 0 | 0 | 0 | 0 | 0 | 0 | 0 | 0 | 0
2023 PG Study Reference Scenario | SCE | Com | AppPlug | Com - Refrig. Warehouse | Energy Efficiency | Incremental Measure Cost | 0 | 0 | 0 | 0 | 0 | 0 | 0 | 0 | 0 | 0 | 0
2023 PG Study Reference Scenario | SCE | Com | BROs | Com - College | Energy Efficiency | Admin | 186948.8 | 203151.2 | 220177.9 | 238911.6 | 259854.9 | 282938.7 | 309465.2 | 337907.2 | 461625.8 | 277215.4 | 318795.1
2023 PG Study Reference Scenario | SCE | Com | BROs | Com - Grocery | Energy Efficiency | Admin | 1160552 | 1289536 | 1423205 | 1569870 | 1736701 | 1920993 | 2128054 | 2353674 | 2772444 | 2658641 | 2974135
2023 PG Study Reference Scenario | SCE | Com | BROs | Com - Health | Energy Efficiency | Admin | 546327.4 | 600996.1 | 657480.9 | 719443.6 | 789330.3 | 865978.3 | 954135.4 | 1048549 | 1330874 | 1024978 | 1158702
2023 PG Study Reference Scenario | SCE | Com | BROs | Com - Lodging | Energy Efficiency | Admin | 497804.9 | 559741.5 | 625864.9 | 699841.4 | 783534.1 | 876158.2 | 982563.9 | 1098401 | 1341767 | 1215209 | 1378133
2023 PG Study Reference Scenario | SCE | Com | BROs | Com - Office (Large) | Energy Efficiency | Admin | 1539591 | 1671413 | 1800050 | 1938759 | 2094069 | 2262833 | 2457942 | 2662605 | 3406789 | 2420208 | 2708467
2023 PG Study Reference Scenario | SCE | Com | BROs | Com - Office (Small) | Energy Efficiency | Admin | 270114.4 | 298501.7 | 327391.6 | 358977.3 | 394665.5 | 433773.3 | 478628.3 | 526545.6 | 596403.2 | 616630.6 | 681397.7
2023 PG Study Reference Scenario | SCE | Com | BROs | Com - Other | Energy Efficiency | Admin | 459407.3 | 520100.7 | 588055.4 | 663649.7 | 748968.1 | 843253.2 | 951576.1 | 1069610 | 1261339 | 1265627 | 1428777
2023 PG Study Reference Scenario | SCE | Com | BROs | Com - Refrig. Warehouse | Energy Efficiency | Admin | 13245.35 | 15036.32 | 17062.37 | 19353.4 | 21948.13 | 24888.85 | 28224.31 | 32004.91 | 66011.55 | 0 | 6610.686
2023 PG Study Reference Scenario | SCE | Com | BROs | Com - Restaurant | Energy Efficiency | Admin | 787271 | 890113.8 | 1007900 | 1141314 | 1294688 | 1466733 | 1661756 | 1880007 | 2170256 | 2345628 | 2656401
2023 PG Study Reference Scenario | SCE | Com | BROs | Com - Retail | Energy Efficiency | Admin | 1193964 | 1333912 | 1483332 | 1645539 | 1827676 | 2027160 | 2257106 | 2503100 | 2848825 | 2973389 | 3299608
2023 PG Study Reference Scenario | SCE | Com | BROs | Com - School | Energy Efficiency | Admin | 326523.6 | 355189.2 | 384306.5 | 416420.1 | 452349.8 | 491558.2 | 536824.2 | 584948.5 | 757234.8 | 532345.7 | 600511.8
2023 PG Study Reference Scenario | SCE | Com | BROs | Com - Warehouse | Energy Efficiency | Admin | 3100.6 | 3503.779 | 3959.937 | 4476.305 | 5061.981 | 5725.71 | 6477.434 | 7329.238 | 15084.87 | 0 | 1504.351
2023 PG Study Reference Scenario | SCE | Com | BldgEnv | Com - Grocery | Energy Efficiency | Admin | 0 | 0 | 0 | 0 | 0 | 0 | 0 | 0 | 0 | 0 | 0
2023 PG Study Reference Scenario | SCE | Com | BldgEnv | Com - Grocery | Energy Efficiency | Incentives | 0 | 0 | 0 | 0 | 0 | 0 | 0 | 0 | 0 | 0 | 0
2023 PG Study Reference Scenario | SCE | Com | BldgEnv | Com - Grocery | Energy Efficiency | Incremental Measure Cost | 0 | 0 | 0 | 0 | 0 | 0 | 0 | 0 | 0 | 0 | 0
2023 PG Study Reference Scenario | SCE | Com | BldgEnv | Com - Grocery | Energy Efficiency | Admin | 7.2158 | 6.8764 | 6.5322 | 6.1727 | 5.7579 | 4.6954 | 2.769 | 2.6269 | 2.4557 | 0 | 0
2023 PG Study Reference Scenario | SCE | Com | BldgEnv | Com - Grocery | Energy Efficiency | Incentives | 49.9627 | 49.1412 | 48.1561 | 46.9147 | 45.0622 | 37.3248 | 21.5379 | 21.0533 | 32.4345 | 0 | 0
2023 PG Study Reference Scenario | SCE | Com | BldgEnv | Com - Grocery | Energy Efficiency | Incremental Measure Cost | 102.1702 | 100.8405 | 99.3155 | 97.5853 | 95.6667 | 93.5809 | 91.4849 | 89.4117 | 130.7034 | 0 | 0
2023 PG Study Reference Scenario | SCE | Com | BldgEnv | Com - Health | Energy Efficiency | Admin | 28.9644 | 30.2241 | 31.9206 | 32.4116 | 33.6521 | 34.3218 | 35.603 | 35.9263 | 36.1664 | 0 | 0
2023 PG Study Reference Scenario | SCE | Com | BldgEnv | Com - Health | Energy Efficiency | Incentives | 0 | 0 | 0 | 0 | 0 | 0 | 0 | 0 | 112.5519 | 0 | 0
2023 PG Study Reference Scenario | SCE | Com | BldgEnv | Com - Health | Energy Efficiency | Incremental Measure Cost | -119.873 | -121.875 | -125.257 | -123.601 | -124.537 | -123.069 | -123.486 | -120.31 | 225.1038 | 0 | 0
2023 PG Study Reference Scenario | SCE | Com | BldgEnv | Com - Health | Energy Efficiency | Admin | 11.4371 | 10.9295 | 10.4399 | 9.9637 | 9.4985 | 9.0418 | 8.5915 | 8.1445 | 7.4983 | 0 | 0
2023 PG Study Reference Scenario | SCE | Com | BldgEnv | Com - Health | Energy Efficiency | Incentives | 47.4788 | 47.2432 | 46.949 | 46.5802 | 46.1272 | 45.579 | 44.9242 | 44.144 | 76.7004 | 0 | 0
2023 PG Study Reference Scenario | SCE | Com | BldgEnv | Com - Health | Energy Efficiency | Incremental Measure Cost | 96.0168 | 95.5275 | 94.9576 | 94.2769 | 93.4733 | 92.5366 | 91.4657 | 90.263 | 154.583 | 0 | 0
2023 PG Study Reference Scenario | SCE | Com | BldgEnv | Com - Lodging | Energy Efficiency | Admin | 8.4485 | 9.4191 | 10.48 | 11.5065 | 12.6658 | 13.8585 | 15.0132 | 16.1984 | 17.4084 | 0 | 0
2023 PG Study Reference Scenario | SCE | Com | BldgEnv | Com - Lodging | Energy Efficiency | Incentives | 0 | 0 | 0 | 0 | 0 | 0 | 0 | 0 | 40.5827 | 0 | 0
2023 PG Study Reference Scenario | SCE | Com | BldgEnv | Com - Lodging | Energy Efficiency | Incremental Measure Cost | -64.0017 | -70.6033 | -77.7019 | -84.3582 | -91.785 | -99.2309 | -106.177 | -113.104 | 81.1654 | 0 | 0
2023 PG Study Reference Scenario | SCE | Com | BldgEnv | Com - Lodging | Energy Efficiency | Admin | 0.53695 | 130.284 | 129.696 | 124.6217 | 115.2197 | 102.2132 | 86.7732 | 70.2755 | 0.83303 | 0 | 0
2023 PG Study Reference Scenario | SCE | Com | BldgEnv | Com - Lodging | Energy Efficiency | Incentives | 0.94319 | 1.1248 | 1.3206 | 1.525 | 1.7313 | 1.9317 | 2.1184 | 2.2844 | 3.6336 | 0 | 0
2023 PG Study Reference Scenario | SCE | Com | BldgEnv | Com - Lodging | Energy Efficiency | Incremental Measure Cost | 0.93081 | -1837 | -1808.34 | -1717.3 | -1568.18 | -1372.92 | -1149.05 | -916.125 | 12.491 | 0 | 0
2023 PG Study Reference Scenario | SCE | Com | BldgEnv | Com - Office (Large) | Energy Efficiency | Admin | 355.9278 | 365.0895 | 77.2132 | 78.778 | 81.9777 | 85.0697 | 86.4548 | 88.0521 | 88.5257 | 0 | 0
2023 PG Study Reference Scenario | SCE | Com | BldgEnv | Com - Office (Large) | Energy Efficiency | Incentives | 195.6403 | 223.2562 | 0 | 0 | 0 | 3.178 | 9.8189 | 16.8454 | 381.1553 | 0 | 0
2023 PG Study Reference Scenario | SCE | Com | BldgEnv | Com - Office (Large) | Energy Efficiency | Incremental Measure Cost | 338.0339 | 403.0358 | -32.7181 | -21.3337 | -9.4126 | 3.7676 | 17.8597 | 32.7655 | 762.3107 | 0 | 0
2023 PG Study Reference Scenario | SCE | Com | BldgEnv | Com - Office (Large) | Energy Efficiency | Admin | 74.1982 | 70.425 | 13.8356 | 13.1299 | 12.4606 | 11.826 | 11.2246 | 10.6542 | 9.994 | 0 | 0
2023 PG Study Reference Scenario | SCE | Com | BldgEnv | Com - Office (Large) | Energy Efficiency | Incentives | 421.9748 | 401.2193 | 92.2454 | 87.5542 | 83.1038 | 78.944 | 75.0577 | 71.3672 | 72.6957 | 0 | 0
2023 PG Study Reference Scenario | SCE | Com | BldgEnv | Com - Office (Large) | Energy Efficiency | Incremental Measure Cost | 2886.687 | 2810.988 | 494.716 | 482.5289 | 470.5585 | 458.8206 | 447.3429 | 436.0961 | 570.1951 | 0 | 0
2023 PG Study Reference Scenario | SCE | Com | BldgEnv | Com - Other | Energy Efficiency | Admin | 48.1735 | 50.0895 | 51.9208 | 53.5294 | 55.0262 | 56.3803 | 57.9654 | 59.078 | 59.6011 | 0 | 0
2023 PG Study Reference Scenario | SCE | Com | BldgEnv | Com - Other | Energy Efficiency | Incentives | 1.3403 | 1.617 | 1.9123 | 2.22 | 2.5425 | 2.8773 | 3.2437 | 3.6028 | 256.52 | 0 | 0
2023 PG Study Reference Scenario | SCE | Com | BldgEnv | Com - Other | Energy Efficiency | Incremental Measure Cost | -244.348 | -246.705 | -247.942 | -247.439 | -245.777 | -242.857 | -240.28 | -235.115 | 513.04 | 0 | 0
2023 PG Study Reference Scenario | SCE | Com | BldgEnv | Com - Other | Energy Efficiency | Admin | 10.0649 | 9.5544 | 8.9994 | 8.1832 | 4.2789 | 4.0584 | 3.8496 | 3.6517 | 3.4105 | 0 | 0
2023 PG Study Reference Scenario | SCE | Com | BldgEnv | Com - Other | Energy Efficiency | Incentives | 60.3786 | 59.4327 | 57.9884 | 54.4432 | 27.6537 | 27.1511 | 26.6459 | 26.1391 | 45.0614 | 0 | 0
2023 PG Study Reference Scenario | SCE | Com | BldgEnv | Com - Other | Energy Efficiency | Incremental Measure Cost | 123.1964 | 121.9917 | 120.4215 | 118.4982 | 116.3972 | 114.2771 | 112.1462 | 110.0063 | 180.0601 | 0 | 0
2023 PG Study Reference Scenario | SCE | Com | BldgEnv | Com - Refrig. Warehouse | Energy Efficiency | Admin | 1.0965 | 1.1148 | 1.1167 | 1.1131 | 1.1215 | 1.134 | 1.1516 | 1.1607 | 1.176 | 0 | 0
2023 PG Study Reference Scenario | SCE | Com | BldgEnv | Com - Refrig. Warehouse | Energy Efficiency | Incentives | 0 | 0.023445 | 0.047589 | 0.071948 | 0.097678 | 0.12475 | 0.15358 | 0.18247 | 1.4581 | 0 | 0
2023 PG Study Reference Scenario | SCE | Com | BldgEnv | Com - Refrig. Warehouse | Energy Efficiency | Incremental Measure Cost | -0.00029 | 0.046891 | 0.095178 | 0.1439 | 0.19536 | 0.2495 | 0.30717 | 0.36494 | 2.9162 | 0 | 0
2023 PG Study Reference Scenario | SCE | Com | BldgEnv | Com - Refrig. Warehouse | Energy Efficiency | Admin | 0.037164 | 0.038413 | 0.039531 | 0.040422 | 0.041008 | 0.041232 | 0.041071 | 0.040529 | 0.039152 | 0 | 0
2023 PG Study Reference Scenario | SCE | Com | BldgEnv | Com - Refrig. Warehouse | Energy Efficiency | Incentives | 0.090105 | 0.095808 | 0.1014 | 0.10662 | 0.1112 | 0.11491 | 0.11762 | 0.11924 | 0.15975 | 0 | 0
2023 PG Study Reference Scenario | SCE | Com | BldgEnv | Com - Refrig. Warehouse | Energy Efficiency | Incremental Measure Cost | 0.18044 | 0.19176 | 0.20287 | 0.21321 | 0.22229 | 0.22966 | 0.23504 | 0.2383 | 0.31414 | 0 | 0
2023 PG Study Reference Scenario | SCE | Com | BldgEnv | Com - Retail | Energy Efficiency | Admin | 185.5856 | 172.1294 | 157.3107 | 141.8805 | 127.4937 | 108.6657 | 87.1417 | 71.2112 | 54.0927 | 0 | 0
2023 PG Study Reference Scenario | SCE | Com | BldgEnv | Com - Retail | Energy Efficiency | Incentives | 0 | 0 | 0 | 0 | 0 | 0 | 0 | 0 | 107.7012 | 0 | 0
2023 PG Study Reference Scenario | SCE | Com | BldgEnv | Com - Retail | Energy Efficiency | Incremental Measure Cost | -13575.9 | -12564.7 | -11458 | -10311.1 | -9244.39 | -7860.83 | -6288.78 | -5126.6 | 494.6553 | 0 | 0
2023 PG Study Reference Scenario | SCE | Com | BldgEnv | Com - Retail | Energy Efficiency | Admin | 97.1467 | 11017.03 | 8553.242 | 6078.533 | 3769.371 | 1737.739 | 92.493 | 65.8941 | 33.6065 | 0 | 0
2023 PG Study Reference Scenario | SCE | Com | BldgEnv | Com - Retail | Energy Efficiency | Incentives | 0 | 0 | 0 | 0 | 0 | 0 | 0 | 0 | 103.4629 | 0 | 0
2023 PG Study Reference Scenario | SCE | Com | BldgEnv | Com - Retail | Energy Efficiency | Incremental Measure Cost | -9948.18 | -1195764 | -919320 | -645873 | -394432 | -176449 | -15302.4 | -13351.4 | 1852.943 | 0 | 0
2023 PG Study Reference Scenario | SCE | Com | BldgEnv | Com - Warehouse | Energy Efficiency | Admin | 156.3961 | 161.3143 | 164.787 | 168.2241 | 173.3058 | 176.7241 | 178.8569 | 181.1397 | 182.1088 | 0 | 0
2023 PG Study Reference Scenario | SCE | Com | BldgEnv | Com - Warehouse | Energy Efficiency | Incentives | 0 | 0 | 0 | 0 | 0 | 0 | 0 | 0 | 642.2177 | 0 | 0
2023 PG Study Reference Scenario | SCE | Com | BldgEnv | Com - Warehouse | Energy Efficiency | Incremental Measure Cost | -1804.28 | -1841.54 | -1860.9 | -1878.59 | -1913.14 | -1927.79 | -1927.22 | -1927.2 | 1284.435 | 0 | 0
2023 PG Study Reference Scenario | SCE | Com | BldgEnv | Com - Warehouse | Energy Efficiency | Admin | 12.88 | 258.2061 | 130.6649 | 20.3011 | 7.1141 | 6.7469 | 6.3992 | 6.0698 | 4.7633 | 0 | 0
2023 PG Study Reference Scenario | SCE | Com | BldgEnv | Com - Warehouse | Energy Efficiency | Incentives | 34.6315 | 35.3543 | 35.7596 | 35.5824 | 19.6837 | 19.7276 | 19.7356 | 19.7105 | 30.1215 | 0 | 0
2023 PG Study Reference Scenario | SCE | Com | BldgEnv | Com - Warehouse | Energy Efficiency | Incremental Measure Cost | 39.0262 | -3510.08 | -1669.14 | -108.861 | 21.0318 | 24.2216 | 27.1083 | 29.7107 | 185.6397 | 0 | 0
2023 PG Study Reference Scenario | SCE | Com | ComRefrig | Com - College | Energy Efficiency | Admin | 1417.927 | 1177.879 | 875.0824 | 571.152 | 312.1741 | 117.0143 | 45.8171 | 42.9236 | 40.213 | 37.6736 | 35.2947
2023 PG Study Reference Scenario | SCE | Com | ComRefrig | Com - College | Energy Efficiency | Incentives | 207.7976 | 172.6185 | 128.2436 | 83.7025 | 45.7492 | 17.1485 | 6.7145 | 6.2905 | 5.8932 | 5.5211 | 5.1724
2023 PG Study Reference Scenario | SCE | Com | ComRefrig | Com - College | Energy Efficiency | Incremental Measure Cost | 940.9638 | 796.6161 | 603.1803 | 401.1934 | 223.3089 | 84.9071 | 34.4536 | 32.9172 | 31.4494 | 30.0471 | 28.7075
2023 PG Study Reference Scenario | SCE | Com | ComRefrig | Com - Grocery | Energy Efficiency | Admin | 3231529 | 3340662 | 3195287 | 2804705 | 2250752 | 1652362 | 1111846 | 682634.6 | 371784.4 | 160416.2 | 85505.7
2023 PG Study Reference Scenario | SCE | Com | ComRefrig | Com - Grocery | Energy Efficiency | Incentives | 473581.7 | 489575.1 | 468270.3 | 411030.4 | 329848.5 | 242154.3 | 162941.4 | 100040.3 | 54485.13 | 23509.05 | 12530.89
2023 PG Study Reference Scenario | SCE | Com | ComRefrig | Com - Grocery | Energy Efficiency | Incremental Measure Cost | 2144668 | 2261786 | 2207775 | 1978534 | 1621782 | 1216674 | 836989 | 525710.4 | 293312.6 | 130290.5 | 69623.99
2023 PG Study Reference Scenario | SCE | Com | ComRefrig | Com - Lodging | Energy Efficiency | Admin | 0 | 0 | 0 | 0 | 0 | 0 | 0 | 0 | 0 | 0 | 0
2023 PG Study Reference Scenario | SCE | Com | ComRefrig | Com - Lodging | Energy Efficiency | Incentives | 0 | 0 | 0 | 0 | 0 | 0 | 0 | 0 | 0 | 0 | 0
2023 PG Study Reference Scenario | SCE | Com | ComRefrig | Com - Lodging | Energy Efficiency | Incremental Measure Cost | 0 | 0 | 0 | 0 | 0 | 0 | 0 | 0 | 0 | 0 | 0
2023 PG Study Reference Scenario | SCE | Com | ComRefrig | Com - Other | Energy Efficiency | Admin | 0 | 0 | 0 | 0 | 0 | 0 | 0 | 0 | 0 | 0 | 0
2023 PG Study Reference Scenario | SCE | Com | ComRefrig | Com - Other | Energy Efficiency | Incentives | 0 | 0 | 0 | 0 | 0 | 0 | 0 | 0 | 0 | 0 | 0
2023 PG Study Reference Scenario | SCE | Com | ComRefrig | Com - Other | Energy Efficiency | Incremental Measure Cost | 0 | 0 | 0 | 0 | 0 | 0 | 0 | 0 | 0 | 0 | 0
2023 PG Study Reference Scenario | SCE | Com | ComRefrig | Com - Refrig. Warehouse | Energy Efficiency | Admin | 2898.034 | 2589.048 | 2094.55 | 1522.41 | 981.967 | 541.4209 | 219.2413 | 83.9957 | 78.6914 | 73.7223 | 69.0672
2023 PG Study Reference Scenario | SCE | Com | ComRefrig | Com - Refrig. Warehouse | Energy Efficiency | Incentives | 424.7078 | 379.4258 | 306.957 | 223.1097 | 143.9076 | 79.3454 | 32.1299 | 12.3096 | 11.5323 | 10.804 | 10.1218
2023 PG Study Reference Scenario | SCE | Com | ComRefrig | Com - Refrig. Warehouse | Energy Efficiency | Incremental Measure Cost | 1923.349 | 1752.122 | 1445.725 | 1072.022 | 705.5661 | 397.014 | 164.0761 | 64.4082 | 61.5363 | 58.7927 | 56.1716
2023 PG Study Reference Scenario | SCE | Com | ComRefrig | Com - Restaurant | Energy Efficiency | Admin | 129521.8 | 106037.1 | 77181.07 | 49000.84 | 25672.54 | 8591.208 | 4117.286 | 3857.267 | 3613.678 | 3385.481 | 3171.702
2023 PG Study Reference Scenario | SCE | Com | ComRefrig | Com - Restaurant | Energy Efficiency | Incentives | 18981.46 | 15539.77 | 11310.91 | 7181.089 | 3762.319 | 1259.044 | 603.3897 | 565.2837 | 529.5857 | 496.1434 | 464.814
2023 PG Study Reference Scenario | SCE | Com | ComRefrig | Com - Restaurant | Energy Efficiency | Incremental Measure Cost | 85940.86 | 71772.92 | 53310.22 | 34550.99 | 18488.17 | 6329.993 | 3096.148 | 2958.08 | 2826.178 | 2700.166 | 2579.781
2023 PG Study Reference Scenario | SCE | Com | ComRefrig | Com - Retail | Energy Efficiency | Admin | 1489733 | 1511870 | 1414443 | 1210602 | 944945.5 | 673038.4 | 437197.9 | 255728 | 127446.5 | 44577.59 | 38069.44
2023 PG Study Reference Scenario | SCE | Com | ComRefrig | Com - Retail | Energy Efficiency | Incentives | 218320.9 | 221565 | 207287.1 | 177414.2 | 138482.1 | 98634 | 64071.49 | 37477.03 | 18677.32 | 6532.86 | 5579.089
2023 PG Study Reference Scenario | SCE | Com | ComRefrig | Com - Retail | Energy Efficiency | Incremental Measure Cost | 988591.4 | 1023547 | 977305.1 | 854061.5 | 680988 | 495703.1 | 329259.8 | 197102 | 100759.5 | 36423.21 | 30993.64
2023 PG Study Reference Scenario | SCE | Com | ComRefrig | Com - School | Energy Efficiency | Admin | 3516.199 | 2892.811 | 2110.53 | 1345.401 | 717.9761 | 265.6209 | 107.2722 | 100.4968 | 94.1496 | 88.2035 | 82.6332
2023 PG Study Reference Scenario | SCE | Com | ComRefrig | Com - School | Energy Efficiency | Incentives | 515.3002 | 423.9424 | 309.2988 | 197.1689 | 105.2196 | 38.9268 | 15.7208 | 14.7278 | 13.7977 | 12.9262 | 12.1099
2023 PG Study Reference Scenario | SCE | Com | ComRefrig | Com - School | Energy Efficiency | Incremental Measure Cost | 2334.751 | 1960.654 | 1460.941 | 951.8202 | 519.7562 | 197.6872 | 80.7143 | 77.1142 | 73.6749 | 70.3893 | 67.2503
2023 PG Study Reference Scenario | SCE | Com | Data Center | Com - Office (Large) | Energy Efficiency | Admin | 19530.56 | 19420.15 | 19259.7 | 19197.17 | 19578.5 | 19966.27 | 19987.96 | 20093.19 | 19974.15 | 19708.7 | 19665.98
2023 PG Study Reference Scenario | SCE | Com | Data Center | Com - Office (Large) | Energy Efficiency | Incentives | 4329.776 | 4305.299 | 4269.729 | 4255.867 | 4340.405 | 4426.371 | 4431.179 | 4454.508 | 4428.116 | 4369.268 | 4359.797
2023 PG Study Reference Scenario | SCE | Com | Data Center | Com - Office (Large) | Energy Efficiency | Incremental Measure Cost | 17519.24 | 17769.95 | 17976.94 | 18278.28 | 19015.54 | 19781.38 | 20200.3 | 20714.17 | 21071.54 | 21207.39 | 21584.69
2023 PG Study Reference Scenario | SCE | Com | Data Center | Com - Office (Large) | Energy Efficiency | Admin | 42789.61 | 37903.09 | 32483.01 | 26952.57 | 21661.72 | 16853.03 | 12658.01 | 9115.565 | 6199.283 | 3844.864 | 1983.864
2023 PG Study Reference Scenario | SCE | Com | Data Center | Com - Office (Large) | Energy Efficiency | Incentives | 9486.129 | 8402.825 | 7201.235 | 5975.178 | 4802.237 | 3736.189 | 2806.185 | 2020.851 | 1374.334 | 852.3769 | 439.8076
2023 PG Study Reference Scenario | SCE | Com | Data Center | Com - Office (Large) | Energy Efficiency | Incremental Measure Cost | 37816.58 | 34167.93 | 29867.61 | 25278.11 | 20722.28 | 16444.58 | 12598.26 | 9253.984 | 6419.288 | 4060.939 | 2137.261
2023 PG Study Reference Scenario | SCE | Com | Data Center | Com - Office (Large) | Energy Efficiency | Admin | 4526.017 | 4552.173 | 4578.108 | 4604.117 | 4631.388 | 4659.91 | 4688.651 | 4717.856 | 4746.833 | 4775.273 | 4803.814
2023 PG Study Reference Scenario | SCE | Com | Data Center | Com - Office (Large) | Energy Efficiency | Incentives | 1003.384 | 1009.182 | 1014.932 | 1020.698 | 1026.743 | 1033.066 | 1039.438 | 1045.913 | 1052.337 | 1058.642 | 1064.969
2023 PG Study Reference Scenario | SCE | Com | Data Center | Com - Office (Large) | Energy Efficiency | Incremental Measure Cost | 5908.937 | 6065.273 | 6225.172 | 6389.113 | 6558.881 | 6734.664 | 6915.152 | 7100.838 | 7464.271 | 7659.171 | 7859.049
2023 PG Study Reference Scenario | SCE | Com | Data Center | Com - Other | Energy Efficiency | Admin | 19705.13 | 19864.07 | 20045.33 | 20192.35 | 20345.12 | 20487.77 | 20750.39 | 20875.69 | 20824.92 | 20898.58 | 20985.2
2023 PG Study Reference Scenario | SCE | Com | Data Center | Com - Other | Energy Efficiency | Incentives | 4368.478 | 4403.712 | 4443.897 | 4476.491 | 4510.357 | 4541.983 | 4600.202 | 4627.98 | 4616.727 | 4633.056 | 4652.258
2023 PG Study Reference Scenario | SCE | Com | Data Center | Com - Other | Energy Efficiency | Incremental Measure Cost | 17495.19 | 17994.02 | 18526.43 | 19040.65 | 19573.52 | 20110.14 | 20780.5 | 21329.37 | 21970.04 | 22488.73 | 23033.6
2023 PG Study Reference Scenario | SCE | Com | Data Center | Com - Other | Energy Efficiency | Admin | 33980.77 | 30461.33 | 26441.77 | 22224.48 | 18079.54 | 14213.57 | 10757.82 | 7773.536 | 5266.813 | 3207.097 | 1602.285
2023 PG Study Reference Scenario | SCE | Com | Data Center | Com - Other | Energy Efficiency | Incentives | 7533.278 | 6753.045 | 5861.94 | 4926.998 | 4008.095 | 3151.039 | 2384.928 | 1723.334 | 1167.612 | 710.989 | 355.2145
2023 PG Study Reference Scenario | SCE | Com | Data Center | Com - Other | Energy Efficiency | Incremental Measure Cost | 30031.51 | 27459.53 | 24312.8 | 20843.76 | 17295.45 | 13869.09 | 10707.04 | 7891.577 | 5453.725 | 3387.331 | 1726.178
2023 PG Study Reference Scenario | SCE | Com | Data Center | Com - Other | Energy Efficiency | Admin | 3802.247 | 3830.69 | 3859.87 | 3889.713 | 3920.21 | 3951.313 | 3983.324 | 4015.88 | 4048.224 | 4080.981 | 4114.268
2023 PG Study Reference Scenario | SCE | Com | Data Center | Com - Other | Energy Efficiency | Incentives | 842.9291 | 849.2349 | 855.7038 | 862.3196 | 869.0808 | 875.9759 | 883.0725 | 890.2901 | 897.4603 | 904.7225 | 912.1019
2023 PG Study Reference Scenario | SCE | Com | Data Center | Com - Other | Energy Efficiency | Incremental Measure Cost | 4582.717 | 4719.822 | 4861.452 | 5007.664 | 5158.593 | 5314.323 | 5475.425 | 5641.57 | 6365.725 | 6545.581 | 6730.95
2023 PG Study Reference Scenario | SCE | Com | FoodServ | Com - College | Energy Efficiency | Admin | 0 | 0 | 4265.554 | 4611.819 | 4839.842 | 5199.384 | 5535.616 | 5782.556 | 6010.396 | 6181.124 | 6366.364
2023 PG Study Reference Scenario | SCE | Com | FoodServ | Com - College | Energy Efficiency | Incentives | 0 | 0 | 752.5309 | 813.6192 | 853.8471 | 917.2777 | 976.596 | 1020.161 | 1060.357 | 1090.477 | 1123.157
2023 PG Study Reference Scenario | SCE | Com | FoodServ | Com - College | Energy Efficiency | Incremental Measure Cost | 0 | 0 | 2788.4 | 3075.05 | 3291.632 | 3606.884 | 3916.935 | 4173.5 | 4424.7 | 4641.393 | 4876.1
2023 PG Study Reference Scenario | SCE | Com | FoodServ | Com - College | Energy Efficiency | Admin | 0 | 21715.71 | 23311.98 | 24920.35 | 26524.11 | 28129.76 | 29730.81 | 31315.51 | 32877.47 | 34406.37 | 35898.33
2023 PG Study Reference Scenario | SCE | Com | FoodServ | Com - College | Energy Efficiency | Incentives | 0 | 3831.095 | 4112.711 | 4396.46 | 4679.395 | 4962.664 | 5245.123 | 5524.696 | 5800.258 | 6069.988 | 6333.2
2023 PG Study Reference Scenario | SCE | Com | FoodServ | Com - College | Energy Efficiency | Incremental Measure Cost | 0 | 13917.25 | 15239.09 | 16616.29 | 18039.35 | 19514 | 21037.16 | 22601.64 | 24203.55 | 25835.68 | 27495.1
2023 PG Study Reference Scenario | SCE | Com | FoodServ | Com - College | Fuel Substitution | Admin | 3221.064 | 3722.645 | 4231.917 | 4745.69 | 5261.672 | 5778.568 | 6295.47 | 6810.217 | 7320.07 | 7823.224 | 8399.31
2023 PG Study Reference Scenario | SCE | Com | FoodServ | Com - College | Fuel Substitution | Incentives | 4831.596 | 5583.968 | 6347.875 | 7118.535 | 7892.508 | 8667.852 | 9443.205 | 10215.33 | 10980.1 | 11734.84 | 12598.97
2023 PG Study Reference Scenario | SCE | Com | FoodServ | Com - Grocery | Energy Efficiency | Admin | 0 | 0 | 15750.62 | 15757.89 | 15885.91 | 15495.26 | 14472.31 | 13919.91 | 13108.67 | 11912.88 | 11097.55
2023 PG Study Reference Scenario | SCE | Com | FoodServ | Com - Grocery | Energy Efficiency | Incentives | 0 | 0 | 2778.731 | 2780.014 | 2802.6 | 2733.68 | 2553.212 | 2455.756 | 2312.638 | 2101.675 | 1957.835
2023 PG Study Reference Scenario | SCE | Com | FoodServ | Com - Grocery | Energy Efficiency | Incremental Measure Cost | 0 | 0 | 10296.21 | 10506.98 | 10804.19 | 10749.27 | 10240.43 | 10046.55 | 9650.271 | 8945.354 | 8499.791
2023 PG Study Reference Scenario | SCE | Com | FoodServ | Com - Grocery | Energy Efficiency | Admin | 0 | 180141.5 | 192391.3 | 204420.9 | 216180.4 | 227587.5 | 238550.3 | 249078.5 | 259120.2 | 268608 | 277543.8
2023 PG Study Reference Scenario | SCE | Com | FoodServ | Com - Grocery | Energy Efficiency | Incentives | 0 | 31780.65 | 33941.76 | 36064.03 | 38138.64 | 40151.09 | 42085.15 | 43942.54 | 45714.1 | 47387.95 | 48964.4
2023 PG Study Reference Scenario | SCE | Com | FoodServ | Com - Grocery | Energy Efficiency | Incremental Measure Cost | 0 | 115449.8 | 125766.6 | 136302.9 | 147026.8 | 157880.6 | 168795.3 | 179769.8 | 190757.7 | 201697.2 | 212575.2
2023 PG Study Reference Scenario | SCE | Com | FoodServ | Com - Grocery | Fuel Substitution | Admin | 48383.1 | 55272.93 | 62212.36 | 69154.19 | 76063.14 | 82925.23 | 89731.29 | 96443.53 | 103019.9 | 109434.3 | 115694.2
2023 PG Study Reference Scenario | SCE | Com | FoodServ | Com - Grocery | Fuel Substitution | Incentives | 72574.64 | 82909.39 | 93318.55 | 103731.3 | 114094.7 | 124387.8 | 134596.9 | 144665.3 | 154529.8 | 164151.4 | 173541.3
2023 PG Study Reference Scenario | SCE | Com | FoodServ | Com - Health | Energy Efficiency | Admin | 0 | 0 | 5058.537 | 5352.212 | 5781.431 | 6124.156 | 6586.779 | 6879.643 | 7156.242 | 7263.363 | 7311.235
2023 PG Study Reference Scenario | SCE | Com | FoodServ | Com - Health | Energy Efficiency | Incentives | 0 | 0 | 892.4294 | 944.2396 | 1019.963 | 1080.426 | 1162.043 | 1213.71 | 1262.507 | 1281.406 | 1289.851
2023 PG Study Reference Scenario | SCE | Com | FoodServ | Com - Health | Energy Efficiency | Incremental Measure Cost | 0 | 0 | 3306.775 | 3568.726 | 3932.017 | 4248.41 | 4660.725 | 4965.312 | 5268.243 | 5454.045 | 5599.791
2023 PG Study Reference Scenario | SCE | Com | FoodServ | Com - Health | Energy Efficiency | Admin | 0 | 36280.45 | 39088.99 | 41909.22 | 44739.99 | 47565.73 | 50388.56 | 53187.16 | 55952.13 | 58659.5 | 61294.88
2023 PG Study Reference Scenario | SCE | Com | FoodServ | Com - Health | Energy Efficiency | Incentives | 0 | 6400.613 | 6896.098 | 7393.644 | 7893.049 | 8391.568 | 8889.573 | 9383.303 | 9871.1 | 10348.74 | 10813.67
2023 PG Study Reference Scenario | SCE | Com | FoodServ | Com - Health | Energy Efficiency | Incremental Measure Cost | 0 | 23251.56 | 25552.55 | 27944.06 | 30428.18 | 32997 | 35654.34 | 38387.28 | 41190.53 | 44047.3 | 46946.72
2023 PG Study Reference Scenario | SCE | Com | FoodServ | Com - Health | Fuel Substitution | Admin | 11345.4 | 13078.07 | 14842.46 | 16628.55 | 18426.88 | 20234.91 | 22048.56 | 23860.48 | 25659.79 | 27440.14 | 29256.77
2023 PG Study Reference Scenario | SCE | Com | FoodServ | Com - Health | Fuel Substitution | Incentives | 17018.1 | 19617.1 | 22263.68 | 24942.83 | 27640.32 | 30352.36 | 33072.84 | 35790.71 | 38489.68 | 41160.22 | 43885.15
2023 PG Study Reference Scenario | SCE | Com | FoodServ | Com - Lodging | Energy Efficiency | Admin | 0 | 0 | 8384.776 | 8910.474 | 9505.211 | 10088.05 | 10608.03 | 11115.92 | 11607.68 | 12050.99 | 12491.78
2023 PG Study Reference Scenario | SCE | Com | FoodServ | Com - Lodging | Energy Efficiency | Incentives | 0 | 0 | 1479.246 | 1571.99 | 1676.914 | 1779.738 | 1871.474 | 1961.076 | 2047.833 | 2126.042 | 2203.806
2023 PG Study Reference Scenario | SCE | Com | FoodServ | Com - Lodging | Energy Efficiency | Incremental Measure Cost | 0 | 0 | 5481.144 | 5941.289 | 6464.603 | 6998.216 | 7506.115 | 8022.801 | 8545.28 | 9049.067 | 9567.655
2023 PG Study Reference Scenario | SCE | Com | FoodServ | Com - Lodging | Energy Efficiency | Admin | 0 | 33575.8 | 36227.79 | 38911.55 | 41621.95 | 44350.42 | 47083.62 | 49813.29 | 52530.1 | 55220.64 | 57875.76
2023 PG Study Reference Scenario | SCE | Com | FoodServ | Com - Lodging | Energy Efficiency | Incentives | 0 | 5923.458 | 6391.323 | 6864.793 | 7342.963 | 7824.322 | 8306.514 | 8788.083 | 9267.385 | 9742.05 | 10210.47
2023 PG Study Reference Scenario | SCE | Com | FoodServ | Com - Lodging | Energy Efficiency | Incremental Measure Cost | 0 | 21518.2 | 23682.17 | 25945.28 | 28307.56 | 30766.5 | 33315.8 | 35952.23 | 38671.32 | 41465.07 | 44327.97
2023 PG Study Reference Scenario | SCE | Com | FoodServ | Com - Lodging | Fuel Substitution | Admin | 11737.8 | 13419.8 | 15115.19 | 16813.36 | 18505.24 | 20187.12 | 21856 | 23503.02 | 25117.61 | 26692.77 | 28264.57
2023 PG Study Reference Scenario | SCE | Com | FoodServ | Com - Lodging | Fuel Substitution | Incentives | 17606.7 | 20129.7 | 22672.78 | 25220.05 | 27757.85 | 30280.68 | 32783.99 | 35254.52 | 37676.41 | 40039.16 | 42396.86
2023 PG Study Reference Scenario | SCE | Com | FoodServ | Com - Other | Energy Efficiency | Admin | 0 | 0 | 48384.65 | 51984.44 | 55604.98 | 59187.16 | 63111.67 | 66601.36 | 69455.29 | 72632.51 | 75770.53
2023 PG Study Reference Scenario | SCE | Com | FoodServ | Com - Other | Energy Efficiency | Incentives | 0 | 0 | 8536.041 | 9171.119 | 9809.855 | 10441.82 | 11134.19 | 11749.84 | 12253.33 | 12813.86 | 13367.47
2023 PG Study Reference Scenario | SCE | Com | FoodServ | Com - Other | Energy Efficiency | Incremental Measure Cost | 0 | 0 | 31629.13 | 34661.97 | 37817.58 | 41058.94 | 44657.05 | 48068.85 | 51131.21 | 54539.6 | 58033.86
2023 PG Study Reference Scenario | SCE | Com | FoodServ | Com - Other | Energy Efficiency | Admin | 0 | 282318.5 | 303346.5 | 324474.8 | 345615.7 | 366708.2 | 387724.3 | 408578.9 | 429162.5 | 449436 | 469334.8
2023 PG Study Reference Scenario | SCE | Com | FoodServ | Com - Other | Energy Efficiency | Incentives | 0 | 49806.75 | 53516.53 | 57243.99 | 60973.68 | 64694.83 | 68402.5 | 72081.68 | 75713.04 | 79289.7 | 82800.26
2023 PG Study Reference Scenario | SCE | Com | FoodServ | Com - Other | Energy Efficiency | Incremental Measure Cost | 0 | 180933.4 | 198298.2 | 216352 | 235057.2 | 254390.5 | 274349 | 294887.6 | 315938.4 | 337480.6 | 359471
2023 PG Study Reference Scenario | SCE | Com | FoodServ | Com - Other | Fuel Substitution | Admin | 32489.8 | 37745.2 | 43157.04 | 48698.39 | 54347.06 | 60092.55 | 65924.56 | 71819.63 | 77748.72 | 83689.54 | 90055.67
2023 PG Study Reference Scenario | SCE | Com | FoodServ | Com - Other | Fuel Substitution | Incentives | 48734.69 | 56617.79 | 64735.56 | 73047.59 | 81520.59 | 90138.83 | 98886.84 | 107729.4 | 116623.1 | 125534.3 | 135083.5
2023 PG Study Reference Scenario | SCE | Com | FoodServ | Com - Restaurant | Energy Efficiency | Admin | 0 | 0 | 97036.18 | 104534.3 | 112640 | 119505.9 | 125618.7 | 132182 | 138402.4 | 143966.8 | 149526
2023 PG Study Reference Scenario | SCE | Com | FoodServ | Com - Restaurant | Energy Efficiency | Incentives | 0 | 0 | 17119.17 | 18441.99 | 19872 | 21083.28 | 22161.71 | 23319.62 | 24417.02 | 25398.7 | 26379.44
2023 PG Study Reference Scenario | SCE | Com | FoodServ | Com - Restaurant | Energy Efficiency | Incremental Measure Cost | 0 | 0 | 63432.73 | 69700.94 | 76607.74 | 82902.85 | 88886.27 | 95401.03 | 101888.3 | 108104.4 | 114524.3
2023 PG Study Reference Scenario | SCE | Com | FoodServ | Com - Restaurant | Energy Efficiency | Admin | 0 | 443759.4 | 477524.9 | 511641 | 546024.4 | 580479.1 | 614843.2 | 649068.6 | 683031.8 | 716565.5 | 749562.6
2023 PG Study Reference Scenario | SCE | Com | FoodServ | Com - Restaurant | Energy Efficiency | Incentives | 0 | 78288.23 | 84245.16 | 90263.93 | 96329.88 | 102408.4 | 108470.9 | 114509 | 120500.8 | 126416.8 | 132238.2
2023 PG Study Reference Scenario | SCE | Com | FoodServ | Com - Restaurant | Energy Efficiency | Incremental Measure Cost | 0 | 284398.4 | 312158.9 | 341149.9 | 371357.4 | 402686.3 | 435055.6 | 468458.5 | 502830.5 | 538067.5 | 574101.9
2023 PG Study Reference Scenario | SCE | Com | FoodServ | Com - Restaurant | Fuel Substitution | Admin | 191059.2 | 218366.4 | 245940.3 | 273602.5 | 301215.3 | 328733 | 356106.6 | 383185.9 | 409799.3 | 435831.7 | 461787.4
2023 PG Study Reference Scenario | SCE | Com | FoodServ | Com - Restaurant | Fuel Substitution | Incentives | 286588.8 | 327549.6 | 368910.4 | 410403.7 | 451822.9 | 493099.5 | 534159.9 | 574778.8 | 614698.9 | 653747.5 | 692681.1
2023 PG Study Reference Scenario | SCE | Com | FoodServ | Com - School | Energy Efficiency | Admin | 0 | 0 | 22439.86 | 23903.7 | 25204.57 | 26633.63 | 27837.96 | 29154.29 | 30453.44 | 31744.97 | 32863.7
2023 PG Study Reference Scenario | SCE | Com | FoodServ | Com - School | Energy Efficiency | Incentives | 0 | 0 | 3958.849 | 4217.102 | 4446.602 | 4698.717 | 4911.186 | 5143.414 | 5372.609 | 5600.462 | 5797.829
2023 PG Study Reference Scenario | SCE | Com | FoodServ | Com - School | Energy Efficiency | Incremental Measure Cost | 0 | 0 | 14668.98 | 15938.41 | 17141.92 | 18476.11 | 19697.8 | 21041.81 | 22419.04 | 23837.23 | 25170.83
2023 PG Study Reference Scenario | SCE | Com | FoodServ | Com - School | Energy Efficiency | Admin | 0 | 123927.4 | 132959.3 | 142005.4 | 151012.5 | 159964.8 | 168816.5 | 177555.3 | 186156.2 | 194591.4 | 202820.7
2023 PG Study Reference Scenario | SCE | Com | FoodServ | Com - School | Energy Efficiency | Incentives | 0 | 21863.33 | 23456.75 | 25052.66 | 26641.69 | 28221.06 | 29782.69 | 31324.38 | 32841.77 | 34329.9 | 35781.72
2023 PG Study Reference Scenario | SCE | Com | FoodServ | Com - School | Energy Efficiency | Incremental Measure Cost | 0 | 79423.11 | 86915.77 | 94685.79 | 102705.3 | 110969.8 | 119452.5 | 128148.7 | 137043.5 | 146118.3 | 155343.6
2023 PG Study Reference Scenario | SCE | Com | FoodServ | Com - School | Fuel Substitution | Admin | 5409.745 | 6260.297 | 7123.491 | 7993.73 | 8866.876 | 9740.668 | 10613.65 | 11481.7 | 12339.92 | 13185.06 | 14046.74
2023 PG Study Reference Scenario | SCE | Com | FoodServ | Com - School | Fuel Substitution | Incentives | 8114.618 | 9390.445 | 10685.24 | 11990.59 | 13300.31 | 14611 | 15920.48 | 17222.56 | 18509.88 | 19777.59 | 21070.1
2023 PG Study Reference Scenario | SCE | Com | HVAC | Com - College | Energy Efficiency | Admin | 40146.94 | 40154.63 | 40937.09 | 41818.72 | 41560.87 | 42389.09 | 42958.14 | 42826.75 | 42596.86 | 42001.24 | 41590.26
2023 PG Study Reference Scenario | SCE | Com | HVAC | Com - College | Energy Efficiency | Incentives | 2056.842 | 2025.372 | 2038.867 | 2061.198 | 2030.611 | 2055.637 | 2069.788 | 2051.823 | 2030.561 | 1994.024 | 1967.219
2023 PG Study Reference Scenario | SCE | Com | HVAC | Com - College | Energy Efficiency | Incremental Measure Cost | -492.877 | -469.05 | -435.658 | -387.206 | -316.484 | -244.174 | -160.38 | -66.8082 | 6265.384 | 6283.446 | 6330.044
2023 PG Study Reference Scenario | SCE | Com | HVAC | Com - College | Energy Efficiency | Admin | 0 | 0 | 0 | 0 | 0 | 0 | 0 | 0 | 0 | 0 | 0
2023 PG Study Reference Scenario | SCE | Com | HVAC | Com - College | Energy Efficiency | Incentives | 0 | 0 | 0 | 0 | 0 | 0 | 0 | 0 | 0 | 0 | 0
2023 PG Study Reference Scenario | SCE | Com | HVAC | Com - College | Energy Efficiency | Incremental Measure Cost | 0 | 0 | 0 | 0 | 0 | 0 | 0 | 0 | 0 | 0 | 0
2023 PG Study Reference Scenario | SCE | Com | HVAC | Com - College | Energy Efficiency | Admin | 27989.55 | 28004.25 | 27999.45 | 27989.43 | 27968.72 | 27952.21 | 27939.98 | 27929.27 | 27910.36 | 27894.58 | 27887.91
2023 PG Study Reference Scenario | SCE | Com | HVAC | Com - College | Energy Efficiency | Incentives | 8628.312 | 8632.845 | 8631.365 | 8628.276 | 8621.891 | 8616.801 | 8613.033 | 8609.73 | 8603.9 | 8599.037 | 8596.981
2023 PG Study Reference Scenario | SCE | Com | HVAC | Com - College | Energy Efficiency | Incremental Measure Cost | 19835.29 | 20287.1 | 20733.76 | 21185.31 | 21637.44 | 22101.53 | 22578.06 | 23065.13 | 25768.63 | 26269.17 | 26788.17
2023 PG Study Reference Scenario | SCE | Com | HVAC | Com - College | Fuel Substitution | Admin | 8498.157 | 10572.06 | 34454.69 | 43887.45 | 45162.91 | 0 | 0 | 0 | 0 | 0 | 0
2023 PG Study Reference Scenario | SCE | Com | HVAC | Com - College | Fuel Substitution | Incentives | 17607.2 | 21887.76 | 48618.97 | 62645.24 | 64460.56 | 0 | 0 | 0 | 0 | 0 | 0
2023 PG Study Reference Scenario | SCE | Com | HVAC | Com - Grocery | Energy Efficiency | Admin | 752.679 | 705.284 | 656.5684 | 605.9485 | 563.078 | 499.65 | 415.9703 | 357.7376 | 292.3343 | 217.8458 | 163.3249
2023 PG Study Reference Scenario | SCE | Com | HVAC | Com - Grocery | Energy Efficiency | Incentives | 232.0277 | 217.4173 | 202.3997 | 186.7952 | 173.5795 | 154.0266 | 128.2308 | 110.2794 | 90.1176 | 67.1551 | 50.348
2023 PG Study Reference Scenario | SCE | Com | HVAC | Com - Grocery | Energy Efficiency | Incremental Measure Cost | 770.4974 | 739.0519 | 704.2043 | 665.1356 | 632.468 | 574.2001 | 489.0045 | 430.1201 | 374.4168 | 285.0066 | 218.2349
2023 PG Study Reference Scenario | SCE | Com | HVAC | Com - Grocery | Energy Efficiency | Admin | 6979.79 | 6971.75 | 6952.168 | 6924.406 | 6890.731 | 6851.386 | 6806.334 | 6757.983 | 6705.46 | 6650.332 | 6594.283
2023 PG Study Reference Scenario | SCE | Com | HVAC | Com - Grocery | Energy Efficiency | Incentives | 2151.653 | 2149.175 | 2143.139 | 2134.58 | 2124.199 | 2112.07 | 2098.182 | 2083.277 | 2067.086 | 2050.092 | 2032.813
2023 PG Study Reference Scenario | SCE | Com | HVAC | Com - Grocery | Energy Efficiency | Incremental Measure Cost | 7159.347 | 7300.166 | 7431.338 | 7555.811 | 7675.579 | 7790.569 | 7900.389 | 8007.446 | 8454.486 | 8552.255 | 8649.434
2023 PG Study Reference Scenario | SCE | Com | HVAC | Com - Grocery | Fuel Substitution | Admin | 821710 | 898968.2 | 972584.5 | 1041947 | 1106679 | 121273 | 130026.6 | 137560 | 147853.1 | 152887 | 156546.9
2023 PG Study Reference Scenario | SCE | Com | HVAC | Com - Grocery | Fuel Substitution | Incentives | 1364223 | 1502449 | 1635918 | 1762214 | 1876988 | 67568.78 | 70981.92 | 73578 | 75310.29 | 76347.2 | 76885.21
2023 PG Study Reference Scenario | SCE | Com | HVAC | Com - Health | Energy Efficiency | Admin | 16265.16 | 16516.45 | 17027.16 | 16923.7 | 17243.12 | 17294.95 | 17675.89 | 17601.14 | 17509.37 | 17043.44 | 16499.5
2023 PG Study Reference Scenario | SCE | Com | HVAC | Com - Health | Energy Efficiency | Incentives | 3440.576 | 3573.662 | 3766.795 | 3826.143 | 3982.176 | 4078.181 | 4253.842 | 4321.291 | 4650.368 | 4608.095 | 4540.293
2023 PG Study Reference Scenario | SCE | Com | HVAC | Com - Health | Energy Efficiency | Incremental Measure Cost | 7377.308 | 7730.998 | 8223.138 | 8429.812 | 8854.776 | 9151.462 | 9631.636 | 9870.062 | 10703.11 | 10690.06 | 10612.48
2023 PG Study Reference Scenario | SCE | Com | HVAC | Com - Health | Energy Efficiency | Admin | 0 | 0 | 0 | 0 | 0 | 0 | 0 | 0 | 0 | 0 | 0
2023 PG Study Reference Scenario | SCE | Com | HVAC | Com - Health | Energy Efficiency | Incentives | 0 | 0 | 0 | 0 | 0 | 0 | 0 | 0 | 0 | 0 | 0
2023 PG Study Reference Scenario | SCE | Com | HVAC | Com - Health | Energy Efficiency | Incremental Measure Cost | 0 | 0 | 0 | 0 | 0 | 0 | 0 | 0 | 0 | 0 | 0
2023 PG Study Reference Scenario | SCE | Com | HVAC | Com - Health | Energy Efficiency | Admin | 97433.03 | 97826.54 | 98173.99 | 98479.79 | 98784.01 | 99078.65 | 99388.28 | 99699.06 | 100005 | 100305.5 | 100604.3
2023 PG Study Reference Scenario | SCE | Com | HVAC | Com - Health | Energy Efficiency | Incentives | 19918.51 | 20432.82 | 20949.5 | 21469.15 | 22000.39 | 22541.64 | 23098.74 | 23668.9 | 25980.46 | 26579.74 | 27192.13
2023 PG Study Reference Scenario | SCE | Com | HVAC | Com - Health | Energy Efficiency | Incremental Measure Cost | 39837.02 | 40865.64 | 41899 | 42938.31 | 44000.78 | 45083.28 | 46197.48 | 47337.81 | 51960.93 | 53159.48 | 54384.26
2023 PG Study Reference Scenario | SCE | Com | HVAC | Com - Health | Fuel Substitution | Admin | 340094 | 367015.4 | 391855.4 | 414523.4 | 434998.8 | 215.6056 | 231.5598 | 245.4273 | 262.2107 | 272.0234 | 280.4677
2023 PG Study Reference Scenario | SCE | Com | HVAC | Com - Health | Fuel Substitution | Incentives | 394868.9 | 424523.1 | 451579.6 | 475952.3 | 497639.9 | 123.9453 | 130.4518 | 135.4971 | 139.0533 | 141.4285 | 142.9596
2023 PG Study Reference Scenario | SCE | Com | HVAC | Com - Lodging | Energy Efficiency | Admin | 20566.65 | 21197.27 | 21918.76 | 22537.99 | 23239.31 | 23884.81 | 24266.64 | 24787.81 | 25164.7 | 24732.05 | 24940.18
2023 PG Study Reference Scenario | SCE | Com | HVAC | Com - Lodging | Energy Efficiency | Incentives | 4650.002 | 4941.095 | 5242.236 | 5520.745 | 5813.6 | 6091.512 | 6295.194 | 6541.25 | 7549.775 | 7450.775 | 7588.506
2023 PG Study Reference Scenario | SCE | Com | HVAC | Com - Lodging | Energy Efficiency | Incremental Measure Cost | 9352.574 | 10032.87 | 10783.62 | 11561.64 | 12360.27 | 13154.44 | 13757.74 | 14585.41 | 18978.3 | 18331.69 | 18930.86
2023 PG Study Reference Scenario | SCE | Com | HVAC | Com - Lodging | Energy Efficiency | Admin | 124.4208 | 101.7464 | 63.2333 | 57.4156 | 52.1954 | 47.4498 | 43.1359 | 39.2143 | 34.6955 | 0 | 0
2023 PG Study Reference Scenario | SCE | Com | HVAC | Com - Lodging | Energy Efficiency | Incentives | 13.4046 | 12.6311 | 11.6648 | 10.608 | 9.647 | 8.773 | 7.9784 | 7.2559 | 12.962 | 0 | 0
2023 PG Study Reference Scenario | SCE | Com | HVAC | Com - Lodging | Energy Efficiency | Incremental Measure Cost | -133.244 | -120.805 | -108.786 | -97.9323 | -88.135 | -79.2935 | -71.3168 | -64.1213 | 32.258 | 0 | 0
2023 PG Study Reference Scenario | SCE | Com | HVAC | Com - Lodging | Energy Efficiency | Admin | 46845.17 | 47107.35 | 47512.8 | 47726.85 | 47933.82 | 47888.62 | 48327.94 | 48520.18 | 47391.2 | 47508.99 | 47645.31
2023 PG Study Reference Scenario | SCE | Com | HVAC | Com - Lodging | Energy Efficiency | Incentives | 8603.83 | 8897.722 | 9237.198 | 9526.876 | 9821.622 | 10045.36 | 10425.28 | 10735.35 | 13678.93 | 13984.07 | 14301.54
2023 PG Study Reference Scenario | SCE | Com | HVAC | Com - Lodging | Energy Efficiency | Incremental Measure Cost | 17207.66 | 17800.24 | 18608.11 | 19237.47 | 19885.72 | 20245.59 | 21230.06 | 21927.74 | 27370.54 | 27987.36 | 28629.04
2023 PG Study Reference Scenario | SCE | Com | HVAC | Com - Lodging | Fuel Substitution | Admin | 218024.9 | 238121.8 | 257043.5 | 274892.8 | 292127.2 | 88.5248 | 92.2686 | 95.3385 | 105.4769 | 107.3653 | 108.8502
2023 PG Study Reference Scenario | SCE | Com | HVAC | Com - Lodging | Fuel Substitution | Incentives | 335610.1 | 366492.5 | 395567.3 | 422983.3 | 449424.6 | 53.766 | 54.8505 | 55.4744 | 55.6771 | 55.5626 | 55.2266
2023 PG Study Reference Scenario | SCE | Com | HVAC | Com - Office (Large) | Energy Efficiency | Admin | 7693.978 | 8026.023 | 10656.14 | 11223.59 | 12038.33 | 12848.87 | 13397.69 | 13963.12 | 14326.69 | 10558.89 | 10726.37
2023 PG Study Reference Scenario | SCE | Com | HVAC | Com - Office (Large) | Energy Efficiency | Incentives | 2376.094 | 2479.316 | 3634.793 | 3846.284 | 4142.732 | 4437.61 | 4641.527 | 4850.429 | 4988.241 | 3254.979 | 3306.607
2023 PG Study Reference Scenario | SCE | Com | HVAC | Com - Office (Large) | Energy Efficiency | Incremental Measure Cost | 6489.971 | 6858.43 | 9838.972 | 10567.08 | 11560.79 | 12588.79 | 13394.6 | 14247.27 | 15955.55 | 10597 | 10951.78
2023 PG Study Reference Scenario | SCE | Com | HVAC | Com - Office (Large) | Energy Efficiency | Admin | 44.4904 | 41.6282 | 3395.015 | 3046.54 | 2651.798 | 2163.493 | 1549.303 | 1405.207 | 1250.747 | 0 | 0
2023 PG Study Reference Scenario | SCE | Com | HVAC | Com - Office (Large) | Energy Efficiency | Incentives | 8.8886 | 8.6446 | 375.7695 | 347.9904 | 319.9295 | 292.1285 | 265.3032 | 240.7988 | 457.4017 | 0 | 0
2023 PG Study Reference Scenario | SCE | Com | HVAC | Com - Office (Large) | Energy Efficiency | Incremental Measure Cost | 8.051 | 7.9763 | -614.243 | -538.488 | -466.731 | -400.045 | -339.452 | -286.144 | 1032.05 | 0 | 0
2023 PG Study Reference Scenario | SCE | Com | HVAC | Com - Office (Large) | Energy Efficiency | Admin | 24784.78 | 24837.64 | 24858.04 | 24858.52 | 24851.07 | 24839.88 | 24823.11 | 24805.48 | 24783.77 | 24761.16 | 24742.72
2023 PG Study Reference Scenario | SCE | Com | HVAC | Com - Office (Large) | Energy Efficiency | Incentives | 7640.382 | 7656.676 | 7662.966 | 7663.114 | 7660.817 | 7657.365 | 7652.196 | 7646.762 | 7640.071 | 7633.099 | 7627.417
2023 PG Study Reference Scenario | SCE | Com | HVAC | Com - Office (Large) | Energy Efficiency | Incremental Measure Cost | 23680.12 | 24223.41 | 24746.36 | 25259.96 | 25775.61 | 26297.44 | 26823.42 | 27358.59 | 28805.12 | 29354.41 | 29919.2
2023 PG Study Reference Scenario | SCE | Com | HVAC | Com - Office (Large) | Fuel Substitution | Admin | 242.6625 | 260.4532 | 276.6183 | 291.0981 | 303.9038 | 0 | 0 | 0 | 0 | 0 | 0
2023 PG Study Reference Scenario | SCE | Com | HVAC | Com - Office (Large) | Fuel Substitution | Incentives | 751.017 | 810.3892 | 865.3161 | 915.5262 | 960.9631 | 0 | 0 | 0 | 0 | 0 | 0
2023 PG Study Reference Scenario | SCE | Com | HVAC | Com - Office (Small) | Energy Efficiency | Admin | 26879.55 | 28916.35 | 29478.91 | 29918.83 | 30429.25 | 30809.8 | 31013.94 | 31228.22 | 31393.47 | 31431.19 | 31486.19
2023 PG Study Reference Scenario | SCE | Com | HVAC | Com - Office (Small) | Energy Efficiency | Incentives | 1006.094 | 1495.221 | 1558.642 | 1612.554 | 1671.473 | 1723.405 | 1764.525 | 1804.536 | 1839.603 | 1864.957 | 1888.709
2023 PG Study Reference Scenario | SCE | Com | HVAC | Com - Office (Small) | Energy Efficiency | Incremental Measure Cost | -460.06 | 1772.732 | 2134.827 | 2481.46 | 2851.83 | 3222.818 | 3581.004 | 3941.048 | 8731.023 | 9058.561 | 9384.479
2023 PG Study Reference Scenario | SCE | Com | HVAC | Com - Office (Small) | Energy Efficiency | Admin | 14712.84 | 14774.6 | 14818.05 | 14849.79 | 14874.36 | 14893.88 | 14909.46 | 14923.57 | 14934.52 | 14946.39 | 14961.03
2023 PG Study Reference Scenario | SCE | Com | HVAC | Com - Office (Small) | Energy Efficiency | Incentives | 4535.515 | 4554.554 | 4567.947 | 4577.73 | 4585.306 | 4591.322 | 4596.125 | 4600.474 | 4603.851 | 4607.51 | 4612.022
2023 PG Study Reference Scenario | SCE | Com | HVAC | Com - Office (Small) | Energy Efficiency | Incremental Measure Cost | 14454.37 | 14823.33 | 15182.28 | 15537.14 | 15892.19 | 16249.41 | 16609.85 | 16976.2 | 18253.64 | 18633.51 | 19024.78
2023 PG Study Reference Scenario | SCE | Com | HVAC | Com - Office (Small) | Fuel Substitution | Admin | 1223.605 | 1330.965 | 1430.978 | 1522.905 | 1606.525 | 0 | 0 | 0 | 0 | 0 | 0
2023 PG Study Reference Scenario | SCE | Com | HVAC | Com - Office (Small) | Fuel Substitution | Incentives | 2291.959 | 2482 | 2657.26 | 2816.629 | 2959.909 | 0 | 0 | 0 | 0 | 0 | 0
2023 PG Study Reference Scenario | SCE | Com | HVAC | Com - Other | Energy Efficiency | Admin | 676873.8 | 694197.2 | 709502.6 | 721579 | 732007.8 | 740764 | 752642.3 | 759224.1 | 758598.5 | 758522.8 | 758756.1
2023 PG Study Reference Scenario | SCE | Com | HVAC | Com - Other | Energy Efficiency | Incentives | 1530.297 | 1535.218 | 1540.005 | 1596.26 | 1601.066 | 1604.295 | 1547.157 | 1617.29 | 1604.691 | 1521.723 | 1516.405
2023 PG Study Reference Scenario | SCE | Com | HVAC | Com - Other | Energy Efficiency | Incremental Measure Cost | -304577 | -312399 | -319299 | -324440 | -329092 | -332984 | -338656 | -341178 | 4883.526 | 4594.98 | 4670.505
2023 PG Study Reference Scenario | SCE | Com | HVAC | Com - Other | Energy Efficiency | Admin | 0 | 0 | 0 | 0 | 0 | 0 | 0 | 0 | 0 | 0 | 0
2023 PG Study Reference Scenario | SCE | Com | HVAC | Com - Other | Energy Efficiency | Incentives | 0 | 0 | 0 | 0 | 0 | 0 | 0 | 0 | 0 | 0 | 0
2023 PG Study Reference Scenario | SCE | Com | HVAC | Com - Other | Energy Efficiency | Incremental Measure Cost | 0 | 0 | 0 | 0 | 0 | 0 | 0 | 0 | 0 | 0 | 0
2023 PG Study Reference Scenario | SCE | Com | HVAC | Com - Other | Energy Efficiency | Admin | 25326.89 | 25406.3 | 26071.57 | 26164.17 | 26263.11 | 25542.48 | 26449.76 | 26542.6 | 25586.09 | 25595.88 | 25616.69
2023 PG Study Reference Scenario | SCE | Com | HVAC | Com - Other | Energy Efficiency | Incentives | 7807.495 | 7831.977 | 8037.06 | 8065.605 | 8096.104 | 7873.957 | 8153.642 | 8182.262 | 7887.401 | 7890.418 | 7896.832
2023 PG Study Reference Scenario | SCE | Com | HVAC | Com - Other | Energy Efficiency | Incremental Measure Cost | 16261.15 | 16707.97 | 17852.47 | 18372.1 | 18917.04 | 18470.51 | 20040.53 | 20622.58 | 23349.77 | 23825.92 | 24322.23
2023 PG Study Reference Scenario | SCE | Com | HVAC | Com - Other | Fuel Substitution | Admin | 424475 | 452921.4 | 478244.9 | 500385.6 | 812119.5 | 0 | 0 | 0 | 0 | 0 | 0
2023 PG Study Reference Scenario | SCE | Com | HVAC | Com - Other | Fuel Substitution | Incentives | 755962.2 | 812831.8 | 864914.2 | 911980.4 | 1353006 | 0 | 0 | 0 | 0 | 0 | 0
2023 PG Study Reference Scenario | SCE | Com | HVAC | Com - Refrig. Warehouse | Energy Efficiency | Admin | 74.651 | 81.5223 | 87.1626 | 92.1988 | 98.0146 | 103.9987 | 110.2275 | 115.3841 | 120.8484 | 125.9213 | 129.9641
2023 PG Study Reference Scenario | SCE | Com | HVAC | Com - Refrig. Warehouse | Energy Efficiency | Incentives | 23.0126 | 25.1308 | 26.8695 | 28.422 | 30.2149 | 32.0596 | 33.9797 | 35.5694 | 37.2538 | 38.8177 | 40.0639
2023 PG Study Reference Scenario | SCE | Com | HVAC | Com - Refrig. Warehouse | Energy Efficiency | Incremental Measure Cost | 57.956 | 64.6381 | 70.5796 | 76.2432 | 82.7717 | 89.6859 | 97.0692 | 103.7581 | 117.0174 | 124.3683 | 130.9286
2023 PG Study Reference Scenario | SCE | Com | HVAC | Com - Restaurant | Energy Efficiency | Admin | 32239.35 | 33383.86 | 34489.86 | 35489.14 | 36591.08 | 37218.17 | 37579.15 | 38056.26 | 38423.8 | 38599.84 | 38793.92
2023 PG Study Reference Scenario | SCE | Com | HVAC | Com - Restaurant | Energy Efficiency | Incentives | 1800.57 | 1932.767 | 2068.991 | 2203.064 | 2346.05 | 2458.851 | 2551.596 | 2648.491 | 2733.383 | 2799.434 | 2861.267
2023 PG Study Reference Scenario | SCE | Com | HVAC | Com - Restaurant | Energy Efficiency | Incremental Measure Cost | 2468.669 | 2936.117 | 3442.788 | 3975.262 | 4550.737 | 5089.17 | 5599.402 | 6129.248 | 10341.06 | 10818.89 | 11293.44
2023 PG Study Reference Scenario | SCE | Com | HVAC | Com - Restaurant | Energy Efficiency | Admin | 8825.391 | 8857.904 | 8882.735 | 8903.654 | 8923.3 | 8941.299 | 8957.825 | 8974.807 | 8991.123 | 9008.833 | 9029.063
2023 PG Study Reference Scenario | SCE | Com | HVAC | Com - Restaurant | Energy Efficiency | Incentives | 2720.595 | 2730.618 | 2738.272 | 2744.721 | 2750.777 | 2756.326 | 2761.42 | 2766.656 | 2771.685 | 2777.145 | 2783.381
2023 PG Study Reference Scenario | SCE | Com | HVAC | Com - Restaurant | Energy Efficiency | Incremental Measure Cost | 7161.794 | 7340.441 | 7516.751 | 7693.664 | 7873.385 | 8055.593 | 8240.444 | 8429.751 | 9050.237 | 9249.445 | 9455.633
2023 PG Study Reference Scenario | SCE | Com | HVAC | Com - Restaurant | Fuel Substitution | Admin | 12837.49 | 48524.29 | 53156.25 | 66038.63 | 67972.29 | 140.9297 | 149.5284 | 156.5678 | 166.1141 | 170.252 | 173.4294
2023 PG Study Reference Scenario | SCE | Com | HVAC | Com - Restaurant | Fuel Substitution | Incentives | 23593.58 | 59327.94 | 66556.53 | 85403.87 | 87933.25 | 74.2336 | 77.1775 | 79.1851 | 80.2776 | 80.664 | 80.5583
2023 PG Study Reference Scenario | SCE | Com | HVAC | Com - Retail | Energy Efficiency | Admin | 89079.76 | 86298.73 | 82237.47 | 77193.93 | 72036.28 | 63609.03 | 52717.72 | 44414.99 | 34696.65 | 6044.101 | 3894.766
2023 PG Study Reference Scenario | SCE | Com | HVAC | Com - Retail | Energy Efficiency | Incentives | 3777.995 | 4257.007 | 4666.512 | 4988.906 | 5255.306 | 5197.286 | 4503.568 | 3864.896 | 8059.859 | 105.8556 | 70.0095
2023 PG Study Reference Scenario | SCE | Com | HVAC | Com - Retail | Energy Efficiency | Incremental Measure Cost | -364646 | -333551 | -300133 | -266122 | -234732 | -195995 | -153698 | -122643 | 65705.67 | 306.278 | 206.6137
2023 PG Study Reference Scenario | SCE | Com | HVAC | Com - Retail | Energy Efficiency | Admin | 0 | 0 | 0 | 0 | 0 | 0 | 0 | 0 | 0 | 0 | 0
2023 PG Study Reference Scenario | SCE | Com | HVAC | Com - Retail | Energy Efficiency | Incentives | 0 | 0 | 0 | 0 | 0 | 0 | 0 | 0 | 0 | 0 | 0
2023 PG Study Reference Scenario | SCE | Com | HVAC | Com - Retail | Energy Efficiency | Incremental Measure Cost | 0 | 0 | 0 | 0 | 0 | 0 | 0 | 0 | 0 | 0 | 0
2023 PG Study Reference Scenario | SCE | Com | HVAC | Com - Retail | Energy Efficiency | Admin | 507184 | 558850.7 | 608982.2 | 657447.8 | 703679.1 | 746976.7 | 786763.6 | 822885.9 | 20036.71 | 19813.42 | 19595.31
2023 PG Study Reference Scenario | SCE | Com | HVAC | Com - Retail | Energy Efficiency | Incentives | 31355.46 | 39393.81 | 48344.12 | 58311.85 | 69230.44 | 79974.42 | 86319.07 | 90574.67 | 6176.7 | 6107.864 | 6040.627
2023 PG Study Reference Scenario | SCE | Com | HVAC | Com - Retail | Energy Efficiency | Incremental Measure Cost | -327535 | -333742 | -334248 | -328312 | -315781 | -296686 | -271251 | -239810 | 17684.55 | 17836.96 | 17993.22
2023 PG Study Reference Scenario | SCE | Com | HVAC | Com - Retail | Fuel Substitution | Admin | 807.0542 | 874.6516 | 5027.462 | 5312.924 | 5563.298 | 376.2651 | 393.3629 | 408.2151 | 0 | 0 | 0
2023 PG Study Reference Scenario | SCE | Com | HVAC | Com - Retail | Fuel Substitution | Incentives | 5646.147 | 6083.081 | 32632.11 | 34456.47 | 36051.8 | 198.5764 | 203.0186 | 206.0461 | 0 | 0 | 0
2023 PG Study Reference Scenario | SCE | Com | HVAC | Com - School | Energy Efficiency | Admin | 41405.34 | 42011.94 | 42628.7 | 43145.29 | 43172.9 | 43392.92 | 43069.13 | 43289.79 | 43333.05 | 43167.68 | 43010.49
2023 PG Study Reference Scenario | SCE | Com | HVAC | Com - School | Energy Efficiency | Incentives | 453.7577 | 450.02 | 447.8772 | 489.6356 | 486.4115 | 486.0566 | 427.9436 | 480.618 | 479.4853 | 417.1333 | 412.5835
2023 PG Study Reference Scenario | SCE | Com | HVAC | Com - School | Energy Efficiency | Incremental Measure Cost | -8962.71 | -9104.81 | -9241.3 | -9143.55 | -9123.24 | -9139.29 | -9296.88 | -9047.91 | 2508.665 | 2257.681 | 2277.717
2023 PG Study Reference Scenario | SCE | Com | HVAC | Com - School | Energy Efficiency | Admin | 6963.031 | 6978.895 | 7465.381 | 7512.671 | 7566.428 | 6982.707 | 7667.724 | 7716.049 | 6961.682 | 6954.516 | 6949.145
2023 PG Study Reference Scenario | SCE | Com | HVAC | Com - School | Energy Efficiency | Incentives | 2146.487 | 2151.378 | 2301.346 | 2315.924 | 2332.496 | 2152.553 | 2363.722 | 2378.619 | 2146.071 | 2143.862 | 2142.207
2023 PG Study Reference Scenario | SCE | Com | HVAC | Com - School | Energy Efficiency | Incremental Measure Cost | 8828.424 | 9043.442 | 9807.726 | 10079.49 | 10365.19 | 9868.158 | 10949.58 | 11249.59 | 11387.7 | 11603.51 | 11826.45
2023 PG Study Reference Scenario | SCE | Com | HVAC | Com - School | Fuel Substitution | Admin | 2843.908 | 3065.36 | 3267.468 | 3449.004 | 3609.851 | 0 | 0 | 0 | 0 | 0 | 0
2023 PG Study Reference Scenario | SCE | Com | HVAC | Com - School | Fuel Substitution | Incentives | 4265.862 | 4598.04 | 4901.202 | 5173.506 | 5414.777 | 0 | 0 | 0 | 0 | 0 | 0
2023 PG Study Reference Scenario | SCE | Com | HVAC | Com - Warehouse | Energy Efficiency | Admin | 2484.015 | 2659.475 | 2816.218 | 3045.191 | 3241.214 | 3406.455 | 3543.94 | 3679.458 | 3781.999 | 3490.436 | 3551.206
2023 PG Study Reference Scenario | SCE | Com | HVAC | Com - Warehouse | Energy Efficiency | Incentives | 758.8716 | 815.8998 | 867.8904 | 938.7383 | 999.1659 | 1050.105 | 1092.487 | 1134.263 | 1165.873 | 1075.994 | 1094.727
2023 PG Study Reference Scenario | SCE | Com | HVAC | Com - Warehouse | Energy Efficiency | Incremental Measure Cost | 2238.633 | 2416.246 | 2584.713 | 2843.339 | 3068.974 | 3275.495 | 3464.924 | 3661.86 | 4854.884 | 4216.219 | 4356.556
2023 PG Study Reference Scenario | SCE | Com | HVAC | Com - Warehouse | Energy Efficiency | Admin | 0 | 0 | 0 | 0 | 0 | 0 | 0 | 0 | 0 | 0 | 0
2023 PG Study Reference Scenario | SCE | Com | HVAC | Com - Warehouse | Energy Efficiency | Incentives | 0 | 0 | 0 | 0 | 0 | 0 | 0 | 0 | 0 | 0 | 0
2023 PG Study Reference Scenario | SCE | Com | HVAC | Com - Warehouse | Energy Efficiency | Incremental Measure Cost | 0 | 0 | 0 | 0 | 0 | 0 | 0 | 0 | 0 | 0 | 0
2023 PG Study Reference Scenario | SCE | Com | HVAC | Com - Warehouse | Energy Efficiency | Admin | 3821.283 | 3883.703 | 4136.844 | 4207.636 | 4280.558 | 4350.577 | 4417.01 | 4480.022 | 3190.788 | 3187.628 | 3185.51
2023 PG Study Reference Scenario | SCE | Com | HVAC | Com - Warehouse | Energy Efficiency | Incentives | 1151.1 | 1181.917 | 1274.238 | 1297.084 | 1319.564 | 1341.148 | 1361.627 | 1381.052 | 983.6212 | 982.6471 | 981.9942
2023 PG Study Reference Scenario | SCE | Com | HVAC | Com - Warehouse | Energy Efficiency | Incremental Measure Cost | 4746.314 | 4911.042 | 5295.387 | 5489.563 | 5695.441 | 5907.589 | 6125.251 | 6348.635 | 5808.318 | 5918.622 | 6032.989
2023 PG Study Reference Scenario | SCE | Com | HVAC | Com - Warehouse | Fuel Substitution | Admin | 215451.9 | 235694.2 | 254762.4 | 272416.3 | 288515.8 | 0 | 0 | 0 | 0 | 0 | 0
2023 PG Study Reference Scenario | SCE | Com | HVAC | Com - Warehouse | Fuel Substitution | Incentives | 344197.6 | 375627.2 | 405104.9 | 432375.3 | 457312 | 0 | 0 | 0 | 0 | 0 | 0
2023 PG Study Reference Scenario | SCE | Com | Lighting | Com - College | Energy Efficiency | Admin | 56.8347 | 60.7437 | 66.0511 | 71.8118 | 219.6982 | 232.613 | 87.6466 | 250.2963 | 256.5635 | 99.5914 | 103.1897
2023 PG Study Reference Scenario | SCE | Com | Lighting | Com - College | Energy Efficiency | Incentives | 19.0142 | 20.7705 | 23.0821 | 25.6452 | 115.299 | 124.2722 | 33.3892 | 138.4276 | 153.454 | 43.963 | 46.4519
2023 PG Study Reference Scenario | SCE | Com | Lighting | Com - College | Energy Efficiency | Incremental Measure Cost | 38.0284 | 41.541 | 46.1642 | 51.2904 | 230.598 | 248.5445 | 66.7785 | 276.8551 | 306.908 | 87.926 | 92.9037
2023 PG Study Reference Scenario | SCE | Com | Lighting | Com - College | Energy Efficiency | Admin | 232.4338 | 252.2083 | 272.308 | 895.0263 | 939.8246 | 334.2815 | 1023.963 | 1065.406 | 397.7952 | 418.8634 | 439.7979
2023 PG Study Reference Scenario | SCE | Com | Lighting | Com - College | Energy Efficiency | Incentives | 77.859 | 86.3479 | 95.2802 | 463.8526 | 496.0064 | 124.8053 | 560.1239 | 593.4136 | 172.4262 | 185.1612 | 198.2719
2023 PG Study Reference Scenario | SCE | Com | Lighting | Com - College | Energy Efficiency | Incremental Measure Cost | 155.718 | 172.6958 | 190.5604 | 927.7052 | 992.0127 | 249.6105 | 1120.248 | 1186.827 | 344.8524 | 370.3224 | 396.5439
2023 PG Study Reference Scenario | SCE | Com | Lighting | Com - Grocery | Energy Efficiency | Admin | 3005.877 | 4354.538 | 4385.728 | 4384.488 | 4418.854 | 4311.797 | 4031.524 | 3884.737 | 3667.761 | 3344.281 | 3128.136
2023 PG Study Reference Scenario | SCE | Com | Lighting | Com - Grocery | Energy Efficiency | Incentives | 872.3071 | 1578.183 | 1630.333 | 1671.511 | 1727.408 | 1728.163 | 1656.495 | 1636.191 | 1581.066 | 1477.543 | 1416.346
2023 PG Study Reference Scenario | SCE | Com | Lighting | Com - Grocery | Energy Efficiency | Incremental Measure Cost | 1744.614 | 3156.366 | 3260.666 | 3343.023 | 3454.816 | 3456.327 | 3312.99 | 3272.382 | 3162.131 | 2955.087 | 2832.692
2023 PG Study Reference Scenario | SCE | Com | Lighting | Com - Grocery | Energy Efficiency | Admin | 30428.85 | 32621.49 | 34775.61 | 36886.3 | 38952.89 | 40963.42 | 42903.56 | 44779.31 | 46584.42 | 48309.38 | 49958.81
2023 PG Study Reference Scenario | SCE | Com | Lighting | Com - Grocery | Energy Efficiency | Incentives | 10212.22 | 11243.21 | 12304.22 | 13393.34 | 14510.21 | 15649.92 | 16806.12 | 17980.45 | 19138.64 | 20336.03 | 21543.56
2023 PG Study Reference Scenario | SCE | Com | Lighting | Com - Grocery | Energy Efficiency | Incremental Measure Cost | 20424.45 | 22486.43 | 24608.44 | 26786.67 | 29020.41 | 31299.85 | 33612.25 | 35960.9 | 38277.29 | 40672.06 | 43087.13
2023 PG Study Reference Scenario | SCE | Com | Lighting | Com - Health | Energy Efficiency | Admin | 2143.788 | 2307.789 | 4993.068 | 5320.445 | 5789.548 | 6180.693 | 6702.941 | 7063.241 | 7416.962 | 7604.12 | 7736.499
2023 PG Study Reference Scenario | SCE | Com | Lighting | Com - Health | Energy Efficiency | Incentives | 693.7381 | 762.3393 | 2228.769 | 2434.664 | 2715.474 | 2970.758 | 3301.055 | 3563.562 | 3827.43 | 4019.066 | 4187.565
2023 PG Study Reference Scenario | SCE | Com | Lighting | Com - Health | Energy Efficiency | Incremental Measure Cost | 1387.476 | 1524.679 | 4457.538 | 4869.327 | 5430.948 | 5941.517 | 6602.11 | 7127.124 | 7654.859 | 8038.132 | 8375.129
2023 PG Study Reference Scenario | SCE | Com | Lighting | Com - Health | Energy Efficiency | Admin | 12258.66 | 21907.95 | 23793.96 | 25707.2 | 27652.15 | 29619.97 | 31615.21 | 33624.49 | 35644.14 | 37659.37 | 39662.42
2023 PG Study Reference Scenario | SCE | Com | Lighting | Com - Health | Energy Efficiency | Incentives | 3927.132 | 9093.968 | 10144.58 | 11252.06 | 12420.35 | 13647.37 | 14937.3 | 16285.64 | 17665.37 | 19122.73 | 20629.36
2023 PG Study Reference Scenario | SCE | Com | Lighting | Com - Health | Energy Efficiency | Incremental Measure Cost | 7854.264 | 18187.94 | 20289.16 | 22504.13 | 24840.71 | 27294.73 | 29874.59 | 32571.27 | 35330.73 | 38245.47 | 41258.71
2023 PG Study Reference Scenario | SCE | Com | Lighting | Com - Lodging | Energy Efficiency | Admin | 53.1993 | 57.5776 | 62.2875 | 66.5796 | 71.4274 | 76.2412 | 80.6373 | 84.9987 | 89.2947 | 93.2709 | 97.2852
2023 PG Study Reference Scenario | SCE | Com | Lighting | Com - Lodging | Energy Efficiency | Incentives | 23.9258 | 26.4393 | 29.2022 | 31.868 | 34.9027 | 38.032 | 41.0629 | 44.1844 | 49.266 | 52.4872 | 55.8391
2023 PG Study Reference Scenario | SCE | Com | Lighting | Com - Lodging | Energy Efficiency | Incremental Measure Cost | 47.8515 | 52.8787 | 58.4045 | 63.7359 | 69.8053 | 76.0641 | 82.1258 | 88.3688 | 98.5319 | 104.9743 | 111.6782
2023 PG Study Reference Scenario | SCE | Com | Lighting | Com - Lodging | Energy Efficiency | Admin | 171.176 | 186.7668 | 202.7296 | 219.0242 | 235.6631 | 252.6148 | 269.8154 | 287.2244 | 304.783 | 322.4354 | 340.1397
2023 PG Study Reference Scenario | SCE | Com | Lighting | Com - Lodging | Energy Efficiency | Incentives | 76.9148 | 85.6875 | 94.9661 | 104.7519 | 115.0708 | 125.9282 | 137.3123 | 149.2214 | 168.0727 | 181.3664 | 195.1537
2023 PG Study Reference Scenario | SCE | Com | Lighting | Com - Lodging | Energy Efficiency | Incremental Measure Cost | 153.8296 | 171.3749 | 189.9323 | 209.5038 | 230.1416 | 251.8565 | 274.6246 | 298.4428 | 336.1454 | 362.7327 | 390.3074
2023 PG Study Reference Scenario | SCE | Com | Lighting | Com - Office (Large) | Energy Efficiency | Admin | 151.7539 | 163.8788 | 224.8451 | 240.4465 | 261.8345 | 283.8741 | 300.9283 | 319.1782 | 333.637 | 345.0605 | 359.8183
2023 PG Study Reference Scenario | SCE | Com | Lighting | Com - Office (Large) | Energy Efficiency | Incentives | 52.5962 | 57.9918 | 90.6885 | 98.9654 | 109.968 | 121.6514 | 131.5789 | 142.3872 | 155.4601 | 163.9562 | 174.3397
2023 PG Study Reference Scenario | SCE | Com | Lighting | Com - Office (Large) | Energy Efficiency | Incremental Measure Cost | 105.1923 | 115.9836 | 181.3771 | 197.9309 | 219.9361 | 243.3028 | 263.1577 | 284.7744 | 310.9202 | 327.9123 | 348.6794
2023 PG Study Reference Scenario | SCE | Com | Lighting | Com - Office (Large) | Energy Efficiency | Admin | 860.7506 | 1211.696 | 1307.424 | 1403.994 | 1501.566 | 1599.975 | 1698.663 | 1797.465 | 1895.836 | 1993.339 | 2089.922
2023 PG Study Reference Scenario | SCE | Com | Lighting | Com - Office (Large) | Energy Efficiency | Incentives | 297.3014 | 479.6838 | 528.191 | 578.8086 | 631.6711 | 686.7852 | 743.983 | 803.2553 | 884.9325 | 948.8775 | 1014.554
2023 PG Study Reference Scenario | SCE | Com | Lighting | Com - Office (Large) | Energy Efficiency | Incremental Measure Cost | 594.6028 | 959.3676 | 1056.382 | 1157.617 | 1263.342 | 1373.57 | 1487.966 | 1606.511 | 1769.865 | 1897.755 | 2029.107
2023 PG Study Reference Scenario | SCE | Com | Lighting | Com - Office (Small) | Energy Efficiency | Admin | 20.6605 | 22.421 | 24.1992 | 25.9709 | 27.8725 | 29.7165 | 31.4319 | 33.1858 | 34.9063 | 36.5052 | 38.1155
2023 PG Study Reference Scenario | SCE | Com | Lighting | Com - Office (Small) | Energy Efficiency | Incentives | 9.2391 | 10.2403 | 11.2878 | 12.3716 | 13.5587 | 14.7615 | 15.9433 | 17.1878 | 19.4405 | 20.737 | 22.0839
2023 PG Study Reference Scenario | SCE | Com | Lighting | Com - Office (Small) | Energy Efficiency | Incremental Measure Cost | 18.4781 | 20.4807 | 22.5757 | 24.7431 | 27.1175 | 29.523 | 31.8866 | 34.3756 | 38.8811 | 41.4739 | 44.1678
2023 PG Study Reference Scenario | SCE | Com | Lighting | Com - Office (Small) | Energy Efficiency | Admin | 98.4649 | 107.0165 | 115.6858 | 124.4629 | 133.3416 | 142.3003 | 151.3092 | 160.3495 | 169.3871 | 178.3983 | 187.3618
2023 PG Study Reference Scenario | SCE | Com | Lighting | Com - Office (Small) | Energy Efficiency | Incentives | 43.9744 | 48.8164 | 53.8978 | 59.2225 | 64.7964 | 70.6174 | 76.679 | 82.9793 | 94.268 | 101.2712 | 108.4888
2023 PG Study Reference Scenario | SCE | Com | Lighting | Com - Office (Small) | Energy Efficiency | Incremental Measure Cost | 87.9488 | 97.6328 | 107.7956 | 118.4451 | 129.5927 | 141.2348 | 153.358 | 165.9587 | 188.5361 | 202.5424 | 216.9776
2023 PG Study Reference Scenario | SCE | Com | Lighting | Com - Other | Energy Efficiency | Admin | 0 | 0 | 2.4988 | 2.7069 | 2.9182 | 3.1297 | 3.3619 | 3.5737 | 3.7542 | 0 | 0
2023 PG Study Reference Scenario | SCE | Com | Lighting | Com - Other | Energy Efficiency | Incentives | 0 | 0 | 1.3992 | 1.5488 | 1.706 | 1.8693 | 2.0515 | 2.228 | 2.5783 | 0 | 0
2023 PG Study Reference Scenario | SCE | Com | Lighting | Com - Other | Energy Efficiency | Incremental Measure Cost | 0 | 0 | 2.7984 | 3.0976 | 3.412 | 3.7386 | 4.103 | 4.456 | 5.1567 | 0 | 0
2023 PG Study Reference Scenario | SCE | Com | Lighting | Com - Other | Energy Efficiency | Admin | 0 | 11.0562 | 11.9533 | 12.8656 | 13.7906 | 14.7265 | 15.6727 | 16.6259 | 0 | 0 | 19.455
2023 PG Study Reference Scenario | SCE | Com | Lighting | Com - Other | Energy Efficiency | Incentives | 0 | 6.0588 | 6.6933 | 7.3611 | 8.0619 | 8.7959 | 9.5639 | 10.3651 | 0 | 0 | 13.9012
2023 PG Study Reference Scenario | SCE | Com | Lighting | Com - Other | Energy Efficiency | Incremental Measure Cost | 0 | 12.1175 | 13.3866 | 14.7221 | 16.1238 | 17.5919 | 19.1278 | 20.7302 | 0 | 0 | 27.8025
2023 PG Study Reference Scenario | SCE | Com | Lighting | Com - Refrig. Warehouse | Energy Efficiency | Admin | 338.4801 | 357.2788 | 370.9132 | 382.6787 | 398.5389 | 416.0318 | 435.5734 | 452.0925 | 471.0971 | 490.0865 | 506.346
2023 PG Study Reference Scenario | SCE | Com | Lighting | Com - Refrig. Warehouse | Energy Efficiency | Incentives | 125.1228 | 134.6438 | 142.4871 | 149.8339 | 159.0271 | 169.163 | 180.4575 | 190.8248 | 214.3639 | 226.941 | 238.5994
2023 PG Study Reference Scenario | SCE | Com | Lighting | Com - Refrig. Warehouse | Energy Efficiency | Incremental Measure Cost | 250.2456 | 269.2876 | 284.9741 | 299.6678 | 318.0542 | 338.3261 | 360.915 | 381.6496 | 428.7279 | 453.8821 | 477.1987
2023 PG Study Reference Scenario | SCE | Com | Lighting | Com - Refrig. Warehouse | Energy Efficiency | Admin | 1250.07 | 1342.605 | 1434.054 | 1524.224 | 1613.244 | 1701.084 | 1787.743 | 1872.95 | 1956.582 | 2038.774 | 2119.368
2023 PG Study Reference Scenario | SCE | Com | Lighting | Com - Refrig. Warehouse | Energy Efficiency | Incentives | 468.059 | 512.4043 | 557.8457 | 604.3202 | 651.8864 | 700.5436 | 750.3028 | 801.0648 | 901.7897 | 956.6207 | 1012.381
2023 PG Study Reference Scenario | SCE | Com | Lighting | Com - Refrig. Warehouse | Energy Efficiency | Incremental Measure Cost | 936.1179 | 1024.809 | 1115.691 | 1208.64 | 1303.773 | 1401.087 | 1500.606 | 1602.13 | 1803.579 | 1913.241 | 2024.761
2023 PG Study Reference Scenario | SCE | Com | Lighting | Com - Restaurant | Energy Efficiency | Admin | 18881.72 | 20304.19 | 21762.46 | 23204.23 | 24758.33 | 26025.25 | 27121.04 | 28310.52 | 29425.22 | 30397.9 | 31376.09
2023 PG Study Reference Scenario | SCE | Com | Lighting | Com - Restaurant | Energy Efficiency | Incentives | 5996.699 | 6586.762 | 7210.952 | 7852.991 | 8557.754 | 9187.396 | 9778.068 | 10424.02 | 11722.35 | 12352.44 | 13005.5
2023 PG Study Reference Scenario | SCE | Com | Lighting | Com - Restaurant | Energy Efficiency | Incremental Measure Cost | 11993.4 | 13173.52 | 14421.9 | 15705.98 | 17115.51 | 18374.79 | 19556.14 | 20848.05 | 23444.69 | 24704.89 | 26010.99
2023 PG Study Reference Scenario | SCE | Com | Lighting | Com - Restaurant | Energy Efficiency | Admin | 68045.65 | 72723.33 | 77382.47 | 82023.01 | 86651.21 | 91246.58 | 95794.78 | 100298.8 | 104733.6 | 109103.7 | 113411.5
2023 PG Study Reference Scenario | SCE | Com | Lighting | Com - Restaurant | Energy Efficiency | Incentives | 21373.24 | 23321.84 | 25336.51 | 27418.78 | 29572.49 | 31792.28 | 34074.53 | 36421.59 | 41165.82 | 43726.36 | 46346.85
2023 PG Study Reference Scenario | SCE | Com | Lighting | Com - Restaurant | Energy Efficiency | Incremental Measure Cost | 42746.47 | 46643.69 | 50673.01 | 54837.55 | 59144.97 | 63584.56 | 68149.05 | 72843.18 | 82331.63 | 87452.71 | 92693.7
2023 PG Study Reference Scenario | SCE | Com | Lighting | Com - Retail | Energy Efficiency | Admin | 0 | 0 | 0 | 43.8401 | 43.6058 | 42.007 | 39.1844 | 37.4286 | 92.4575 | 1936.855 | 1792.246
2023 PG Study Reference Scenario | SCE | Com | Lighting | Com - Retail | Energy Efficiency | Incentives | 0 | 0 | 0 | 25.4916 | 25.5916 | 24.8854 | 23.4341 | 22.5992 | 30.6868 | 1092.351 | 1029.554
2023 PG Study Reference Scenario | SCE | Com | Lighting | Com - Retail | Energy Efficiency | Incremental Measure Cost | 0 | 0 | 0 | 50.9832 | 51.1833 | 49.7707 | 46.8682 | 45.1985 | 61.3736 | 2184.701 | 2059.109
2023 PG Study Reference Scenario | SCE | Com | Lighting | Com - Retail | Energy Efficiency | Admin | 0 | 0 | 372.7861 | 399.1495 | 425.3035 | 451.0283 | 476.1608 | 1316.093 | 34151.74 | 35134.91 | 50002.46
2023 PG Study Reference Scenario | SCE | Com | Lighting | Com - Retail | Energy Efficiency | Incentives | 0 | 0 | 214.7835 | 232.0928 | 249.6043 | 267.1939 | 284.7662 | 836.8484 | 18989.27 | 19903.87 | 30773.76
2023 PG Study Reference Scenario | SCE | Com | Lighting | Com - Retail | Energy Efficiency | Incremental Measure Cost | 0 | 0 | 429.567 | 464.1856 | 499.2087 | 534.3879 | 569.5325 | 1673.697 | 37978.54 | 39807.74 | 61547.51
2023 PG Study Reference Scenario | SCE | Com | Lighting | Com - School | Energy Efficiency | Admin | 57.7158 | 62.4387 | 67.449 | 72.2941 | 76.6888 | 81.5297 | 85.7418 | 90.3591 | 94.9866 | 99.643 | 103.8204
2023 PG Study Reference Scenario | SCE | Com | Lighting | Com - School | Energy Efficiency | Incentives | 26.5319 | 29.352 | 32.4216 | 35.5304 | 38.5332 | 41.8789 | 45.0217 | 48.4983 | 57.6054 | 61.6355 | 65.5012
2023 PG Study Reference Scenario | SCE | Com | Lighting | Com - School | Energy Efficiency | Incremental Measure Cost | 53.0637 | 58.704 | 64.8432 | 71.0608 | 77.0664 | 83.7578 | 90.0434 | 96.9966 | 115.2109 | 123.2709 | 131.0024
2023 PG Study Reference Scenario | SCE | Com | Lighting | Com - School | Energy Efficiency | Admin | 257.0789 | 279.0385 | 301.2871 | 323.7932 | 346.4913 | 369.3637 | 392.3154 | 415.3196 | 438.2713 | 461.1587 | 483.9047
2023 PG Study Reference Scenario | SCE | Com | Lighting | Com - School | Energy Efficiency | Incentives | 118.0407 | 131.0262 | 144.6672 | 158.9722 | 173.9321 | 189.5604 | 205.8297 | 222.7457 | 265.6267 | 285.0932 | 305.1421
2023 PG Study Reference Scenario | SCE | Com | Lighting | Com - School | Energy Efficiency | Incremental Measure Cost | 236.0814 | 262.0523 | 289.3343 | 317.9443 | 347.8642 | 379.1209 | 411.6594 | 445.4914 | 531.2534 | 570.1864 | 610.2841
2023 PG Study Reference Scenario | SCE | Com | Lighting | Com - Warehouse | Energy Efficiency | Admin | 166.7471 | 180.9964 | 194.2348 | 207.9835 | 224.4213 | 239.3526 | 252.9949 | 267.1996 | 279.709 | 291.3573 | 303.0627
2023 PG Study Reference Scenario | SCE | Com | Lighting | Com - Warehouse | Energy Efficiency | Incentives | 68.584 | 76.0783 | 83.4292 | 91.2845 | 100.6444 | 109.6736 | 118.4395 | 127.7981 | 147.724 | 156.9472 | 166.5109
2023 PG Study Reference Scenario | SCE | Com | Lighting | Com - Warehouse | Energy Efficiency | Incremental Measure Cost | 137.168 | 152.1566 | 166.8584 | 182.5691 | 201.2887 | 219.3472 | 236.879 | 255.5962 | 295.448 | 313.8945 | 333.0218
2023 PG Study Reference Scenario | SCE | Com | Lighting | Com - Warehouse | Energy Efficiency | Admin | 631.9162 | 684.8503 | 738.5182 | 792.9187 | 848.1567 | 904.0443 | 960.3804 | 1017.082 | 1073.811 | 1130.457 | 1186.906
2023 PG Study Reference Scenario | SCE | Com | Lighting | Com - Warehouse | Energy Efficiency | Incentives | 259.6671 | 287.6131 | 316.9603 | 347.7603 | 380.1137 | 413.9927 | 449.3578 | 486.2193 | 566.8861 | 608.7309 | 651.9118
2023 PG Study Reference Scenario | SCE | Com | Lighting | Com - Warehouse | Energy Efficiency | Incremental Measure Cost | 519.3343 | 575.2263 | 633.9207 | 695.5207 | 760.2274 | 827.9854 | 898.7157 | 972.4385 | 1133.772 | 1217.462 | 1303.824
2023 PG Study Reference Scenario | SCE | Com | WaterHeat | Com - College | Energy Efficiency | Admin | 31739.82 | 31318.93 | 31615.38 | 32062.13 | 31693.27 | 32199.42 | 32544.01 | 32388.62 | 32181.86 | 31695.9 | 31359.24
2023 PG Study Reference Scenario | SCE | Com | WaterHeat | Com - College | Energy Efficiency | Incentives | 2019.982 | 2057.907 | 2144.014 | 2243.231 | 2286.913 | 2395.445 | 2495.316 | 2558.76 | 3604.286 | 3550.353 | 3512.642
2023 PG Study Reference Scenario | SCE | Com | WaterHeat | Com - College | Energy Efficiency | Incremental Measure Cost | 4039.964 | 4115.814 | 4288.029 | 4486.462 | 4573.825 | 4790.89 | 4990.632 | 5117.521 | 7790.236 | 7826.048 | 7897.775
2023 PG Study Reference Scenario | SCE | Com | WaterHeat | Com - College | Energy Efficiency | Admin | 191900.5 | 193269.3 | 194607.9 | 195951.2 | 197239 | 198575.6 | 199955.9 | 201336.6 | 202438.2 | 203504.8 | 204624.1
2023 PG Study Reference Scenario | SCE | Com | WaterHeat | Com - College | Energy Efficiency | Incentives | 12212.94 | 12699.38 | 13197.45 | 13709.76 | 14232.31 | 14772.85 | 15331.65 | 15905.96 | 22672.56 | 22795.18 | 22920.56
2023 PG Study Reference Scenario | SCE | Com | WaterHeat | Com - College | Energy Efficiency | Incremental Measure Cost | 24425.89 | 25398.75 | 26394.91 | 27419.52 | 28464.63 | 29545.7 | 30663.29 | 31811.92 | 49004 | 50247.41 | 51534.24
2023 PG Study Reference Scenario | SCE | Com | WaterHeat | Com - Grocery | Energy Efficiency | Admin | 46871.12 | 43306.7 | 39791.42 | 36279.19 | 33334.18 | 29274.85 | 24144.78 | 20591.74 | 16703.13 | 12352.65 | 9198.973
2023 PG Study Reference Scenario | SCE | Com | WaterHeat | Com - Grocery | Energy Efficiency | Incentives | 1740.967 | 1662.962 | 1578.951 | 1486.988 | 1410.708 | 1278.714 | 1088.115 | 957.1174 | 1228.951 | 927.0362 | 704.1679
2023 PG Study Reference Scenario | SCE | Com | WaterHeat | Com - Grocery | Energy Efficiency | Incremental Measure Cost | 3481.935 | 3325.923 | 3157.902 | 2973.976 | 2821.416 | 2557.429 | 2176.23 | 1914.235 | 2457.901 | 1854.072 | 1408.336
2023 PG Study Reference Scenario | SCE | Com | WaterHeat | Com - Grocery | Energy Efficiency | Admin | 757181 | 757675 | 757713.3 | 757342.5 | 756652 | 755552.3 | 753949.6 | 752008.8 | 748638.8 | 744881.5 | 741125.3
2023 PG Study Reference Scenario | SCE | Com | WaterHeat | Com - Grocery | Energy Efficiency | Incentives | 27680.2 | 28643.63 | 29609.23 | 30577.54 | 31551.06 | 32524.94 | 33493.59 | 34462.84 | 54584.62 | 55397.94 | 56221.8
2023 PG Study Reference Scenario | SCE | Com | WaterHeat | Com - Grocery | Energy Efficiency | Incremental Measure Cost | 55360.41 | 57287.26 | 59218.47 | 61155.07 | 63102.12 | 65049.87 | 66987.17 | 68925.69 | 109169.2 | 110795.9 | 112443.6
2023 PG Study Reference Scenario | SCE | Com | WaterHeat | Com - Health | Energy Efficiency | Admin | 135039 | 136718 | 140648.6 | 139589.7 | 142089.6 | 142450.5 | 145586.6 | 145030.5 | 144383.5 | 140570.1 | 136143.5
2023 PG Study Reference Scenario | SCE | Com | WaterHeat | Com - Health | Energy Efficiency | Incentives | 4845.184 | 5050.825 | 5348.604 | 5462.782 | 5720.974 | 5899.487 | 6200.309 | 6350.321 | 8995.322 | 8932.898 | 8824.637
2023 PG Study Reference Scenario | SCE | Com | WaterHeat | Com - Health | Energy Efficiency | Incremental Measure Cost | 9690.369 | 10101.65 | 10697.21 | 10925.56 | 11441.95 | 11798.97 | 12400.62 | 12700.64 | 17990.64 | 17865.8 | 17649.27
2023 PG Study Reference Scenario | SCE | Com | WaterHeat | Com - Health | Energy Efficiency | Admin | 1197233 | 1209904 | 1222771 | 1235405 | 1248210 | 1261006 | 1274090 | 1287105 | 1298807 | 1310134 | 1321349
2023 PG Study Reference Scenario | SCE | Com | WaterHeat | Com - Health | Energy Efficiency | Incentives | 42956.59 | 44697.93 | 46499.69 | 48347.04 | 50256.87 | 52223.67 | 54261.52 | 56357.31 | 80917.76 | 83255.97 | 85648.02
2023 PG Study Reference Scenario | SCE | Com | WaterHeat | Com - Health | Energy Efficiency | Incremental Measure Cost | 85913.17 | 89395.87 | 92999.39 | 96694.09 | 100513.7 | 104447.3 | 108523 | 112714.6 | 161835.5 | 166511.9 | 171296
2023 PG Study Reference Scenario | SCE | Com | WaterHeat | Com - Lodging | Energy Efficiency | Admin | 49291.83 | 49046.14 | 49074.49 | 48776.74 | 48887.8 | 48959.43 | 48773.36 | 48598.76 | 48424.27 | 47823.46 | 47300.27
2023 PG Study Reference Scenario | SCE | Com | WaterHeat | Com - Lodging | Energy Efficiency | Incentives | 0 | 0 | 0 | 0 | 0 | 0 | 0 | 0 | 2504.555 | 2522.967 | 2545.293
2023 PG Study Reference Scenario | SCE | Com | WaterHeat | Com - Lodging | Energy Efficiency | Incremental Measure Cost | -1970.5 | -1874.07 | -1786.76 | -1686.31 | -1598.54 | -1507.3 | -1406.48 | -1304.8 | 5009.11 | 5045.934 | 5090.585
2023 PG Study Reference Scenario | SCE | Com | WaterHeat | Com - Lodging | Energy Efficiency | Admin | 233569 | 235676 | 237836.4 | 240016.3 | 242255.4 | 244548.5 | 246868.7 | 249216.1 | 249990.3 | 250739.2 | 251919.6
2023 PG Study Reference Scenario | SCE | Com | WaterHeat | Com - Lodging | Energy Efficiency | Incentives | 0 | 0 | 0 | 0 | 0 | 0 | 0 | 0 | 12929.85 | 13228.06 | 13556.22
2023 PG Study Reference Scenario | SCE | Com | WaterHeat | Com - Lodging | Energy Efficiency | Incremental Measure Cost | -9337.19 | -9005.25 | -8659.41 | -8297.82 | -7921.26 | -7528.8 | -7118.93 | -6691.02 | 25859.7 | 26456.12 | 27112.44
2023 PG Study Reference Scenario | SCE | Com | WaterHeat | Com - Lodging | Fuel Substitution | Admin | 59.0068 | 5077.758 | 32860.83 | 37251.91 | 41897.61 | 0 | 0 | 0 | 0 | 0 | 0
2023 PG Study Reference Scenario | SCE | Com | WaterHeat | Com - Lodging | Fuel Substitution | Incentives | 88.5102 | 7616.637 | 49291.25 | 55877.86 | 62846.42 | 0 | 0 | 0 | 0 | 0 | 0
2023 PG Study Reference Scenario | SCE | Com | WaterHeat | Com - Office (Large) | Energy Efficiency | Admin | 0 | 0 | 14441.85 | 69654.46 | 71190.77 | 72716.36 | 72874.62 | 73312.32 | 72911.45 | 71909.21 | 71711.27
2023 PG Study Reference Scenario | SCE | Com | WaterHeat | Com - Office (Large) | Energy Efficiency | Incentives | 0 | 0 | 1385.052 | 7204.565 | 7536.799 | 7878.894 | 8061.958 | 8147.882 | 8167.029 | 8054.766 | 8032.593
2023 PG Study Reference Scenario | SCE | Com | WaterHeat | Com - Office (Large) | Energy Efficiency | Incremental Measure Cost | 0 | 0 | 2770.105 | 14409.13 | 15073.6 | 15757.79 | 16161.25 | 16637.11 | 19594.73 | 19711.89 | 20050.78
2023 PG Study Reference Scenario | SCE | Com | WaterHeat | Com - Office (Large) | Energy Efficiency | Admin | 0 | 123694.5 | 601833.8 | 606477.9 | 610973.4 | 615334.4 | 619502.8 | 623558.8 | 627016.7 | 630325.2 | 633711.7
2023 PG Study Reference Scenario | SCE | Com | WaterHeat | Com - Office (Large) | Energy Efficiency | Incentives | 0 | 11586.06 | 60813.23 | 62730.15 | 64682.67 | 66672.41 | 68534.4 | 69301.95 | 70234.02 | 70604.61 | 70983.94
2023 PG Study Reference Scenario | SCE | Com | WaterHeat | Com - Office (Large) | Energy Efficiency | Incremental Measure Cost | 0 | 23172.11 | 121626.5 | 125460.3 | 129365.3 | 133344.8 | 137386.2 | 141507.3 | 168508.8 | 172785.9 | 177188.5
2023 PG Study Reference Scenario | SCE | Com | WaterHeat | Com - Office (Small) | Energy Efficiency | Admin | 0 | 0 | 4393.596 | 21334.69 | 21493.1 | 21588.28 | 21583 | 21605.8 | 21612.02 | 21525.56 | 21464.97
2023 PG Study Reference Scenario | SCE | Com | WaterHeat | Com - Office (Small) | Energy Efficiency | Incentives | 0 | 0 | 420.4476 | 2208.429 | 2282.395 | 2351.481 | 2391.209 | 2405.895 | 2420.826 | 2411.142 | 2404.355
2023 PG Study Reference Scenario | SCE | Com | WaterHeat | Com - Office (Small) | Energy Efficiency | Incremental Measure Cost | 0 | 0 | 840.8953 | 4416.858 | 4564.791 | 4702.963 | 4822.092 | 4949.992 | 6389.319 | 6491.037 | 6602.222
2023 PG Study Reference Scenario | SCE | Com | WaterHeat | Com - Office (Small) | Energy Efficiency | Admin | 0 | 31133.77 | 152247.9 | 153725.6 | 155124.2 | 156442 | 157690.9 | 158892.5 | 159825.1 | 160735.4 | 161696.9
2023 PG Study Reference Scenario | SCE | Com | WaterHeat | Com - Office (Small) | Energy Efficiency | Incentives | 0 | 2902.406 | 15360.05 | 15912.81 | 16473.07 | 17040.38 | 17470.82 | 17693.34 | 17902.49 | 18004.45 | 18112.15
2023 PG Study Reference Scenario | SCE | Com | WaterHeat | Com - Office (Small) | Energy Efficiency | Incremental Measure Cost | 0 | 5804.812 | 30720.1 | 31825.62 | 32946.14 | 34080.76 | 35231.54 | 36403.06 | 47250.3 | 48469.79 | 49734.94
2023 PG Study Reference Scenario | SCE | Com | WaterHeat | Com - Other | Energy Efficiency | Admin | 1382289 | 1393458 | 1406185 | 1416456 | 1427047 | 1436883 | 1455125 | 1463768 | 1460079 | 1461014 | 1462847
2023 PG Study Reference Scenario | SCE | Com | WaterHeat | Com - Other | Energy Efficiency | Incentives | 17523.38 | 19925.03 | 22433.29 | 24987.24 | 27630.18 | 30343.11 | 33333.93 | 36205.39 | 138722.5 | 141587.8 | 144601
2023 PG Study Reference Scenario | SCE | Com | WaterHeat | Com - Other | Energy Efficiency | Incremental Measure Cost | 35046.77 | 39850.05 | 44866.57 | 49974.49 | 55260.36 | 60686.22 | 66667.85 | 72410.78 | 277445 | 283175.7 | 289202
2023 PG Study Reference Scenario | SCE | Com | WaterHeat | Com - Other | Energy Efficiency | Admin | 9757022 | 9828144 | 9900880 | 9975070 | 10050804 | 10128046 | 10207652 | 10288676 | 10340632 | 10393408 | 10454762
2023 PG Study Reference Scenario | SCE | Com | WaterHeat | Com - Other | Energy Efficiency | Incentives | 123691.5 | 140533.1 | 157952.1 | 175967.3 | 194601.8 | 213877.3 | 233836.4 | 254484.2 | 982467.7 | 1007234 | 1033445
2023 PG Study Reference Scenario | SCE | Com | WaterHeat | Com - Other | Energy Efficiency | Incremental Measure Cost | 247382.9 | 281066.2 | 315904.3 | 351934.6 | 389203.5 | 427754.6 | 467672.9 | 508968.4 | 1964935 | 2014467 | 2066889
2023 PG Study Reference Scenario | SCE | Com | WaterHeat | Com - Refrig. Warehouse | Energy Efficiency | Admin | 9235.363 | 9108.362 | 8884.946 | 8655.545 | 8548.552 | 8495.919 | 8498.769 | 8455.789 | 8471.679 | 8486.698 | 8465.069
2023 PG Study Reference Scenario | SCE | Com | WaterHeat | Com - Refrig. Warehouse | Energy Efficiency | Incentives | 230.7734 | 236.7127 | 239.9735 | 242.7872 | 248.8621 | 256.5305 | 266.0043 | 274.1862 | 496.5282 | 507.357 | 516.1855
2023 PG Study Reference Scenario | SCE | Com | WaterHeat | Com - Refrig. Warehouse | Energy Efficiency | Incremental Measure Cost | 461.5468 | 473.4255 | 479.947 | 485.5744 | 497.7243 | 513.061 | 532.0087 | 548.3723 | 993.0564 | 1014.714 | 1032.371
2023 PG Study Reference Scenario | SCE | Com | WaterHeat | Com - Refrig. Warehouse | Energy Efficiency | Admin | 51839.2 | 52317.9 | 52773.33 | 53206.9 | 53632.17 | 54055.46 | 54482.82 | 54910.02 | 55269.52 | 55635.84 | 56024.31
2023 PG Study Reference Scenario | SCE | Com | WaterHeat | Com - Refrig. Warehouse | Energy Efficiency | Incentives | 1295.36 | 1359.665 | 1425.355 | 1492.448 | 1561.319 | 1632.181 | 1705.267 | 1780.504 | 3239.369 | 3326.058 | 3416.268
2023 PG Study Reference Scenario | SCE | Com | WaterHeat | Com - Refrig. Warehouse | Energy Efficiency | Incremental Measure Cost | 2590.72 | 2719.33 | 2850.711 | 2984.897 | 3122.638 | 3264.362 | 3410.533 | 3561.008 | 6478.737 | 6652.116 | 6832.536
2023 PG Study Reference Scenario | SCE | Com | WaterHeat | Com - Restaurant | Energy Efficiency | Admin | 6798.814 | 103537.5 | 505662.7 | 511535 | 519684.4 | 521791.9 | 520921.5 | 522380.2 | 522964.8 | 521261.1 | 520308.2
2023 PG Study Reference Scenario | SCE | Com | WaterHeat | Com - Restaurant | Energy Efficiency | Incentives | 485.6342 | 8485.085 | 44980.64 | 46656.76 | 48595.63 | 50017.04 | 51180.25 | 52598.64 | 58575.59 | 58388.01 | 58281.27
2023 PG Study Reference Scenario | SCE | Com | WaterHeat | Com - Restaurant | Energy Efficiency | Incremental Measure Cost | 971.2684 | 16970.17 | 89961.27 | 93313.53 | 97191.26 | 100034.1 | 102360.5 | 105197.3 | 132794.9 | 135009.5 | 137457.8
2023 PG Study Reference Scenario | SCE | Com | WaterHeat | Com - Restaurant | Energy Efficiency | Admin | 569419.2 | 2775783 | 2804921 | 2833469 | 2861706 | 2889407 | 2916637 | 2943900 | 2968508 | 2992989 | 3018196
2023 PG Study Reference Scenario | SCE | Com | WaterHeat | Com - Restaurant | Energy Efficiency | Incentives | 45484.39 | 240780.6 | 249510.6 | 258440.8 | 267599.3 | 276968.8 | 286558.6 | 296422.7 | 332492.9 | 335253.6 | 338077.2
2023 PG Study Reference Scenario | SCE | Com | WaterHeat | Com - Restaurant | Energy Efficiency | Incremental Measure Cost | 90968.78 | 481561.2 | 499021.1 | 516881.6 | 535198.6 | 553937.7 | 573117.3 | 592845.4 | 753784.2 | 775200 | 797362.9
2023 PG Study Reference Scenario | SCE | Com | WaterHeat | Com - Retail | Energy Efficiency | Admin | 41340.97 | 37251.51 | 33212.59 | 29325.95 | 25872.26 | 21706.62 | 17175.21 | 13878.14 | 10442.4 | 7135.963 | 4736.213
2023 PG Study Reference Scenario | SCE | Com | WaterHeat | Com - Retail | Energy Efficiency | Incentives | 0 | 0 | 68.0861 | 127.2301 | 172.6385 | 196.5241 | 197.2091 | 193.7293 | 1169.685 | 799.3205 | 530.5173
2023 PG Study Reference Scenario | SCE | Com | WaterHeat | Com - Retail | Energy Efficiency | Incremental Measure Cost | -197.874 | -14.4231 | 136.1723 | 254.4602 | 345.2769 | 393.0483 | 394.4181 | 387.4587 | 2691.207 | 1875.856 | 1269.926
2023 PG Study Reference Scenario | SCE | Com | WaterHeat | Com - Retail | Energy Efficiency | Admin | 590354.5 | 590242.2 | 589807.1 | 589066.1 | 588053.4 | 586691.7 | 584933.6 | 582892.3 | 578377.2 | 573558.8 | 569086.6
2023 PG Study Reference Scenario | SCE | Com | WaterHeat | Com - Retail | Energy Efficiency | Incentives | 0 | 0 | 971.2221 | 2055.571 | 3241.331 | 4604.095 | 5983.412 | 7378.287 | 64785.76 | 64246.03 | 63745.1
2023 PG Study Reference Scenario | SCE | Com | WaterHeat | Com - Retail | Energy Efficiency | Incremental Measure Cost | -4229.55 | -1650.77 | 977.3359 | 3651.484 | 6368.745 | 9124.63 | 11913.78 | 14734.22 | 147504.6 | 149204.1 | 151003.8
2023 PG Study Reference Scenario | SCE | Com | WaterHeat | Com - School | Energy Efficiency | Admin | 0 | 0 | 0 | 1172.707 | 18513.63 | 18531.97 | 18414.35 | 89075.27 | 89096.87 | 0 | 1146.635
2023 PG Study Reference Scenario | SCE | Com | WaterHeat | Com - School | Energy Efficiency | Incentives | 0 | 0 | 0 | 113.268 | 1953.899 | 2018.71 | 2056.166 | 9975.063 | 9980.006 | 0 | 128.438
2023 PG Study Reference Scenario | SCE | Com | WaterHeat | Com - School | Energy Efficiency | Incremental Measure Cost | 0 | 0 | 0 | 226.5361 | 3907.797 | 4037.42 | 4139.246 | 21939.51 | 34033.47 | 0 | 423.2708
2023 PG Study Reference Scenario | SCE | Com | WaterHeat | Com - School | Energy Efficiency | Admin | 0 | 0 | 7815.982 | 124986.1 | 125909.4 | 126795.5 | 618043.1 | 622462.6 | 0 | 8135.331 | 129809.2
2023 PG Study Reference Scenario | SCE | Com | WaterHeat | Com - School | Energy Efficiency | Incentives | 0 | 0 | 730.2957 | 12775.11 | 13288.3 | 13812 | 69183.95 | 69706.27 | 0 | 911.2627 | 14540.32
2023 PG Study Reference Scenario | SCE | Com | WaterHeat | Com - School | Energy Efficiency | Incremental Measure Cost | 0 | 0 | 1460.591 | 25550.22 | 26576.59 | 27624 | 147687.6 | 153316.4 | 0 | 2944.207 | 49595.67
2023 PG Study Reference Scenario | SCE | Com | WaterHeat | Com - Warehouse | Energy Efficiency | Admin | 23460.24 | 23462.83 | 23336.14 | 23278.04 | 23505.41 | 23556.54 | 23485.08 | 23477.13 | 23338.09 | 23100.83 | 22899.51
2023 PG Study Reference Scenario | SCE | Com | WaterHeat | Com - Warehouse | Energy Efficiency | Incentives | 335.581 | 383.0465 | 429.0934 | 476.9799 | 532.06 | 584.759 | 635.3977 | 688.6254 | 2614.169 | 2587.593 | 2565.043
2023 PG Study Reference Scenario | SCE | Com | WaterHeat | Com - Warehouse | Energy Efficiency | Incremental Measure Cost | 671.1621 | 766.0929 | 858.1869 | 953.9598 | 1064.12 | 1169.518 | 1270.795 | 1377.251 | 5527.215 | 5580.446 | 5642.45
2023 PG Study Reference Scenario | SCE | Com | WaterHeat | Com - Warehouse | Energy Efficiency | Admin | 130651.8 | 131206.3 | 131780.1 | 132380.2 | 133034.9 | 133726.3 | 134441.9 | 135187.5 | 135606.1 | 136028.5 | 136546.7
2023 PG Study Reference Scenario | SCE | Com | WaterHeat | Com - Warehouse | Energy Efficiency | Incentives | 1868.886 | 2142.038 | 2423.112 | 2712.547 | 3011.333 | 3319.575 | 3637.379 | 3965.289 | 15189.65 | 15236.96 | 15295
2023 PG Study Reference Scenario | SCE | Com | WaterHeat | Com - Warehouse | Energy Efficiency | Incremental Measure Cost | 3737.773 | 4284.076 | 4846.224 | 5425.094 | 6022.666 | 6639.15 | 7274.758 | 7930.578 | 32115.92 | 32860.27 | 33645.16
2023 PG Study Reference Scenario | SCE | Com | WholeBlg | Com - Grocery | Energy Efficiency | Admin | 403359.5 | 389237.4 | 455842 | 529361.1 | 353221.1 | 402742.1 | 445238.1 | 491416.4 | 535706.7 | 571496.3 | 605518.7
2023 PG Study Reference Scenario | SCE | Com | WholeBlg | Com - Grocery | Energy Efficiency | Incentives | 141197.4 | 136292.9 | 159661.1 | 185466.3 | 123791.2 | 141189.5 | 156135.7 | 172383.8 | 187980.7 | 200604.7 | 212575.6
2023 PG Study Reference Scenario | SCE | Com | WholeBlg | Com - Grocery | Energy Efficiency | Incremental Measure Cost | 322118.2 | 317057 | 378736.1 | 448615.4 | 305329.4 | 355098.4 | 400418.2 | 450786.4 | 501242.8 | 545424.2 | 589452
2023 PG Study Reference Scenario | SCE | Com | WholeBlg | Com - Retail | Energy Efficiency | Admin | 1581833 | 1506893 | 1736603 | 1979096 | 1288309 | 1433450 | 1556158 | 1679998 | 1789314 | 1876575 | 1955325
2023 PG Study Reference Scenario | SCE | Com | WholeBlg | Com - Retail | Energy Efficiency | Incentives | 489265.2 | 466240 | 537493.4 | 612753.6 | 399012.1 | 444117.6 | 482304.2 | 520871.7 | 554965.1 | 582243.9 | 606906.3
2023 PG Study Reference Scenario | SCE | Com | WholeBlg | Com - Retail | Energy Efficiency | Incremental Measure Cost | 1271233 | 1235228 | 1451997 | 1687847 | 1120695 | 1271894 | 1408391 | 1550884 | 1684838 | 1802348 | 1915546
2023 PG Study Reference Scenario | SCE | Ind | BROs | Ind - All Other Industrial | Energy Efficiency | Admin | 6198.32 | 6681.204 | 7172.867 | 7637.119 | 8106.236 | 8580.664 | 9089.034 | 9568.142 | 10047.42 | 10527.41 | 11008.61
2023 PG Study Reference Scenario | SCE | Ind | BROs | Ind - Chemicals | Energy Efficiency | Admin | 42059.75 | 45327.35 | 48704.51 | 51890.21 | 55078.12 | 58247.8 | 61497.09 | 64620.02 | 67718.17 | 70798.47 | 73860.62
2023 PG Study Reference Scenario | SCE | Ind | BROs | Ind - Electronics | Energy Efficiency | Admin | 9150.435 | 10063.48 | 11023.53 | 11981.01 | 12985.04 | 14024.39 | 15185.1 | 16323.78 | 17502.06 | 18719.39 | 19977.34
2023 PG Study Reference Scenario | SCE | Ind | BROs | Ind - Fabricated Metals | Energy Efficiency | Admin | 29164.25 | 31501.02 | 33912.3 | 36205.78 | 38503.07 | 40802.71 | 43222.41 | 45539.22 | 47843.35 | 50137.15 | 52416.82
2023 PG Study Reference Scenario | SCE | Ind | BROs | Ind - Food | Energy Efficiency | Admin | 62202.76 | 66983.42 | 71858.39 | 76386.23 | 80834.55 | 85202.63 | 89660.32 | 93902.66 | 98130.11 | 102306.3 | 106417.1
2023 PG Study Reference Scenario | SCE | Ind | BROs | Ind - Industrial Machinery | Energy Efficiency | Admin | 4496.185 | 4860.197 | 5238.791 | 5596.746 | 5948.527 | 6299.761 | 6677.524 | 7035.635 | 7394.839 | 7752.156 | 8109.138
2023 PG Study Reference Scenario | SCE | Ind | BROs | Ind - Lumber & Furniture | Energy Efficiency | Admin | 2444.791 | 2644.516 | 2841.666 | 3027.403 | 3213.455 | 3401.112 | 3603.902 | 3797.203 | 3991.078 | 4184.882 | 4378.859
2023 PG Study Reference Scenario | SCE | Ind | BROs | Ind - Paper | Energy Efficiency | Admin | 31374.34 | 34038.4 | 36348.79 | 38099.17 | 39711.17 | 41270.38 | 42987.72 | 44597.56 | 46214.34 | 47819.77 | 49411.88
2023 PG Study Reference Scenario | SCE | Ind | BROs | Ind - Petroleum | Energy Efficiency | Admin | 114253.5 | 121855.6 | 129662.5 | 136944.1 | 144377.6 | 152022.9 | 159884.2 | 167470.7 | 174921.3 | 182278.8 | 189519.7
2023 PG Study Reference Scenario | SCE | Ind | BROs | Ind - Plastics | Energy Efficiency | Admin | 35807.26 | 38456.92 | 41203.81 | 43775.71 | 46332.59 | 48873.23 | 51406.29 | 53888.41 | 56338.33 | 58760.42 | 61150.63
2023 PG Study Reference Scenario | SCE | Ind | BROs | Ind - Primary Metals | Energy Efficiency | Admin | 9849.703 | 10580.23 | 11339.85 | 12054.69 | 12765.92 | 13472.96 | 14180.83 | 14871.85 | 15553.13 | 16226.77 | 16892
2023 PG Study Reference Scenario | SCE | Ind | BROs | Ind - Printing & Publishing | Energy Efficiency | Admin | 4958.81 | 5330.55 | 5713.015 | 6069.677 | 6423.541 | 6774.581 | 7128.058 | 7470.863 | 7809.303 | 8143.866 | 8473.911
2023 PG Study Reference Scenario | SCE | Ind | BROs | Ind - Stone-Glass-Clay | Energy Efficiency | Admin | 49497.91 | 54084.46 | 58638.58 | 62925.62 | 67279.2 | 71708.24 | 76639.47 | 81340.11 | 86141.43 | 91009.03 | 95944.3
2023 PG Study Reference Scenario | SCE | Ind | BROs | Ind - Textiles | Energy Efficiency | Admin | 1234.861 | 1316.943 | 1409.894 | 1499.009 | 1586.585 | 1672.775 | 1764.221 | 1847.874 | 1930.369 | 2011.817 | 2091.876
2023 PG Study Reference Scenario | SCE | Ind | BROs | Ind - Transportation Equipment | Energy Efficiency | Admin | 22484.34 | 24142.19 | 26035.11 | 27857.86 | 29608.02 | 31342.13 | 33311.9 | 35104.28 | 36931.14 | 38788.41 | 40640.11
2023 PG Study Reference Scenario | SCE | Ind | HVAC | Ind - Electronics | Energy Efficiency | Admin | 229344.9 | 195698.5 | 159431.5 | 125063.4 | 95081.03 | 70737 | 51950.81 | 38023.53 | 27920.2 | 20695.19 | 15587.21
2023 PG Study Reference Scenario | SCE | Ind | HVAC | Ind - Electronics | Energy Efficiency | Incentives | 112309.1 | 95832.65 | 78072.89 | 61242.97 | 46560.75 | 34639.59 | 25440.08 | 18619.95 | 13672.4 | 10134.34 | 7632.985
2023 PG Study Reference Scenario | SCE | Ind | HVAC | Ind - Electronics | Energy Efficiency | Incremental Measure Cost | 467140.7 | 406580.2 | 337857.2 | 270327 | 209629.9 | 159076.6 | 119165.9 | 88963.58 | 66631.34 | 50376.68 | 38701.58
2023 PG Study Reference Scenario | SCE | Ind | Lighting | Ind - All Other Industrial | Energy Efficiency | Admin | 30116.14 | 21204.92 | 5390.729 | 6641.268 | 7526.533 | 8173.874 | 3665.368 | 2600.205 | 2271.922 | 2331.094 | 1585.608
2023 PG Study Reference Scenario | SCE | Ind | Lighting | Ind - All Other Industrial | Energy Efficiency | Incentives | 6456.703 | 4379.628 | 1076.117 | 1285.104 | 1415.529 | 1497.936 | 685.1457 | 495.7618 | 441.8341 | 462.4083 | 320.8203
2023 PG Study Reference Scenario | SCE | Ind | Lighting | Ind - All Other Industrial | Energy Efficiency | Incremental Measure Cost | 12913.41 | 8759.256 | 2152.235 | 2570.207 | 2831.058 | 2995.871 | 1370.291 | 991.5237 | 883.6681 | 924.8166 | 641.6407
2023 PG Study Reference Scenario | SCE | Ind | Lighting | Ind - Chemicals | Energy Efficiency | Admin | 11679.83 | 7770.407 | 957.3314 | 1146.692 | 640.9153 | 4404.385 | 549.8112 | 495.6416 | 446.8091 | 402.7877 | 363.1034
2023 PG Study Reference Scenario | SCE | Ind | Lighting | Ind - Chemicals | Energy Efficiency | Incentives | 550.0575 | 352.0887 | 41.8798 | 48.579 | 26.3682 | 176.4402 | 22.466 | 20.6576 | 18.9948 | 17.4658 | 16.0599
2023 PG Study Reference Scenario | SCE | Ind | Lighting | Ind - Chemicals | Energy Efficiency | Incremental Measure Cost | 1100.115 | 704.1774 | 83.7595 | 97.1581 | 52.7364 | 352.8804 | 44.932 | 41.3152 | 37.9896 | 34.9316 | 32.1198
2023 PG Study Reference Scenario | SCE | Ind | Lighting | Ind - Electronics | Energy Efficiency | Admin | 15568.35 | 10318.67 | 6675.913 | 4330.267 | 2879.914 | 1997.745 | 1430.35 | 1083.274 | 862.4169 | 714.4333 | 609.3045
2023 PG Study Reference Scenario | SCE | Ind | Lighting | Ind - Electronics | Energy Efficiency | Incentives | 1903.057 | 1214.278 | 758.8444 | 476.8733 | 308.1103 | 208.1795 | 152.0339 | 117.4455 | 95.3708 | 80.5861 | 70.1024
2023 PG Study Reference Scenario | SCE | Ind | Lighting | Ind - Electronics | Energy Efficiency | Incremental Measure Cost | 3806.115 | 2428.555 | 1517.689 | 953.7465 | 616.2206 | 416.359 | 304.0678 | 234.891 | 190.7417 | 161.1722 | 140.2049
2023 PG Study Reference Scenario | SCE | Ind | Lighting | Ind - Fabricated Metals | Energy Efficiency | Admin | 20700.98 | 13875.8 | 8995.335 | 5798.487 | 3806.356 | 2593.577 | 1820.047 | 1352.036 | 1058.881 | 725.7617 | 654.2568
2023 PG Study Reference Scenario | SCE | Ind | Lighting | Ind - Fabricated Metals | Energy Efficiency | Incentives | 2264.242 | 1460.939 | 914.7505 | 571.2344 | 364.2671 | 241.7447 | 173.0376 | 131.1133 | 104.7384 | 73.2239 | 67.3298
2023 PG Study Reference Scenario | SCE | Ind | Lighting | Ind - Fabricated Metals | Energy Efficiency | Incremental Measure Cost | 4528.483 | 2921.878 | 1829.501 | 1142.469 | 728.5342 | 483.4895 | 346.0753 | 262.2265 | 209.4767 | 146.4477 | 134.6595
2023 PG Study Reference Scenario | SCE | Ind | Lighting | Ind - Food | Energy Efficiency | Admin | 36164.5 | 27934.73 | 1915.859 | 1779.207 | 1646.911 | 1519.657 | 1369.934 | 1234.963 | 1113.289 | 1003.604 | 904.7246
2023 PG Study Reference Scenario | SCE | Ind | Lighting | Ind - Food | Energy Efficiency | Incentives | 3029.632 | 2252.214 | 149.165 | 134.1778 | 120.637 | 108.4066 | 99.6805 | 91.6568 | 84.2789 | 77.495 | 71.257
2023 PG Study Reference Scenario | SCE | Ind | Lighting | Ind - Food | Energy Efficiency | Incremental Measure Cost | 6059.263 | 4504.429 | 298.33 | 268.3557 | 241.2739 | 216.8133 | 199.361 | 183.3136 | 168.5579 | 154.9899 | 142.5141
2023 PG Study Reference Scenario | SCE | Ind | Lighting | Ind - Industrial Machinery | Energy Efficiency | Admin | 19029.98 | 13065.36 | 8567.512 | 5083.534 | 3036.925 | 2825.443 | 1878.596 | 1316.014 | 975.2775 | 761.8066 | 621.6772
2023 PG Study Reference Scenario | SCE | Ind | Lighting | Ind - Industrial Machinery | Energy Efficiency | Incentives | 4079.904 | 2698.498 | 1710.279 | 983.6779 | 571.1602 | 517.7877 | 351.1549 | 250.9147 | 189.6679 | 151.1161 | 125.7856
2023 PG Study Reference Scenario | SCE | Ind | Lighting | Ind - Industrial Machinery | Energy Efficiency | Incremental Measure Cost | 8159.808 | 5396.996 | 3420.557 | 1967.356 | 1142.32 | 1035.575 | 702.3099 | 501.8294 | 379.3358 | 302.2321 | 251.5712
2023 PG Study Reference Scenario | SCE | Ind | Lighting | Ind - Lumber & Furniture | Energy Efficiency | Admin | 9083.204 | 6246.492 | 1686.172 | 1438.141 | 1910.391 | 2688.873 | 1673.947 | 1070.717 | 715.4292 | 504.5856 | 376.6403
2023 PG Study Reference Scenario | SCE | Ind | Lighting | Ind - Lumber & Furniture | Energy Efficiency | Incentives | 1771.043 | 1173.144 | 306.0361 | 252.9875 | 326.5989 | 447.8867 | 284.4067 | 185.5551 | 126.4635 | 90.9774 | 69.2669
2023 PG Study Reference Scenario | SCE | Ind | Lighting | Ind - Lumber & Furniture | Energy Efficiency | Incremental Measure Cost | 3542.085 | 2346.287 | 612.0723 | 505.9749 | 653.1978 | 895.7734 | 568.8134 | 371.1103 | 252.9269 | 181.9548 | 138.5337
2023 PG Study Reference Scenario | SCE | Ind | Lighting | Ind - Paper | Energy Efficiency | Admin | 8711.508 | 471.9164 | 439.8763 | 408.5704 | 378.2456 | 349.0629 | 314.6718 | 283.6691 | 255.7209 | 230.5263 | 207.8139
2023 PG Study Reference Scenario | SCE | Ind | Lighting | Ind - Paper | Energy Efficiency | Incentives | 471.6784 | 24.5854 | 22.1257 | 19.9027 | 17.8941 | 16.08 | 14.7857 | 13.5955 | 12.5011 | 11.4948 | 10.5696
2023 PG Study Reference Scenario | SCE | Ind | Lighting | Ind - Paper | Energy Efficiency | Incremental Measure Cost | 943.3569 | 49.1709 | 44.2514 | 39.8053 | 35.7882 | 32.16 | 29.5713 | 27.191 | 25.0023 | 22.9897 | 21.1392
2023 PG Study Reference Scenario | SCE | Ind | Lighting | Ind - Petroleum | Energy Efficiency | Admin | 2674.975 | 5349.234 | 592.6425 | 550.55 | 3627.085 | 6304.841 | 461.9985 | 416.4806 | 375.4473 | 338.4567 | 305.1106
2023 PG Study Reference Scenario | SCE | Ind | Lighting | Ind - Petroleum | Energy Efficiency | Incentives | 71.5825 | 137.7047 | 14.7274 | 13.2477 | 84.7489 | 143.432 | 10.7204 | 9.8575 | 9.064 | 8.3344 | 7.6636
2023 PG Study Reference Scenario | SCE | Ind | Lighting | Ind - Petroleum | Energy Efficiency | Incremental Measure Cost | 143.1651 | 275.4094 | 29.4548 | 26.4953 | 169.4979 | 286.864 | 21.4409 | 19.715 | 18.1281 | 16.6689 | 15.3271
2023 PG Study Reference Scenario | SCE | Ind | Lighting | Ind - Plastics | Energy Efficiency | Admin | 21112.14 | 23030.23 | 1470.663 | 1365.593 | 1263.915 | 1166.145 | 1051.251 | 947.678 | 854.309 | 770.1391 | 694.262
2023 PG Study Reference Scenario | SCE | Ind | Lighting | Ind - Plastics | Energy Efficiency | Incentives | 2234.584 | 2346.354 | 144.7136 | 130.1737 | 117.0369 | 105.1716 | 96.7059 | 88.9216 | 81.7639 | 75.1823 | 69.1306
2023 PG Study Reference Scenario | SCE | Ind | Lighting | Ind - Plastics | Energy Efficiency | Incremental Measure Cost | 4469.168 | 4692.708 | 289.4272 | 260.3475 | 234.0739 | 210.3432 | 193.4117 | 177.8432 | 163.5278 | 150.3647 | 138.2612
2023 PG Study Reference Scenario | SCE | Ind | Lighting | Ind - Primary Metals | Energy Efficiency | Admin | 2814.868 | 3339.991 | 170.0501 | 157.9604 | 146.2466 | 134.9714 | 121.6735 | 109.6857 | 98.879 | 89.1371 | 80.355
2023 PG Study Reference Scenario | SCE | Ind | Lighting | Ind - Primary Metals | Energy Efficiency | Incentives | 112.3828 | 128.2923 | 6.3059 | 5.6723 | 5.0999 | 4.5828 | 4.2139 | 3.8747 | 3.5628 | 3.2761 | 3.0124
2023 PG Study Reference Scenario | SCE | Ind | Lighting | Ind - Primary Metals | Energy Efficiency | Incremental Measure Cost | 224.7657 | 256.5845 | 12.6117 | 11.3446 | 10.1997 | 9.1657 | 8.4279 | 7.7495 | 7.1257 | 6.5521 | 6.0247
2023 PG Study Reference Scenario | SCE | Ind | Lighting | Ind - Printing & Publishing | Energy Efficiency | Admin | 9254.827 | 8258.375 | 854.2137 | 449.6419 | 416.1006 | 812.108 | 347.9088 | 313.6315 | 282.7312 | 254.8754 | 229.7641
2023 PG Study Reference Scenario | SCE | Ind | Lighting | Ind - Printing & Publishing | Energy Efficiency | Incentives | 1258.943 | 1081.59 | 108.0742 | 55.1191 | 49.5567 | 94.2137 | 41.1686 | 37.8547 | 34.8076 | 32.0058 | 29.4295
2023 PG Study Reference Scenario | SCE | Ind | Lighting | Ind - Printing & Publishing | Energy Efficiency | Incremental Measure Cost | 2517.885 | 2163.18 | 216.1483 | 110.2383 | 99.1133 | 188.4274 | 82.3372 | 75.7095 | 69.6153 | 64.0116 | 58.8591
2023 PG Study Reference Scenario | SCE | Ind | Lighting | Ind - Stone-Glass-Clay | Energy Efficiency | Admin | 18700.51 | 12981.71 | 8542.865 | 5488.057 | 3534.498 | 2334.309 | 1576.043 | 1124.802 | 849.6336 | 675.1067 | 558.5444
2023 PG Study Reference Scenario | SCE | Ind | Lighting | Ind - Stone-Glass-Clay | Energy Efficiency | Incentives | 1375.299 | 918.7551 | 583.8217 | 363.2628 | 227.2292 | 146.1424 | 100.6435 | 73.2646 | 56.4482 | 45.75 | 38.6079
2023 PG Study Reference Scenario | SCE | Ind | Lighting | Ind - Stone-Glass-Clay | Energy Efficiency | Incremental Measure Cost | 2750.598 | 1837.51 | 1167.643 | 726.5255 | 454.4584 | 292.2848 | 201.2871 | 146.5292 | 112.8964 | 91.4999 | 77.2158
2023 PG Study Reference Scenario | SCE | Ind | Lighting | Ind - Textiles | Energy Efficiency | Admin | 2908.36 | 7921.503 | 3447.21 | 1388.152 | 308.635 | 4153.176 | 273.4547 | 246.5129 | 222.2255 | 200.3309 | 180.5935
2023 PG Study Reference Scenario | SCE | Ind | Lighting | Ind - Textiles | Energy Efficiency | Incentives | 559.1086 | 1466.802 | 616.8503 | 240.7515 | 52.0195 | 682.0271 | 45.8044 | 42.1174 | 38.7272 | 35.6098 | 32.7434
2023 PG Study Reference Scenario | SCE | Ind | Lighting | Ind - Textiles | Energy Efficiency | Incremental Measure Cost | 1118.217 | 2933.605 | 1233.701 | 481.5031 | 104.039 | 1364.054 | 91.6087 | 84.2347 | 77.4543 | 71.2197 | 65.4869
2023 PG Study Reference Scenario | SCE | Ind | Lighting | Ind - Transportation Equipment | Energy Efficiency | Admin | 27986.93 | 39105.04 | 26873.17 | 16117.36 | 5321.794 | 10427.8 | 6523.792 | 4206.868 | 2840.915 | 2027.468 | 1530.784
2023 PG Study Reference Scenario | SCE | Ind | Lighting | Ind - Transportation Equipment | Energy Efficiency | Incentives | 4778.714 | 6430.332 | 4269.788 | 2481.692 | 796.2595 | 1520.021 | 969.9682 | 637.9937 | 439.4565 | 319.8983 | 246.3609
2023 PG Study Reference Scenario | SCE | Ind | Lighting | Ind - Transportation Equipment | Energy Efficiency | Incremental Measure Cost | 9557.429 | 12860.66 | 8539.576 | 4963.385 | 1592.519 | 3040.043 | 1939.936 | 1275.987 | 878.913 | 639.7966 | 492.7219
2023 PG Study Reference Scenario | SCE | Ind | MachDr | Ind - Chemicals | Energy Efficiency | Admin | 0 | 0 | 0 | 0 | 0 | 0 | 0 | 0 | 0 | 0 | 0
2023 PG Study Reference Scenario | SCE | Ind | MachDr | Ind - Chemicals | Energy Efficiency | Incentives | 0 | 0 | 0 | 0 | 0 | 0 | 0 | 0 | 0 | 0 | 0
2023 PG Study Reference Scenario | SCE | Ind | MachDr | Ind - Chemicals | Energy Efficiency | Incremental Measure Cost | 0 | 0 | 0 | 0 | 0 | 0 | 0 | 0 | 0 | 0 | 0
2023 PG Study Reference Scenario | SCE | Ind | MachDr | Ind - Food | Energy Efficiency | Admin | 61461.67 | 144583.4 | 53882.21 | 50290.06 | 46937.39 | 43808.23 | 40887.68 | 38161.84 | 35617.72 | 33243.2 | 31026.99
2023 PG Study Reference Scenario | SCE | Ind | MachDr | Ind - Food | Energy Efficiency | Incentives | 21510.13 | 50600.74 | 18857.49 | 17600.33 | 16426.97 | 15331.84 | 14309.72 | 13355.74 | 12465.36 | 11634.33 | 10858.71
2023 PG Study Reference Scenario | SCE | Ind | MachDr | Ind - Food | Energy Efficiency | Incremental Measure Cost | 96542.12 | 231649.2 | 88055.84 | 83829.16 | 79805.36 | 75974.7 | 72327.92 | 68856.18 | 65551.08 | 62404.63 | 59409.21
2023 PG Study Reference Scenario | SCE | Ind | MachDr | Ind - Lumber & Furniture | Energy Efficiency | Admin | 0 | 0 | 0 | 0 | 0 | 0 | 0 | 0 | 0 | 0 | 0
2023 PG Study Reference Scenario | SCE | Ind | MachDr | Ind - Lumber & Furniture | Energy Efficiency | Incentives | 0 | 0 | 0 | 0 | 0 | 0 | 0 | 0 | 0 | 0 | 0
2023 PG Study Reference Scenario | SCE | Ind | MachDr | Ind - Lumber & Furniture | Energy Efficiency | Incremental Measure Cost | 0 | 0 | 0 | 0 | 0 | 0 | 0 | 0 | 0 | 0 | 0
2023 PG Study Reference Scenario | SCE | Ind | MachDr | Ind - Paper | Energy Efficiency | Admin | 0 | 0 | 0 | 0 | 0 | 0 | 0 | 0 | 0 | 0 | 0
2023 PG Study Reference Scenario | SCE | Ind | MachDr | Ind - Paper | Energy Efficiency | Incentives | 0 | 0 | 0 | 0 | 0 | 0 | 0 | 0 | 0 | 0 | 0
2023 PG Study Reference Scenario | SCE | Ind | MachDr | Ind - Paper | Energy Efficiency | Incremental Measure Cost | 0 | 0 | 0 | 0 | 0 | 0 | 0 | 0 | 0 | 0 | 0
2023 PG Study Reference Scenario | SCE | Ind | ProcRefrig | Ind - All Other Industrial | Energy Efficiency | Admin | 3373.44 | 3620.875 | 3770.872 | 3989.104 | 4179.176 | 4336.964 | 4388.954 | 4410.935 | 4388.026 | 4319.073 | 4190.558
2023 PG Study Reference Scenario | SCE | Ind | ProcRefrig | Ind - All Other Industrial | Energy Efficiency | Incentives | 2917.24 | 3131.213 | 3260.926 | 3449.645 | 3614.013 | 3750.463 | 3795.422 | 3814.431 | 3794.62 | 3734.992 | 3623.856
2023 PG Study Reference Scenario | SCE | Ind | ProcRefrig | Ind - All Other Industrial | Energy Efficiency | Incremental Measure Cost | 15054.91 | 16482.34 | 17508.43 | 18892.13 | 20188.15 | 21369.37 | 22058.05 | 22611.9 | 22944.35 | 23035.48 | 22797.05
2023 PG Study Reference Scenario | SCE | Ind | ProcRefrig | Ind - Chemicals | Energy Efficiency | Admin | 6727.489 | 7205.273 | 7516.772 | 7892.122 | 8146.706 | 8511.638 | 8302.841 | 8201.53 | 8014.267 | 7722.572 | 7359.808
2023 PG Study Reference Scenario | SCE | Ind | ProcRefrig | Ind - Chemicals | Energy Efficiency | Incentives | 5817.71 | 6230.882 | 6500.256 | 6824.846 | 7045.002 | 7360.583 | 7180.022 | 7092.412 | 6930.473 | 6678.225 | 6364.518
2023 PG Study Reference Scenario | SCE | Ind | ProcRefrig | Ind - Chemicals | Energy Efficiency | Incremental Measure Cost | 30023.28 | 32798.63 | 34900.92 | 37376.57 | 39353.91 | 41939.1 | 41728.51 | 42043.73 | 41905.43 | 41187.8 | 40038.08
2023 PG Study Reference Scenario | SCE | Ind | ProcRefrig | Ind - Electronics | Energy Efficiency | Admin | 15629.13 | 16780.93 | 17852.63 | 18848.73 | 19656.36 | 20246.8 | 20578.19 | 20685.58 | 20553.31 | 20168.7 | 19564.65
2023 PG Study Reference Scenario | SCE | Ind | ProcRefrig | Ind - Electronics | Energy Efficiency | Incentives | 13515.55 | 14511.59 | 15438.36 | 16299.76 | 16998.17 | 17508.77 | 17795.34 | 17888.21 | 17773.82 | 17441.22 | 16918.86
2023 PG Study Reference Scenario | SCE | Ind | ProcRefrig | Ind - Electronics | Energy Efficiency | Incremental Measure Cost | 69749.3 | 76387.3 | 82891.04 | 89266.32 | 94953.03 | 99761.37 | 103422.1 | 106041.1 | 107470.3 | 107568.3 | 106433.6
2023 PG Study Reference Scenario | SCE | Ind | ProcRefrig | Ind - Fabricated Metals | Energy Efficiency | Admin | 3037.486 | 3257.717 | 3461.629 | 3650.105 | 3801.347 | 3909.968 | 3968.11 | 3982.806 | 3951.306 | 3840.056 | 3713.09
2023 PG Study Reference Scenario | SCE | Ind | ProcRefrig | Ind - Fabricated Metals | Energy Efficiency | Incentives | 2626.717 | 2817.166 | 2993.502 | 3156.491 | 3287.28 | 3381.211 | 3431.49 | 3444.199 | 3416.959 | 3320.754 | 3210.957
2023 PG Study Reference Scenario | SCE | Ind | ProcRefrig | Ind - Fabricated Metals | Energy Efficiency | Incremental Measure Cost | 13555.62 | 14829.23 | 16072.59 | 17286.66 | 18362.99 | 19265.45 | 19942.97 | 20417.17 | 20660.8 | 20480.67 | 20199.58
2023 PG Study Reference Scenario | SCE | Ind | ProcRefrig | Ind - Food | Energy Efficiency | Admin | 482418.8 | 504761.4 | 505707.7 | 490429.1 | 459296.3 | 462705.3 | 365972.1 | 332428.1 | 281476.5 | 223428.8 | 178750.8
2023 PG Study Reference Scenario | SCE | Ind | ProcRefrig | Ind - Food | Energy Efficiency | Incentives | 334815.6 | 357170.2 | 364812.4 | 360758.1 | 344524.5 | 353821 | 285466.3 | 264349.8 | 228202 | 184665.2 | 150564.6
2023 PG Study Reference Scenario | SCE | Ind | ProcRefrig | Ind - Food | Energy Efficiency | Incremental Measure Cost | 702035 | 750334.2 | 767576.9 | 761990.3 | 731521.2 | 752885.4 | 615748.7 | 574214.5 | 501602.7 | 413299.3 | 343549.9
2023 PG Study Reference Scenario | SCE | Ind | ProcRefrig | Ind - Industrial Machinery | Energy Efficiency | Admin | 1772.158 | 1897.364 | 2012.367 | 2114.599 | 2194.624 | 2257.59 | 2285.992 | 2289.167 | 2265.772 | 2214.829 | 2140.365
2023 PG Study Reference Scenario | SCE | Ind | ProcRefrig | Ind - Industrial Machinery | Energy Efficiency | Incentives | 1532.504 | 1640.778 | 1740.228 | 1828.635 | 1897.838 | 1952.289 | 1976.85 | 1979.596 | 1959.365 | 1915.311 | 1850.917
2023 PG Study Reference Scenario | SCE | Ind | ProcRefrig | Ind - Industrial Machinery | Energy Efficiency | Incremental Measure Cost | 7908.746 | 8636.862 | 9343.565 | 10014.6 | 10601.46 | 11123.75 | 11488.96 | 11735.02 | 11847.39 | 11812.64 | 11643.8
2023 PG Study Reference Scenario | SCE | Ind | ProcRefrig | Ind - Lumber & Furniture | Energy Efficiency | Admin | 120.5073 | 129.2704 | 135.1306 | 142.2344 | 148.6698 | 154.4503 | 156.8653 | 157.5683 | 156.4448 | 153.404 | 148.7015
2023 PG Study Reference Scenario | SCE | Ind | ProcRefrig | Ind - Lumber & Furniture | Energy Efficiency | Incentives | 104.2107 | 111.7888 | 116.8565 | 122.9996 | 128.5647 | 133.5635 | 135.6519 | 136.2598 | 135.2883 | 132.6587 | 128.5922
2023 PG Study Reference Scenario | SCE | Ind | ProcRefrig | Ind - Lumber & Furniture | Energy Efficiency | Incremental Measure Cost | 537.7971 | 588.4431 | 627.4211 | 673.6128 | 718.172 | 761.0175 | 788.3754 | 807.7464 | 818.027 | 818.1695 | 808.951
2023 PG Study Reference Scenario | SCE | Ind | ProcRefrig | Ind - Paper | Energy Efficiency | Admin | 1159.941 | 1194.804 | 1039.47 | 981.0965 | 937.8317 | 1008.505 | 912.0897 | 881.53 | 831.96 | 775.261 | 685.709
2023 PG Study Reference Scenario | SCE | Ind | ProcRefrig | Ind - Paper | Energy Efficiency | Incentives | 1003.078 | 1033.227 | 898.8993 | 848.4198 | 811.0058 | 872.1214 | 788.745 | 762.318 | 719.4515 | 670.4201 | 592.9785
2023 PG Study Reference Scenario | SCE | Ind | ProcRefrig | Ind - Paper | Energy Efficiency | Incremental Measure Cost | 5176.555 | 5438.787 | 4826.334 | 4646.408 | 4530.339 | 4969.169 | 4583.99 | 4519.011 | 4350.197 | 4134.8 | 3730.325
2023 PG Study Reference Scenario | SCE | Ind | ProcRefrig | Ind - Plastics | Energy Efficiency | Admin | 19432.2 | 21113.17 | 21544.31 | 22416.58 | 23012.33 | 23376.14 | 23058.84 | 22562.01 | 21802.08 | 20701.26 | 19466.81
2023 PG Study Reference Scenario | SCE | Ind | ProcRefrig | Ind - Plastics | Energy Efficiency | Incentives | 16804.32 | 18257.97 | 18630.81 | 19385.12 | 19900.3 | 20214.91 | 19940.52 | 19510.88 | 18853.72 | 17901.76 | 16834.26
2023 PG Study Reference Scenario | SCE | Ind | ProcRefrig | Ind - Plastics | Energy Efficiency | Incremental Measure Cost | 86721.53 | 96107.8 | 100031.8 | 106163.5 | 111164.5 | 115180.4 | 115889.3 | 115660.2 | 113999.9 | 110408.7 | 105901.4
2023 PG Study Reference Scenario | SCE | Ind | ProcRefrig | Ind - Primary Metals | Energy Efficiency | Admin | 370.7206 | 412.331 | 418.1659 | 438.6943 | 454.1197 | 468.2126 | 460.1371 | 450.2386 | 435.449 | 412.6379 | 387.8788
2023 PG Study Reference Scenario | SCE | Ind | ProcRefrig | Ind - Primary Metals | Energy Efficiency | Incentives | 320.5869 | 356.5702 | 361.6161 | 379.3684 | 392.7077 | 404.8948 | 397.9114 | 389.3514 | 376.5619 | 356.8356 | 335.4247
2023 PG Study Reference Scenario | SCE | Ind | ProcRefrig | Ind - Primary Metals | Energy Efficiency | Incremental Measure Cost | 1654.443 | 1876.944 | 1941.575 | 2077.627 | 2193.694 | 2307.008 | 2312.562 | 2308.07 | 2276.899 | 2200.775 | 2110.099
2023 PG Study Reference Scenario | SCE | Ind | ProcRefrig | Ind - Printing & Publishing | Energy Efficiency | Admin | 8340.382 | 9082.175 | 9370.306 | 9828.972 | 10177.96 | 10506.32 | 10427.44 | 10330.42 | 10107.19 | 9723.328 | 9257.524
2023 PG Study Reference Scenario | SCE | Ind | ProcRefrig | Ind - Printing & Publishing | Energy Efficiency | Incentives | 7212.487 | 7853.965 | 8103.131 | 8499.77 | 8801.562 | 9085.522 | 9017.31 | 8933.403 | 8740.359 | 8408.413 | 8005.601
2023 PG Study Reference Scenario | SCE | Ind | ProcRefrig | Ind - Printing & Publishing | Energy Efficiency | Incremental Measure Cost | 37221.26 | 41342.35 | 43507.01 | 46549.36 | 49166.18 | 51767.45 | 52406.36 | 52957.09 | 52848.99 | 51858.7 | 50361.85
2023 PG Study Reference Scenario | SCE | Ind | ProcRefrig | Ind - Stone-Glass-Clay | Energy Efficiency | Admin | 146.2358 | 156.8202 | 166.6174 | 175.6699 | 182.9289 | 188.1358 | 190.9133 | 191.6003 | 190.0655 | 186.2061 | 180.3408
2023 PG Study Reference Scenario | SCE | Ind | ProcRefrig | Ind - Stone-Glass-Clay | Energy Efficiency | Incentives | 126.4598 | 135.6129 | 144.0852 | 151.9135 | 158.1909 | 162.6936 | 165.0955 | 165.6896 | 164.3623 | 161.0249 | 155.9527
2023 PG Study Reference Scenario | SCE | Ind | ProcRefrig | Ind - Stone-Glass-Clay | Energy Efficiency | Incremental Measure Cost | 652.6174 | 713.8506 | 773.6165 | 831.9608 | 883.6659 | 926.9949 | 959.4939 | 982.2059 | 993.8244 | 993.1174 | 981.0716
2023 PG Study Reference Scenario | SCE | Ind | ProcRefrig | Ind - Textiles | Energy Efficiency | Admin | 248.5827 | 282.9075 | 295.1213 | 308.5553 | 318.2615 | 343.2421 | 324.8542 | 320.7027 | 312.4917 | 297.9826 | 281.9141
2023 PG Study Reference Scenario | SCE | Ind | ProcRefrig | Ind - Textiles | Energy Efficiency | Incentives | 214.9661 | 244.649 | 255.2112 | 266.8284 | 275.222 | 296.8244 | 280.9231 | 277.3331 | 270.2324 | 257.6855 | 243.79
2023 PG Study Reference Scenario | SCE | Ind | ProcRefrig | Ind - Textiles | Energy Efficiency | Incremental Measure Cost | 1109.369 | 1287.804 | 1370.27 | 1461.297 | 1537.411 | 1691.245 | 1632.655 | 1644.027 | 1633.973 | 1589.27 | 1533.641
2023 PG Study Reference Scenario | SCE | Ind | ProcRefrig | Ind - Transportation Equipment | Energy Efficiency | Admin | 6373.48 | 7048.248 | 7496.359 | 7891.746 | 8146.611 | 8480.062 | 8617.789 | 8661.707 | 8605.296 | 8443.292 | 8189.51
2023 PG Study Reference Scenario | SCE | Ind | ProcRefrig | Ind - Transportation Equipment | Energy Efficiency | Incentives | 5511.575 | 6095.092 | 6482.603 | 6824.521 | 7044.919 | 7333.277 | 7452.379 | 7490.358 | 7441.576 | 7301.479 | 7082.017
2023 PG Study Reference Scenario | SCE | Ind | ProcRefrig | Ind - Transportation Equipment | Energy Efficiency | Incremental Measure Cost | 28443.41 | 32083.85 | 34806.14 | 37374.78 | 39353.44 | 41783.51 | 43311.37 | 44402.74 | 44995.83 | 45031.71 | 44551.74
2023 PG Study Reference Scenario | SCE | Ind | WholeBlg | Ind - All Other Industrial | Energy Efficiency | Admin | 123938.8 | 123874.2 | 125209.7 | 128047.6 | 134196.8 | 145815.3 | 144062.8 | 141864.9 | 139719.3 | 137631 | 135603.3
2023 PG Study Reference Scenario | SCE | Ind | WholeBlg | Ind - Chemicals | Energy Efficiency | Admin | 358588.2 | 356406.2 | 357730.1 | 361882.1 | 372988.6 | 395491.2 | 388958.1 | 381822.6 | 374784.4 | 367887.4 | 361129.3
2023 PG Study Reference Scenario | SCE | Ind | WholeBlg | Ind - Electronics | Energy Efficiency | Admin | 224949.5 | 233202.2 | 246208.4 | 265652.1 | 297470.5 | 350007.5 | 354585.7 | 357687.1 | 360827.7 | 363979.7 | 367159.8
2023 PG Study Reference Scenario | SCE | Ind | WholeBlg | Ind - Fabricated Metals | Energy Efficiency | Admin | 269127 | 270226.5 | 274902.2 | 283401.6 | 299830 | 329543.5 | 325781.6 | 321262.6 | 316735.4 | 312230.9 | 307737.1
2023 PG Study Reference Scenario | SCE | Ind | WholeBlg | Ind - Food | Energy Efficiency | Admin | 501951 | 503435.3 | 511757.1 | 527365.5 | 558270.9 | 614860.4 | 604074.4 | 592378.2 | 581164.7 | 570186.6 | 559367
2023 PG Study Reference Scenario | SCE | Ind | WholeBlg | Ind - Industrial Machinery | Energy Efficiency | Admin | 96419.9 | 98827.57 | 103514.6 | 111009.1 | 123677.8 | 145240.7 | 144170.9 | 142670.2 | 141213.6 | 139744.5 | 138295.9
2023 PG Study Reference Scenario | SCE | Ind | WholeBlg | Ind - Lumber & Furniture | Energy Efficiency | Admin | 49859.44 | 50008.6 | 50593.02 | 51770.76 | 54258.49 | 58948.86 | 58261.21 | 57422.68 | 56606.25 | 55802.1 | 55013.76
2023 PG Study Reference Scenario | SCE | Ind | WholeBlg | Ind - Paper | Energy Efficiency | Admin | 215664 | 215060 | 213457.5 | 210865.5 | 211082 | 216440.3 | 209818.5 | 203170.4 | 197018.4 | 191225.6 | 185745.2
2023 PG Study Reference Scenario | SCE | Ind | WholeBlg | Ind - Petroleum | Energy Efficiency | Admin | 594155.3 | 577372.7 | 563564.2 | 549857.3 | 539899.3 | 535028.7 | 522257.2 | 509166 | 496267.3 | 483693.1 | 471376.2
2023 PG Study Reference Scenario | SCE | Ind | WholeBlg | Ind - Plastics | Energy Efficiency | Admin | 306598.3 | 305889.2 | 309387.5 | 316932.2 | 333025.2 | 363315.1 | 356580 | 349805.6 | 343138.3 | 336607.8 | 330191.1
2023 PG Study Reference Scenario | SCE | Ind | WholeBlg | Ind - Primary Metals | Energy Efficiency | Admin | 126968.3 | 124445.1 | 122620.4 | 120826.4 | 119804.4 | 120005.9 | 117292.1 | 114549.9 | 111847.2 | 109201.6 | 106608.3
2023 PG Study Reference Scenario | SCE | Ind | WholeBlg | Ind - Printing & Publishing | Energy Efficiency | Admin | 61522.82 | 61054.79 | 61214.1 | 61885.19 | 63798.05 | 67768.83 | 66438.4 | 65069.23 | 63725.16 | 62410.44 | 61120.05
2023 PG Study Reference Scenario | SCE | Ind | WholeBlg | Ind - Stone-Glass-Clay | Energy Efficiency | Admin | 321948.7 | 324650.5 | 329118.5 | 335828.2 | 349399.9 | 374514.4 | 372920.4 | 369818.4 | 366903.9 | 364011.5 | 361147.8
2023 PG Study Reference Scenario | SCE | Ind | WholeBlg | Ind - Textiles | Energy Efficiency | Admin | 39025.73 | 38673.32 | 39100.33 | 40106.66 | 42178.09 | 46043.21 | 45314.27 | 44419.29 | 43541.12 | 42682.36 | 41835.78
2023 PG Study Reference Scenario | SCE | Ind | WholeBlg | Ind - Transportation Equipment | Energy Efficiency | Admin | 332136 | 330171.5 | 334481.6 | 342648.7 | 357908.5 | 386405.3 | 382924.6 | 377340 | 372189.8 | 367375.2 | 362532.8
2023 PG Study Reference Scenario | SCE | Res | AppPlug | Res - Multi Family | Fuel Substitution | Admin | 0 | 0 | 0 | 0 | 0 | 0 | 0 | 0 | 0 | 281.6986 | 300.1569
2023 PG Study Reference Scenario | SCE | Res | AppPlug | Res - Multi Family | Fuel Substitution | Incentives | 0 | 0 | 0 | 0 | 0 | 0 | 0 | 0 | 0 | 4483.099 | 4776.854
2023 PG Study Reference Scenario | SCE | Res | BROs | Low Income - Multi Family LI | Energy Efficiency | Admin | 3335147 | 3457651 | 3532860 | 3603991 | 3672836 | 3743617 | 3808903 | 3869439 | 3936703 | 4005660 | 4081626
2023 PG Study Reference Scenario | SCE | Res | BROs | Low Income - Single Family LI | Energy Efficiency | Admin | 4434343 | 4606427 | 4716047 | 4820694 | 4922596 | 5027382 | 5125282 | 5217141 | 5307677 | 5400478 | 5502711
2023 PG Study Reference Scenario | SCE | Res | BROs | Res - Multi Family | Energy Efficiency | Admin | 3279918 | 3398932 | 3471368 | 3539727 | 3605794 | 3673720 | 3736180 | 3793929 | 3859881 | 3927492 | 4001975
2023 PG Study Reference Scenario | SCE | Res | BROs | Res - Single Family | Energy Efficiency | Admin | 11879724 | 12335438 | 12623549 | 12898069 | 13165055 | 13439577 | 13695400 | 13934868 | 14176690 | 14424559 | 14697621
2023 PG Study Reference Scenario | SCE | Res | BldgEnv | Res - Single Family | Energy Efficiency | Admin | 363.4216 | 494.6456 | 477.3584 | 464.3002 | 461.4395 | 405.8636 | 368.0217 | 214.2294 | 252.6658 | 0 | 0
2023 PG Study Reference Scenario | SCE | Res | BldgEnv | Res - Single Family | Energy Efficiency | Incentives | 0 | 0 | 0 | 0 | 0 | 0 | 0 | 0 | 3898.731 | 0 | 0
2023 PG Study Reference Scenario | SCE | Res | BldgEnv | Res - Single Family | Energy Efficiency | Incremental Measure Cost | -151654 | -201777 | -190163 | -180434 | -174734 | -149572 | -131818 | -74471.9 | 138710.1 | 0 | 0
2023 PG Study Reference Scenario | SCE | Res | HVAC | Res - Multi Family | Energy Efficiency | Admin | 16991.96 | 19019.47 | 20206.24 | 21187.12 | 22540.38 | 22926.06 | 23029.11 | 20567.94 | 27743.02 | 27957.4 | 28147.66
2023 PG Study Reference Scenario | SCE | Res | HVAC | Res - Multi Family | Energy Efficiency | Incentives | 13735.98 | 15686.26 | 17004.06 | 18192.74 | 19748.67 | 20494.79 | 21004.64 | 19140.03 | 26339.29 | 27078.73 | 27812.44
2023 PG Study Reference Scenario | SCE | Res | HVAC | Res - Multi Family | Energy Efficiency | Incremental Measure Cost | 27471.97 | 31372.51 | 34008.12 | 36385.48 | 39497.34 | 40989.58 | 42009.28 | 38280.05 | 52678.58 | 54157.45 | 55624.87
2023 PG Study Reference Scenario | SCE | Res | HVAC | Res - Multi Family | Energy Efficiency | Admin | 343701.7 | 360259.4 | 373147.7 | 383075.9 | 390762.7 | 396697.1 | 401331.6 | 404791.6 | 408454.8 | 411752.8 | 414828.5
2023 PG Study Reference Scenario | SCE | Res | HVAC | Res - Multi Family | Energy Efficiency | Incentives | 278053.8 | 297325.3 | 314174 | 329032.9 | 342391.5 | 354580.6 | 365929.9 | 376492.8 | 387519.2 | 398477.7 | 409496.2
2023 PG Study Reference Scenario | SCE | Res | HVAC | Res - Multi Family | Energy Efficiency | Incremental Measure Cost | 556107.7 | 594650.7 | 628348.1 | 658065.9 | 684782.9 | 709161.2 | 731859.8 | 752985.6 | 775038.3 | 796955.4 | 818992.4
2023 PG Study Reference Scenario | SCE | Res | HVAC | Res - Multi Family | Fuel Substitution | Admin | 139.0941 | 181.0579 | 189.634 | 197.0019 | 204.2876 | 0 | 0 | 0 | 0 | 0 | 0
2023 PG Study Reference Scenario | SCE | Res | HVAC | Res - Multi Family | Fuel Substitution | Incentives | 221.838 | 305.8823 | 326.8059 | 346.3243 | 366.3211 | 0 | 0 | 0 | 0 | 0 | 0
2023 PG Study Reference Scenario | SCE | Res | HVAC | Res - Multi Family | Fuel Substitution | Admin | 13115.26 | 15192.87 | 25754.76 | 26551.34 | 27199.61 | 0 | 0 | 0 | 0 | 0 | 0
2023 PG Study Reference Scenario | SCE | Res | HVAC | Res - Multi Family | Fuel Substitution | Incentives | 28748.15 | 36077.19 | 99265.99 | 104447.6 | 109172.8 | 0 | 0 | 0 | 0 | 0 | 0
2023 PG Study Reference Scenario | SCE | Res | HVAC | Res - Single Family | Energy Efficiency | Admin | 45220.43 | 60163.73 | 56329.69 | 52884.28 | 50529.44 | 42698.11 | 37174.56 | 20781.06 | 23555.49 | 20762.78 | 16995.76
2023 PG Study Reference Scenario | SCE | Res | HVAC | Res - Single Family | Energy Efficiency | Incentives | 10911.12 | 14117.72 | 12941.37 | 11957.9 | 11224.77 | 9409.592 | 8148.984 | 4540.368 | 24863.18 | 22256.63 | 18518.83
2023 PG Study Reference Scenario | SCE | Res | HVAC | Res - Single Family | Energy Efficiency | Incremental Measure Cost | -390756 | -517849 | -482661 | -450909 | -429223 | -360764 | -312368 | -173633 | 59010.37 | 52366.61 | 43778.74
2023 PG Study Reference Scenario | SCE | Res | HVAC | Res - Single Family | Energy Efficiency | Admin | 1466620 | 1518570 | 1556724 | 1583411 | 1603061 | 1616310 | 1624944 | 1629267 | 1502412 | 1494106 | 1488062
2023 PG Study Reference Scenario | SCE | Res | HVAC | Res - Single Family | Energy Efficiency | Incentives | 1014.339 | 1322.19 | 1518.249 | 0 | 0 | 0 | 0 | 0 | 1442457 | 1463398 | 1486228
2023 PG Study Reference Scenario | SCE | Res | HVAC | Res - Single Family | Energy Efficiency | Incremental Measure Cost | -18000000 | -18000000 | -19000000 | -19000000 | -19000000 | -19000000 | -19000000 | -19000000 | 2884915 | 2926797 | 2972457
2023 PG Study Reference Scenario | SCE | Res | HVAC | Res - Single Family | Fuel Substitution | Admin | 672679.2 | 704699.8 | 731763.5 | 763437.2 | 789181.6 | 0 | 0 | 0 | 0 | 0 | 0
2023 PG Study Reference Scenario | SCE | Res | HVAC | Res - Single Family | Fuel Substitution | Incentives | 1904734 | 2095381 | 2280592 | 2474445 | 2690570 | 0 | 0 | 0 | 0 | 0 | 0
2023 PG Study Reference Scenario | SCE | Res | Lighting | Res - Multi Family | Energy Efficiency | Admin | 580.4991 | 633.2902 | 661.5249 | 686.5462 | 726.3285 | 737.0119 | 737.8384 | 661.6811 | 893.9508 | 902.4641 | 910.1604
2023 PG Study Reference Scenario | SCE | Res | Lighting | Res - Multi Family | Energy Efficiency | Incentives | 2364.613 | 2579.653 | 2694.664 | 2796.587 | 2958.636 | 3002.154 | 3005.521 | 2695.301 | 3641.431 | 3676.109 | 3707.46
2023 PG Study Reference Scenario | SCE | Res | Lighting | Res - Multi Family | Energy Efficiency | Incremental Measure Cost | 2903.189 | 3230.756 | 3442.465 | 3644.272 | 3932.676 | 4070.437 | 4154.47 | 3802.179 | 5239.682 | 5395.448 | 5550.355
2023 PG Study Reference Scenario | SCE | Res | Lighting | Res - Multi Family | Energy Efficiency | Admin | 6413.232 | 6606.774 | 6770.448 | 6909.389 | 7029.15 | 7107.525 | 7220.454 | 7292.745 | 7370.598 | 7441.955 | 7482.894
2023 PG Study Reference Scenario | SCE | Res | Lighting | Res - Multi Family | Energy Efficiency | Incentives | 26123.75 | 26912.12 | 27578.83 | 28144.8 | 28632.63 | 28951.89 | 29411.9 | 29706.37 | 30023.49 | 30314.16 | 30480.92
2023 PG Study Reference Scenario | SCE | Res | Lighting | Res - Multi Family | Energy Efficiency | Incremental Measure Cost | 32060.41 | 33689.92 | 35216.32 | 36658.98 | 38041.38 | 39213.6 | 40657.36 | 41886.6 | 43181.31 | 44472.18 | 45586.33
2023 PG Study Reference Scenario | SCE | Res | Lighting | Res - Single Family | Energy Efficiency | Admin | 6788.772 | 8354.439 | 8079.421 | 7852.242 | 7780.853 | 7090.517 | 5944.071 | 4803.673 | 5066.439 | 4846.343 | 4520.446
2023 PG Study Reference Scenario | SCE | Res | Lighting | Res - Single Family | Energy Efficiency | Incentives | 27653.47 | 34031.08 | 32910.82 | 31985.43 | 31694.63 | 28882.61 | 24212.66 | 19567.35 | 20637.7 | 19741.16 | 18413.65
2023 PG Study Reference Scenario | SCE | Res | Lighting | Res - Single Family | Energy Efficiency | Incremental Measure Cost | 32929.03 | 41333.56 | 40771.58 | 40416.56 | 40848.85 | 37967.99 | 31731.77 | 26758.6 | 28786.7 | 28086.89 | 26722.11
2023 PG Study Reference Scenario | SCE | Res | Lighting | Res - Single Family | Energy Efficiency | Admin | 102292.7 | 105290.4 | 107766.8 | 109811.3 | 111507.8 | 100354 | 113977 | 114807 | 115512.6 | 116093.1 | 103709.6
2023 PG Study Reference Scenario | SCE | Res | Lighting | Res - Single Family | Energy Efficiency | Incentives | 416680.3 | 428891.2 | 438978.9 | 447306.7 | 454217.3 | 408783.2 | 464275.5 | 467656.5 | 470530.7 | 472895.3 | 422452.1
2023 PG Study Reference Scenario | SCE | Res | Lighting | Res - Single Family | Energy Efficiency | Incremental Measure Cost | 496699 | 521465.5 | 544391.8 | 565801.9 | 586024.3 | 524500.2 | 623163.5 | 640259 | 657082.7 | 673597.1 | 598545.6
2023 PG Study Reference Scenario | SCE | Res | WaterHeat | Res - Multi Family | Energy Efficiency | Admin | 2015.214 | 2130.117 | 2170.551 | 2209.333 | 2302.271 | 2308.902 | 2297.759 | 2040.03 | 2741.557 | 2756.558 | 2771.667
2023 PG Study Reference Scenario | SCE | Res | WaterHeat | Res - Multi Family | Energy Efficiency | Incentives | 399.4253 | 430.6423 | 447.5901 | 464.6959 | 493.9265 | 505.2541 | 512.8698 | 464.4481 | 636.6429 | 652.9255 | 669.6315
2023 PG Study Reference Scenario | SCE | Res | WaterHeat | Res - Multi Family | Energy Efficiency | Incremental Measure Cost | 798.8506 | 861.2847 | 895.1801 | 929.3918 | 987.853 | 1010.508 | 1025.74 | 928.8963 | 1273.286 | 1305.851 | 1339.263
2023 PG Study Reference Scenario | SCE | Res | WaterHeat | Res - Multi Family | Energy Efficiency | Admin | 228837.7 | 208813.1 | 181074.7 | 149615.6 | 725.7927 | 653.2134 | 587.8921 | 529.1028 | 476.1926 | 428.5733 | 385.716
2023 PG Study Reference Scenario | SCE | Res | WaterHeat | Res - Multi Family | Energy Efficiency | Incentives | 113792.4 | 105849 | 93604.27 | 78883.72 | 421.8641 | 379.6777 | 341.7099 | 307.5389 | 276.785 | 249.1065 | 224.1959
2023 PG Study Reference Scenario | SCE | Res | WaterHeat | Res - Multi Family | Energy Efficiency | Incremental Measure Cost | 230041.7 | 213266.6 | 188451.5 | 158927.2 | 1925.31 | 1767.435 | 1622.505 | 1489.46 | 1367.324 | 1255.203 | 1152.277
2023 PG Study Reference Scenario | SCE | Res | WaterHeat | Res - Multi Family | Fuel Substitution | Admin | 419119.5 | 460820.9 | 498407.7 | 533415.4 | 568345.5 | 0 | 0 | 0 | 0 | 0 | 0
2023 PG Study Reference Scenario | SCE | Res | WaterHeat | Res - Multi Family | Fuel Substitution | Incentives | 1383953 | 1521166 | 1644834 | 1759704 | 1874284 | 0 | 0 | 0 | 0 | 0 | 0
2023 PG Study Reference Scenario | SCE | Res | WaterHeat | Res - Single Family | Energy Efficiency | Admin | 47165.12 | 60915.08 | 55661.4 | 51288.56 | 48393.35 | 40536.53 | 35098.57 | 19613.51 | 22158.31 | 298.0676 | 277.1931
2023 PG Study Reference Scenario | SCE | Res | WaterHeat | Res - Single Family | Energy Efficiency | Incentives | 27228.95 | 35187.45 | 32148.19 | 29618.03 | 27941.79 | 23395.39 | 20248.97 | 11291.84 | 12767.03 | 67.4809 | 64.01
2023 PG Study Reference Scenario | SCE | Res | WaterHeat | Res - Single Family | Energy Efficiency | Incremental Measure Cost | 97110.89 | 130164.3 | 123253.5 | 117621.9 | 114878.4 | 99519.07 | 89075.05 | 51314.05 | 98938.06 | 134.9618 | 128.0201
2023 PG Study Reference Scenario | SCE | Res | WaterHeat | Res - Single Family | Energy Efficiency | Admin | 712.7533 | 433.2934 | 292.4795 | 223.1153 | 200.8038 | 180.7234 | 162.651 | 146.3859 | 131.7473 | 118.5726 | 106.7154
2023 PG Study Reference Scenario | SCE | Res | WaterHeat | Res - Single Family | Energy Efficiency | Incentives | 414.285 | 251.85 | 170.0025 | 129.6849 | 116.7164 | 105.0447 | 94.5403 | 85.0862 | 76.5776 | 68.9199 | 62.0279
2023 PG Study Reference Scenario | SCE | Res | WaterHeat | Res - Single Family | Energy Efficiency | Incremental Measure Cost | 1950.104 | 1209.207 | 832.5575 | 647.811 | 594.6905 | 545.9259 | 501.16 | 460.0649 | 422.3395 | 387.7077 | 355.9157
2023 PG Study Reference Scenario | SCE | Res | WaterHeat | Res - Single Family | Energy Efficiency | Admin | 2210934 | 2224162 | 2230985 | 2235059 | 2019649 | 2021780 | 2023335 | 2023358 | 0 | 0 | 0
2023 PG Study Reference Scenario | SCE | Res | WaterHeat | Res - Single Family | Energy Efficiency | Incentives | 1285097 | 1292785 | 1296751 | 1299119 | 1173913 | 1175151 | 1176055 | 1176068 | 0 | 0 | 0
2023 PG Study Reference Scenario | SCE | Res | WaterHeat | Res - Single Family | Energy Efficiency | Incremental Measure Cost | 4710878 | 4916450 | 5112207 | 5305785 | 4758912 | 4930371 | 5104045 | 5277323 | 0 | 0 | 0
2023 PG Study Reference Scenario | SCE | Res | WaterHeat | Res - Single Family | Fuel Substitution | Admin | 8059.196 | 8360.988 | 8609.54 | 8802.927 | 8985.365 | 24249.21 | 25665.32 | 26567.69 | 0 | 0 | 0
2023 PG Study Reference Scenario | SCE | Res | WaterHeat | Res - Single Family | Fuel Substitution | Incentives | 38567.32 | 36631.1 | 34027 | 30795.43 | 27127.42 | 28966.94 | 36428.85 | 39851.54 | 0 | 0 | 0
2023 PG Study Reference Scenario | SCE | Res | WholeBlg | Res - Single Family | Energy Efficiency | Admin | 1397942 | 1624453 | 1820091 | 2023368 | 2267238 | 2436353 | 2592799 | 2489436 | 2581932 | 2703052 | 2814121
2023 PG Study Reference Scenario | SCE | Res | WholeBlg | Res - Single Family | Energy Efficiency | Incentives | 2127276 | 2521400 | 2881562 | 3267458 | 3734503 | 4093326 | 4443299 | 4351489 | 4603437 | 4915778 | 5220129
2023 PG Study Reference Scenario | SCE | Res | WholeBlg | Res - Single Family | Energy Efficiency | Incremental Measure Cost | 4254552 | 5042801 | 5763125 | 6534916 | 7469006 | 8186652 | 8886597 | 8702977 | 9206874 | 9831557 | 10440258
2023 PG Study Reference Scenario | SCG | Ag | HVAC | Ag - Irrigated Agriculture, vineyards, forestry and greenhouses | Energy Efficiency | Admin | 42961.51 | 42681.39 | 41552.9 | 39649.61 | 37045.98 | 33940.84 | 30511.27 | 26968.87 | 23476.94 | 20167.46 | 17129.99
2023 PG Study Reference Scenario | SCG | Ag | HVAC | Ag - Irrigated Agriculture, vineyards, forestry and greenhouses | Energy Efficiency | Incentives | 63468.33 | 64292 | 63810.42 | 62068.15 | 59113.57 | 55206.28 | 50589.02 | 45584.54 | 40456.71 | 35435.53 | 30692.78
2023 PG Study Reference Scenario | SCG | Ag | HVAC | Ag - Irrigated Agriculture, vineyards, forestry and greenhouses | Energy Efficiency | Incremental Measure Cost | 126936.7 | 128584 | 127620.8 | 124136.3 | 118227.1 | 110412.6 | 101178 | 91169.08 | 80913.43 | 70871.06 | 61385.56
2023 PG Study Reference Scenario | SCG | Ag | ProcHeat | Ag - Dairies, fishing, hunting | Energy Efficiency | Admin | 417.2981 | 381.6109 | 353.4076 | 328.0126 | 304.5588 | 282.8007 | 262.6 | 243.8428 | 226.4254 | 210.2522 | 195.2342
2023 PG Study Reference Scenario | SCG | Ag | ProcHeat | Ag - Dairies, fishing, hunting | Energy Efficiency | Incentives | 1654.884 | 1543.626 | 1458.134 | 1380.423 | 1307.353 | 1238.233 | 1155.599 | 1073.055 | 996.4085 | 925.2365 | 859.1481
2023 PG Study Reference Scenario | SCG | Ag | ProcHeat | Ag - Dairies, fishing, hunting | Energy Efficiency | Incremental Measure Cost | 3309.768 | 3087.252 | 2916.267 | 2760.846 | 2614.707 | 2476.467 | 2345.562 | 2221.582 | 2104.155 | 1992.935 | 1887.594
2023 PG Study Reference Scenario | SCG | Ag | ProcHeat | Ag - Irrigated Agriculture, vineyards, forestry and greenhouses | Energy Efficiency | Admin | 14139.65 | 14082.94 | 13658 | 14196.29 | 13705.79 | 13570.67 | 12807.34 | 12337.48 | 11832.32 | 11300.22 | 10749.19
2023 PG Study Reference Scenario | SCG | Ag | ProcHeat | Ag - Irrigated Agriculture, vineyards, forestry and greenhouses | Energy Efficiency | Incentives | 62222.98 | 61973.42 | 60103.44 | 62472.26 | 60313.73 | 59719.15 | 56360.01 | 54292.36 | 52069.35 | 49727.77 | 47302.93
2023 PG Study Reference Scenario | SCG | Ag | ProcHeat | Ag - Irrigated Agriculture, vineyards, forestry and greenhouses | Energy Efficiency | Incremental Measure Cost | 551261.3 | 560031.4 | 553995.7 | 587675.2 | 578698.5 | 584428.3 | 562575.8 | 552761.2 | 540718.4 | 526719.7 | 511047.3
2023 PG Study Reference Scenario | SCG | Ag | WholeBlg | Ag - Dairies, fishing, hunting | Energy Efficiency | Admin | 147803.2 | 144846.1 | 142024 | 139378 | 136979.4 | 134953.9 | 132170.4 | 129445.3 | 126777.4 | 124165.6 | 121608.6
2023 PG Study Reference Scenario | SCG | Ag | WholeBlg | Ag - Irrigated Agriculture, vineyards, forestry and greenhouses | Energy Efficiency | Admin | 632293.4 | 619015.3 | 606015.9 | 593289.6 | 580830.5 | 568633.1 | 556691.8 | 545001.3 | 533556.2 | 522351.5 | 511382.2
2023 PG Study Reference Scenario | SCG | Ag | WholeBlg | Ag - Water pumping | Energy Efficiency | Admin | 207665.2 | 203304.2 | 199034.8 | 194855.1 | 190763.1 | 186757.1 | 182835.2 | 178995.7 | 175236.8 | 171556.8 | 167954.1
2023 PG Study Reference Scenario | SCG | Com | AppPlug | Com - Health | Energy Efficiency | Admin | 399511.9 | 466538.2 | 543661.1 | 555179.8 | 566037.7 | 568537.4 | 587319.4 | 588166 | 588124.7 | 574163.3 | 556444
2023 PG Study Reference Scenario | SCG | Com | AppPlug | Com - Health | Energy Efficiency | Incentives | 458466.9 | 535384.1 | 623887.8 | 637106.3 | 649566.5 | 652435.1 | 673988.6 | 674960.2 | 674912.8 | 658891.1 | 638557
2023 PG Study Reference Scenario | SCG | Com | AppPlug | Com - Health | Energy Efficiency | Incremental Measure Cost | 1139004 | 1356698 | 1612591 | 1679693 | 1746794 | 1789599 | 1885693 | 1926180 | 1964565 | 1956287 | 1933833
2023 PG Study Reference Scenario | SCG | Com | AppPlug | Com - Health | Energy Efficiency | Admin | 0 | 0 | 0 | 0 | 0 | 2470591 | 2594900 | 2689217 | 2747672 | 2765981 | 2742011
2023 PG Study Reference Scenario | SCG | Com | AppPlug | Com - Health | Energy Efficiency | Incentives | 0 | 0 | 0 | 0 | 0 | 2835170 | 2977823 | 3086058 | 3153139 | 3174150 | 3146642
2023 PG Study Reference Scenario | SCG | Com | AppPlug | Com - Health | Energy Efficiency | Incremental Measure Cost | 0 | 0 | 0 | 0 | 0 | 7776737 | 8331389 | 8806892 | 9178293 | 9424242 | 9529422
2023 PG Study Reference Scenario | SCG | Com | AppPlug | Com - Lodging | Energy Efficiency | Admin | 729353.2 | 825110.5 | 927525.3 | 994207 | 994275.9 | 995855.5 | 993115.6 | 989696.8 | 986093.8 | 980333.5 | 976275.6
2023 PG Study Reference Scenario | SCG | Com | AppPlug | Com - Lodging | Energy Efficiency | Incentives | 827049.3 | 936826.5 | 1054232 | 1130734 | 1130758 | 1132524 | 1129398 | 1125515 | 1121435 | 1114911 | 1110331
2023 PG Study Reference Scenario | SCG | Com | AppPlug | Com - Lodging | Energy Efficiency | Incremental Measure Cost | 2053651 | 2372778 | 2723558 | 2979590 | 3039100 | 3104573 | 3157769 | 3209692 | 3261856 | 3307571 | 3359691
2023 PG Study Reference Scenario | SCG | Com | AppPlug | Com - Lodging | Energy Efficiency | Admin | 0 | 0 | 0 | 0 | 0 | 1333298 | 1367896 | 1389707 | 1383108 | 1357136 | 1309524
2023 PG Study Reference Scenario | SCG | Com | AppPlug | Com - Lodging | Energy Efficiency | Incentives | 0 | 0 | 0 | 0 | 0 | 1530050 | 1569753 | 1590029 | 1585116 | 1555874 | 1501550
2023 PG Study Reference Scenario | SCG | Com | AppPlug | Com - Lodging | Energy Efficiency | Incremental Measure Cost | 0 | 0 | 0 | 0 | 0 | 4196854 | 4391874 | 4536521 | 4613517 | 4619079 | 4547004
2023 PG Study Reference Scenario | SCG | Com | AppPlug | Com - Other | Energy Efficiency | Admin | 14044.5 | 14475.53 | 14868.18 | 15187.56 | 15444.33 | 15689.96 | 15979.61 | 16156.72 | 16192.75 | 16287.26 | 16388.71
2023 PG Study Reference Scenario | SCG | Com | AppPlug | Com - Other | Energy Efficiency | Incentives | 3749.091 | 3941.435 | 4129.312 | 4302.376 | 4462.617 | 4624.26 | 4803.823 | 4954.208 | 5064.561 | 5196 | 5332.933
2023 PG Study Reference Scenario | SCG | Com | AppPlug | Com - Other | Energy Efficiency | Incremental Measure Cost | 7498.181 | 7882.87 | 8258.625 | 8604.752 | 8925.233 | 9248.521 | 9607.647 | 9908.415 | 10129.12 | 10392 | 10665.87
2023 PG Study Reference Scenario | SCG | Com | AppPlug | Com - Other | Energy Efficiency | Admin | 0 | 0 | 0 | 0 | 0 | 0 | 0 | 45259.95 | 37085.06 | 29225.54 | 22007.27
2023 PG Study Reference Scenario | SCG | Com | AppPlug | Com - Other | Energy Efficiency | Incentives | 0 | 0 | 0 | 0 | 0 | 0 | 0 | 13878.26 | 11598.99 | 9323.605 | 7161.23
2023 PG Study Reference Scenario | SCG | Com | AppPlug | Com - Other | Energy Efficiency | Incremental Measure Cost | 0 | 0 | 0 | 0 | 0 | 0 | 0 | 27756.51 | 23197.97 | 18647.21 | 14322.46
2023 PG Study Reference Scenario | SCG | Com | BROs | Com - College | Energy Efficiency | Admin | 152230.3 | 164741.6 | 178762.3 | 194487 | 212408.9 | 232736.6 | 255669.5 | 281146.7 | 309817.4 | 341740.3 | 618957.4
2023 PG Study Reference Scenario | SCG | Com | BROs | Com - Grocery | Energy Efficiency | Admin | 39304.55 | 43926.22 | 49153.7 | 55018.4 | 61665.83 | 69151.02 | 77593.06 | 87104.36 | 97851.83 | 109907.1 | 215607.2
2023 PG Study Reference Scenario | SCG | Com | BROs | Com - Health | Energy Efficiency | Admin | 248249.9 | 276599.5 | 308685.8 | 344838.2 | 385976 | 432364.8 | 484970.7 | 544274.9 | 611386.3 | 686644.5 | 1343551
2023 PG Study Reference Scenario | SCG | Com | BROs | Com - Lodging | Energy Efficiency | Admin | 162064 | 183438 | 207706.2 | 235188.5 | 266441.3 | 301891.4 | 342116.9 | 387701.2 | 439426.9 | 497928.7 | 1003984
2023 PG Study Reference Scenario | SCG | Com | BROs | Com - Office (Large) | Energy Efficiency | Admin | 412337.4 | 454253.5 | 501360.2 | 554189.2 | 614263.7 | 682132.3 | 758843 | 844839.5 | 941782.7 | 1050944 | 2011269
2023 PG Study Reference Scenario | SCG | Com | BROs | Com - Office (Small) | Energy Efficiency | Admin | 6404.074 | 6960.396 | 7587.538 | 8270.893 | 9052.427 | 9906.224 | 10856.06 | 11900.34 | 13069.09 | 14332.1 | 21751.91
2023 PG Study Reference Scenario | SCG | Com | BROs | Com - Other | Energy Efficiency | Admin | 35023.03 | 39677.7 | 44956.57 | 50942.77 | 57730.46 | 65428.71 | 74164.87 | 84073.54 | 95302.87 | 108035.1 | 222756.9
2023 PG Study Reference Scenario | SCG | Com | BROs | Com - Refrig. Warehouse | Energy Efficiency | Admin | 3159.254 | 3582.927 | 4062.143 | 4603.993 | 5217.479 | 5912.395 | 6700.147 | 7592.611 | 8604.599 | 9752.302 | 20104.05
2023 PG Study Reference Scenario | SCG | Com | BROs | Com - Restaurant | Energy Efficiency | Admin | 81664.49 | 92278.34 | 104290.4 | 117885.5 | 133395.5 | 150854.9 | 170619 | 192926.5 | 218203 | 246449.9 | 465257.7
2023 PG Study Reference Scenario | SCG | Com | BROs | Com - Retail | Energy Efficiency | Admin | 8686.194 | 9462.612 | 10339.47 | 11296.15 | 12390.21 | 13589.87 | 14926.7 | 16401.82 | 18055.52 | 19832.87 | 30891.71
2023 PG Study Reference Scenario | SCG | Com | BROs | Com - School | Energy Efficiency | Admin | 108047.9 | 115617.1 | 124061.4 | 133437.1 | 144153.6 | 156114.5 | 169475.7 | 184209.6 | 200745.9 | 218927.2 | 368571.9
2023 PG Study Reference Scenario | SCG | Com | BROs | Com - Warehouse | Energy Efficiency | Admin | 27305.78 | 30304.82 | 33635.63 | 37338.39 | 41622.01 | 46239.49 | 51393.65 | 57035.76 | 63353.83 | 69870.21 | 80231.18
2023 PG Study Reference Scenario | SCG | Com | BldgEnv | Com - College | Energy Efficiency | Admin | 95.5078 | 102.0452 | 109.9791 | 118.3462 | 124.632 | 133.0404 | 141.1756 | 147.3973 | 153.4129 | 158.223 | 163.3742
2023 PG Study Reference Scenario | SCG | Com | BldgEnv | Com - College | Energy Efficiency | Incentives | 70.031 | 76.3539 | 82.6376 | 89.3121 | 94.4998 | 101.3621 | 108.0805 | 113.3776 | 131.1198 | 135.8083 | 140.8391
2023 PG Study Reference Scenario | SCG | Com | BldgEnv | Com - College | Energy Efficiency | Incremental Measure Cost | 140.0621 | 153.1893 | 168.9943 | 186.1369 | 200.6854 | 219.3094 | 238.21 | 254.5091 | 315.2799 | 331.5837 | 349.137
2023 PG Study Reference Scenario | SCG | Com | BldgEnv | Com - College | Energy Efficiency | Admin | 1915.377 | 1895.315 | 1846.415 | 1769.766 | 1666.759 | 1539.229 | 1389.375 | 1219.767 | 1033.16 | 832.5679 | 624.7394
2023 PG Study Reference Scenario | SCG | Com | BldgEnv | Com - College | Energy Efficiency | Incentives | 2025.599 | 2048.264 | 2038.646 | 1996.086 | 1920.177 | 1811.069 | 1669.435 | 1496.541 | 1389.545 | 1141.467 | 872.7188
2023 PG Study Reference Scenario | SCG | Com | BldgEnv | Com - College | Energy Efficiency | Incremental Measure Cost | 4350.954 | 4389.507 | 4363.806 | 4272.702 | 4115.036 | 3890.972 | 3601.699 | 3249.859 | 3038.459 | 2534.095 | 1998.599
2023 PG Study Reference Scenario | SCG | Com | BldgEnv | Com - Grocery | Energy Efficiency | Admin | 83.827 | 91.5771 | 98.9017 | 106.3177 | 114.4657 | 123.2939 | 130.4776 | 138.859 | 147.2089 | 154.403 | 162.2389
2023 PG Study Reference Scenario | SCG | Com | BldgEnv | Com - Grocery | Energy Efficiency | Incentives | 38.7665 | 42.3502 | 45.7366 | 49.1655 | 52.9343 | 57.0186 | 60.3426 | 64.22 | 105.5058 | 111.4475 | 117.9456
2023 PG Study Reference Scenario | SCG | Com | BldgEnv | Com - Grocery | Energy Efficiency | Incremental Measure Cost | 111.1013 | 125.4678 | 140.011 | 155.4531 | 172.8012 | 192.101 | 209.7398 | 230.2063 | 387.115 | 414.1344 | 443.834
2023 PG Study Reference Scenario | SCG | Com | BldgEnv | Com - Grocery | Energy Efficiency | Admin | 2865.771 | 2954.867 | 3015.606 | 3047.41 | 3049.911 | 3023.104 | 2967.288 | 2895.081 | 2771.779 | 2634.271 | 2489.128
2023 PG Study Reference Scenario | SCG | Com | BldgEnv | Com - Grocery | Energy Efficiency | Incentives | 2807.759 | 2995.279 | 3154.579 | 3283.924 | 3381.56 | 3445.768 | 3474.807 | 3484 | 4397.268 | 4265.481 | 4108.38
2023 PG Study Reference Scenario | SCG | Com | BldgEnv | Com - Grocery | Energy Efficiency | Incremental Measure Cost | 6563.352 | 6916.537 | 7213.467 | 7450.876 | 7625.265 | 7733.209 | 7771.204 | 7785.32 | 9654.467 | 9364.624 | 9070.806
2023 PG Study Reference Scenario | SCG | Com | BldgEnv | Com - Health | Energy Efficiency | Admin | 100.7729 | 111.1526 | 123.1668 | 130.4645 | 141.4363 | 150.4389 | 163.9403 | 172.5406 | 180.744 | 184.1894 | 185.8816
2023 PG Study Reference Scenario | SCG | Com | BldgEnv | Com - Health | Energy Efficiency | Incentives | 56.6385 | 64.1477 | 72.9745 | 79.3602 | 88.3664 | 96.5381 | 108.0299 | 115.268 | 158.5824 | 162.3107 | 164.5329
2023 PG Study Reference Scenario | SCG | Com | BldgEnv | Com - Health | Energy Efficiency | Incremental Measure Cost | 98.4914 | 112.7531 | 129.5967 | 142.3482 | 160.0505 | 176.4948 | 199.2822 | 217.1269 | 407.3539 | 423.1904 | 435.3872
2023 PG Study Reference Scenario | SCG | Com | BldgEnv | Com - Health | Energy Efficiency | Admin | 1007.225 | 1451.309 | 1542.257 | 1632.256 | 1719.839 | 1804.233 | 1884.781 | 1961.482 | 2031.569 | 2098.086 | 2161.15
2023 PG Study Reference Scenario | SCG | Com | BldgEnv | Com - Health | Energy Efficiency | Incentives | 917.4858 | 1628.449 | 1793.351 | 1962.548 | 2126.6 | 2276.179 | 2422.423 | 2565.84 | 3362.556 | 3480.674 | 3592.106
2023 PG Study Reference Scenario | SCG | Com | BldgEnv | Com - Health | Energy Efficiency | Incremental Measure Cost | 3006.687 | 4534.801 | 4834.296 | 5145.591 | 5458.955 | 5770.922 | 6079.149 | 6387.047 | 8254.229 | 8579.34 | 8914.78
2023 PG Study Reference Scenario | SCG | Com | BldgEnv | Com - Lodging | Energy Efficiency | Admin | 2.0313 | 2.2157 | 2.414 | 2.5982 | 2.8012 | 3.0118 | 3.2118 | 3.4106 | 3.6099 | 3.7983 | 3.9935
2023 PG Study Reference Scenario | SCG | Com | BldgEnv | Com - Lodging | Energy Efficiency | Incentives | 0.84816 | 0.96626 | 1.0984 | 1.2324 | 1.3842 | 1.5491 | 1.7034 | 1.8086 | 2.8449 | 3.0129 | 3.1889
2023 PG Study Reference Scenario | SCG | Com | BldgEnv | Com - Lodging | Energy Efficiency | Incremental Measure Cost | 0.3471 | 0.47881 | 0.63319 | 0.80449 | 1.0035 | 1.2287 | 1.4734 | 1.7409 | 9.7852 | 10.4995 | 11.2577
2023 PG Study Reference Scenario | SCG | Com | BldgEnv | Com - Lodging | Energy Efficiency | Admin | 37.0849 | 38.3031 | 39.5366 | 40.7886 | 42.0611 | 43.3552 | 44.6717 | 46.0114 | 3.3497 | 3.3827 | 44.9087
2023 PG Study Reference Scenario | SCG | Com | BldgEnv | Com - Lodging | Energy Efficiency | Incentives | 24.2417 | 26.6648 | 29.2385 | 31.9711 | 34.8702 | 37.9435 | 41.1991 | 44.6445 | 2.6786 | 2.7466 | 61.7538
2023 PG Study Reference Scenario | SCG | Com | BldgEnv | Com - Lodging | Energy Efficiency | Incremental Measure Cost | 47.6174 | 52.3037 | 57.2987 | 62.6236 | 68.2898 | 74.3097 | 80.6971 | 87.4702 | 8.3545 | 8.3603 | 239.9011
2023 PG Study Reference Scenario | SCG | Com | BldgEnv | Com - Office (Large) | Energy Efficiency | Admin | 257.7855 | 278.0199 | 296.1662 | 315.1996 | 339.6003 | 366.1463 | 387.7341 | 409.6276 | 427.1103 | 441.8028 | 460.1805
2023 PG Study Reference Scenario | SCG | Com | BldgEnv | Com - Office (Large) | Energy Efficiency | Incentives | 164.5933 | 177.4925 | 189.0545 | 201.1812 | 216.7359 | 234.8479 | 251.2435 | 268.1754 | 424.4148 | 442.1504 | 463.8765
2023 PG Study Reference Scenario | SCG | Com | BldgEnv | Com - Office (Large) | Energy Efficiency | Incremental Measure Cost | 473.6061 | 528.006 | 581.1799 | 638.8453 | 710.6434 | 790.7701 | 863.939 | 941.3162 | 1555.356 | 1640.872 | 1743.139
2023 PG Study Reference Scenario | SCG | Com | BldgEnv | Com - Office (Large) | Energy Efficiency | Admin | 551.7736 | 521.3716 | 490.5579 | 458.1014 | 420.6538 | 742.8065 | 286.6892 | 245.1367 | 187.8957 | 176.697 | 207.9017
2023 PG Study Reference Scenario | SCG | Com | BldgEnv | Com - Office (Large) | Energy Efficiency | Incentives | 675.1249 | 637.7718 | 599.7863 | 559.5637 | 512.6441 | 1049.874 | 354.6854 | 308.3301 | 229.8777 | 216.2177 | 270.4327
2023 PG Study Reference Scenario | SCG | Com | BldgEnv | Com - Office (Large) | Energy Efficiency | Incremental Measure Cost | 5361.929 | 5206.628 | 5055.5 | 4908.735 | 4765.431 | 6728.544 | 5005.25 | 4867.074 | 4663.647 | 4451.707 | 4887.653
2023 PG Study Reference Scenario | SCG | Com | BldgEnv | Com - Office (Small) | Energy Efficiency | Admin | 73.9623 | 80.0746 | 85.9702 | 91.9 | 97.7728 | 103.7082 | 109.3316 | 114.8786 | 120.2416 | 125.2676 | 130.3468
2023 PG Study Reference Scenario | SCG | Com | BldgEnv | Com - Office (Small) | Energy Efficiency | Incentives | 62.6146 | 68.2709 | 73.8249 | 79.4923 | 85.1974 | 91.0463 | 96.7112 | 102.398 | 119.5086 | 125.3907 | 131.4166
2023 PG Study Reference Scenario | SCG | Com | BldgEnv | Com - Office (Small) | Energy Efficiency | Incremental Measure Cost | 202.1377 | 223.8155 | 245.738 | 268.6234 | 292.2342 | 316.9485 | 341.6331 | 367.0003 | 438.3836 | 465.815 | 494.3694
2023 PG Study Reference Scenario | SCG | Com | BldgEnv | Com - Office (Small) | Energy Efficiency | Admin | 77.5224 | 73.9699 | 70.5602 | 67.2902 | 64.1545 | 61.1453 | 58.2543 | 55.4732 | 52.5378 | 49.7235 | 500.4267
2023 PG Study Reference Scenario | SCG | Com | BldgEnv | Com - Office (Small) | Energy Efficiency | Incentives | 95.711 | 91.3533 | 87.1696 | 83.1548 | 79.3037 | 75.607 | 72.0549 | 68.6365 | 65.3174 | 61.8055 | 788.8066
2023 PG Study Reference Scenario | SCG | Com | BldgEnv | Com - Office (Small) | Energy Efficiency | Incremental Measure Cost | 793.8641 | 771.5301 | 749.9671 | 729.1567 | 709.0085 | 689.4491 | 670.4092 | 651.8585 | 650.3867 | 629.501 | 3650.523
2023 PG Study Reference Scenario | SCG | Com | BldgEnv | Com - Other | Energy Efficiency | Admin | 281.5742 | 307.032 | 332.9343 | 358.3315 | 383.2027 | 408.6266 | 436.0227 | 461.0394 | 482.3525 | 505.496 | 529.0541
2023 PG Study Reference Scenario | SCG | Com | BldgEnv | Com - Other | Energy Efficiency | Incentives | 105.6888 | 119.6594 | 134.6375 | 150.269 | 166.5468 | 183.957 | 203.2131 | 222.3389 | 488.6105 | 522.3265 | 557.6347
2023 PG Study Reference Scenario | SCG | Com | BldgEnv | Com - Other | Energy Efficiency | Incremental Measure Cost | 147.1254 | 171.0498 | 197.2291 | 225.1724 | 254.8705 | 287.0827 | 322.985 | 359.479 | 977.221 | 1044.653 | 1115.269
2023 PG Study Reference Scenario | SCG | Com | BldgEnv | Com - Other | Energy Efficiency | Admin | 4967.673 | 5026.943 | 5024.032 | 4959.311 | 4833.962 | 4649.953 | 4428.19 | 4134.824 | 3775.852 | 3390.2 | 2986.031
2023 PG Study Reference Scenario | SCG | Com | BldgEnv | Com - Other | Energy Efficiency | Incentives | 4590.12 | 4808.416 | 4962.917 | 5050.997 | 5070.416 | 5019.205 | 4921.422 | 4723.382 | 6002.689 | 5497.86 | 4932.641
2023 PG Study Reference Scenario | SCG | Com | BldgEnv | Com - Other | Energy Efficiency | Incremental Measure Cost | 10144.48 | 10569.24 | 10865.8 | 11028.76 | 11054.1 | 10938.04 | 10746.8 | 10337.89 | 13058.63 | 12016.02 | 10909.16
2023 PG Study Reference Scenario | SCG | Com | BldgEnv | Com - Refrig. Warehouse | Energy Efficiency | Admin | 19.4692 | 20.792 | 21.8762 | 22.8653 | 24.0877 | 25.3807 | 26.8055 | 28.0622 | 29.4971 | 30.9332 | 32.2285
2023 PG Study Reference Scenario | SCG | Com | BldgEnv | Com - Refrig. Warehouse | Energy Efficiency | Incentives | 20.2651 | 22.1392 | 23.8273 | 25.4746 | 27.1936 | 28.7793 | 30.5293 | 32.1007 | 35.5032 | 37.3896 | 39.1234
2023 PG Study Reference Scenario | SCG | Com | BldgEnv | Com - Refrig. Warehouse | Energy Efficiency | Incremental Measure Cost | 40.5302 | 44.2783 | 47.6546 | 50.9492 | 54.9073 | 59.1824 | 63.9329 | 68.4477 | 83.0485 | 88.8217 | 94.379
2023 PG Study Reference Scenario | SCG | Com | BldgEnv | Com - Refrig. Warehouse | Energy Efficiency | Admin | 4.7072 | 4.8161 | 4.9296 | 5.0507 | 5.1746 | 5.2995 | 5.4234 | 5.5471 | 5.6526 | 5.7598 | 59.4601
2023 PG Study Reference Scenario | SCG | Com | BldgEnv | Com - Refrig. Warehouse | Energy Efficiency | Incentives | 4.3064 | 4.3324 | 4.3714 | 4.4279 | 4.4947 | 4.5699 | 4.6524 | 4.7439 | 5.2787 | 5.3865 | 92.1008
2023 PG Study Reference Scenario | SCG | Com | BldgEnv | Com - Refrig. Warehouse | Energy Efficiency | Incremental Measure Cost | 18.9338 | 18.7968 | 18.7 | 18.6758 | 18.6857 | 18.7163 | 18.7515 | 18.8052 | 20.0517 | 20.0104 | 370.4517
2023 PG Study Reference Scenario | SCG | Com | BldgEnv | Com - Restaurant | Energy Efficiency | Admin | 172.6126 | 187.7197 | 202.9687 | 218.1339 | 234.1148 | 248.2856 | 261.2571 | 274.9556 | 288.1619 | 300.348 | 312.7282
2023 PG Study Reference Scenario | SCG | Com | BldgEnv | Com - Restaurant | Energy Efficiency | Incentives | 153.5565 | 170.6176 | 188.4523 | 206.8787 | 226.7828 | 245.6488 | 263.9928 | 283.7428 | 317.1262 | 331.667 | 346.5346
2023 PG Study Reference Scenario | SCG | Com | BldgEnv | Com - Restaurant | Energy Efficiency | Incremental Measure Cost | 307.1129 | 341.2351 | 376.9047 | 413.7574 | 453.5657 | 491.2976 | 527.9856 | 567.4856 | 644.464 | 685.1545 | 727.6592
2023 PG Study Reference Scenario | SCG | Com | BldgEnv | Com - Restaurant | Energy Efficiency | Admin | 156.3449 | 148.4389 | 140.8856 | 133.6663 | 126.842 | 120.4054 | 114.3496 | 108.6252 | 103.1558 | 97.9655 | 93.1945
2023 PG Study Reference Scenario | SCG | Com | BldgEnv | Com - Restaurant | Energy Efficiency | Incentives | 216.4665 | 207.9007 | 199.6712 | 191.7034 | 184.0814 | 176.8126 | 169.9081 | 163.3174 | 157.549 | 149.674 | 142.4148
2023 PG Study Reference Scenario | SCG | Com | BldgEnv | Com - Restaurant | Energy Efficiency | Incremental Measure Cost | 1898.099 | 1836.506 | 1774.865 | 1713.53 | 1655.429 | 1600.954 | 1550.486 | 1502.736 | 1482.941 | 1435.528 | 1391.747
2023 PG Study Reference Scenario | SCG | Com | BldgEnv | Com - Retail | Energy Efficiency | Admin | 586.0297 | 638.8131 | 688.5091 | 732.0823 | 786.1594 | 842.1876 | 890.9625 | 945.0724 | 996.7457 | 1023.184 | 1047.561
2023 PG Study Reference Scenario | SCG | Com | BldgEnv | Com - Retail | Energy Efficiency | Incentives | 0 | 0 | 0 | 0 | 0 | 0 | 0 | 0 | 694.2989 | 711.9864 | 727.6548
2023 PG Study Reference Scenario | SCG | Com | BldgEnv | Com - Retail | Energy Efficiency | Incremental Measure Cost | -42622.1 | -46445.8 | -50042.2 | -53164.3 | -57071.2 | -61116.2 | -64631.1 | -68530 | 1674.102 | 1742.726 | 1807.529
2023 PG Study Reference Scenario | SCG | Com | BldgEnv | Com - Retail | Energy Efficiency | Admin | 23848.5 | 24912.23 | 25788.54 | 26468.07 | 26942.99 | 27207.5 | 27257.88 | 27092.79 | 17527.89 | 17010.11 | 16456.97
2023 PG Study Reference Scenario | SCG | Com | BldgEnv | Com - Retail | Energy Efficiency | Incentives | 3434.886 | 3675.888 | 3895.356 | 4090.338 | 4257.71 | 4394.609 | 4498.338 | 4566.576 | 15554.75 | 15418.69 | 15262.67
2023 PG Study Reference Scenario | SCG | Com | BldgEnv | Com - Retail | Energy Efficiency | Incremental Measure Cost | -1371550 | -1425217 | -1468480 | -1500851 | -1521956 | -1531528 | -1529420 | -1515612 | 33335.17 | 32936.57 | 32673.27
2023 PG Study Reference Scenario | SCG | Com | BldgEnv | Com - School | Energy Efficiency | Admin | 94.1099 | 101.4851 | 109.3344 | 116.9752 | 122.4372 | 129.9058 | 136.0584 | 142.2064 | 148.664 | 155.7062 | 162.0302
2023 PG Study Reference Scenario | SCG | Com | BldgEnv | Com - School | Energy Efficiency | Incentives | 80.6184 | 87.5493 | 94.9943 | 102.3684 | 107.9346 | 115.3698 | 121.7437 | 128.2145 | 147.7234 | 155.8275 | 163.3315
2023 PG Study Reference Scenario | SCG | Com | BldgEnv | Com - School | Energy Efficiency | Incremental Measure Cost | 259.1133 | 285.7142 | 314.7272 | 344.2681 | 368.4041 | 399.6016 | 427.8481 | 457.1144 | 541.3251 | 578.2726 | 613.7592
2023 PG Study Reference Scenario | SCG | Com | BldgEnv | Com - School | Energy Efficiency | Admin | 78.3816 | 63.9148 | 60.6984 | 57.6458 | 54.7481 | 51.9967 | 49.3839 | 46.9026 | 44.4379 | 42.105 | 49.9548
2023 PG Study Reference Scenario | SCG | Com | BldgEnv | Com - School | Energy Efficiency | Incentives | 92.6706 | 76.967 | 73.1425 | 69.5107 | 66.0616 | 62.7854 | 59.673 | 56.7161 | 54.2572 | 51.4416 | 64.9595
2023 PG Study Reference Scenario | SCG | Com | BldgEnv | Com - School | Energy Efficiency | Incremental Measure Cost | 1378.267 | 1335.576 | 1294.262 | 1254.342 | 1215.697 | 1178.241 | 1141.896 | 1106.657 | 1098.557 | 1060.103 | 1173.658
2023 PG Study Reference Scenario | SCG | Com | BldgEnv | Com - Warehouse | Energy Efficiency | Admin | 423.5496 | 457.0359 | 486.4929 | 516.2107 | 541.073 | 573.0974 | 602.1519 | 631.6777 | 657.2457 | 680.5981 | 704.1041
2023 PG Study Reference Scenario | SCG | Com | BldgEnv | Com - Warehouse | Energy Efficiency | Incentives | 222.8205 | 251.1735 | 279.0169 | 308.6768 | 335.7418 | 355.598 | 373.6065 | 391.8584 | 624.5533 | 651.2002 | 678.3857
2023 PG Study Reference Scenario | SCG | Com | BldgEnv | Com - Warehouse | Energy Efficiency | Incremental Measure Cost | 82.3182 | 115.3878 | 151.6601 | 192.1485 | 264.6119 | 316.8391 | 372.0737 | 431.9534 | 2272.83 | 2400.261 | 2532.354
2023 PG Study Reference Scenario | SCG | Com | BldgEnv | Com - Warehouse | Energy Efficiency | Admin | 3407.881 | 3419.161 | 3391 | 3324.485 | 3221.027 | 3082.448 | 2910.977 | 2709.26 | 254.9199 | 227.6253 | 1755.973
2023 PG Study Reference Scenario | SCG | Com | BldgEnv | Com - Warehouse | Energy Efficiency | Incentives | 2509.101 | 2678.527 | 2820.135 | 2929.003 | 3000.391 | 3030.118 | 3014.701 | 2951.244 | 238.3894 | 215.9153 | 2649.343
2023 PG Study Reference Scenario | SCG | Com | BldgEnv | Com - Warehouse | Energy Efficiency | Incremental Measure Cost | 5518.781 | 5843.528 | 6117.817 | 6331.779 | 6475.516 | 6540.142 | 6517.882 | 6402.559 | 1363.562 | 1276.656 | 11209.6
2023 PG Study Reference Scenario | SCG | Com | FoodServ | Com - College | Energy Efficiency | Admin | 11189.32 | 11547.47 | 12046.33 | 12568.06 | 12846.83 | 13325.86 | 13755.48 | 13985.1 | 14185.82 | 14271.16 | 16583.49
2023 PG Study Reference Scenario | SCG | Com | FoodServ | Com - College | Energy Efficiency | Incentives | 12176.89 | 12637.61 | 13255.32 | 13904.84 | 14280.13 | 14879.43 | 15427.96 | 15755.27 | 16051.89 | 16219.07 | 17165.21
2023 PG Study Reference Scenario | SCG | Com | FoodServ | Com - College | Energy Efficiency | Incremental Measure Cost | 35516.26 | 37485.02 | 39997.71 | 42690.02 | 44649.39 | 47396.97 | 50076.94 | 52119.07 | 54126.78 | 55756.23 | 60527.75
2023 PG Study Reference Scenario | SCG | Com | FoodServ | Com - College | Energy Efficiency | Admin | 57846.88 | 60363.41 | 62765.94 | 65065.54 | 67248.3 | 69339.2 | 71342.31 | 73248.61 | 75062.28 | 88766.71 | 90096.74
2023 PG Study Reference Scenario | SCG | Com | FoodServ | Com - College | Energy Efficiency | Incentives | 62881.05 | 65979.46 | 68972.95 | 71884.63 | 74638.21 | 77298.21 | 79879.84 | 82371.04 | 84774.5 | 91165.48 | 93071.3
2023 PG Study Reference Scenario | SCG | Com | FoodServ | Com - College | Energy Efficiency | Incremental Measure Cost | 180222 | 192242.9 | 204352.4 | 216579.8 | 228868.5 | 241295.5 | 253866.8 | 266539.3 | 279315.2 | 308118.6 | 320044.1
2023 PG Study Reference Scenario | SCG | Com | FoodServ | Com - College | Fuel Substitution | Incremental Measure Cost | 11244.77 | 13118.4 | 15057.97 | 17052.87 | 19095.8 | 21182.42 | 23309.79 | 25469.6 | 27650.45 | 29844.3 | 32296.47
2023 PG Study Reference Scenario | SCG | Com | FoodServ | Com - Grocery | Energy Efficiency | Admin | 70161.11 | 74911.05 | 79173.37 | 83377.48 | 88023.15 | 93030.07 | 96647.73 | 101006.4 | 105183.1 | 108422.1 | 123946.3
2023 PG Study Reference Scenario | SCG | Com | FoodServ | Com - Grocery | Energy Efficiency | Incentives | 84119.58 | 90212.05 | 95736.18 | 101218.1 | 107213 | 113660.5 | 118429.7 | 124122.4 | 129608.3 | 133950.9 | 142768.2
2023 PG Study Reference Scenario | SCG | Com | FoodServ | Com - Grocery | Energy Efficiency | Incremental Measure Cost | 232776.9 | 255265.8 | 277077.2 | 299667.6 | 324933.6 | 352737 | 376421.8 | 404113.7 | 432305.5 | 457789.2 | 501962.7
2023 PG Study Reference Scenario | SCG | Com | FoodServ | Com - Grocery | Energy Efficiency | Admin | 541223.3 | 571159.2 | 600183.8 | 628301.7 | 655524.7 | 681905.6 | 707350.2 | 731927.2 | 755626.5 | 867744.9 | 889096.2
2023 PG Study Reference Scenario | SCG | Com | FoodServ | Com - Grocery | Energy Efficiency | Incentives | 644993.2 | 683705 | 721448 | 758300.7 | 793823.9 | 828350.5 | 861840.7 | 894360.8 | 925881.9 | 986739.9 | 1015851
2023 PG Study Reference Scenario | SCG | Com | FoodServ | Com - Grocery | Energy Efficiency | Incremental Measure Cost | 1691477 | 1833176 | 1977772 | 2125263 | 2275639 | 2429042 | 2585040 | 2743803 | 2905188 | 3187734 | 3354852
2023 PG Study Reference Scenario | SCG | Com | FoodServ | Com - Grocery | Fuel Substitution | Incremental Measure Cost | 194901.7 | 226244.1 | 258782.1 | 292345.7 | 326804.9 | 362113.7 | 398244.5 | 435031.1 | 472274.5 | 509838.6 | 547666.4
2023 PG Study Reference Scenario | SCG | Com | FoodServ | Com - Health | Energy Efficiency | Admin | 21157.01 | 22705.21 | 24519.23 | 25336.81 | 26804.88 | 27840.91 | 29649.02 | 30522.37 | 31294.6 | 31255.11 | 34421.34
2023 PG Study Reference Scenario | SCG | Com | FoodServ | Com - Health | Energy Efficiency | Incentives | 23031.79 | 24890.05 | 27057.64 | 28141.91 | 29946.5 | 31277.78 | 33491 | 34661.46 | 35723.83 | 35860.83 | 36848.04
2023 PG Study Reference Scenario | SCG | Com | FoodServ | Com - Health | Energy Efficiency | Incremental Measure Cost | 63271.3 | 69697.61 | 77255.11 | 81942.67 | 88993.26 | 94895.3 | 103758.1 | 109673.5 | 115463.9 | 118414.8 | 125052.3
2023 PG Study Reference Scenario | SCG | Com | FoodServ | Com - Health | Energy Efficiency | Admin | 169683.2 | 178748.5 | 187582.5 | 196113.9 | 204394.1 | 212399.8 | 220203.9 | 227739.7 | 235004.2 | 270768.8 | 277128.9
2023 PG Study Reference Scenario | SCG | Com | FoodServ | Com - Health | Energy Efficiency | Incentives | 183909.1 | 195073.7 | 206073.4 | 216849.9 | 227318.9 | 237533.8 | 247597.8 | 257428.4 | 267015 | 286098.8 | 294770.1
2023 PG Study Reference Scenario | SCG | Com | FoodServ | Com - Health | Energy Efficiency | Incremental Measure Cost | 486503.3 | 525745.8 | 565929.5 | 606828.4 | 648591.4 | 691127.3 | 734667.7 | 778962 | 823966.7 | 907785 | 953259.3
2023 PG Study Reference Scenario | SCG | Com | FoodServ | Com - Health | Fuel Substitution | Incremental Measure Cost | 42417.49 | 49569.61 | 57050.35 | 64830.17 | 72879.24 | 81194.94 | 89766.42 | 98567.66 | 107554 | 116699.2 | 126162.6
2023 PG Study Reference Scenario | SCG | Com | FoodServ | Com - Lodging | Energy Efficiency | Admin | 36644.41 | 38500.95 | 40467.49 | 42067.39 | 43843.27 | 45597.73 | 47061.58 | 48391.36 | 49612.46 | 50625.13 | 61450.75
2023 PG Study Reference Scenario | SCG | Com | FoodServ | Com - Lodging | Energy Efficiency | Incentives | 40804.71 | 43176.03 | 45687.63 | 47802.73 | 50093.41 | 52362.39 | 54306.88 | 56102.92 | 57777.79 | 59212.88 | 63981.99
2023 PG Study Reference Scenario | SCG | Com | FoodServ | Com - Lodging | Energy Efficiency | Incremental Measure Cost | 110863 | 119865.7 | 129627.1 | 138628.3 | 148637.2 | 159027.6 | 168846.1 | 178594.2 | 188342.7 | 197678.8 | 220671.6
2023 PG Study Reference Scenario | SCG | Com | FoodServ | Com - Lodging | Energy Efficiency | Admin | 141849.9 | 150336.3 | 158666.4 | 166812.8 | 174782.6 | 182579 | 190182.6 | 197585.3 | 204779.8 | 254315.8 | 260856.8
2023 PG Study Reference Scenario | SCG | Com | FoodServ | Com - Lodging | Energy Efficiency | Incentives | 156504.1 | 167049.8 | 177514.5 | 187868.3 | 197936 | 207829 | 217555.7 | 227100 | 236446.7 | 260064.8 | 268780.8
2023 PG Study Reference Scenario | SCG | Com | FoodServ | Com - Lodging | Energy Efficiency | Incremental Measure Cost | 405049.2 | 441705.6 | 479514.6 | 518401 | 558389.9 | 599496.4 | 641649.3 | 684808.1 | 728926.3 | 830567.1 | 876758.2
2023 PG Study Reference Scenario | SCG | Com | FoodServ | Com - Lodging | Fuel Substitution | Incremental Measure Cost | 45914.11 | 53276.29 | 60908.53 | 68773.28 | 76836.53 | 85085.31 | 93508.55 | 102067.3 | 110711.5 | 119404.7 | 128239.4
2023 PG Study Reference Scenario | SCG | Com | FoodServ | Com - Other | Energy Efficiency | Admin | 85323.78 | 89908.74 | 94415.02 | 98578.04 | 102418.2 | 106224.7 | 110347.8 | 113677.9 | 115950.6 | 118554.7 | 192907.1
2023 PG Study Reference Scenario | SCG | Com | FoodServ | Com - Other | Energy Efficiency | Incentives | 86341.52 | 91869.56 | 97360.56 | 102582.3 | 107231.7 | 111807.9 | 116745.8 | 120869.3 | 123882.3 | 127258.5 | 155037.9
2023 PG Study Reference Scenario | SCG | Com | FoodServ | Com - Other | Energy Efficiency | Incremental Measure Cost | 237436.3 | 256254.9 | 275607.9 | 294718.7 | 313617.9 | 333164.2 | 354503.5 | 374082.5 | 390849.8 | 409360.9 | 525829.7
2023 PG Study Reference Scenario | SCG | Com | FoodServ | Com - Other | Energy Efficiency | Admin | 512523.5 | 536415 | 559377.7 | 581444.9 | 602620.1 | 622950.8 | 642512.8 | 661293.5 | 679253.4 | 1107987 | 1122315
2023 PG Study Reference Scenario | SCG | Com | FoodServ | Com - Other | Energy Efficiency | Incentives | 515311.6 | 544443.9 | 572838.9 | 600768.1 | 626318.5 | 650754 | 674532.2 | 697617.9 | 719946.8 | 881657.6 | 900688
2023 PG Study Reference Scenario | SCG | Com | FoodServ | Com - Other | Energy Efficiency | Incremental Measure Cost | 1393014 | 1492420 | 1593010 | 1694818 | 1797784 | 1901991 | 2007612 | 2114526 | 2222505 | 2879245 | 2992540
2023 PG Study Reference Scenario | SCG | Com | FoodServ | Com - Other | Fuel Substitution | Incremental Measure Cost | 113198.7 | 132487 | 152622.2 | 173517.1 | 195099.6 | 217338.4 | 240200.6 | 263600.7 | 287428.2 | 311593.4 | 337362.7
2023 PG Study Reference Scenario | SCG | Com | FoodServ | Com - Restaurant | Energy Efficiency | Admin | 507392.4 | 538497.1 | 569208.9 | 598848.6 | 629873.6 | 655184.4 | 676537.6 | 698925.7 | 719246.9 | 736270.5 | 927280.8
2023 PG Study Reference Scenario | SCG | Com | FoodServ | Com - Restaurant | Energy Efficiency | Incentives | 560404.5 | 599455.3 | 638324.9 | 676332.5 | 715274.3 | 747677.9 | 775657.2 | 804889.3 | 831798.4 | 854919.5 | 937042.5
2023 PG Study Reference Scenario | SCG | Com | FoodServ | Com - Restaurant | Energy Efficiency | Incremental Measure Cost | 1509329 | 1649765 | 1795526 | 1944618 | 2105411 | 2254093 | 2395473 | 2546714 | 2696755 | 2840374 | 3225122
2023 PG Study Reference Scenario | SCG | Com | FoodServ | Com - Restaurant | Energy Efficiency | Admin | 2182954 | 2310733 | 2436060 | 2558888 | 2679238 | 2796712 | 2911032 | 3022321 | 3130439 | 4021620 | 4119165
2023 PG Study Reference Scenario | SCG | Com | FoodServ | Com - Restaurant | Energy Efficiency | Incentives | 2379316 | 2538695 | 2696574 | 2853212 | 3004100 | 3151557 | 3296092 | 3437733 | 3576211 | 3978919 | 4107343
2023 PG Study Reference Scenario | SCG | Com | FoodServ | Com - Restaurant | Energy Efficiency | Incremental Measure Cost | 6078957 | 6627173 | 7192480 | 7774889 | 8374523 | 8990109 | 9620571 | 10266099 | 10925869 | 12645190 | 13338962
2023 PG Study Reference Scenario | SCG | Com | FoodServ | Com - Restaurant | Fuel Substitution | Incremental Measure Cost | 753861.9 | 874184.7 | 998966 | 1127550 | 1259412 | 1394394 | 1532314 | 1672503 | 1814155 | 1956678 | 2101328
2023 PG Study Reference Scenario | SCG | Com | FoodServ | Com - School | Energy Efficiency | Admin | 21683.55 | 22561.02 | 23502.34 | 24355.69 | 24729.74 | 25483.13 | 25948.15 | 26389.17 | 26863.64 | 27418.5 | 44410.77
2023 PG Study Reference Scenario | SCG | Com | FoodServ | Com - School | Energy Efficiency | Incentives | 23631.81 | 24718.12 | 25874.98 | 26945.06 | 27478.87 | 28436.48 | 29077.81 | 29696.16 | 30356.07 | 31111.13 | 37344.08
2023 PG Study Reference Scenario | SCG | Com | FoodServ | Com - School | Energy Efficiency | Incremental Measure Cost | 69233.3 | 73654.84 | 78462.44 | 83160.27 | 86372.23 | 91056.57 | 94870.51 | 98734.97 | 102868.4 | 107467.4 | 134138.7
2023 PG Study Reference Scenario | SCG | Com | FoodServ | Com - School | Energy Efficiency | Admin | 117248 | 122363.1 | 127240.3 | 131891.4 | 136288.6 | 140479.8 | 144457.2 | 148234 | 151826.4 | 248829.7 | 251514.2
2023 PG Study Reference Scenario | SCG | Com | FoodServ | Com - School | Energy Efficiency | Incentives | 127679.7 | 133934.4 | 139935.9 | 145743.5 | 151246 | 156543.3 | 161639.2 | 166544.4 | 171273.5 | 207698.3 | 211822.4
2023 PG Study Reference Scenario | SCG | Com | FoodServ | Com - School | Energy Efficiency | Incremental Measure Cost | 369040.2 | 393644.1 | 418392.1 | 443305.8 | 468266.5 | 493417 | 518706 | 544154.3 | 569795.5 | 720188.3 | 747598.4
2023 PG Study Reference Scenario | SCG | Com | FoodServ | Com - School | Fuel Substitution | Incremental Measure Cost | 18968.47 | 22168.44 | 25483.79 | 28896.16 | 32392.43 | 35965.4 | 39610.91 | 43312.78 | 47050.47 | 50809.01 | 54674.92
2023 PG Study Reference Scenario | SCG | Com | HVAC | Com - College | Energy Efficiency | Admin | 75828.08 | 75779.12 | 76615.06 | 77579.01 | 77098.91 | 66676.15 | 67110.69 | 66672.49 | 66219.41 | 65302.87 | 64628.37
2023 PG Study Reference Scenario | SCG | Com | HVAC | Com - College | Energy Efficiency | Incentives | 23989.11 | 24491.59 | 25186.86 | 25842.31 | 25939.58 | 109.655 | 110.3293 | 109.5993 | 108.862 | 107.4253 | 106.3867
2023 PG Study Reference Scenario | SCG | Com | HVAC | Com - College | Energy Efficiency | Incremental Measure Cost | 86679.06 | 90642.91 | 95418.5 | 100162.6 | 102818.6 | -7969.33 | -8010.92 | -7947.98 | 552.6046 | 556.2181 | 561.8572
2023 PG Study Reference Scenario | SCG | Com | HVAC | Com - College | Energy Efficiency | Admin | 0 | 0 | 0 | 0 | 0 | 426.1849 | 385.9255 | 349.7753 | 318.6771 | 290.569 | 264.7975
2023 PG Study Reference Scenario | SCG | Com | HVAC | Com - College | Energy Efficiency | Incentives | 0 | 0 | 0 | 0 | 0 | 54.3354 | 50.8567 | 47.622 | 72.4721 | 67.4015 | 62.6519
2023 PG Study Reference Scenario | SCG | Com | HVAC | Com - College | Energy Efficiency | Incremental Measure Cost | 0 | 0 | 0 | 0 | 0 | 275.4127 | 258.7921 | 243.0704 | 369.0979 | 342.2544 | 317.3632
2023 PG Study Reference Scenario | SCG | Com | HVAC | Com - College | Energy Efficiency | Admin | 33809.46 | 34837.29 | 35671.53 | 36353.02 | 36904.12 | 0 | 0 | 0 | 0 | 0 | 0
2023 PG Study Reference Scenario | SCG | Com | HVAC | Com - College | Energy Efficiency | Incentives | 79188.57 | 81595.96 | 83549.91 | 85146.11 | 86436.89 | 0 | 0 | 0 | 0 | 0 | 0
2023 PG Study Reference Scenario | SCG | Com | HVAC | Com - College | Energy Efficiency | Incremental Measure Cost | 313595 | 329591.5 | 344234.1 | 357827 | 370516.8 | 0 | 0 | 0 | 0 | 0 | 0
2023 PG Study Reference Scenario | SCG | Com | HVAC | Com - College | Fuel Substitution | Incremental Measure Cost | 59975.43 | 77202.86 | 224311.2 | 266741.1 | 280003.3 | 0 | 0 | 0 | 0 | 0 | 0
2023 PG Study Reference Scenario | SCG | Com | HVAC | Com - Grocery | Energy Efficiency | Admin | 11196.63 | 11535.54 | 11772.71 | 11983.3 | 12242.03 | 12538.07 | 12642.72 | 12846.5 | 13029.4 | 13087.92 | 13195.15
2023 PG Study Reference Scenario | SCG | Com | HVAC | Com - Grocery | Energy Efficiency | Incentives | 26224.77 | 27018.57 | 27574.05 | 28067.31 | 28673.3 | 29366.68 | 29611.81 | 30089.08 | 30517.48 | 30654.54 | 30905.71
2023 PG Study Reference Scenario | SCG | Com | HVAC | Com - Grocery | Energy Efficiency | Incremental Measure Cost | 98320.87 | 103617.4 | 108162.8 | 112605.1 | 117648.9 | 123223.1 | 127058.6 | 132015.7 | 153484.1 | 157257.1 | 161716.7
2023 PG Study Reference Scenario | SCG | Com | HVAC | Com - Grocery | Energy Efficiency | Admin | 0 | 0 | 0 | 0 | 0 | 0 | 0 | 266.9215 | 0 | 0 | 0
2023 PG Study Reference Scenario | SCG | Com | HVAC | Com - Grocery | Energy Efficiency | Incentives | 0 | 0 | 0 | 0 | 0 | 0 | 0 | 625.184 | 0 | 0 | 0
2023 PG Study Reference Scenario | SCG | Com | HVAC | Com - Grocery | Energy Efficiency | Incremental Measure Cost | 0 | 0 | 0 | 0 | 0 | 0 | 0 | 1505.753 | 0 | 0 | 0
2023 PG Study Reference Scenario | SCG | Com | HVAC | Com - Grocery | Fuel Substitution | Incremental Measure Cost | 2836468 | 3126804 | 3407735 | 3676755 | 3932098 | 379004.4 | 406361.3 | 429904.8 | 462072.9 | 477804.9 | 490796.3
2023 PG Study Reference Scenario | SCG | Com | HVAC | Com - Health | Energy Efficiency | Admin | 47332.12 | 48841.36 | 50835.92 | 50749 | 51981.35 | 44718.11 | 46270.67 | 46392.32 | 46428.94 | 45297.39 | 43861.79
2023 PG Study Reference Scenario | SCG | Com | HVAC | Com - Health | Energy Efficiency | Incentives | 83580.14 | 88354.69 | 94164.7 | 96216.68 | 100843 | 86004.8 | 91431.62 | 94168.18 | 108701.6 | 106057.3 | 102700.8
2023 PG Study Reference Scenario | SCG | Com | HVAC | Com - Health | Energy Efficiency | Incremental Measure Cost | 196845.7 | 209309.1 | 224218.5 | 230138.2 | 242165.8 | 172009.6 | 182863.2 | 188336.4 | 259908.1 | 258644.7 | 255456.1
2023 PG Study Reference Scenario | SCG | Com | HVAC | Com - Health | Energy Efficiency | Admin | 204999.3 | 250007.9 | 253101.4 | 256609.1 | 252146.5 | 244300.4 | 234527.2 | 222544.6 | 207716 | 192076.5 | 176108.8
2023 PG Study Reference Scenario | SCG | Com | HVAC | Com - Health | Energy Efficiency | Incentives | 338645.8 | 430598.1 | 448266 | 460825 | 467467.5 | 467846 | 462099.6 | 450486.4 | 486316.2 | 449720.9 | 411349.7
2023 PG Study Reference Scenario | SCG | Com | HVAC | Com - Health | Energy Efficiency | Incremental Measure Cost | 677291.6 | 861196.2 | 896532 | 921723 | 935134 | 935804.5 | 924259.8 | 901035.1 | 1162814 | 1096772 | 1023423
2023 PG Study Reference Scenario | SCG | Com | HVAC | Com - Health | Energy Efficiency | Admin | 34069.82 | 35259.41 | 36266.81 | 37113.18 | 37837.78 | 0 | 0 | 0 | 0 | 0 | 0
2023 PG Study Reference Scenario | SCG | Com | HVAC | Com - Health | Energy Efficiency | Incentives | 79798.39 | 82584.64 | 84944.19 | 86926.54 | 88623.71 | 0 | 0 | 0 | 0 | 0 | 0
2023 PG Study Reference Scenario | SCG | Com | HVAC | Com - Health | Energy Efficiency | Incremental Measure Cost | 316009.8 | 333584.9 | 349978.5 | 365309.2 | 379890.6 | 0 | 0 | 0 | 0 | 0 | 0
2023 PG Study Reference Scenario | SCG | Com | HVAC | Com - Health | Fuel Substitution | Incremental Measure Cost | 1518051 | 1661634 | 1799037 | 1929464 | 2052425 | 673.8144 | 723.6748 | 767.0137 | 819.4653 | 850.1322 | 876.5225
2023 PG Study Reference Scenario | SCG | Com | HVAC | Com - Lodging | Energy Efficiency | Admin | 35923.61 | 36645.44 | 37373.19 | 37694.31 | 38127.77 | 32732.01 | 32847.83 | 32888.78 | 32883.32 | 32631.02 | 32413.93
2023 PG Study Reference Scenario | SCG | Com | HVAC | Com - Lodging | Energy Efficiency | Incentives | 60615.79 | 64286.68 | 68099.72 | 71178.3 | 74222.84 | 63720.91 | 66286.82 | 68759.62 | 77019.36 | 76428.43 | 75919.97
2023 PG Study Reference Scenario | SCG | Com | HVAC | Com - Lodging | Energy Efficiency | Incremental Measure Cost | 145539.8 | 154562.7 | 163894.5 | 171680.5 | 180186.5 | 129485.4 | 135569.2 | 141482.8 | 298827.2 | 302462.6 | 306457.3
2023 PG Study Reference Scenario | SCG | Com | HVAC | Com - Lodging | Energy Efficiency | Admin | 95807.65 | 91903.49 | 86185.61 | 78908.87 | 70427.55 | 61159.59 | 60621.06 | 49461.64 | 27.1179 | 13.3092 | 12.4219
2023 PG Study Reference Scenario | SCG | Com | HVAC | Com - Lodging | Energy Efficiency | Incentives | 142203.4 | 143398.3 | 141161.8 | 135486.3 | 126607.5 | 114981.8 | 122496.5 | 103503 | 63.5156 | 31.1728 | 29.0946
2023 PG Study Reference Scenario | SCG | Com | HVAC | Com - Lodging | Energy Efficiency | Incremental Measure Cost | 284406.8 | 286796.7 | 282323.6 | 270972.5 | 253215 | 229963.6 | 250585.4 | 213010.7 | 168.2951 | 84.2494 | 80.2054
2023 PG Study Reference Scenario | SCG | Com | HVAC | Com - Lodging | Energy Efficiency | Admin | 13506.7 | 13980.6 | 14378.47 | 14713.33 | 14999.51 | 0 | 0 | 0 | 0 | 0 | 0
2023 PG Study Reference Scenario | SCG | Com | HVAC | Com - Lodging | Energy Efficiency | Incentives | 31635.41 | 32745.38 | 33677.27 | 34461.59 | 35131.88 | 0 | 0 | 0 | 0 | 0 | 0
2023 PG Study Reference Scenario | SCG | Com | HVAC | Com - Lodging | Energy Efficiency | Incremental Measure Cost | 125280 | 132269.3 | 138754.3 | 144825.6 | 150595.5 | 0 | 0 | 0 | 0 | 0 | 0
2023 PG Study Reference Scenario | SCG | Com | HVAC | Com - Lodging | Fuel Substitution | Incremental Measure Cost | 722788.2 | 803842.7 | 882621.8 | 958243.9 | 1030127 | 276.6591 | 288.3595 | 297.9536 | 329.6382 | 335.5398 | 340.1806
2023 PG Study Reference Scenario | SCG | Com | HVAC | Com - Office (Large) | Energy Efficiency | Admin | 44821.88 | 46196.8 | 46969.99 | 47679.75 | 49097.77 | 104.0142 | 104.7677 | 105.5207 | 105.1264 | 103.9961 | 103.8111
2023 PG Study Reference Scenario | SCG | Com | HVAC | Com - Office (Large) | Energy Efficiency | Incentives | 104981.9 | 108202.2 | 110013.2 | 111675.6 | 114996.9 | 243.6221 | 245.387 | 247.1508 | 246.2273 | 243.5798 | 243.1466
2023 PG Study Reference Scenario | SCG | Com | HVAC | Com - Office (Large) | Energy Efficiency | Incremental Measure Cost | 415741.9 | 437065.3 | 453268.4 | 469320.4 | 493455.4 | 1603.024 | 1651.316 | 1700.866 | 1952.863 | 1970.503 | 2006.339
2023 PG Study Reference Scenario | SCG | Com | HVAC | Com - Office (Large) | Energy Efficiency | Admin | 0 | 0 | 0 | 0 | 0 | 0 | 0 | 1454.832 | 0 | 0 | 0
2023 PG Study Reference Scenario | SCG | Com | HVAC | Com - Office (Large) | Energy Efficiency | Incremental Measure Cost | 0 | 0 | 0 | 0 | 0 | 0 | 0 | -383.566 | 0 | 0 | 0
2023 PG Study Reference Scenario | SCG | Com | HVAC | Com - Office (Large) | Energy Efficiency | Admin | 197229.9 | 203506.5 | 208625.9 | 212804.8 | 216261 | 0 | 0 | 0 | 0 | 0 | 0
2023 PG Study Reference Scenario | SCG | Com | HVAC | Com - Office (Large) | Energy Efficiency | Incentives | 461952.3 | 476653.4 | 488643.9 | 498431.8 | 506526.9 | 0 | 0 | 0 | 0 | 0 | 0
2023 PG Study Reference Scenario | SCG | Com | HVAC | Com - Office (Large) | Energy Efficiency | Incremental Measure Cost | 1829394 | 1925366 | 2013278 | 2094678 | 2171274 | 0 | 0 | 0 | 0 | 0 | 0
2023 PG Study Reference Scenario | SCG | Com | HVAC | Com - Office (Large) | Fuel Substitution | Incremental Measure Cost | 2058.705 | 2249.006 | 2430.581 | 2602.17 | 2763.089 | 0 | 0 | 0 | 0 | 0 | 0
2023 PG Study Reference Scenario | SCG | Com | HVAC | Com - Office (Small) | Energy Efficiency | Admin | 65808.21 | 67062.49 | 67889.05 | 68565.68 | 69073.36 | 41370.54 | 41375.38 | 41365.66 | 41310.7 | 41151.56 | 41041.52
2023 PG Study Reference Scenario | SCG | Com | HVAC | Com - Office (Small) | Energy Efficiency | Incentives | 59438.76 | 61494.49 | 63009.11 | 64238.4 | 65178.51 | 0 | 0 | 0 | 0 | 0 | 0
2023 PG Study Reference Scenario | SCG | Com | HVAC | Com - Office (Small) | Energy Efficiency | Incremental Measure Cost | 230026.5 | 242988.4 | 254173.2 | 264511.6 | 273926.8 | -5482.85 | -5483.48 | -5482.19 | 0 | 0 | 0
2023 PG Study Reference Scenario | SCG | Com | HVAC | Com - Office (Small) | Energy Efficiency | Admin | 97469.15 | 100635.7 | 103240.4 | 105388.2 | 107166.8 | 0 | 0 | 0 | 0 | 0 | 0
2023 PG Study Reference Scenario | SCG | Com | HVAC | Com - Office (Small) | Energy Efficiency | Incentives | 228292.4 | 235709.2 | 241809.9 | 246840.4 | 251006.2 | 0 | 0 | 0 | 0 | 0 | 0
2023 PG Study Reference Scenario | SCG | Com | HVAC | Com - Office (Small) | Energy Efficiency | Incremental Measure Cost | 904067.9 | 952109 | 996288 | 1037355 | 1075960 | 0 | 0 | 0 | 0 | 0 | 0
2023 PG Study Reference Scenario | SCG | Com | HVAC | Com - Office (Small) | Fuel Substitution | Incremental Measure Cost | 5714.009 | 6217.044 | 6687.098 | 7120.951 | 7517.594 | 0 | 0 | 0 | 0 | 0 | 0
2023 PG Study Reference Scenario | SCG | Com | HVAC | Com - Other | Energy Efficiency | Admin | 1142520 | 1159687 | 1175083 | 1186440 | 1194849 | 1204193 | 1233404 | 1243447 | 1240890 | 1239120 | 1238636
2023 PG Study Reference Scenario | SCG | Com | HVAC | Com - Other | Energy Efficiency | Incentives | 171.0063 | 180.7854 | 190.5309 | 199.7783 | 208.6182 | 217.7103 | 35285.22 | 42588.33 | 42801.42 | 42986.71 | 43181.11
2023 PG Study Reference Scenario | SCG | Com | HVAC | Com - Other | Energy Efficiency | Incremental Measure Cost | -415088 | -421307 | -426884 | -430994 | -434032 | -437411 | -185850 | -126080 | 354712.4 | 363348.1 | 372292.7
2023 PG Study Reference Scenario | SCG | Com | HVAC | Com - Other | Energy Efficiency | Admin | 796.5332 | 2388.662 | 5304.116 | 4889.412 | 4494 | 4117.894 | 3761.85 | 3426.829 | 3146.134 | 2883.951 | 2632.991
2023 PG Study Reference Scenario | SCG | Com | HVAC | Com - Other | Energy Efficiency | Incentives | 976.008 | 989.9999 | 985.0967 | 960.9248 | 918.3421 | 859.3815 | 786.9972 | 704.7229 | 1570.853 | 1385.79 | 1202.34
2023 PG Study Reference Scenario | SCG | Com | HVAC | Com - Other | Energy Efficiency | Incremental Measure Cost | 1952.016 | 1793.323 | 301.2985 | 465.5651 | 569.8607 | 620.6066 | 625.8356 | 594.5303 | 4155.036 | 3713.01 | 3289.431
2023 PG Study Reference Scenario | SCG | Com | HVAC | Com - Other | Fuel Substitution | Incremental Measure Cost | 1910446 | 2080355 | 2241382 | 2392444 | 5210497 | 0 | 0 | 0 | 0 | 0 | 0
2023 PG Study Reference Scenario | SCG | Com | HVAC | Com - Restaurant | Energy Efficiency | Admin | 203226.1 | 217962.9 | 231427.5 | 245000.5 | 256133 | 272844.5 | 278020 | 282775.3 | 286044.6 | 287488.3 | 288628.5
2023 PG Study Reference Scenario | SCG | Com | HVAC | Com - Restaurant | Energy Efficiency | Incentives | 354548.3 | 387485.3 | 417651.3 | 448328.3 | 472960.6 | 511748.8 | 524092.6 | 535035.2 | 542688.8 | 546474.1 | 549368
2023 PG Study Reference Scenario | SCG | Com | HVAC | Com - Restaurant | Energy Efficiency | Incremental Measure Cost | 837483.8 | 934512.2 | 1028324 | 1142117 | 1229859 | 1446754 | 1512499 | 1576260 | 1672261 | 1718135 | 1762314
2023 PG Study Reference Scenario | SCG | Com | HVAC | Com - Restaurant | Energy Efficiency | Admin | 0 | 0 | 0 | 418.5969 | 402.7895 | 380.7622 | 353.3225 | 321.6374 | 287.0193 | 250.8927 | 284.3976
2023 PG Study Reference Scenario | SCG | Com | HVAC | Com - Restaurant | Energy Efficiency | Incentives | 0 | 0 | 0 | 876.6515 | 861.0419 | 830.8233 | 786.9165 | 731.1731 | 672.2572 | 587.6413 | 536.119
2023 PG Study Reference Scenario | SCG | Com | HVAC | Com - Restaurant | Energy Efficiency | Incremental Measure Cost | 0 | 0 | 0 | 1753.303 | 1722.084 | 1661.647 | 1573.833 | 1462.346 | 1376.423 | 1227.239 | 1137.666
2023 PG Study Reference Scenario | SCG | Com | HVAC | Com - Restaurant | Energy Efficiency | Admin | 600229.7 | 648897.2 | 692256.8 | 730082.9 | 762487.1 | 789796 | 812563.9 | 831591.8 | 847260.3 | 860551.2 | 872161.7
2023 PG Study Reference Scenario | SCG | Com | HVAC | Com - Restaurant | Energy Efficiency | Incentives | 1405859 | 1519848 | 1621405 | 1710001 | 1785898 | 1849862 | 1903188 | 1947756 | 1984454 | 2015584 | 2042779
2023 PG Study Reference Scenario | SCG | Com | HVAC | Com - Restaurant | Energy Efficiency | Incremental Measure Cost | 3339009 | 3683908 | 4010772 | 4316743 | 4600818 | 4863308 | 5106040 | 5332644 | 5675659 | 5879931 | 6078390
2023 PG Study Reference Scenario | SCG | Com | HVAC | Com - Restaurant | Fuel Substitution | Incremental Measure Cost | 81229.28 | 267590.2 | 304052.2 | 360865.7 | 378811.3 | 440.4359 | 467.3088 | 489.3084 | 519.1425 | 532.0746 | 542.0046
2023 PG Study Reference Scenario | SCG | Com | HVAC | Com - Retail | Energy Efficiency | Admin | 31570.19 | 32458.93 | 32979.88 | 32025.59 | 118050 | 107951 | 107943.9 | 108510.7 | 108732.5 | 85547.22 | 83002.73
2023 PG Study Reference Scenario | SCG | Com | HVAC | Com - Retail | Energy Efficiency | Incentives | 23440.08 | 24419.09 | 25119.58 | 25556.71 | 26176.11 | 0 | 0 | 0 | 48863.73 | 41.1577 | 35.5912
2023 PG Study Reference Scenario | SCG | Com | HVAC | Com - Retail | Energy Efficiency | Incremental Measure Cost | -717676 | -707579 | -688165 | -620984 | -1417864 | -1517807 | -1489447 | -1469211 | 1295943 | 250.8349 | 221.2482
2023 PG Study Reference Scenario | SCG | Com | HVAC | Com - Retail | Energy Efficiency | Admin | 68373.27 | 46312.14 | 29301.46 | 16847 | 8242.805 | 4422.767 | 4127.916 | 3852.722 | 0 | 0 | 0
2023 PG Study Reference Scenario | SCG | Com | HVAC | Com - Retail | Energy Efficiency | Incremental Measure Cost | -2604479 | -1715360 | -1052321 | -586170 | -277113 | -143389 | -129158 | -116101 | 0 | 0 | 0
2023 PG Study Reference Scenario | SCG | Com | HVAC | Com - Retail | Energy Efficiency | Admin | 41919.11 | 43300.59 | 44443.59 | 45388.79 | 46179.92 | 0 | 0 | 0 | 0 | 0 | 0
2023 PG Study Reference Scenario | SCG | Com | HVAC | Com - Retail | Energy Efficiency | Incentives | 98111.3 | 101344.7 | 104020 | 106233.2 | 108085.8 | 0 | 0 | 0 | 0 | 0 | 0
2023 PG Study Reference Scenario | SCG | Com | HVAC | Com - Retail | Energy Efficiency | Incremental Measure Cost | 386741.6 | 407537.2 | 426723.1 | 444604.7 | 461492 | 0 | 0 | 0 | 0 | 0 | 0
2023 PG Study Reference Scenario | SCG | Com | HVAC | Com - Retail | Fuel Substitution | Incremental Measure Cost | -6420240 | -6747978 | -6944204 | -11000000 | -11000000 | 1175.91 | 1229.345 | 1275.761 | 0 | 0 | 0
2023 PG Study Reference Scenario | SCG | Com | HVAC | Com - School | Energy Efficiency | Admin | 139826.5 | 141179.2 | 142833.5 | 143935.8 | 142328.8 | 116484.2 | 115785 | 115188.2 | 114932.4 | 115122.4 | 114837.3
2023 PG Study Reference Scenario | SCG | Com | HVAC | Com - School | Energy Efficiency | Incentives | 152746.6 | 155002.3 | 157493.2 | 159262.2 | 157915.4 | 96783.75 | 96252.76 | 95800.73 | 95625.66 | 95824.61 | 95621.6
2023 PG Study Reference Scenario | SCG | Com | HVAC | Com - School | Energy Efficiency | Incremental Measure Cost | 663705.4 | 687114.1 | 712377.3 | 735142.6 | 743935.5 | 492569.9 | 500406.9 | 508754.7 | 554894.5 | 567170.3 | 577288.5
2023 PG Study Reference Scenario | SCG | Com | HVAC | Com - School | Energy Efficiency | Admin | 0 | 0 | 0 | 0 | 0 | 194.2972 | 124.8759 | 61.876 | 43.4007 | 40.5074 | 37.8069
2023 PG Study Reference Scenario | SCG | Com | HVAC | Com - School | Energy Efficiency | Incentives | 0 | 0 | 0 | 0 | 0 | 455.0833 | 292.4845 | 144.9261 | 101.6533 | 94.8764 | 88.5513
2023 PG Study Reference Scenario | SCG | Com | HVAC | Com - School | Energy Efficiency | Incremental Measure Cost | 0 | 0 | 0 | 0 | 0 | 929.6582 | 610.7114 | 309.2868 | 243.7036 | 232.0058 | 220.8695
2023 PG Study Reference Scenario | SCG | Com | HVAC | Com - School | Energy Efficiency | Admin | 84071.12 | 86688.67 | 88822.06 | 90564.28 | 91972.23 | 0 | 0 | 0 | 0 | 0 | 0
2023 PG Study Reference Scenario | SCG | Com | HVAC | Com - School | Energy Efficiency | Incentives | 196911.5 | 203042.3 | 208039.2 | 212119.8 | 215417.5 | 0 | 0 | 0 | 0 | 0 | 0
2023 PG Study Reference Scenario | SCG | Com | HVAC | Com - School | Energy Efficiency | Incremental Measure Cost | 779796 | 820157.1 | 857148.6 | 891441.1 | 923406.4 | 0 | 0 | 0 | 0 | 0 | 0
2023 PG Study Reference Scenario | SCG | Com | HVAC | Com - School | Fuel Substitution | Incremental Measure Cost | 9418.466 | 10203.14 | 10929.92 | 11593.74 | 12193.19 | 0 | 0 | 0 | 0 | 0 | 0
2023 PG Study Reference Scenario | SCG | Com | HVAC | Com - Warehouse | Energy Efficiency | Admin | 0 | 0 | 11.8911 | 12.1868 | 3.4829 | 3.5517 | 3.5918 | 3.6894 | 3.7187 | 3.7435 | 3.7845
2023 PG Study Reference Scenario | SCG | Com | HVAC | Com - Warehouse | Energy Efficiency | Incentives | 0 | 0 | 27.8514 | 28.5438 | 8.1576 | 8.3187 | 8.4128 | 8.6413 | 8.7099 | 8.768 | 8.864
2023 PG Study Reference Scenario | SCG | Com | HVAC | Com - Warehouse | Energy Efficiency | Incremental Measure Cost | 0 | 0 | 160.8812 | 169.3075 | 49.677 | 52.0007 | 53.9731 | 56.8901 | 76.0602 | 78.0989 | 80.5333
2023 PG Study Reference Scenario | SCG | Com | HVAC | Com - Warehouse | Fuel Substitution | Incremental Measure Cost | 870609 | 956693 | 1038606 | 1115573 | 1187129 | 0 | 0 | 0 | 0 | 0 | 0
2023 PG Study Reference Scenario | SCG | Com | WaterHeat | Com - College | Energy Efficiency | Admin | 11326.06 | 11669.18 | 12123.63 | 12572.1 | 12752.05 | 85.3566 | 86.4251 | 86.2808 | 86.0321 | 84.5604 | 83.3573
2023 PG Study Reference Scenario | SCG | Com | WaterHeat | Com - College | Energy Efficiency | Incentives | 9571.761 | 9863.926 | 10249.72 | 10630.33 | 10783.79 | 8.2946 | 8.8682 | 9.3317 | 24.8125 | 24.8759 | 25.0125
2023 PG Study Reference Scenario | SCG | Com | WaterHeat | Com - College | Energy Efficiency | Incremental Measure Cost | 22090.41 | 23218.61 | 24608.76 | 26032.6 | 26936.11 | 16.5891 | 17.7363 | 18.6635 | 49.6251 | 49.7518 | 50.025
2023 PG Study Reference Scenario | SCG | Com | WaterHeat | Com - College | Energy Efficiency | Admin | 0 | 181996.7 | 180137 | 173808.4 | 163196.3 | 148906.4 | 131868.8 | 113193.3 | 93738.51 | 74917.33 | 57501.2
2023 PG Study Reference Scenario | SCG | Com | WaterHeat | Com - College | Energy Efficiency | Incentives | 0 | 8754.084 | 9466.965 | 9923.992 | 10074.31 | 9896.002 | 9399.478 | 8624.945 | 23979.46 | 19548.07 | 15303.77
2023 PG Study Reference Scenario | SCG | Com | WaterHeat | Com - College | Energy Efficiency | Incremental Measure Cost | 0 | 17508.17 | 18933.93 | 19847.98 | 20148.63 | 19792 | 18798.96 | 17249.89 | 47958.92 | 39096.13 | 30607.55
2023 PG Study Reference Scenario | SCG | Com | WaterHeat | Com - College | Energy Efficiency | Admin | 38682.84 | 40249.02 | 41637.34 | 42865.24 | 43937.73 | 1134.893 | 1147.044 | 1157.921 | 1159.328 | 1159.826 | 1161.814
2023 PG Study Reference Scenario | SCG | Com | WaterHeat | Com - College | Energy Efficiency | Incentives | 32088.98 | 33410.08 | 34581.29 | 35618.03 | 36524.64 | 110.2838 | 117.6995 | 125.2355 | 334.363 | 341.1976 | 348.6187
2023 PG Study Reference Scenario | SCG | Com | WaterHeat | Com - College | Energy Efficiency | Incremental Measure Cost | 74040.14 | 78622.15 | 83000.36 | 87192.82 | 91194.14 | 220.5676 | 235.3989 | 250.4709 | 668.726 | 682.3953 | 697.2374
2023 PG Study Reference Scenario | SCG | Com | WaterHeat | Com - Grocery | Energy Efficiency | Admin | 3331.851 | 3445.512 | 3526.264 | 3596.515 | 3678.508 | 1870.868 | 1864.796 | 1873.778 | 1880.021 | 1767.311 | 1657.297
2023 PG Study Reference Scenario | SCG | Com | WaterHeat | Com - Grocery | Energy Efficiency | Incentives | 934.8683 | 1003.576 | 1064.861 | 1124.508 | 1189.254 | 0 | 0 | 0 | 542.1288 | 519.8308 | 497.2371
2023 PG Study Reference Scenario | SCG | Com | WaterHeat | Com - Grocery | Energy Efficiency | Incremental Measure Cost | 485.1103 | 615.3326 | 744.8035 | 875.2003 | 1011.269 | -1363.82 | -1339.13 | -1324.81 | 1084.258 | 1039.662 | 994.4741
2023 PG Study Reference Scenario | SCG | Com | WaterHeat | Com - Grocery | Energy Efficiency | Admin | 388421.8 | 375906.6 | 348271.7 | 308755.5 | 262195.4 | 213741.3 | 167681 | 126805.3 | 86675.57 | 57964.88 | 39522.14
2023 PG Study Reference Scenario | SCG | Com | WaterHeat | Com - Grocery | Energy Efficiency | Incentives | 0 | 0 | 0 | 0 | 0 | 0 | 0 | 0 | 23323.33 | 15764.86 | 11031.14
2023 PG Study Reference Scenario | SCG | Com | WaterHeat | Com - Grocery | Energy Efficiency | Incremental Measure Cost | -308230 | -295613 | -271370 | -238318 | -200425 | -161775 | -125659 | -94121.2 | 46646.65 | 31529.72 | 22062.28
2023 PG Study Reference Scenario | SCG | Com | WaterHeat | Com - Grocery | Energy Efficiency | Admin | 43620.15 | 44244.65 | 44702.21 | 45029.43 | 45259.58 | 36062.75 | 35990.88 | 35900.9 | 33826.5 | 31666.76 | 30003.63
2023 PG Study Reference Scenario | SCG | Com | WaterHeat | Com - Grocery | Energy Efficiency | Incentives | 4840.986 | 5137.693 | 5421.01 | 5691.836 | 5951.687 | 0 | 0 | 0 | 9754.53 | 9314.663 | 9002.277
2023 PG Study Reference Scenario | SCG | Com | WaterHeat | Com - Grocery | Energy Efficiency | Incremental Measure Cost | -18059.5 | -17345.9 | -16547.4 | -15691.2 | -14798.5 | -26289 | -25845.5 | -25382.8 | 19509.06 | 18629.33 | 18004.55
2023 PG Study Reference Scenario | SCG | Com | WaterHeat | Com - Health | Energy Efficiency | Admin | 19420.59 | 20663.96 | 22083.07 | 22548.05 | 23540.84 | 266.2629 | 274.1321 | 273.0607 | 271.2379 | 249.8602 | 227.2131
2023 PG Study Reference Scenario | SCG | Com | WaterHeat | Com - Health | Energy Efficiency | Incentives | 9862.957 | 10707.24 | 11674.27 | 12161.38 | 12953.78 | 0 | 0 | 0 | 78.2186 | 73.4959 | 68.1727
2023 PG Study Reference Scenario | SCG | Com | WaterHeat | Com - Health | Energy Efficiency | Incremental Measure Cost | 19503.32 | 21185.29 | 23111.16 | 24087.89 | 25670.01 | -235.658 | -239.646 | -235.684 | 156.4372 | 146.9919 | 136.3455
2023 PG Study Reference Scenario | SCG | Com | WaterHeat | Com - Health | Energy Efficiency | Admin | 397593.4 | 401970.9 | 391634.7 | 367395.5 | 332091.6 | 289885.1 | 245224.9 | 201909.8 | 154507.9 | 117000.1 | 89739.35
2023 PG Study Reference Scenario | SCG | Com | WaterHeat | Com - Health | Energy Efficiency | Incentives | 0 | 0 | 0 | 0 | 0 | 0 | 0 | 0 | 39525 | 30528.66 | 23883.86
2023 PG Study Reference Scenario | SCG | Com | WaterHeat | Com - Health | Energy Efficiency | Incremental Measure Cost | -394373 | -395204 | -381553 | -354600 | -317448 | -274362 | -229729 | -187165 | 79050 | 61057.33 | 47767.73
2023 PG Study Reference Scenario | SCG | Com | WaterHeat | Com - Health | Energy Efficiency | Admin | 106856.3 | 111524.9 | 115740.7 | 119496 | 122864.7 | 5283.006 | 5303.403 | 5316.756 | 5062.526 | 4792.06 | 4583.996
2023 PG Study Reference Scenario | SCG | Com | WaterHeat | Com - Health | Energy Efficiency | Incentives | 52400.94 | 55836.94 | 59160.98 | 62357.97 | 65455.1 | 0 | 0 | 0 | 1459.935 | 1409.612 | 1375.412
2023 PG Study Reference Scenario | SCG | Com | WaterHeat | Com - Health | Energy Efficiency | Incremental Measure Cost | 100177.1 | 106991 | 113607.8 | 119995.9 | 126204.5 | -4675.82 | -4636.26 | -4589.01 | 2919.87 | 2819.223 | 2750.824
2023 PG Study Reference Scenario | SCG | Com | WaterHeat | Com - Lodging | Energy Efficiency | Admin | 261908.6 | 271938.6 | 281954.3 | 288703.4 | 296003.3 | 430.9447 | 431.5072 | 431.2356 | 430.4728 | 400.9622 | 369.4477
2023 PG Study Reference Scenario | SCG | Com | WaterHeat | Com - Lodging | Energy Efficiency | Incentives | 114131.1 | 120876.5 | 127839.2 | 133521.1 | 139638.7 | 0 | 0 | 0 | 124.154 | 117.9556 | 110.8583
2023 PG Study Reference Scenario | SCG | Com | WaterHeat | Com - Lodging | Energy Efficiency | Incremental Measure Cost | 226570.2 | 240042.7 | 253947.9 | 265308.5 | 277534.2 | -1751.33 | -1748.93 | -1743.05 | 248.3081 | 235.9113 | 221.7167
2023 PG Study Reference Scenario | SCG | Com | WaterHeat | Com - Lodging | Energy Efficiency | Admin | 334495.7 | 301838.9 | 258181.6 | 208434.5 | 157724.1 | 111325.8 | 89874.02 | 138118.9 | 20904.83 | 14869.87 | 12448.79
2023 PG Study Reference Scenario | SCG | Com | WaterHeat | Com - Lodging | Energy Efficiency | Incentives | 0 | 137.9591 | 145.4224 | 152.6856 | 159.6208 | 166.0961 | 13298.12 | 78335.95 | 5350.244 | 4618.422 | 3823.33
2023 PG Study Reference Scenario | SCG | Com | WaterHeat | Com - Lodging | Energy Efficiency | Incremental Measure Cost | -1222339 | -1110831 | -958175 | -781577 | -600477 | -432003 | -219009 | 285300.4 | 10704.46 | 11395.86 | 9211.22
2023 PG Study Reference Scenario | SCG | Com | WaterHeat | Com - Lodging | Energy Efficiency | Admin | 678140.1 | 709948.1 | 738785.9 | 764748.2 | 788158.5 | 4532.827 | 4590.239 | 4643.825 | 4393.48 | 4104.816 | 3870.255
2023 PG Study Reference Scenario | SCG | Com | WaterHeat | Com - Lodging | Energy Efficiency | Incentives | 294170.3 | 314169.2 | 333507.4 | 352166.9 | 370237.6 | 0 | 0 | 0 | 1267.137 | 1207.561 | 1161.329
2023 PG Study Reference Scenario | SCG | Com | WaterHeat | Com - Lodging | Energy Efficiency | Incremental Measure Cost | 571318.7 | 610943.5 | 649302.3 | 686351.8 | 722259.8 | -18421.1 | -18604.6 | -18770.3 | 2534.275 | 2415.121 | 2322.657
2023 PG Study Reference Scenario | SCG | Com | WaterHeat | Com - Lodging | Fuel Substitution | Incremental Measure Cost | 619.2168 | 69353.1 | 474810.1 | 547162.8 | 625393.6 | 0 | 0 | 0 | 0 | 0 | 0
2023 PG Study Reference Scenario | SCG | Com | WaterHeat | Com - Office (Large) | Energy Efficiency | Admin | 21531.9 | 22365.4 | 22942.64 | 23509.33 | 24385.9 | 0 | 0 | 0 | 0 | 0 | 0
2023 PG Study Reference Scenario | SCG | Com | WaterHeat | Com - Office (Large) | Energy Efficiency | Incentives | 18316.07 | 19025.09 | 19516.12 | 19998.17 | 20743.82 | 0 | 0 | 0 | 0 | 0 | 0
2023 PG Study Reference Scenario | SCG | Com | WaterHeat | Com - Office (Large) | Energy Efficiency | Incremental Measure Cost | 47504.43 | 50330.2 | 52661.78 | 55041.78 | 58235.97 | 0 | 0 | 0 | 0 | 0 | 0
2023 PG Study Reference Scenario | SCG | Com | WaterHeat | Com - Office (Large) | Energy Efficiency | Admin | 1483825 | 1452455 | 1363658 | 1226739 | 1057814 | 875638 | 697178 | 534647.2 | 377783 | 259721.9 | 176809.1
2023 PG Study Reference Scenario | SCG | Com | WaterHeat | Com - Office (Large) | Energy Efficiency | Incentives | 0 | 0 | 0 | 0 | 0 | 0 | 0 | 0 | 98051.61 | 68520.1 | 47708.61
2023 PG Study Reference Scenario | SCG | Com | WaterHeat | Com - Office (Large) | Energy Efficiency | Incremental Measure Cost | -2437073 | -2373858 | -2217570 | -1984678 | -1702381 | -1401615 | -1109850 | -846429 | 196103.2 | 137040.2 | 95417.21
2023 PG Study Reference Scenario | SCG | Com | WaterHeat | Com - Office (Large) | Energy Efficiency | Admin | 95472.33 | 99389.45 | 102851.9 | 105900 | 108593.5 | 0 | 0 | 0 | 0 | 0 | 0
2023 PG Study Reference Scenario | SCG | Com | WaterHeat | Com - Office (Large) | Energy Efficiency | Incentives | 81213.37 | 84545.46 | 87490.8 | 90083.65 | 92374.84 | 0 | 0 | 0 | 0 | 0 | 0
2023 PG Study Reference Scenario | SCG | Com | WaterHeat | Com - Office (Large) | Energy Efficiency | Incremental Measure Cost | 210634.4 | 223662 | 236082.9 | 247941 | 259332.1 | 0 | 0 | 0 | 0 | 0 | 0
2023 PG Study Reference Scenario | SCG | Com | WaterHeat | Com - Office (Small) | Energy Efficiency | Admin | 357044.2 | 340323.4 | 309520 | 268460.6 | 222260.4 | 175929.7 | 133279.5 | 96486.15 | 63970.19 | 40366.87 | 23838.62
2023 PG Study Reference Scenario | SCG | Com | WaterHeat | Com - Office (Small) | Energy Efficiency | Incentives | 1202.576 | 1269.191 | 1301.352 | 1294.287 | 1247.116 | 1163.028 | 1048.617 | 912.5801 | 17309.86 | 11270.17 | 6888.357
2023 PG Study Reference Scenario | SCG | Com | WaterHeat | Com - Office (Small) | Energy Efficiency | Incremental Measure Cost | -51854.4 | -46228 | -38993.6 | -31038.5 | -23267.6 | -16383.5 | -10775.4 | -6532.74 | 34619.71 | 22540.34 | 13776.71
2023 PG Study Reference Scenario | SCG | Com | WaterHeat | Com - Other | Energy Efficiency | Admin | 31723.51 | 33171.17 | 34507.35 | 35644.27 | 36599.54 | 7843.07 | 7943.676 | 7970.69 | 7913.978 | 7418.956 | 6897.299
2023 PG Study Reference Scenario | SCG | Com | WaterHeat | Com - Other | Energy Efficiency | Incentives | 18959.54 | 20323.71 | 21660.54 | 22909.13 | 24072.75 | 0 | 0 | 0 | 2282.271 | 2182.307 | 2069.47
2023 PG Study Reference Scenario | SCG | Com | WaterHeat | Com - Other | Energy Efficiency | Incremental Measure Cost | 30654.3 | 33256.09 | 35827.33 | 38262.73 | 40562.31 | -7594.64 | -7605.82 | -7543.47 | 4564.542 | 4364.615 | 4138.939
2023 PG Study Reference Scenario | SCG | Com | WaterHeat | Com - Other | Energy Efficiency | Admin | 1587177 | 1510523 | 1371904 | 1188272 | 982152.2 | 775624 | 585556.5 | 421654.6 | 277445.6 | 175094.2 | 104871.7
2023 PG Study Reference Scenario | SCG | Com | WaterHeat | Com - Other | Energy Efficiency | Incentives | 0 | 0 | 0 | 0 | 0 | 0 | 0 | 0 | 72167.02 | 46721.51 | 28808.25
2023 PG Study Reference Scenario | SCG | Com | WaterHeat | Com - Other | Energy Efficiency | Incremental Measure Cost | -1677394 | -1584980 | -1429003 | -1228447 | -1007574 | -789535 | -591503 | -422885 | 144334 | 93443.03 | 57616.5
2023 PG Study Reference Scenario | SCG | Com | WaterHeat | Com - Other | Energy Efficiency | Admin | 199125.4 | 205521.8 | 211182.1 | 216194.2 | 220521.2 | 114384.3 | 114988.8 | 115264.1 | 108618 | 101417.8 | 95747.35
2023 PG Study Reference Scenario | SCG | Com | WaterHeat | Com - Other | Energy Efficiency | Incentives | 71967.08 | 76575.39 | 81006.93 | 85271.04 | 89381.54 | 0 | 0 | 0 | 31323.83 | 29832.81 | 28728.71
2023 PG Study Reference Scenario | SCG | Com | WaterHeat | Com - Other | Energy Efficiency | Incremental Measure Cost | 36110.06 | 43979.4 | 51885.16 | 59781.12 | 67757.41 | -110763 | -110100 | -109088 | 62647.66 | 59665.62 | 57457.42
2023 PG Study Reference Scenario | SCG | Com | WaterHeat | Com - Refrig. Warehouse | Energy Efficiency | Admin | 145.2039 | 149.5971 | 151.805 | 152.9678 | 155.194 | 0 | 0 | 0 | 0 | 0 | 0
2023 PG Study Reference Scenario | SCG | Com | WaterHeat | Com - Refrig. Warehouse | Energy Efficiency | Incentives | 71.5281 | 75.1661 | 77.801 | 79.9648 | 82.7512 | 0 | 0 | 0 | 0 | 0 | 0
2023 PG Study Reference Scenario | SCG | Com | WaterHeat | Com - Refrig. Warehouse | Energy Efficiency | Incremental Measure Cost | 143.0563 | 150.3321 | 155.6019 | 159.9297 | 165.5024 | 0 | 0 | 0 | 0 | 0 | 0
2023 PG Study Reference Scenario | SCG | Com | WaterHeat | Com - Refrig. Warehouse | Energy Efficiency | Admin | 45773.08 | 41342.19 | 35467.78 | 29690.45 | 24571.56 | 20154.01 | 16323.72 | 12972.37 | 10002.21 | 7429.561 | 5224.645
2023 PG Study Reference Scenario | SCG | Com | WaterHeat | Com - Refrig. Warehouse | Energy Efficiency | Incentives | 334.9626 | 392.2942 | 536.2694 | 622.8717 | 660.9334 | 660.4596 | 629.2695 | 573.6777 | 2719.82 | 2060.746 | 1476.079
2023 PG Study Reference Scenario | SCG | Com | WaterHeat | Com - Refrig. Warehouse | Energy Efficiency | Incremental Measure Cost | 392.1849 | 784.5883 | 1072.539 | 1245.743 | 1321.867 | 1320.919 | 1258.539 | 1147.355 | 5439.64 | 4121.493 | 2952.158
2023 PG Study Reference Scenario | SCG | Com | WaterHeat | Com - Refrig. Warehouse | Energy Efficiency | Admin | 445.93 | 465.8546 | 483.6269 | 499.3669 | 513.3225 | 0 | 0 | 0 | 0 | 0 | 0
2023 PG Study Reference Scenario | SCG | Com | WaterHeat | Com - Refrig. Warehouse | Energy Efficiency | Incentives | 219.6673 | 234.0718 | 247.8617 | 261.0471 | 273.7093 | 0 | 0 | 0 | 0 | 0 | 0
2023 PG Study Reference Scenario | SCG | Com | WaterHeat | Com - Refrig. Warehouse | Energy Efficiency | Incremental Measure Cost | 439.3345 | 468.1437 | 495.7234 | 522.0942 | 547.4186 | 0 | 0 | 0 | 0 | 0 | 0
2023 PG Study Reference Scenario | SCG | Com | WaterHeat | Com - Restaurant | Energy Efficiency | Admin | 19170.7 | 19850.33 | 20470.98 | 21014.09 | 21569.76 | 12135.05 | 12191.57 | 12273.13 | 12325.64 | 12296 | 12274.68
2023 PG Study Reference Scenario | SCG | Com | WaterHeat | Com - Restaurant | Energy Efficiency | Incentives | 8815.598 | 9252.624 | 9660.75 | 10030.42 | 10404.25 | 2359.086 | 2436.372 | 2520.736 | 3556.349 | 3618.754 | 3684.726
2023 PG Study Reference Scenario | SCG | Com | WaterHeat | Com - Restaurant | Energy Efficiency | Incremental Measure Cost | 21451 | 22879.5 | 24273.46 | 25605.19 | 26980.63 | 4718.172 | 4872.745 | 5041.471 | 7112.698 | 7237.509 | 7369.452
2023 PG Study Reference Scenario | SCG | Com | WaterHeat | Com - Restaurant | Energy Efficiency | Admin | 0 | 64.8618 | 58.459 | 153872.8 | 147070.1 | 136816.9 | 123675.6 | 108464.5 | 92004.67 | 75666.26 | 61262.69
2023 PG Study Reference Scenario | SCG | Com | WaterHeat | Com - Restaurant | Energy Efficiency | Incentives | 0 | 16.4014 | 15.1772 | 28331.48 | 27257.47 | 25516.07 | 23199.23 | 20443.03 | 24552.96 | 20231.58 | 16728.1
2023 PG Study Reference Scenario | SCG | Com | WaterHeat | Com - Restaurant | Energy Efficiency | Incremental Measure Cost | 0 | 32.8028 | 30.3544 | 56662.95 | 54514.94 | 51032.15 | 46398.45 | 40886.05 | 49105.92 | 40463.15 | 33456.2
2023 PG Study Reference Scenario | SCG | Com | WaterHeat | Com - Restaurant | Energy Efficiency | Admin | 146154.1 | 150435.5 | 154279 | 157743.8 | 160894.7 | 136105.2 | 138105.8 | 139969.4 | 141306.7 | 142547.3 | 143821.5
2023 PG Study Reference Scenario | SCG | Com | WaterHeat | Com - Restaurant | Energy Efficiency | Incentives | 40582.23 | 42639.58 | 44594.6 | 46459.2 | 48249.26 | 26445.85 | 27585.57 | 28734.17 | 40757.85 | 41938.33 | 43159.77
2023 PG Study Reference Scenario | SCG | Com | WaterHeat | Com - Restaurant | Energy Efficiency | Incremental Measure Cost | 92052.46 | 97713.79 | 103226.8 | 108609.1 | 113889.1 | 52891.71 | 55171.14 | 57468.35 | 81515.71 | 83876.65 | 86319.53
2023 PG Study Reference Scenario | SCG | Com | WaterHeat | Com - Retail | Energy Efficiency | Admin | 1647245 | 1605520 | 1500076 | 1342438 | 1151473 | 948313.6 | 751512.2 | 573963.9 | 339277.9 | 232269 | 158524.2
2023 PG Study Reference Scenario | SCG | Com | WaterHeat | Com - Retail | Energy Efficiency | Incentives | 0 | 0 | 0 | 0 | 0 | 0 | 0 | 0 | 88265.18 | 61395.38 | 42846.48
2023 PG Study Reference Scenario | SCG | Com | WaterHeat | Com - Retail | Energy Efficiency | Incremental Measure Cost | -140000000 | -140000000 | -130000000 | -120000000 | -100000000 | -82000000 | -65000000 | -50000000 | 176530.4 | 122790.8 | 85692.96
2023 PG Study Reference Scenario | SCG | Com | WaterHeat | Com - Retail | Fuel Substitution | Incremental Measure Cost | -53262.8 | -61145 | -69654.7 | -78770.7 | -88467.7 | 0 | 0 | 0 | 0 | 0 | 0
2023 PG Study Reference Scenario | SCG | Com | WaterHeat | Com - School | Energy Efficiency | Admin | 13900.99 | 14425.87 | 14956.33 | 15398.7 | 15510.86 | 1207.001 | 1205.262 | 1203.493 | 1204.312 | 1197.012 | 1184.219
2023 PG Study Reference Scenario | SCG | Com | WaterHeat | Com - School | Energy Efficiency | Incentives | 10846.67 | 11277.89 | 11716.42 | 12084.74 | 12192.9 | 22.3885 | 28.8954 | 35.5129 | 347.3319 | 352.1331 | 355.339
2023 PG Study Reference Scenario | SCG | Com | WaterHeat | Com - School | Energy Efficiency | Incremental Measure Cost | 40330.86 | 42785.17 | 45332.19 | 47684.65 | 49061.42 | 44.5856 | 57.6258 | 70.8877 | 694.6638 | 704.2661 | 710.678
2023 PG Study Reference Scenario | SCG | Com | WaterHeat | Com - School | Energy Efficiency | Admin | 547932.5 | 513615.7 | 458221.3 | 388528.4 | 312906.7 | 239096.6 | 172636.6 | 116391.6 | 69022.41 | 35495.5 | 25647.98
2023 PG Study Reference Scenario | SCG | Com | WaterHeat | Com - School | Energy Efficiency | Incentives | 3828.3 | 3855.558 | 3755.19 | 3529.021 | 3192.166 | 2770.056 | 2293.539 | 1793.615 | 19081.55 | 10148.44 | 7236.896
2023 PG Study Reference Scenario | SCG | Com | WaterHeat | Com - School | Energy Efficiency | Incremental Measure Cost | -29129.4 | -22438.4 | -15434.1 | -8976.15 | -3724.86 | -8.9388 | 2171.186 | 3041.341 | 38163.1 | 20296.88 | 14473.79
2023 PG Study Reference Scenario | SCG | Com | WaterHeat | Com - School | Energy Efficiency | Admin | 60024.08 | 62204.5 | 64136.55 | 65842.97 | 67331.62 | 16910.24 | 17079.54 | 17231.45 | 17189.08 | 17137.44 | 17124.43
2023 PG Study Reference Scenario | SCG | Com | WaterHeat | Com - School | Energy Efficiency | Incentives | 37744.5 | 39323.49 | 40790.11 | 42102.77 | 43274.3 | 313.6805 | 409.4824 | 508.478 | 4957.479 | 5041.463 | 5138.41
2023 PG Study Reference Scenario | SCG | Com | WaterHeat | Com - School | Energy Efficiency | Incremental Measure Cost | 140177.6 | 149129.2 | 157708 | 165932.1 | 173789.1 | 624.6829 | 816.6312 | 1014.982 | 9914.958 | 10082.93 | 10276.82
2023 PG Study Reference Scenario | SCG | Com | WaterHeat | Com - Warehouse | Energy Efficiency | Admin | 2022.818 | 2106.164 | 2162.658 | 2213.01 | 2263.886 | 0 | 0 | 0 | 0 | 0 | 0
2023 PG Study Reference Scenario | SCG | Com | WaterHeat | Com - Warehouse | Energy Efficiency | Incentives | 1720.536 | 1791.505 | 1839.642 | 1882.493 | 1925.77 | 0 | 0 | 0 | 0 | 0 | 0
2023 PG Study Reference Scenario | SCG | Com | WaterHeat | Com - Warehouse | Energy Efficiency | Incremental Measure Cost | 3897.206 | 4138.937 | 4334.957 | 4524.601 | 4722.5 | 0 | 0 | 0 | 0 | 0 | 0
2023 PG Study Reference Scenario | SCG | Com | WaterHeat | Com - Warehouse | Energy Efficiency | Admin | 936369.5 | 846238.8 | 723585.3 | 582591.3 | 442474.8 | 312179.1 | 199049.8 | 106627 | 54050.99 | 45947.4 | 39058.73
2023 PG Study Reference Scenario | SCG | Com | WaterHeat | Com - Warehouse | Energy Efficiency | Incentives | 0 | 0 | 0 | 0 | 0 | 0 | 0 | 0 | 14374.62 | 12463.89 | 10807.15
2023 PG Study Reference Scenario | SCG | Com | WaterHeat | Com - Warehouse | Energy Efficiency | Incremental Measure Cost | -3917108 | -3534941 | -3018189 | -2426651 | -1839072 | -1294296 | -823007 | -439400 | 28749.24 | 24927.79 | 21614.3
2023 PG Study Reference Scenario | SCG | Com | WaterHeat | Com - Warehouse | Energy Efficiency | Admin | 5719.356 | 5957.075 | 6167.843 | 6353.891 | 6518.009 | 0 | 0 | 0 | 0 | 0 | 0
2023 PG Study Reference Scenario | SCG | Com | WaterHeat | Com - Warehouse | Energy Efficiency | Incentives | 4864.677 | 5067.094 | 5246.608 | 5404.926 | 5544.533 | 0 | 0 | 0 | 0 | 0 | 0
2023 PG Study Reference Scenario | SCG | Com | WaterHeat | Com - Warehouse | Energy Efficiency | Incremental Measure Cost | 11019.04 | 11706.57 | 12363.18 | 12990.82 | 13592.96 | 0 | 0 | 0 | 0 | 0 | 0
2023 PG Study Reference Scenario | SCG | Com | WholeBlg | Com - College | Energy Efficiency | Admin | 0 | 0 | 0 | 0 | 0 | 0 | 0 | 0 | 0 | 0 | 1390.137
2023 PG Study Reference Scenario | SCG | Com | WholeBlg | Com - College | Energy Efficiency | Incentives | 0 | 0 | 0 | 0 | 0 | 0 | 0 | 0 | 0 | 0 | 877.3379
2023 PG Study Reference Scenario | SCG | Com | WholeBlg | Com - College | Energy Efficiency | Incremental Measure Cost | 0 | 0 | 0 | 0 | 0 | 0 | 0 | 0 | 0 | 0 | 4260.832
2023 PG Study Reference Scenario | SCG | Com | WholeBlg | Com - Restaurant | Energy Efficiency | Admin | 12919.64 | 10496.83 | 10528.21 | 10551.24 | 6093.709 | 6085.228 | 6050.806 | 6034.081 | 6013.895 | 5979.053 | 5952.651
2023 PG Study Reference Scenario | SCG | Com | WholeBlg | Com - Restaurant | Energy Efficiency | Incentives | 10165.7 | 8351.203 | 8376.169 | 8394.492 | 4848.111 | 4841.363 | 4813.977 | 4800.671 | 4784.611 | 4756.892 | 4735.886
2023 PG Study Reference Scenario | SCG | Com | WholeBlg | Com - Restaurant | Energy Efficiency | Incremental Measure Cost | 20331.39 | 16849.03 | 17237.39 | 17620.6 | 10380.04 | 10572.9 | 10723.36 | 10907.59 | 11088.53 | 11244.77 | 11419.02
2023 PG Study Reference Scenario | SCG | Com | WholeBlg | Com - Retail | Energy Efficiency | Admin | 0 | 0 | 13234.4 | 13282.12 | 7692.192 | 7780.426 | 7800.999 | 7866.321 | 7912.819 | 7931.646 | 7973.448
2023 PG Study Reference Scenario | SCG | Com | WholeBlg | Com - Retail | Energy Efficiency | Incentives | 0 | 0 | 4387.902 | 4491.797 | 2653.402 | 2737.515 | 2799.648 | 2879.553 | 2954.505 | 3020.766 | 3097.42
2023 PG Study Reference Scenario | SCG | Com | WholeBlg | Com - Retail | Energy Efficiency | Incremental Measure Cost | 0 | 0 | 8775.805 | 8983.594 | 5306.803 | 5475.029 | 5599.296 | 5759.106 | 5909.011 | 6041.532 | 6194.84
2023 PG Study Reference Scenario | SCG | Com | WholeBlg | Com - Warehouse | Energy Efficiency | Admin | 0 | 0 | 0 | 5013.345 | 2876.821 | 2865.721 | 2840.232 | 2812.711 | 2775.24 | 2737.075 | 2703.053
2023 PG Study Reference Scenario | SCG | Com | WholeBlg | Com - Warehouse | Energy Efficiency | Incentives | 0 | 0 | 0 | 3578.35 | 2053.374 | 2045.451 | 2027.258 | 2007.614 | 1980.869 | 1953.629 | 1929.344
2023 PG Study Reference Scenario | SCG | Com | WholeBlg | Com - Warehouse | Energy Efficiency | Incremental Measure Cost | 0 | 0 | 0 | 11698.71 | 6847.361 | 6957.361 | 7033.389 | 7104.541 | 7150.093 | 7192.802 | 7245.461
2023 PG Study Reference Scenario | SCG | Ind | BROs | Ind - All Other Industrial | Energy Efficiency | Admin | 1694.496 | 1840.252 | 1982.012 | 2122.303 | 2269.543 | 2419.546 | 2584.746 | 2744.868 | 2908.92 | 3076.77 | 3249.302
2023 PG Study Reference Scenario | SCG | Ind | BROs | Ind - Chemicals | Energy Efficiency | Admin | 73872.19 | 80949.26 | 87988.86 | 95048.07 | 102478.9 | 109903.9 | 117767 | 125555.9 | 133511.8 | 141663.9 | 150070.7
2023 PG Study Reference Scenario | SCG | Ind | BROs | Ind - Electronics | Energy Efficiency | Admin | 1815.795 | 2011.674 | 2213.85 | 2423.956 | 2650.583 | 2886.013 | 3149.524 | 3418.673 | 3702.594 | 4001.105 | 4315.535
2023 PG Study Reference Scenario | SCG | Ind | BROs | Ind - Fabricated Metals | Energy Efficiency | Admin | 19939.07 | 21637.57 | 23336.45 | 25021.28 | 26752 | 28475.45 | 30286.93 | 32083.61 | 33894.01 | 35716.92 | 37552.84
2023 PG Study Reference Scenario | SCG | Ind | BROs | Ind - Food | Energy Efficiency | Admin | 100955.8 | 108735.1 | 116394.8 | 123771.9 | 131203.4 | 138443.2 | 145782.6 | 153000.7 | 160250.8 | 167468.9 | 174647.1
2023 PG Study Reference Scenario | SCG | Ind | BROs | Ind - Industrial Machinery | Energy Efficiency | Admin | 635.5285 | 688.5282 | 742.0622 | 794.6017 | 847.5565 | 899.9927 | 955.1211 | 1009.687 | 1064.913 | 1120.351 | 1176.304
2023 PG Study Reference Scenario | SCG | Ind | BROs | Ind - Lumber & Furniture | Energy Efficiency | Admin | 362.1249 | 396.63 | 428.7362 | 460.1405 | 492.4419 | 524.8278 | 559.593 | 594.8662 | 631.1155 | 667.874 | 705.225
2023 PG Study Reference Scenario | SCG | Ind | BROs | Ind - Paper | Energy Efficiency | Admin | 20294.16 | 22259.56 | 24015.73 | 25531.18 | 27022.18 | 28472.65 | 29985.74 | 31515.45 | 33069.4 | 34632.68 | 36204.83
2023 PG Study Reference Scenario | SCG | Ind | BROs | Ind - Petroleum | Energy Efficiency | Admin | 352956.3 | 379642.1 | 406433.2 | 432553.2 | 459192.9 | 485492 | 512129.4 | 538494.2 | 564772.7 | 590974.9 | 617108.4
2023 PG Study Reference Scenario | SCG | Ind | BROs | Ind - Plastics | Energy Efficiency | Admin | 3562.398 | 3923.791 | 4271.685 | 4616.083 | 4982.576 | 5355.364 | 5761.935 | 6170.556 | 6592.77 | 7028.706 | 7479.3
2023 PG Study Reference Scenario | SCG | Ind | BROs | Ind - Primary Metals | Energy Efficiency | Admin | 22683.5 | 24610.17 | 26599.44 | 28660.91 | 30796.74 | 32927.36 | 35156.36 | 37350.75 | 39532.25 | 41731.4 | 43961.84
2023 PG Study Reference Scenario | SCG | Ind | BROs | Ind - Printing & Publishing | Energy Efficiency | Admin | 1375.125 | 1485.495 | 1588.412 | 1684.735 | 1781.836 | 1876.093 | 1973.547 | 2067.693 | 2161.553 | 2254.821 | 2347.35
2023 PG Study Reference Scenario | SCG | Ind | BROs | Ind - Stone-Glass-Clay | Energy Efficiency | Admin | 31697 | 34816.2 | 37762.15 | 40617.28 | 43620.71 | 46697.41 | 50022.85 | 53446.17 | 57007.24 | 60676.81 | 64462.73
2023 PG Study Reference Scenario | SCG | Ind | BROs | Ind - Textiles | Energy Efficiency | Admin | 3190.57 | 3440.114 | 3679.912 | 3908.053 | 4136.777 | 4358.104 | 4583.745 | 4802.748 | 5019.003 | 5234.214 | 5447.297
2023 PG Study Reference Scenario | SCG | Ind | BROs | Ind - Transportation Equipment | Energy Efficiency | Admin | 4395.23 | 4730.951 | 5080.749 | 5425.042 | 5771.016 | 6111.737 | 6464.502 | 6813.531 | 7165.891 | 7521.109 | 7876.967
2023 PG Study Reference Scenario | SCG | Ind | ProcHeat | Ind - All Other Industrial | Energy Efficiency | Admin | 142517.2 | 167044.2 | 147998.7 | 122438.5 | 95268.26 | 70635.62 | 50634.32 | 35648.78 | 25002.15 | 17691.01 | 12763.82
2023 PG Study Reference Scenario | SCG | Ind | ProcHeat | Ind - All Other Industrial | Energy Efficiency | Incentives | 30283.06 | 35494.73 | 31447.81 | 26016.59 | 20243.27 | 15009.15 | 10759.14 | 7574.903 | 5312.632 | 3759.111 | 2712.145
2023 PG Study Reference Scenario | SCG | Ind | ProcHeat | Ind - All Other Industrial | Energy Efficiency | Incremental Measure Cost | 218714.7 | 299292.6 | 271577.8 | 230180.5 | 183436.6 | 139208.9 | 102027.4 | 73348.76 | 52454.08 | 37790.98 | 27727.12
2023 PG Study Reference Scenario | SCG | Ind | ProcHeat | Ind - Chemicals | Energy Efficiency | Admin | 1544450 | 1487994 | 1321451 | 1096267 | 855449.9 | 635910 | 456872.4 | 322321 | 226578.6 | 160812.4 | 116520.5
2023 PG Study Reference Scenario | SCG | Ind | ProcHeat | Ind - Chemicals | Energy Efficiency | Incentives | 328175.6 | 316179.4 | 280791.1 | 232942.6 | 181772 | 135122.6 | 97079.46 | 68489.02 | 48145.01 | 34170.54 | 24759.1
2023 PG Study Reference Scenario | SCG | Ind | ProcHeat | Ind - Chemicals | Energy Efficiency | Incremental Measure Cost | 2517982 | 2493243 | 2260244 | 1914228 | 1524852 | 1156986 | 848249.4 | 610499.5 | 437662.6 | 316680.8 | 233865
2023 PG Study Reference Scenario | SCG | Ind | ProcHeat | Ind - Electronics | Energy Efficiency | Admin | 114529.9 | 128643.9 | 115093.5 | 96085.68 | 75330.29 | 56156.46 | 40374.36 | 28438.71 | 19907.87 | 14030.78 | 10066.55
2023 PG Study Reference Scenario | SCG | Ind | ProcHeat | Ind - Electronics | Energy Efficiency | Incentives | 24336.12 | 27335.16 | 24455.88 | 20416.96 | 16006.71 | 11932.52 | 8579.028 | 6042.857 | 4230.164 | 2981.36 | 2139.011
2023 PG Study Reference Scenario | SCG | Ind | ProcHeat | Ind - Electronics | Energy Efficiency | Incremental Measure Cost | 193209.4 | 240748.1 | 220246 | 188063.6 | 150781.7 | 114910.8 | 84406.68 | 60697.29 | 43341.38 | 31131.64 | 22745.76
2023 PG Study Reference Scenario | SCG | Ind | ProcHeat | Ind - Fabricated Metals | Energy Efficiency | Admin | 704100.9 | 721762.7 | 648640 | 543687.3 | 427632.5 | 319517.7 | 230029.5 | 162105.2 | 113454.8 | 79903.82 | 57266.31
2023 PG Study Reference Scenario | SCG | Ind | ProcHeat | Ind - Fabricated Metals | Energy Efficiency | Incentives | 149612.3 | 153365.2 | 137827.6 | 115526.5 | 90866.37 | 67893.37 | 48878.3 | 34445.25 | 24107.67 | 16978.53 | 12168.35
2023 PG Study Reference Scenario | SCG | Ind | ProcHeat | Ind - Fabricated Metals | Energy Efficiency | Incremental Measure Cost | 1193294 | 1292464 | 1187275 | 1017448 | 818078.9 | 624651.6 | 459292.3 | 330339.4 | 235773.7 | 169198.2 | 123471.7
2023 PG Study Reference Scenario | SCG | Ind | ProcHeat | Ind - Food | Energy Efficiency | Admin | 1792431 | 1802402 | 1393785 | 1154515 | 727829.6 | 629019.7 | 345846.3 | 293561.8 | 191315.1 | 113962.5 | 63092.07
2023 PG Study Reference Scenario | SCG | Ind | ProcHeat | Ind - Food | Energy Efficiency | Incentives | 380868.2 | 382987.1 | 296161.2 | 245319.4 | 154654.3 | 133658.5 | 73487.86 | 62378.07 | 40651.99 | 24215.55 | 13406.25
2023 PG Study Reference Scenario | SCG | Ind | ProcHeat | Ind - Food | Energy Efficiency | Incremental Measure Cost | 2616716 | 2914585 | 2317922 | 1964945 | 1278130 | 1121349 | 636833.8 | 546592.3 | 363996.5 | 222139.5 | 126168.9
2023 PG Study Reference Scenario | SCG | Ind | ProcHeat | Ind - Industrial Machinery | Energy Efficiency | Admin | 63135.03 | 67631.48 | 61250.74 | 51718.74 | 40941.76 | 30748.18 | 22217.83 | 15692.33 | 10993.32 | 7741.182 | 5541.975
2023 PG Study Reference Scenario | SCG | Ind | ProcHeat | Ind - Industrial Machinery | Energy Efficiency | Incentives | 13415.37 | 14370.81 | 13014.99 | 10989.56 | 8699.593 | 6533.588 | 4721.001 | 3334.417 | 2335.939 | 1644.901 | 1177.598
2023 PG Study Reference Scenario | SCG | Ind | ProcHeat | Ind - Industrial Machinery | Energy Efficiency | Incremental Measure Cost | 102679.2 | 119188.9 | 110420.3 | 95406.38 | 77273.95 | 59353.51 | 43828.36 | 31605.54 | 22581.78 | 16199.82 | 11803.35
2023 PG Study Reference Scenario | SCG | Ind | ProcHeat | Ind - Lumber & Furniture | Energy Efficiency | Admin | 7477.769 | 8663.082 | 8146.736 | 7135.886 | 5836.336 | 4499.036 | 3310.18 | 2360.857 | 1656.961 | 1160.711 | 821.7284
2023 PG Study Reference Scenario | SCG | Ind | ProcHeat | Ind - Lumber & Furniture | Energy Efficiency | Incentives | 1588.929 | 1840.792 | 1731.076 | 1516.283 | 1240.146 | 955.9868 | 703.3704 | 501.6516 | 352.0827 | 246.636 | 174.6066
2023 PG Study Reference Scenario | SCG | Ind | ProcHeat | Ind - Lumber & Furniture | Energy Efficiency | Incremental Measure Cost | 12144.8 | 15594.98 | 14994.14 | 13433.98 | 11239.63 | 8861.632 | 6665.017 | 4855.841 | 3478.258 | 2484.295 | 1791.503
2023 PG Study Reference Scenario | SCG | Ind | ProcHeat | Ind - Paper | Energy Efficiency | Admin | 461114.6 | 468320.4 | 342747.8 | 253782.2 | 151935.1 | 184095.7 | 155091.5 | 142338.2 | 113678.4 | 92266.8 | 63511.21
2023 PG Study Reference Scenario | SCG | Ind | ProcHeat | Ind - Paper | Energy Efficiency | Incentives | 97980.87 | 99512 | 72829.46 | 53925.42 | 32284.23 | 39117.95 | 32954.94 | 30245.02 | 24155.19 | 19605.5 | 13495.31
2023 PG Study Reference Scenario | SCG | Ind | ProcHeat | Ind - Paper | Energy Efficiency | Incremental Measure Cost | 851512.1 | 906838.4 | 678250.6 | 513026.1 | 314101 | 387039.5 | 332515 | 311084.3 | 253401.9 | 209744.4 | 147300.9
2023 PG Study Reference Scenario | SCG | Ind | ProcHeat | Ind - Petroleum | Energy Efficiency | Admin | 6073539 | 6583737 | 5423044 | 4800480 | 3471051 | 2892326 | 1830173 | 1226880 | 813008.1 | 539982.4 | 349229.5
2023 PG Study Reference Scenario | SCG | Ind | ProcHeat | Ind - Petroleum | Energy Efficiency | Incentives | 1290548 | 1398959 | 1152326 | 1020040 | 737553.4 | 614581.8 | 388887.9 | 260696.2 | 172753.7 | 114739.2 | 74206.74
2023 PG Study Reference Scenario | SCG | Ind | ProcHeat | Ind - Petroleum | Energy Efficiency | Incremental Measure Cost | 10933736 | 12823878 | 10793661 | 9753959 | 7207924 | 6127226 | 3963000 | 2712471 | 1834556 | 1243095 | 820172.2
2023 PG Study Reference Scenario | SCG | Ind | ProcHeat | Ind - Plastics | Energy Efficiency | Admin | 123440.4 | 142186.9 | 126925.8 | 105730.8 | 82736.37 | 61592.85 | 44252.05 | 31171.1 | 21837.8 | 15413.93 | 11081.75
2023 PG Study Reference Scenario | SCG | Ind | ProcHeat | Ind - Plastics | Energy Efficiency | Incentives | 26229.47 | 30212.87 | 26970.08 | 22466.43 | 17580.41 | 13087.68 | 9402.986 | 6623.454 | 4640.249 | 3275.261 | 2354.729
2023 PG Study Reference Scenario | SCG | Ind | ProcHeat | Ind - Plastics | Energy Efficiency | Incremental Measure Cost | 191728.4 | 253488.2 | 231656.9 | 197625.3 | 158339 | 120623.6 | 88597.93 | 63728.21 | 45531.17 | 32731 | 23937.89
2023 PG Study Reference Scenario | SCG | Ind | ProcHeat | Ind - Primary Metals | Energy Efficiency | Admin | 769119.4 | 784452.7 | 720411.4 | 616609.1 | 494005.1 | 374542.7 | 272378.2 | 193007.5 | 135244.5 | 95000.07 | 67689.59
2023 PG Study Reference Scenario | SCG | Ind | ProcHeat | Ind - Primary Metals | Energy Efficiency | Incentives | 163427.9 | 166686 | 153078.1 | 131021.4 | 104969.7 | 79585.47 | 57876.83 | 41011.6 | 28737.7 | 20186.28 | 14383.16
2023 PG Study Reference Scenario | SCG | Ind | ProcHeat | Ind - Primary Metals | Energy Efficiency | Incremental Measure Cost | 1392301 | 1473455 | 1381828 | 1207967 | 988411.9 | 765258.7 | 568135.8 | 410836.1 | 293657.4 | 210318.4 | 152730.3
2023 PG Study Reference Scenario | SCG | Ind | ProcHeat | Ind - Printing & Publishing | Energy Efficiency | Admin | 58396.09 | 61587.3 | 51162.07 | 44453.83 | 31745.03 | 29458.91 | 16208.63 | 11617.01 | 7723.787 | 4734.238 | 2449.576
2023 PG Study Reference Scenario | SCG | Ind | ProcHeat | Ind - Printing & Publishing | Energy Efficiency | Incentives | 12408.41 | 13086.5 | 10871.28 | 9445.863 | 6745.408 | 6259.636 | 3444.124 | 2468.464 | 1641.204 | 1005.964 | 520.5031
2023 PG Study Reference Scenario | SCG | Ind | ProcHeat | Ind - Printing & Publishing | Energy Efficiency | Incremental Measure Cost | 109385 | 121923.7 | 103407.3 | 91704.49 | 66878.03 | 63288.08 | 35590.48 | 26026.57 | 17659.96 | 11051 | 5845.12
2023 PG Study Reference Scenario | SCG | Ind | ProcHeat | Ind - Stone-Glass-Clay | Energy Efficiency | Admin | 383927.8 | 430410.1 | 382113.7 | 316809.5 | 246981.8 | 183388.4 | 131552.1 | 92603.68 | 64875.07 | 45811.09 | 32960.17
2023 PG Study Reference Scenario | SCG | Ind | ProcHeat | Ind - Stone-Glass-Clay | Energy Efficiency | Incentives | 81579.68 | 91456.56 | 81194.21 | 67317.91 | 52480.42 | 38967.66 | 27953.12 | 19677.08 | 13785.11 | 9734.262 | 7003.609
2023 PG Study Reference Scenario | SCG | Ind | ProcHeat | Ind - Stone-Glass-Clay | Energy Efficiency | Incremental Measure Cost | 698825.6 | 856907 | 777217.2 | 658428.8 | 524444.7 | 397775.6 | 291361.1 | 209333.1 | 149604.4 | 107713.7 | 78980.46
2023 PG Study Reference Scenario | SCG | Ind | ProcHeat | Ind - Textiles | Energy Efficiency | Admin | 467946.7 | 454414.1 | 362118.9 | 301276.3 | 193536.1 | 173335.2 | 83292.56 | 45299.4 | 32084.97 | 14918.44 | 10616.61
2023 PG Study Reference Scenario | SCG | Ind | ProcHeat | Ind - Textiles | Energy Efficiency | Incentives | 99432.61 | 96557.09 | 76945.57 | 64017.3 | 41123.9 | 36831.47 | 17698.59 | 9625.535 | 6817.64 | 3169.974 | 2255.892
2023 PG Study Reference Scenario | SCG | Ind | ProcHeat | Ind - Textiles | Energy Efficiency | Incremental Measure Cost | 833406.1 | 844799.8 | 688303.7 | 584967.5 | 384561.6 | 350906.2 | 172886.3 | 96187.95 | 69340.19 | 32800.97 | 23265.45
2023 PG Study Reference Scenario | SCG | Ind | ProcHeat | Ind - Transportation Equipment | Energy Efficiency | Admin | 164053.9 | 206488.1 | 199548.5 | 179759 | 148538.7 | 119642.8 | 89702.59 | 64810.67 | 45810.42 | 32143.96 | 22685.57
2023 PG Study Reference Scenario | SCG | Ind | ProcHeat | Ind - Transportation Equipment | Energy Efficiency | Incentives | 34859.33 | 43876.04 | 42401.46 | 38196.45 | 31562.54 | 25422.54 | 19060.64 | 13771.43 | 9734.12 | 6830.174 | 4820.389
2023 PG Study Reference Scenario | SCG | Ind | ProcHeat | Ind - Transportation Equipment | Energy Efficiency | Incremental Measure Cost | 290777.4 | 405796.9 | 400682.2 | 368932.2 | 311702.5 | 256574.7 | 196586.1 | 145084.9 | 104691.3 | 74942.14 | 53921.12
2023 PG Study Reference Scenario | SCG | Ind | WholeBlg | Ind - All Other Industrial | Energy Efficiency | Admin | 29297.62 | 31479.35 | 34832.29 | 40164.37 | 48955 | 63474.78 | 63781.56 | 63895.78 | 64047.07 | 64227.18 | 64449.63
2023 PG Study Reference Scenario | SCG | Ind | WholeBlg | Ind - Chemicals | Energy Efficiency | Admin | 380019.5 | 432487 | 511511.2 | 634354.2 | 832921.3 | 1156737 | 1169101 | 1179025 | 1189033 | 1199359 | 1210427
2023 PG Study Reference Scenario | SCG | Ind | WholeBlg | Ind - Electronics | Energy Efficiency | Admin | 17214.78 | 18743.59 | 21015.04 | 24530.81 | 30234.14 | 39582.26 | 40609.79 | 41561.56 | 42553.35 | 43575.51 | 44635.85
2023 PG Study Reference Scenario | SCG | Ind | WholeBlg | Ind - Fabricated Metals | Energy Efficiency | Admin | 165372.7 | 192728.7 | 234530.9 | 299487.5 | 403567.9 | 572942.5 | 575492.1 | 577370.1 | 579167.3 | 580877.4 | 582522.3
2023 PG Study Reference Scenario | SCG | Ind | WholeBlg | Ind - Food | Energy Efficiency | Admin | 553392 | 618986.5 | 720913.9 | 880040.8 | 1135999 | 1552138 | 1541594 | 1530434 | 1520227 | 1510278 | 1500501
2023 PG Study Reference Scenario | SCG | Ind | WholeBlg | Ind - Industrial Machinery | Energy Efficiency | Admin | 11600.29 | 12598.53 | 14176.97 | 16657.86 | 20668.36 | 27235.86 | 27212.2 | 27161.59 | 27119.75 | 27074.79 | 27034.38
2023 PG Study Reference Scenario | SCG | Ind | WholeBlg | Ind - Lumber & Furniture | Energy Efficiency | Admin | 4839.194 | 5099.906 | 5464.079 | 6041.82 | 7001.962 | 8594.091 | 8597.237 | 8599.61 | 8607.761 | 8614.772 | 8621.866
2023 PG Study Reference Scenario | SCG | Ind | WholeBlg | Ind - Paper | Energy Efficiency | Admin | 73431.82 | 76280.13 | 79839.88 | 85012.33 | 94046.97 | 109503.4 | 107978.4 | 106570.8 | 105289 | 104071.5 | 102910.3
2023 PG Study Reference Scenario | SCG | Ind | WholeBlg | Ind - Petroleum | Energy Efficiency | Admin | 1175769 | 1182092 | 1205300 | 1252572 | 1343594 | 1504194 | 1482426 | 1460537 | 1439097 | 1418123 | 1397622
2023 PG Study Reference Scenario | SCG | Ind | WholeBlg | Ind - Plastics | Energy Efficiency | Admin | 22515.51 | 24786.58 | 28072.64 | 33149.7 | 41438.46 | 55033.64 | 55734.91 | 56346.1 | 56980.8 | 57636.04 | 58315.68
2023 PG Study Reference Scenario | SCG | Ind | WholeBlg | Ind - Primary Metals | Energy Efficiency | Admin | 125903.8 | 141178.7 | 165125.8 | 203087.3 | 264260.2 | 364041.7 | 366531.9 | 368275.6 | 369592.1 | 370817.4 | 372081.1
2023 PG Study Reference Scenario | SCG | Ind | WholeBlg | Ind - Printing & Publishing | Energy Efficiency | Admin | 6588.668 | 6624.621 | 6705.722 | 6885.376 | 7270.772 | 7978.507 | 7834.685 | 7684.77 | 7540.949 | 7401.655 | 7266.14
2023 PG Study Reference Scenario | SCG | Ind | WholeBlg | Ind - Stone-Glass-Clay | Energy Efficiency | Admin | 109429.2 | 111806 | 114696.5 | 119280.7 | 127673.2 | 142107.4 | 142083.5 | 142104.2 | 142258.8 | 142453.1 | 142695.4
2023 PG Study Reference Scenario | SCG | Ind | WholeBlg | Ind - Textiles | Energy Efficiency | Admin | 46330.5 | 48155.77 | 51185.18 | 56182.55 | 64649.46 | 78775.59 | 77751.34 | 76672.5 | 75609.87 | 74588.05 | 73588.81
2023 PG Study Reference Scenario | SCG | Ind | WholeBlg | Ind - Transportation Equipment | Energy Efficiency | Admin | 34670.03 | 35394.09 | 36949.19 | 39621.58 | 44207.61 | 51951.76 | 51461.69 | 50945.34 | 50458.66 | 49995.12 | 49538.47
2023 PG Study Reference Scenario | SCG | Res | AppPlug | Res - Multi Family | Fuel Substitution | Incremental Measure Cost | 0 | 0 | 0 | 0 | 0 | 0 | 0 | 0 | 0 | 9694.694 | 10536.54
2023 PG Study Reference Scenario | SCG | Res | BROs | Low Income - Multi Family LI | Energy Efficiency | Admin | 365199 | 367446 | 370026.7 | 372728.7 | 375953.1 | 379763.3 | 384077 | 388693.8 | 392956.1 | 398153.2 | 403588.6
2023 PG Study Reference Scenario | SCG | Res | BROs | Low Income - Single Family LI | Energy Efficiency | Admin | 380163.2 | 382533.4 | 385261.6 | 388148.5 | 391588.8 | 395632.3 | 400182.3 | 405049.7 | 409567.5 | 414988.9 | 420659
2023 PG Study Reference Scenario | SCG | Res | BROs | Res - Multi Family | Energy Efficiency | Admin | 393384.7 | 395797.8 | 398564.2 | 401456.9 | 404909.9 | 408992 | 413624.7 | 418583.5 | 423173.5 | 428770.3 | 434623.6
2023 PG Study Reference Scenario | SCG | Res | BROs | Res - Single Family | Energy Efficiency | Admin | 1162142 | 1169366 | 1177667 | 1186439 | 1196896 | 1209191 | 1223059 | 1237896 | 1251703 | 1268272 | 1285601
2023 PG Study Reference Scenario | SCG | Res | BldgEnv | Res - Multi Family | Energy Efficiency | Admin | 0 | 0 | 0 | 0 | 0 | 0 | 0 | 0 | 14178.1 | 13801.58 | 38810.64
2023 PG Study Reference Scenario | SCG | Res | BldgEnv | Res - Multi Family | Energy Efficiency | Incentives | 0 | 0 | 0 | 0 | 0 | 0 | 0 | 0 | 14844.52 | 14739.31 | 144546.7
2023 PG Study Reference Scenario | SCG | Res | BldgEnv | Res - Multi Family | Energy Efficiency | Incremental Measure Cost | 0 | 0 | 0 | 0 | 0 | 0 | 0 | 0 | 29689.04 | 29478.63 | 353980.3
2023 PG Study Reference Scenario | SCG | Res | BldgEnv | Res - Single Family | Energy Efficiency | Admin | 7528.508 | 3894.448 | 3558.446 | 3276.264 | 2976.95 | 2442.714 | 2756.161 | 245.5409 | 2598.517 | 0 | 0
2023 PG Study Reference Scenario | SCG | Res | BldgEnv | Res - Single Family | Energy Efficiency | Incentives | 0 | 0 | 0 | 0 | 0 | 0 | 0 | 0 | 9340.6 | 0 | 0
2023 PG Study Reference Scenario | SCG | Res | BldgEnv | Res - Single Family | Energy Efficiency | Incremental Measure Cost | -479266 | -250473 | -223500 | -200740 | -177733 | -141931 | -155648 | -13457.8 | 224917.4 | 0 | 0
2023 PG Study Reference Scenario | SCG | Res | BldgEnv | Res - Single Family | Energy Efficiency | Admin | 568.7984 | 579.9908 | 592.8054 | 607.1102 | 622.7496 | 639.371 | 656.9529 | 675.1129 | 678.4361 | 0 | 94338.42
2023 PG Study Reference Scenario | SCG | Res | BldgEnv | Res - Single Family | Energy Efficiency | Incentives | 2881.553 | 2938.256 | 3003.178 | 3075.649 | 3154.88 | 3239.086 | 3328.157 | 3420.156 | 3436.991 | 0 | 481101.2
2023 PG Study Reference Scenario | SCG | Res | BldgEnv | Res - Single Family | Energy Efficiency | Incremental Measure Cost | 5884.651 | 6140.348 | 6422.266 | 6730.396 | 7064.387 | 7421.507 | 7802.627 | 8204.262 | 9717.379 | 0 | 1203893
2023 PG Study Reference Scenario | SCG | Res | HVAC | Res - Multi Family | Energy Efficiency | Admin | 396.5973 | 418.7257 | 547.2212 | 548.2354 | 551.439 | 119.1655 | 131.0146 | 94.4183 | 130.6996 | 117.8986 | 116.529
2023 PG Study Reference Scenario | SCG | Res | HVAC | Res - Multi Family | Energy Efficiency | Incentives | 1749.459 | 1873.866 | 2169.232 | 2209.639 | 2260.356 | 254.8958 | 285.8458 | 210.1206 | 296.679 | 272.974 | 275.1989
2023 PG Study Reference Scenario | SCG | Res | HVAC | Res - Multi Family | Energy Efficiency | Incremental Measure Cost | 3498.918 | 3747.733 | 4338.464 | 4429.566 | 4544.582 | 509.7915 | 571.6916 | 420.2411 | 593.3581 | 545.948 | 550.3977
2023 PG Study Reference Scenario | SCG | Res | HVAC | Res - Multi Family | Energy Efficiency | Admin | 2579.194 | 2619.587 | 2655.673 | 2688.249 | 2718.344 | 0 | 0 | 0 | 0 | 0 | 0
2023 PG Study Reference Scenario | SCG | Res | HVAC | Res - Multi Family | Energy Efficiency | Incentives | 11919.54 | 12309.06 | 12692.81 | 13037.6 | 13371.93 | 0 | 0 | 0 | 0 | 0 | 0
2023 PG Study Reference Scenario | SCG | Res | HVAC | Res - Multi Family | Energy Efficiency | Incremental Measure Cost | 23839.07 | 24618.12 | 25385.61 | 26147.15 | 26911.06 | 0 | 0 | 0 | 0 | 0 | 0
2023 PG Study Reference Scenario | SCG | Res | HVAC | Res - Multi Family | Fuel Substitution | Incremental Measure Cost | 462.8858 | 638.252 | 681.911 | 722.6381 | 764.3634 | 0 | 0 | 0 | 0 | 0 | 0
2023 PG Study Reference Scenario | SCG | Res | HVAC | Res - Multi Family | Fuel Substitution | Incremental Measure Cost | -4388.92 | 6609.572 | 134576.2 | 141850.2 | 148461.4 | 0 | 0 | 0 | 0 | 0 | 0
2023 PG Study Reference Scenario | SCG | Res | HVAC | Res - Single Family | Energy Efficiency | Admin | 1545.977 | 846.8476 | 755.9988 | 678.4671 | 600.2069 | 0 | 0 | 0 | 0 | 0 | 0
2023 PG Study Reference Scenario | SCG | Res | HVAC | Res - Single Family | Energy Efficiency | Incentives | 0 | 0 | 0 | 0 | 0 | 0 | 0 | 0 | 0 | 0 | 0
2023 PG Study Reference Scenario | SCG | Res | HVAC | Res - Single Family | Energy Efficiency | Incremental Measure Cost | -6241.4 | -3258.77 | -2865.69 | -2531.98 | -2204 | 0 | 0 | 0 | 0 | 0 | 0
2023 PG Study Reference Scenario | SCG | Res | HVAC | Res - Single Family | Energy Efficiency | Admin | 0 | 0 | 0 | 0 | 0 | 0 | 0 | 0 | 0 | 0 | 22675.93
2023 PG Study Reference Scenario | SCG | Res | HVAC | Res - Single Family | Energy Efficiency | Incentives | 0 | 0 | 0 | 0 | 0 | 0 | 0 | 0 | 0 | 0 | 34231.77
2023 PG Study Reference Scenario | SCG | Res | HVAC | Res - Single Family | Energy Efficiency | Incremental Measure Cost | 0 | 0 | 0 | 0 | 0 | 0 | 0 | 0 | 0 | 0 | 68463.54
2023 PG Study Reference Scenario | SCG | Res | HVAC | Res - Single Family | Energy Efficiency | Admin | 7662.293 | 8028.929 | 8334.004 | 8585.694 | 8791.207 | 0 | 0 | 0 | 0 | 0 | 0
2023 PG Study Reference Scenario | SCG | Res | HVAC | Res - Single Family | Energy Efficiency | Incremental Measure Cost | -31693.4 | -32701 | -33407.7 | -33855.7 | -34082.6 | 0 | 0 | 0 | 0 | 0 | 0
2023 PG Study Reference Scenario | SCG | Res | HVAC | Res - Single Family | Fuel Substitution | Incremental Measure Cost | 2594276 | 2960455 | 3328570 | 3726294 | 4180290 | 0 | 0 | 0 | 0 | 0 | 0
2023 PG Study Reference Scenario | SCG | Res | WaterHeat | Res - Multi Family | Energy Efficiency | Admin | 122648.5 | 128738.9 | 128988.3 | 129210.9 | 130080.8 | 117968.6 | 127457.1 | 111978.1 | 128099.6 | 129206.6 | 130281.1
2023 PG Study Reference Scenario | SCG | Res | WaterHeat | Res - Multi Family | Energy Efficiency | Incentives | 57149.94 | 61139.19 | 62459.38 | 63803.16 | 65508.76 | 159286.5 | 173476.1 | 153440.8 | 176556.1 | 179003.9 | 181348.1
2023 PG Study Reference Scenario | SCG | Res | WaterHeat | Res - Multi Family | Energy Efficiency | Incremental Measure Cost | 114299.9 | 122278.4 | 124918.8 | 127606.3 | 131017.5 | 1338490 | 1485354 | 1337835 | 1566690 | 1615927 | 1664929
2023 PG Study Reference Scenario | SCG | Res | WaterHeat | Res - Multi Family | Energy Efficiency | Admin | 686586.5 | 781310.5 | 743581 | 699951.8 | 652049.4 | 601328.6 | 549101.6 | 640048.1 | 576247.7 | 513901.3 | 455211.3
2023 PG Study Reference Scenario | SCG | Res | WaterHeat | Res - Multi Family | Energy Efficiency | Incentives | 563201.7 | 764719.7 | 721696.4 | 675969.7 | 628979.4 | 581577.2 | 534261.5 | 591692.7 | 538904.8 | 486939 | 438513.6
2023 PG Study Reference Scenario | SCG | Res | WaterHeat | Res - Multi Family | Energy Efficiency | Incremental Measure Cost | 1126403 | 1801789 | 1671066 | 1537434 | 1406037 | 1279552 | 1158918 | 1252825 | 1130500 | 1013185 | 909623.4
2023 PG Study Reference Scenario | SCG | Res | WaterHeat | Res - Multi Family | Energy Efficiency | Admin | 695001.9 | 692859.6 | 688673.9 | 683310 | 670511.4 | 0 | 0 | 0 | 0 | 0 | 0
2023 PG Study Reference Scenario | SCG | Res | WaterHeat | Res - Multi Family | Energy Efficiency | Incentives | 301647.5 | 306713.8 | 310944.6 | 314683.9 | 314947.7 | 0 | 0 | 0 | 0 | 0 | 0
2023 PG Study Reference Scenario | SCG | Res | WaterHeat | Res - Multi Family | Energy Efficiency | Incremental Measure Cost | 603294.9 | 613427.6 | 621889.2 | 629367.7 | 629895.4 | 0 | 0 | 0 | 0 | 0 | 0
2023 PG Study Reference Scenario | SCG | Res | WaterHeat | Res - Multi Family | Fuel Substitution | Incremental Measure Cost | -126.486 | -141.721 | -150.278 | -158.285 | -166.541 | 0 | 0 | 0 | 0 | 0 | 0
2023 PG Study Reference Scenario | SCG | Res | WaterHeat | Res - Multi Family | Fuel Substitution | Incremental Measure Cost | 4856848 | 5300691 | 5690056 | 6043244 | 6388302 | 0 | 0 | 0 | 0 | 0 | 0
2023 PG Study Reference Scenario | SCG | Res | WaterHeat | Res - Single Family | Energy Efficiency | Admin | 770411.6 | 418379.2 | 366945.3 | 326009.7 | 288469.8 | 232086.6 | 251033.5 | 125658.4 | 236311.3 | 177971.9 | 165862.2
2023 PG Study Reference Scenario | SCG | Res | WaterHeat | Res - Single Family | Energy Efficiency | Incentives | 98443.55 | 66957.51 | 62251.15 | 58665.66 | 55435.81 | 319494.1 | 348104.1 | 175317.3 | 331425.6 | 250756.5 | 234676.7
2023 PG Study Reference Scenario | SCG | Res | WaterHeat | Res - Single Family | Energy Efficiency | Incremental Measure Cost | -1088917 | -506197 | -422926 | -356137 | -294859 | 2738191 | 3040108 | 1559323 | 3000722 | 2310281 | 2199577
2023 PG Study Reference Scenario | SCG | Res | WaterHeat | Res - Single Family | Energy Efficiency | Admin | 0 | 0 | 408158.1 | 321739.9 | 249667.5 | 191741 | 146450.6 | 3990051 | 3810937 | 3620426 | 3421288
2023 PG Study Reference Scenario | SCG | Res | WaterHeat | Res - Single Family | Energy Efficiency | Incentives | 0 | 0 | 784072.8 | 618063.2 | 479612 | 368335 | 281332 | 6507661 | 6294322 | 6054814 | 5791483
2023 PG Study Reference Scenario | SCG | Res | WaterHeat | Res - Single Family | Energy Efficiency | Incremental Measure Cost | 0 | 0 | 3022747 | 2430404 | 1923693 | 1506916 | 1173992 | 13885572 | 13583664 | 13240044 | 12850501
2023 PG Study Reference Scenario | SCG | Res | WaterHeat | Res - Single Family | Energy Efficiency | Admin | 7278269 | 7182688 | 7044906 | 6897055 | 6689686 | 0 | 0 | 0 | 0 | 0 | 0
2023 PG Study Reference Scenario | SCG | Res | WaterHeat | Res - Single Family | Energy Efficiency | Incremental Measure Cost | -16000000 | -16000000 | -16000000 | -15000000 | -15000000 | 0 | 0 | 0 | 0 | 0 | 0
2023 PG Study Reference Scenario | SCG | Res | WaterHeat | Res - Single Family | Fuel Substitution | Incremental Measure Cost | -767.287 | -413.079 | -377.675 | -347.083 | -314.203 | 0 | 0 | 0 | 0 | 0 | 0
2023 PG Study Reference Scenario | SCG | Res | WaterHeat | Res - Single Family | Fuel Substitution | Incremental Measure Cost | 69270.09 | 64538.13 | 58467.62 | 51144.88 | 42917.08 | 75897.37 | 80329.64 | 83153.97 | 0 | 0 | 0
2023 PG Study Reference Scenario | SCG | Res | WholeBlg | Res - Multi Family | Energy Efficiency | Admin | 3818.928 | 4305.794 | 4595.06 | 4886.993 | 5211.466 | 5416.916 | 6024.451 | 5408.768 | 6302.026 | 6476.994 | 6624.541
2023 PG Study Reference Scenario | SCG | Res | WholeBlg | Res - Multi Family | Energy Efficiency | Incentives | 6848.056 | 7721.099 | 8239.807 | 8763.297 | 9345.138 | 9713.548 | 10802.97 | 9698.938 | 11300.72 | 11614.47 | 11879.05
2023 PG Study Reference Scenario | SCG | Res | WholeBlg | Res - Multi Family | Energy Efficiency | Incremental Measure Cost | 13921.84 | 16010.64 | 17427.97 | 18905.9 | 20564.39 | 21802.59 | 24732.82 | 22649.3 | 26917.63 | 28218.26 | 29438.29
2023 PG Study Reference Scenario | SCG | Res | WholeBlg | Res - Single Family | Energy Efficiency | Admin | 3566740 | 4045414 | 4423814 | 4795192 | 5176606 | 5442760 | 6047852 | 5461708 | 6336950 | 6563749 | 6764813
2023 PG Study Reference Scenario | SCG | Res | WholeBlg | Res - Single Family | Energy Efficiency | Incentives | 3516060 | 4067404 | 4536625 | 5015864 | 5523356 | 5923739 | 6714230 | 6184998 | 7319997 | 7733994 | 8130685
2023 PG Study Reference Scenario | SCG | Res | WholeBlg | Res - Single Family | Energy Efficiency | Incremental Measure Cost | 7032120 | 8134808 | 9073250 | 10031728 | 11046711 | 11847479 | 13428461 | 12369997 | 14639994 | 15467987 | 16261369
2023 PG Study Reference Scenario | SDG&E | Ag | HVAC | Ag - Irrigated Agriculture, vineyards, forestry and greenhouses | Energy Efficiency | Admin | 12482.21 | 27070.12 | 26442.01 | 25356.82 | 23838.08 | 21984.79 | 19896.59 | 17701.46 | 15504.51 | 13395.27 | 11438.26
2023 PG Study Reference Scenario | SDG&E | Ag | HVAC | Ag - Irrigated Agriculture, vineyards, forestry and greenhouses | Energy Efficiency | Incentives | 1003.488 | 1910.557 | 1904.852 | 1864.043 | 1787.939 | 1682.232 | 1553.112 | 1409.604 | 1259.58 | 1110.273 | 967.371
2023 PG Study Reference Scenario | SDG&E | Ag | HVAC | Ag - Irrigated Agriculture, vineyards, forestry and greenhouses | Energy Efficiency | Incremental Measure Cost | 2006.975 | 3821.113 | 3809.705 | 3728.087 | 3575.878 | 3364.464 | 3106.225 | 2819.207 | 2519.161 | 2220.545 | 1934.742
2023 PG Study Reference Scenario | SDG&E | Ag | Lighting | Ag - Irrigated Agriculture, vineyards, forestry and greenhouses | Energy Efficiency | Admin | 13533.32 | 14436.67 | 15259.08 | 15977.72 | 16556.29 | 16969.24 | 16971.84 | 16809.95 | 16486.53 | 16010.82 | 15399.01
2023 PG Study Reference Scenario | SDG&E | Ag | Lighting | Ag - Irrigated Agriculture, vineyards, forestry and greenhouses | Energy Efficiency | Incentives | 2579.849 | 2691.059 | 2785.404 | 2859.92 | 2909.529 | 2931.37 | 2990.454 | 3021.168 | 3022.302 | 2993.798 | 2936.985
2023 PG Study Reference Scenario | SDG&E | Ag | Lighting | Ag - Irrigated Agriculture, vineyards, forestry and greenhouses | Energy Efficiency | Incremental Measure Cost | 5159.698 | 5382.118 | 5570.807 | 5719.84 | 5819.059 | 5862.739 | 5980.909 | 6042.336 | 6044.605 | 5987.596 | 5873.97
2023 PG Study Reference Scenario | SDG&E | Ag | MachDr | Ag - Dairies, fishing, hunting | Energy Efficiency | Admin | 491.2492 | 486.7661 | 482.5815 | 479.0445 | 475.6948 | 472.5156 | 469.4433 | 466.559 | 463.841 | 461.2255 | 458.4216
2023 PG Study Reference Scenario | SDG&E | Ag | MachDr | Ag - Dairies, fishing, hunting | Energy Efficiency | Incentives | 489.0953 | 494.5015 | 500.2239 | 506.659 | 513.3395 | 520.2592 | 527.3571 | 534.7362 | 542.3846 | 549.9857 | 551.1976
2023 PG Study Reference Scenario | SDG&E | Ag | MachDr | Ag - Dairies, fishing, hunting | Energy Efficiency | Incremental Measure Cost | 978.1905 | 989.003 | 1000.448 | 1013.318 | 1026.679 | 1040.518 | 1054.714 | 1069.472 | 1084.769 | 1100.472 | 1115.798
2023 PG Study Reference Scenario | SDG&E | Ag | MachDr | Ag - Water pumping | Energy Efficiency | Admin | 40948.11 | 40705.97 | 40480.71 | 40296.41 | 40121.07 | 39953.45 | 39789.06 | 39633.42 | 39484.96 | 39340.04 | 39198.65
2023 PG Study Reference Scenario | SDG&E | Ag | MachDr | Ag - Water pumping | Energy Efficiency | Incentives | 32575.19 | 33027.9 | 33499.69 | 34012.4 | 34539.9 | 35081.67 | 35634.12 | 36202.77 | 36786.76 | 37383.09 | 37992.16
2023 PG Study Reference Scenario | SDG&E | Ag | MachDr | Ag - Water pumping | Energy Efficiency | Incremental Measure Cost | 65150.38 | 66055.79 | 66999.37 | 68024.8 | 69079.81 | 70163.34 | 71268.24 | 72405.54 | 73573.52 | 74766.19 | 75984.32
2023 PG Study Reference Scenario | SDG&E | Ag | ProcHeat | Ag - Dairies, fishing, hunting | Energy Efficiency | Admin | 421.3991 | 398.2735 | 354.0192 | 297.051 | 236.4506 | 180.6354 | 133.7963 | 97.5234 | 70.7899 | 51.715 | 38.3599
2023 PG Study Reference Scenario | SDG&E | Ag | ProcHeat | Ag - Dairies, fishing, hunting | Energy Efficiency | Incentives | 78.3636 | 75.5444 | 68.4933 | 58.6208 | 47.5951 | 37.0872 | 27.6093 | 20.1243 | 14.6077 | 10.6716 | 7.9157
2023 PG Study Reference Scenario | SDG&E | Ag | ProcHeat | Ag - Dairies, fishing, hunting | Energy Efficiency | Incremental Measure Cost | 156.7271 | 151.0888 | 136.9865 | 117.2417 | 95.1901 | 74.1745 | 56.0397 | 41.664 | 30.8477 | 22.9863 | 17.3912
2023 PG Study Reference Scenario | SDG&E | Ag | ProcHeat | Ag - Irrigated Agriculture, vineyards, forestry and greenhouses | Energy Efficiency | Admin | 2132.352 | 2229.747 | 2302.051 | 2484.916 | 2568.786 | 2701.483 | 2746.37 | 2838.049 | 2926.393 | 3010.618 | 3089.925
2023 PG Study Reference Scenario | SDG&E | Ag | ProcHeat | Ag - Irrigated Agriculture, vineyards, forestry and greenhouses | Energy Efficiency | Incentives | 440.0181 | 460.1159 | 475.0361 | 512.7708 | 530.0778 | 557.4603 | 566.7227 | 585.641 | 603.8712 | 621.2513 | 637.6164
2023 PG Study Reference Scenario | SDG&E | Ag | ProcHeat | Ag - Irrigated Agriculture, vineyards, forestry and greenhouses | Energy Efficiency | Incremental Measure Cost | 3898.318 | 4157.901 | 4378.584 | 4820.926 | 5083.315 | 5452.824 | 5654.294 | 5959.906 | 6268.338 | 6577.722 | 6886.015
2023 PG Study Reference Scenario | SDG&E | Ag | WholeBlg | Ag - Dairies, fishing, hunting | Energy Efficiency | Admin | 2967.157 | 2964.654 | 2980.192 | 3029.486 | 3135.691 | 3336.741 | 3296.774 | 3258.538 | 3221.338 | 3184.614 | 3148.718
2023 PG Study Reference Scenario | SDG&E | Ag | WholeBlg | Ag - Irrigated Agriculture, vineyards, forestry and greenhouses | Energy Efficiency | Admin | 79194.73 | 83301.17 | 89994.88 | 100723.8 | 118492.8 | 148305.9 | 149818.7 | 151447.8 | 153091.4 | 154922.6 | 156780.1
2023 PG Study Reference Scenario | SDG&E | Ag | WholeBlg | Ag - Water pumping | Energy Efficiency | Admin | 87284.58 | 90146.36 | 94994.41 | 103120.9 | 116767.6 | 139756.9 | 138946.1 | 138157.1 | 137439.8 | 136739.1 | 136000.7
2023 PG Study Reference Scenario | SDG&E | Com | AppPlug | Com - College | Energy Efficiency | Admin | 1240.407 | 1278.578 | 1309.307 | 1358.116 | 1365.604 | 1397.954 | 1427.035 | 1441.044 | 1452.172 | 1401.312 | 1403.818
2023 PG Study Reference Scenario | SDG&E | Com | AppPlug | Com - College | Energy Efficiency | Incentives | 447.5176 | 462.7989 | 475.223 | 494.0798 | 497.8065 | 510.5293 | 522.0393 | 528.0277 | 532.9576 | 515.1089 | 516.8509
2023 PG Study Reference Scenario | SDG&E | Com | AppPlug | Com - College | Energy Efficiency | Incremental Measure Cost | 1032.776 | 1088.499 | 1139.075 | 1206.783 | 1238.87 | 1294.43 | 1348.399 | 1389.306 | 1428.339 | 1406.077 | 1436.887
2023 PG Study Reference Scenario | SDG&E | Com | AppPlug | Com - College | Energy Efficiency | Admin | 122.379 | 94.6896 | 73.2367 | 56.6249 | 43.7657 | 33.8032 | 26.0863 | 20.078 | 15.1633 | 11.7152 | 9.0513
2023 PG Study Reference Scenario | SDG&E | Com | AppPlug | Com - College | Energy Efficiency | Incentives | 44.1317 | 34.2028 | 26.4986 | 20.5237 | 15.8911 | 12.2968 | 9.5079 | 7.3332 | 5.5597 | 4.3027 | 3.33
2023 PG Study Reference Scenario | SDG&E | Com | AppPlug | Com - College | Energy Efficiency | Incremental Measure Cost | 51.3467 | 40.468 | 31.895 | 25.1382 | 19.8123 | 15.6145 | 12.3055 | 9.6976 | 7.6423 | 6.0226 | 4.7461
2023 PG Study Reference Scenario | SDG&E | Com | AppPlug | Com - Grocery | Energy Efficiency | Admin | 17.9191 | 12.3847 | 12.6605 | 13.4982 | 11.6347 | 14.8771 | 14.7308 | 14.7054 | 14.3922 | 15.6115 | 15.305
2023 PG Study Reference Scenario | SDG&E | Com | AppPlug | Com - Grocery | Energy Efficiency | Incentives | 6.4637 | 4.482 | 4.5945 | 4.9099 | 4.2407 | 5.4324 | 5.3883 | 5.3879 | 5.2817 | 5.7384 | 5.6348
2023 PG Study Reference Scenario | SDG&E | Com | AppPlug | Com - Grocery | Energy Efficiency | Incremental Measure Cost | 14.9155 | 10.5405 | 11.0114 | 11.9908 | 10.5522 | 13.772 | 13.916 | 14.1746 | 14.1535 | 15.6623 | 15.6637
2023 PG Study Reference Scenario | SDG&E | Com | AppPlug | Com - Grocery | Energy Efficiency | Admin | 19.8658 | 15.3744 | 11.8936 | 9.1981 | 7.1117 | 5.4975 | 4.2489 | 3.2835 | 2.5372 | 1.9603 | 1.5144
2023 PG Study Reference Scenario | SDG&E | Com | AppPlug | Com - Grocery | Energy Efficiency | Incentives | 7.1631 | 5.5529 | 4.3031 | 3.3337 | 2.5821 | 1.9997 | 1.5484 | 1.1989 | 0.92824 | 0.7186 | 0.55629
2023 PG Study Reference Scenario | SDG&E | Com | AppPlug | Com - Grocery | Energy Efficiency | Incremental Measure Cost | 8.321 | 6.558 | 5.1687 | 4.0737 | 3.2106 | 2.5303 | 1.994 | 1.5714 | 1.2383 | 0.97579 | 0.76895
2023 PG Study Reference Scenario | SDG&E | Com | AppPlug | Com - Health | Energy Efficiency | Admin | 545602.4 | 594896 | 629122.3 | 621479.1 | 584846.2 | 541336.1 | 429179.2 | 405212.5 | 405521.7 | 441702.9 | 500292.4
2023 PG Study Reference Scenario | SDG&E | Com | AppPlug | Com - Health | Energy Efficiency | Incentives | 202359.1 | 220644.5 | 233341 | 230507 | 216920.6 | 200783.3 | 159184.5 | 150295.6 | 150410.8 | 163831.3 | 185563.3
2023 PG Study Reference Scenario | SDG&E | Com | AppPlug | Com - Health | Energy Efficiency | Incremental Measure Cost | 494221.1 | 549662.1 | 592920.3 | 597429.8 | 573457.7 | 541409.7 | 437821.7 | 421639.3 | 430399.8 | 478176.4 | 552435.6
2023 PG Study Reference Scenario | SDG&E | Com | AppPlug | Com - Health | Energy Efficiency | Admin | 162.9486 | 126.1278 | 97.5817 | 75.4701 | 58.3533 | 45.1095 | 34.8656 | 26.9449 | 20.822 | 16.0895 | 12.4322
2023 PG Study Reference Scenario | SDG&E | Com | AppPlug | Com - Health | Energy Efficiency | Incentives | 58.7619 | 45.5602 | 35.3092 | 27.3562 | 21.1897 | 16.4105 | 12.7076 | 9.8395 | 7.6184 | 5.8985 | 4.567
2023 PG Study Reference Scenario | SDG&E | Com | AppPlug | Com - Health | Energy Efficiency | Incremental Measure Cost | 68.2493 | 53.7891 | 42.3939 | 33.4128 | 26.3337 | 20.7539 | 16.3556 | 12.8892 | 10.1573 | 8.0044 | 6.3078
2023 PG Study Reference Scenario | SDG&E | Com | AppPlug | Com - Lodging | Energy Efficiency | Admin | 732278.1 | 787586.9 | 841119 | 832798.4 | 799015.7 | 780490.1 | 755909 | 733140.1 | 717003.8 | 698877.1 | 674459.3
2023 PG Study Reference Scenario | SDG&E | Com | AppPlug | Com - Lodging | Energy Efficiency | Incentives | 271610.5 | 292125.8 | 311982.1 | 308896.1 | 293660.6 | 286805.1 | 277737.7 | 269347.6 | 263403 | 256734 | 247759.4
2023 PG Study Reference Scenario | SDG&E | Com | AppPlug | Com - Lodging | Energy Efficiency | Incremental Measure Cost | 663426 | 727807.7 | 792824.6 | 800681.2 | 776034.6 | 773035.5 | 763527.3 | 755231.1 | 753293.8 | 748865.8 | 737101.9
2023 PG Study Reference Scenario | SDG&E | Com | AppPlug | Com - Lodging | Energy Efficiency | Admin | 32.1982 | 24.9116 | 19.2663 | 14.8947 | 11.5088 | 8.8851 | 6.8484 | 5.2187 | 3.9766 | 3.0723 | 2.3737
2023 PG Study Reference Scenario | SDG&E | Com | AppPlug | Com - Lodging | Energy Efficiency | Incentives | 11.6117 | 8.9986 | 6.9712 | 5.3987 | 4.179 | 3.2324 | 2.4964 | 1.9078 | 1.4584 | 1.1286 | 0.87341
2023 PG Study Reference Scenario | SDG&E | Com | AppPlug | Com - Lodging | Energy Efficiency | Incremental Measure Cost | 13.5143 | 10.651 | 8.3946 | 6.6162 | 5.2144 | 4.1096 | 3.2387 | 2.5522 | 2.0113 | 1.585 | 1.249
2023 PG Study Reference Scenario | SDG&E | Com | AppPlug | Com - Office (Large) | Energy Efficiency | Admin | 7559.129 | 7836.8 | 8095.384 | 8283.773 | 8292.031 | 8570.055 | 8780.342 | 8822.14 | 8708.864 | 8707.795 | 8655.814
2023 PG Study Reference Scenario | SDG&E | Com | AppPlug | Com - Office (Large) | Energy Efficiency | Incentives | 2729.914 | 2838.96 | 2940.308 | 3015.42 | 3024.305 | 3131.236 | 3213.384 | 3233.817 | 3197.263 | 3201.802 | 3187.602
2023 PG Study Reference Scenario | SDG&E | Com | AppPlug | Com - Office (Large) | Energy Efficiency | Incremental Measure Cost | 6302.842 | 6680.143 | 7050.832 | 7368.501 | 7530.107 | 7943.253 | 8304.61 | 8513.663 | 8574.261 | 8745.917 | 8868.378
2023 PG Study Reference Scenario | SDG&E | Com | AppPlug | Com - Office (Large) | Energy Efficiency | Admin | 1259.802 | 974.9405 | 754.1939 | 583.2527 | 450.947 | 348.5874 | 269.4163 | 208.2002 | 160.8669 | 124.2782 | 95.9972
2023 PG Study Reference Scenario | SDG&E | Com | AppPlug | Com - Office (Large) | Energy Efficiency | Incentives | 454.4392 | 352.2627 | 272.9636 | 211.4605 | 163.7821 | 126.8348 | 98.2095 | 76.0379 | 58.8647 | 45.5659 | 35.2677
2023 PG Study Reference Scenario | SDG&E | Com | AppPlug | Com - Office (Large) | Energy Efficiency | Incremental Measure Cost | 528.0283 | 416.1552 | 327.9936 | 258.5088 | 203.7399 | 160.5704 | 126.5424 | 99.7234 | 78.5875 | 61.9308 | 48.8045
2023 PG Study Reference Scenario | SDG&E | Com | AppPlug | Com - Office (Small) | Energy Efficiency | Admin | 3081.397 | 3213.639 | 3325.752 | 3415.194 | 3478.396 | 3536.111 | 3578.409 | 3605.138 | 3619.251 | 3630.336 | 3634.256
2023 PG Study Reference Scenario | SDG&E | Com | AppPlug | Com - Office (Small) | Energy Efficiency | Incentives | 1112.542 | 1163.941 | 1207.741 | 1243.009 | 1268.5 | 1291.846 | 1309.48 | 1321.375 | 1328.626 | 1334.764 | 1338.283
2023 PG Study Reference Scenario | SDG&E | Com | AppPlug | Com - Office (Small) | Energy Efficiency | Incremental Measure Cost | 2568.359 | 2738.489 | 2895.847 | 3037.098 | 3158.037 | 3276.737 | 3383.763 | 3478.299 | 3562.51 | 3645.403 | 3722.653
2023 PG Study Reference Scenario | SDG&E | Com | AppPlug | Com - Office (Small) | Energy Efficiency | Admin | 588.8884 | 455.7158 | 352.5236 | 272.6169 | 210.7716 | 162.9243 | 125.9157 | 97.2924 | 75.1598 | 58.047 | 44.8045
2023 PG Study Reference Scenario | SDG&E | Com | AppPlug | Com - Office (Small) | Energy Efficiency | Incentives | 212.429 | 164.66 | 127.5892 | 98.8389 | 76.5516 | 59.2807 | 45.8996 | 35.5329 | 27.5029 | 21.283 | 16.4609
2023 PG Study Reference Scenario | SDG&E | Com | AppPlug | Com - Office (Small) | Energy Efficiency | Incremental Measure Cost | 246.8869 | 194.5797 | 153.3587 | 120.8702 | 95.2623 | 75.078 | 59.1679 | 46.6284 | 36.746 | 28.9579 | 22.8204
2023 PG Study Reference Scenario | SDG&E | Com | AppPlug | Com - Other | Energy Efficiency | Admin | 1290.739 | 1357.073 | 1417.614 | 11029.59 | 11280.75 | 11614.41 | 11871.73 | 12057.42 | 12209.09 | 12353.16 | 12437.35
2023 PG Study Reference Scenario | SDG&E | Com | AppPlug | Com - Other | Energy Efficiency | Incentives | 465.8123 | 491.3256 | 514.633 | 1313.194 | 1358.09 | 1414.018 | 1461.936 | 1502.204 | 1539.304 | 1576.473 | 1606.927
2023 PG Study Reference Scenario | SDG&E | Com | AppPlug | Com - Other | Energy Efficiency | Incremental Measure Cost | 1075.136 | 1155.738 | 1233.691 | 2863.165 | 2982.867 | 3128.069 | 3256.911 | 3369.85 | 3476.671 | 3584.594 | 3678.093
2023 PG Study Reference Scenario | SDG&E | Com | AppPlug | Com - Other | Energy Efficiency | Admin | 155.9743 | 120.7046 | 93.374 | 72.21 | 55.8294 | 43.1562 | 33.3538 | 25.773 | 19.9109 | 15.3788 | 11.8731
2023 PG Study Reference Scenario | SDG&E | Com | AppPlug | Com - Other | Energy Efficiency | Incentives | 56.2543 | 43.6058 | 33.7896 | 26.1764 | 20.2744 | 15.7006 | 12.157 | 9.4118 | 7.2853 | 5.6382 | 4.3618
2023 PG Study Reference Scenario | SDG&E | Com | AppPlug | Com - Other | Energy Efficiency | Incremental Measure Cost | 65.3761 | 51.525 | 40.6096 | 32.0066 | 25.2256 | 19.8807 | 15.6677 | 12.3472 | 9.7303 | 7.668 | 6.0428
2023 PG Study Reference Scenario | SDG&E | Com | AppPlug | Com - Refrig. Warehouse | Energy Efficiency | Admin | 7.5512 | 8.1157 | 8.5927 | 8.9272 | 9.3845 | 9.7384 | 10.1751 | 10.5432 | 10.9909 | 11.3451 | 11.7687
2023 PG Study Reference Scenario | SDG&E | Com | AppPlug | Com - Refrig. Warehouse | Energy Efficiency | Incentives | 2.7732 | 2.9846 | 3.1636 | 3.2898 | 3.4611 | 3.5941 | 3.7577 | 3.8959 | 4.0636 | 4.1968 | 4.3558
2023 PG Study Reference Scenario | SDG&E | Com | AppPlug | Com - Refrig. Warehouse | Energy Efficiency | Incremental Measure Cost | 10.1588 | 11.1919 | 12.1398 | 12.9154 | 13.8971 | 14.7552 | 15.7674 | 16.7029 | 17.7951 | 18.7669 | 19.8843
2023 PG Study Reference Scenario | SDG&E | Com | AppPlug | Com - Refrig. Warehouse | Energy Efficiency | Admin | 0.70552 | 0.54597 | 0.42233 | 0.3266 | 0.2525 | 0.19516 | 0.1508 | 0.11648 | 0.089929 | 0.069325 | 0.052688
2023 PG Study Reference Scenario | SDG&E | Com | AppPlug | Com - Refrig. Warehouse | Energy Efficiency | Incentives | 0.2544 | 0.19719 | 0.1528 | 0.11837 | 0.091676 | 0.07099 | 0.054957 | 0.042532 | 0.032901 | 0.025416 | 0.019375
2023 PG Study Reference Scenario | SDG&E | Com | AppPlug | Com - Refrig. Warehouse | Energy Efficiency | Incremental Measure Cost | 0.29576 | 0.2331 | 0.18372 | 0.1448 | 0.11412 | 0.08994 | 0.07088 | 0.055858 | 0.044019 | 0.03469 | 0.027337
2023 PG Study Reference Scenario | SDG&E | Com | AppPlug | Com - Retail | Energy Efficiency | Admin | 43.7987 | 34.846 | 38.3324 | 39.6869 | 34.8095 | 42.3531 | 42.2875 | 42.2482 | 43.7541 | 45.7465 | 45.3861
2023 PG Study Reference Scenario | SDG&E | Com | AppPlug | Com - Retail | Energy Efficiency | Incentives | 15.7848 | 12.6013 | 13.9019 | 14.428 | 12.6816 | 15.4593 | 15.4628 | 15.4749 | 16.0532 | 16.8118 | 16.7068
2023 PG Study Reference Scenario | SDG&E | Com | AppPlug | Com - Retail | Energy Efficiency | Incremental Measure Cost | 36.4107 | 29.6233 | 33.3046 | 35.2214 | 31.5427 | 39.1743 | 39.9165 | 40.6922 | 42.9969 | 45.8627 | 46.4175
2023 PG Study Reference Scenario | SDG&E | Com | AppPlug | Com - Retail | Energy Efficiency | Admin | 69.2597 | 53.6032 | 41.4689 | 32.0714 | 24.7973 | 19.1693 | 14.8161 | 11.4502 | 8.8481 | 6.8365 | 5.2817
2023 PG Study Reference Scenario | SDG&E | Com | AppPlug | Com - Retail | Energy Efficiency | Incentives | 24.9662 | 19.3551 | 14.9996 | 11.6211 | 9.0016 | 6.9715 | 5.3986 | 4.1802 | 3.2366 | 2.5058 | 1.9399
2023 PG Study Reference Scenario | SDG&E | Com | AppPlug | Com - Retail | Energy Efficiency | Incremental Measure Cost | 29.0024 | 22.8576 | 18.0153 | 14.1988 | 11.1905 | 8.8194 | 6.9504 | 5.4773 | 4.3164 | 3.4015 | 2.6806
2023 PG Study Reference Scenario | SDG&E | Com | AppPlug | Com - School | Energy Efficiency | Admin | 444.9585 | 466.8959 | 485.3891 | 500.8651 | 516.2283 | 525.9418 | 534.252 | 541.8971 | 548.7582 | 553.8618 | 558.8268
2023 PG Study Reference Scenario | SDG&E | Com | AppPlug | Com - School | Energy Efficiency | Incentives | 160.4679 | 168.9432 | 176.1282 | 182.1737 | 188.148 | 192.0444 | 195.4171 | 198.5426 | 201.3823 | 203.5814 | 205.736
2023 PG Study Reference Scenario | SDG&E | Com | AppPlug | Com - School | Energy Efficiency | Incremental Measure Cost | 370.2587 | 397.2821 | 422.0931 | 444.8816 | 468.1587 | 486.8437 | 504.6716 | 522.308 | 539.6252 | 555.6235 | 571.873
2023 PG Study Reference Scenario | SDG&E | Com | AppPlug | Com - School | Energy Efficiency | Admin | 51.0952 | 39.5373 | 30.5823 | 23.6483 | 18.2814 | 14.1285 | 10.9134 | 8.4254 | 6.4953 | 4.9202 | 3.8013
2023 PG Study Reference Scenario | SDG&E | Com | AppPlug | Com - School | Energy Efficiency | Incentives | 18.4241 | 14.2801 | 11.0646 | 8.5709 | 6.6376 | 5.1391 | 3.9772 | 3.0765 | 2.3766 | 1.8064 | 1.3981
2023 PG Study Reference Scenario | SDG&E | Com | AppPlug | Com - School | Energy Efficiency | Incremental Measure Cost | 21.424 | 16.8848 | 13.3077 | 10.4885 | 8.2663 | 6.5148 | 5.1341 | 4.0459 | 3.1884 | 2.5126 | 1.98
2023 PG Study Reference Scenario | SDG&E | Com | AppPlug | Com - Warehouse | Energy Efficiency | Admin | 518.5563 | 538.3005 | 554.685 | 569.1751 | 573.6869 | 581.4492 | 584.0037 | 584.9058 | 584.5065 | 583.2841 | 579.0644
2023 PG Study Reference Scenario | SDG&E | Com | AppPlug | Com - Warehouse | Energy Efficiency | Incentives | 187.0564 | 194.8182 | 201.3033 | 207.0442 | 209.11 | 212.3293 | 213.6289 | 214.3117 | 214.5104 | 214.4036 | 213.1924
2023 PG Study Reference Scenario | SDG&E | Com | AppPlug | Com - Warehouse | Energy Efficiency | Incremental Measure Cost | 431.6559 | 458.1765 | 482.4726 | 505.6637 | 520.3635 | 538.3137 | 551.7512 | 563.8395 | 574.8521 | 585.2099 | 592.6511
2023 PG Study Reference Scenario | SDG&E | Com | AppPlug | Com - Warehouse | Energy Efficiency | Admin | 52.3766 | 40.5117 | 31.3168 | 24.1797 | 18.6318 | 14.2225 | 10.7135 | 8.2775 | 6.3953 | 4.941 | 3.8175
2023 PG Study Reference Scenario | SDG&E | Com | AppPlug | Com - Warehouse | Energy Efficiency | Incentives | 18.8888 | 14.6337 | 11.3312 | 8.7646 | 6.7667 | 5.179 | 3.9195 | 3.0329 | 2.3468 | 1.816 | 1.4053
2023 PG Study Reference Scenario | SDG&E | Com | AppPlug | Com - Warehouse | Energy Efficiency | Incremental Measure Cost | 22.0197 | 17.3544 | 13.6779 | 10.7803 | 8.4964 | 6.6961 | 5.2771 | 4.1587 | 3.2773 | 2.5827 | 2.0353
2023 PG Study Reference Scenario | SDG&E | Com | BROs | Com - College | Energy Efficiency | Admin | 110591.9 | 120917.7 | 132038.2 | 144415.8 | 158382.5 | 173902 | 191641.6 | 211160.4 | 328922.9 | 124500.5 | 154952.6
2023 PG Study Reference Scenario | SDG&E | Com | BROs | Com - Grocery | Energy Efficiency | Admin | 410894.9 | 460712.5 | 513883.2 | 573286.2 | 640971.1 | 716656 | 802249.1 | 897269.9 | 1069634 | 1033356 | 1167784
2023 PG Study Reference Scenario | SDG&E | Com | BROs | Com - Health | Energy Efficiency | Admin | 268453.5 | 298022 | 329566.9 | 364580.3 | 403943.8 | 447341.2 | 496220 | 549623.1 | 799131.8 | 414154.7 | 495925.5
2023 PG Study Reference Scenario | SDG&E | Com | BROs | Com - Lodging | Energy Efficiency | Admin | 330723.7 | 370960.1 | 415136.5 | 464643.6 | 520298.8 | 582144.4 | 652577.1 | 730137.2 | 1031169 | 618141 | 733327.1
2023 PG Study Reference Scenario | SDG&E | Com | BROs | Com - Office (Large) | Energy Efficiency | Admin | 672332.6 | 736356.1 | 802612.4 | 875347.6 | 956700.3 | 1046337 | 1149546 | 1261174 | 1781310 | 975082.7 | 1140518
2023 PG Study Reference Scenario | SDG&E | Com | BROs | Com - Office (Small) | Energy Efficiency | Admin | 175344.7 | 193892.9 | 213330.7 | 234865.1 | 259267.5 | 286178.6 | 317124.6 | 350789.8 | 396035.4 | 420689.3 | 466378.2
2023 PG Study Reference Scenario | SDG&E | Com | BROs | Com - Other | Energy Efficiency | Admin | 109552.6 | 124346.3 | 141015 | 159636.1 | 180698.6 | 204090 | 231101.7 | 260825.8 | 317484.1 | 298932.7 | 340452.5
2023 PG Study Reference Scenario | SDG&E | Com | BROs | Com - Refrig. Warehouse | Energy Efficiency | Admin | 1194.811 | 1343.509 | 1510.866 | 1699.088 | 1911.116 | 2149.883 | 2419.077 | 2722.562 | 5574.83 | 0 | 550.6451
2023 PG Study Reference Scenario | SDG&E | Com | BROs | Com - Restaurant | Energy Efficiency | Admin | 250026.4 | 281832.4 | 318223.9 | 359426.8 | 406714.9 | 459912.6 | 520385.3 | 588420.7 | 695391 | 710987.7 | 808310.9
2023 PG Study Reference Scenario | SDG&E | Com | BROs | Com - Retail | Energy Efficiency | Admin | 363436.5 | 405571.5 | 451044.8 | 500910.7 | 556851.6 | 618107.2 | 689275.8 | 766082.1 | 869484.5 | 919256 | 1020446
2023 PG Study Reference Scenario | SDG&E | Com | BROs | Com - School | Energy Efficiency | Admin | 114635.6 | 125356.1 | 136591.2 | 149061 | 163133.9 | 178593.2 | 196603.5 | 216096.7 | 283617.9 | 198345.4 | 226180.3
2023 PG Study Reference Scenario | SDG&E | Com | BROs | Com - Warehouse | Energy Efficiency | Admin | 713.5805 | 808.3554 | 915.767 | 1037.577 | 1175.456 | 1331.789 | 1508.909 | 1709.586 | 3522.982 | 0 | 352.1297
2023 PG Study Reference Scenario | SDG&E | Com | BldgEnv | Com - College | Energy Efficiency | Admin | 99.1971 | 150.5094 | 191.835 | 209.6446 | 207.477 | 208.6327 | 210.048 | 209.8686 | 209.7787 | 174.8751 | 174.7255
2023 PG Study Reference Scenario | SDG&E | Com | BldgEnv | Com - College | Energy Efficiency | Incentives | 35.802 | 55.5833 | 72.4852 | 81.0431 | 82.051 | 84.4011 | 86.9178 | 88.8249 | 103.0218 | 96.1666 | 97.874
2023 PG Study Reference Scenario | SDG&E | Com | BldgEnv | Com - College | Energy Efficiency | Incremental Measure Cost | 71.6041 | 111.1666 | 144.9705 | 162.0863 | 164.1019 | 168.8023 | 173.8357 | 177.6499 | 206.0435 | 192.3331 | 195.748
2023 PG Study Reference Scenario | SDG&E | Com | BldgEnv | Com - College | Energy Efficiency | Admin | 4.5129 | 5.4937 | 5.8274 | 5.6252 | 3.8405 | 5.3233 | 5.0585 | 4.8043 | 4.5545 | 4.3182 | 4.0963
2023 PG Study Reference Scenario | SDG&E | Com | BldgEnv | Com - College | Energy Efficiency | Incentives | 2.5359 | 3.1145 | 3.3304 | 3.2366 | 2.2007 | 2.8898 | 2.7724 | 2.66 | 2.684 | 2.57 | 2.4624
2023 PG Study Reference Scenario | SDG&E | Com | BldgEnv | Com - College | Energy Efficiency | Incremental Measure Cost | 11.455 | 14.3731 | 15.6976 | 15.6116 | 15.1194 | 16.9799 | 16.4948 | 15.9843 | 16.1391 | 15.5629 | 15.0274
2023 PG Study Reference Scenario | SDG&E | Com | BldgEnv | Com - Grocery | Energy Efficiency | Admin | 12.6741 | 4.6645 | 4.4115 | 4.8863 | 2.5055 | 5.8071 | 5.3292 | 5.0807 | 4.6199 | 5.7842 | 5.3623
2023 PG Study Reference Scenario | SDG&E | Com | BldgEnv | Com - Grocery | Energy Efficiency | Incentives | 5.8146 | 2.2011 | 2.1406 | 2.4375 | 1.2847 | 3.0599 | 2.8851 | 2.8255 | 2.913 | 3.6471 | 3.3811
2023 PG Study Reference Scenario | SDG&E | Com | BldgEnv | Com - Grocery | Energy Efficiency | Incremental Measure Cost | 11.6293 | 4.4021 | 4.2812 | 4.875 | 2.5694 | 6.1198 | 5.7702 | 5.6509 | 7.0875 | 9.0512 | 8.5588
2023 PG Study Reference Scenario | SDG&E | Com | BldgEnv | Com - Grocery | Energy Efficiency | Admin | 48.5074 | 54.4152 | 51.6866 | 49.0882 | 46.6197 | 44.2755 | 42.0123 | 39.8683 | 37.6996 | 35.6631 | 33.7799
2023 PG Study Reference Scenario | SDG&E | Com | BldgEnv | Com - Grocery | Energy Efficiency | Incentives | 23.9721 | 25.1459 | 24.0946 | 23.0928 | 22.1411 | 21.2356 | 20.3783 | 19.5617 | 21.927 | 20.9063 | 19.9561
2023 PG Study Reference Scenario | SDG&E | Com | BldgEnv | Com - Grocery | Energy Efficiency | Incremental Measure Cost | 301.1862 | 302.4581 | 293.3878 | 284.5778 | 276.1125 | 267.9638 | 259.8565 | 252.0705 | 272.9097 | 261.563 | 251.5211
2023 PG Study Reference Scenario | SDG&E | Com | BldgEnv | Com - Health | Energy Efficiency | Admin | 413.4941 | 393.8021 | 376.5975 | 371.9886 | 350.0349 | 323.9725 | 256.8358 | 242.4816 | 242.6566 | 264.2432 | 299.2238
2023 PG Study Reference Scenario | SDG&E | Com | BldgEnv | Com - Health | Energy Efficiency | Incentives | 81.989 | 80.7015 | 79.7287 | 81.3251 | 78.9943 | 75.4433 | 61.6939 | 60.0609 | 102.2908 | 111.8408 | 126.8622
2023 PG Study Reference Scenario | SDG&E | Com | BldgEnv | Com - Health | Energy Efficiency | Incremental Measure Cost | 114.6662 | 114.8771 | 115.3906 | 119.5523 | 117.8465 | 114.1226 | 94.557 | 93.2052 | 204.5817 | 227.2704 | 262.5416
2023 PG Study Reference Scenario | SDG&E | Com | BldgEnv | Com - Health | Energy Efficiency | Admin | 82.144 | 77.9791 | 74.0013 | 70.2272 | 66.6563 | 63.2766 | 60.0806 | 57.0525 | 53.9162 | 50.9576 | 48.2254
2023 PG Study Reference Scenario | SDG&E | Com | BldgEnv | Com - Health | Energy Efficiency | Incentives | 24.1693 | 23.1755 | 22.228 | 21.3232 | 20.4605 | 19.6374 | 18.8538 | 18.1054 | 24.1078 | 22.9444 | 21.8621
2023 PG Study Reference Scenario | SDG&E | Com | BldgEnv | Com - Health | Energy Efficiency | Incremental Measure Cost | 256.3195 | 249.254 | 242.393 | 235.7164 | 229.2655 | 223.023 | 217.0352 | 211.2342 | 251.3424 | 240.1142 | 230.2334
2023 PG Study Reference Scenario | SDG&E | Com | BldgEnv | Com - Lodging | Energy Efficiency | Admin | 122.4093 | 179.1557 | 221.0144 | 236.2389 | 225.7535 | 220.4691 | 213.4765 | 207.0075 | 202.4203 | 197.2457 | 190.3037
2023 PG Study Reference Scenario | SDG&E | Com | BldgEnv | Com - Lodging | Energy Efficiency | Incentives | 0 | 0 | 0 | 1.4201 | 3.9525 | 6.4454 | 8.7944 | 11.0536 | 118.7039 | 115.8797 | 112.0082
2023 PG Study Reference Scenario | SDG&E | Com | BldgEnv | Com - Lodging | Energy Efficiency | Incremental Measure Cost | -22.3895 | -28.5635 | -29.9455 | -26.2389 | -19.4508 | -13.3937 | -7.4362 | -1.7385 | 278.3249 | 276.6401 | 272.2477
2023 PG Study Reference Scenario | SDG&E | Com | BldgEnv | Com - Lodging | Energy Efficiency | Admin | 4.9268 | 6.1005 | 1133.717 | 241.5373 | 6.443 | 6.117 | 5.8087 | 5.5165 | 3.6584 | 3.3978 | 3.1734
2023 PG Study Reference Scenario | SDG&E | Com | BldgEnv | Com - Lodging | Energy Efficiency | Incentives | 2.6653 | 3.3245 | 389.7427 | 89.0631 | 3.2001 | 3.0941 | 2.9926 | 2.8949 | 2.2931 | 2.1305 | 1.9904
2023 PG Study Reference Scenario | SDG&E | Com | BldgEnv | Com - Lodging | Energy Efficiency | Incremental Measure Cost | 12.3993 | 15.8688 | 790.6376 | 189.6469 | 19.5471 | 19.1351 | 18.7325 | 18.3357 | 21.8046 | 20.5611 | 19.5247
2023 PG Study Reference Scenario | SDG&E | Com | BldgEnv | Com - Office (Large) | Energy Efficiency | Admin | 290.8429 | 288.2195 | 286.9004 | 285.0674 | 278.8572 | 283.0727 | 285.9884 | 284.2199 | 278.1952 | 276.2376 | 273.1185
2023 PG Study Reference Scenario | SDG&E | Com | BldgEnv | Com - Office (Large) | Energy Efficiency | Incentives | 131.13 | 129.9457 | 129.3539 | 128.532 | 125.7366 | 127.9002 | 129.7545 | 129.4878 | 153.3767 | 152.8388 | 151.6603
2023 PG Study Reference Scenario | SDG&E | Com | BldgEnv | Com - Office (Large) | Energy Efficiency | Incremental Measure Cost | 384.3908 | 392.0956 | 401.6584 | 410.6081 | 413.1542 | 431.2827 | 447.954 | 457.5482 | 631.9042 | 639.8901 | 645.2021
2023 PG Study Reference Scenario | SDG&E | Com | BldgEnv | Com - Office (Large) | Energy Efficiency | Admin | 62.3015 | 59.1451 | 56.1551 | 53.318 | 50.616 | 48.043 | 45.5865 | 43.2506 | 40.7122 | 38.3267 | 36.1598
2023 PG Study Reference Scenario | SDG&E | Com | BldgEnv | Com - Office (Large) | Energy Efficiency | Incentives | 37.8437 | 35.9292 | 34.1153 | 32.3939 | 30.7539 | 29.1976 | 27.7163 | 26.3071 | 25.2653 | 23.7993 | 22.466
2023 PG Study Reference Scenario | SDG&E | Com | BldgEnv | Com - Office (Large) | Energy Efficiency | Incremental Measure Cost | 753.0263 | 730.3906 | 708.5521 | 687.3722 | 666.5016 | 645.9609 | 625.5111 | 605.4986 | 626.2749 | 597.152 | 571.5981
2023 PG Study Reference Scenario | SDG&E | Com | BldgEnv | Com - Office (Small) | Energy Efficiency | Admin | 120.9261 | 120.4987 | 120.1356 | 119.7748 | 119.2091 | 119.0291 | 118.7835 | 118.3751 | 117.8417 | 117.4268 | 116.9643
2023 PG Study Reference Scenario | SDG&E | Com | BldgEnv | Com - Office (Small) | Energy Efficiency | Incentives | 61.6707 | 61.6587 | 61.6833 | 61.7124 | 61.6384 | 61.7657 | 61.8614 | 61.8736 | 65.0039 | 65.0066 | 64.9861
2023 PG Study Reference Scenario | SDG&E | Com | BldgEnv | Com - Office (Small) | Energy Efficiency | Incremental Measure Cost | 212.0635 | 215.991 | 220.101 | 224.2834 | 228.1413 | 232.799 | 237.4045 | 241.746 | 267.9428 | 272.3087 | 276.6298
2023 PG Study Reference Scenario | SDG&E | Com | BldgEnv | Com - Office (Small) | Energy Efficiency | Admin | 28.9682 | 27.5134 | 26.1335 | 24.8234 | 23.5769 | 22.391 | 21.2611 | 20.1869 | 19.1181 | 18.1071 | 17.1619
2023 PG Study Reference Scenario | SDG&E | Com | BldgEnv | Com - Office (Small) | Energy Efficiency | Incentives | 17.827 | 16.9381 | 16.0948 | 15.2938 | 14.5314 | 13.8059 | 13.1143 | 12.4566 | 11.8672 | 11.2449 | 10.6628
2023 PG Study Reference Scenario | SDG&E | Com | BldgEnv | Com - Office (Small) | Energy Efficiency | Incremental Measure Cost | 368.6051 | 357.3101 | 346.3958 | 335.8197 | 325.4863 | 315.3941 | 305.4738 | 295.8094 | 292.0268 | 281.4797 | 271.6476
2023 PG Study Reference Scenario | SDG&E | Com | BldgEnv | Com - Other | Energy Efficiency | Admin | 150.8473 | 151.5559 | 152.5257 | 153.5177 | 152.6926 | 153.6858 | 154.2469 | 154.3682 | 154.4772 | 154.7909 | 154.6433
2023 PG Study Reference Scenario | SDG&E | Com | BldgEnv | Com - Other | Energy Efficiency | Incentives | 70.7112 | 71.301 | 72.0237 | 72.7662 | 72.6532 | 73.4092 | 73.9654 | 74.3142 | 85.2478 | 85.7237 | 85.951
2023 PG Study Reference Scenario | SDG&E | Com | BldgEnv | Com - Other | Energy Efficiency | Incremental Measure Cost | 221.6042 | 228.5304 | 236.0405 | 243.787 | 248.7786 | 256.8592 | 264.4048 | 271.3428 | 351.4995 | 359.2045 | 365.9855
2023 PG Study Reference Scenario | SDG&E | Com | BldgEnv | Com - Other | Energy Efficiency | Admin | 14.3956 | 13.6678 | 12.9781 | 12.3236 | 11.7006 | 11.1076 | 10.5421 | 10.0044 | 9.4331 | 8.8955 | 8.4034
2023 PG Study Reference Scenario | SDG&E | Com | BldgEnv | Com - Other | Energy Efficiency | Incentives | 8.7973 | 8.3558 | 7.9373 | 7.54 | 7.1616 | 6.8013 | 6.4575 | 6.1305 | 5.8606 | 5.5295 | 5.2262
2023 PG Study Reference Scenario | SDG&E | Com | BldgEnv | Com - Other | Energy Efficiency | Incremental Measure Cost | 166.1126 | 161.083 | 156.2258 | 151.5164 | 146.8947 | 142.3631 | 137.8796 | 133.5015 | 135.9323 | 130.1201 | 124.9244
2023 PG Study Reference Scenario | SDG&E | Com | BldgEnv | Com - Refrig. Warehouse | Energy Efficiency | Admin | 1.7375 | 1.7462 | 1.7459 | 1.7285 | 1.745 | 1.7509 | 1.7789 | 1.801 | 1.8419 | 1.8716 | 1.9169
2023 PG Study Reference Scenario | SDG&E | Com | BldgEnv | Com - Refrig. Warehouse | Energy Efficiency | Incentives | 0.89847 | 0.90591 | 0.90884 | 0.90282 | 0.91466 | 0.92094 | 0.93902 | 0.95408 | 1.0165 | 1.0366 | 1.0655
2023 PG Study Reference Scenario | SDG&E | Com | BldgEnv | Com - Refrig. Warehouse | Energy Efficiency | Incremental Measure Cost | 3.1299 | 3.2133 | 3.2821 | 3.3192 | 3.4231 | 3.5082 | 3.6406 | 3.7643 | 4.1917 | 4.3441 | 4.5376
2023 PG Study Reference Scenario | SDG&E | Com | BldgEnv | Com - Refrig. Warehouse | Energy Efficiency | Admin | 0.22196 | 0.21082 | 0.20026 | 0.19023 | 0.18069 | 0.17161 | 0.16296 | 0.15474 | 0.14664 | 0.13897 | 0.13178
2023 PG Study Reference Scenario | SDG&E | Com | BldgEnv | Com - Refrig. Warehouse | Energy Efficiency | Incentives | 0.13723 | 0.13039 | 0.1239 | 0.11773 | 0.11186 | 0.10627 | 0.10095 | 0.095889 | 0.091224 | 0.086487 | 0.082042
2023 PG Study Reference Scenario | SDG&E | Com | BldgEnv | Com - Refrig. Warehouse | Energy Efficiency | Incremental Measure Cost | 2.4706 | 2.3947 | 2.3214 | 2.2504 | 2.1811 | 2.1135 | 2.0472 | 1.9827 | 1.9487 | 1.8812 | 1.8176
2023 PG Study Reference Scenario | SDG&E | Com | BldgEnv | Com - Restaurant | Energy Efficiency | Admin | 6.2815 | 5.8849 | 6.69 | 6.7014 | 6.8211 | 6.6631 | 6.9362 | 7.0903 | 7.3682 | 7.659 | 7.9298
2023 PG Study Reference Scenario | SDG&E | Com | BldgEnv | Com - Restaurant | Energy Efficiency | Incentives | 3.9608 | 3.7107 | 4.2184 | 4.2256 | 4.301 | 4.2014 | 4.3736 | 4.4708 | 4.646 | 4.8294 | 5.0001
2023 PG Study Reference Scenario | SDG&E | Com | BldgEnv | Com - Restaurant | Energy Efficiency | Incremental Measure Cost | 15.1573 | 14.4913 | 16.8112 | 17.1845 | 17.8492 | 17.7924 | 18.9002 | 19.7149 | 21.3384 | 22.6241 | 23.8926
2023 PG Study Reference Scenario | SDG&E | Com | BldgEnv | Com - Restaurant | Energy Efficiency | Admin | 9.6545 | 9.1713 | 8.7127 | 8.2771 | 7.8629 | 7.4688 | 7.0935 | 6.7367 | 6.3931 | 6.0672 | 5.7591
2023 PG Study Reference Scenario | SDG&E | Com | BldgEnv | Com - Restaurant | Energy Efficiency | Incentives | 5.9674 | 5.6707 | 5.3891 | 5.1216 | 4.867 | 4.6248 | 4.3941 | 4.1747 | 3.9692 | 3.7684 | 3.5785
2023 PG Study Reference Scenario | SDG&E | Com | BldgEnv | Com - Restaurant | Energy Efficiency | Incremental Measure Cost | 124.3882 | 120.559 | 116.8567 | 113.2697 | 109.773 | 106.3652 | 103.0276 | 99.7804 | 97.2006 | 94.0066 | 90.9521
2023 PG Study Reference Scenario | SDG&E | Com | BldgEnv | Com - Retail | Energy Efficiency | Admin | 20.4811 | 10.7783 | 12.2552 | 12.112 | 7.6312 | 12.6376 | 11.9062 | 11.3834 | 12.0802 | 13.0805 | 12.4886
2023 PG Study Reference Scenario | SDG&E | Com | BldgEnv | Com - Retail | Energy Efficiency | Incentives | 0 | 0 | 0 | 0 | 0 | 0 | 0 | 0 | 7.617 | 8.2477 | 7.8745
2023 PG Study Reference Scenario | SDG&E | Com | BldgEnv | Com - Retail | Energy Efficiency | Incremental Measure Cost | -523.049 | -274.93 | -312.22 | -308.189 | -193.929 | -320.736 | -301.774 | -288.132 | 21.5656 | 23.8183 | 23.1955
2023 PG Study Reference Scenario | SDG&E | Com | BldgEnv | Com - Retail | Energy Efficiency | Admin | 134.0653 | 127.3626 | 120.9952 | 114.9462 | 109.1997 | 103.7408 | 98.555 | 93.6273 | 65.0346 | 61.64 | 58.4626
2023 PG Study Reference Scenario | SDG&E | Com | BldgEnv | Com - Retail | Energy Efficiency | Incentives | 0 | 0 | 0 | 0 | 0 | 0 | 0 | 0 | 37.9212 | 36.2731 | 34.7118
2023 PG Study Reference Scenario | SDG&E | Com | BldgEnv | Com - Retail | Energy Efficiency | Incremental Measure Cost | -6787.91 | -6427.45 | -6085.7 | -5761.69 | -5454.54 | -5163.38 | -4887.45 | -4625.37 | 521.425 | 502.9018 | 485.7865
2023 PG Study Reference Scenario | SDG&E | Com | BldgEnv | Com - School | Energy Efficiency | Admin | 125.1224 | 125.3079 | 125.3686 | 125.4823 | 126.2766 | 126.2659 | 126.3948 | 126.7334 | 127.1865 | 127.4597 | 127.8988
2023 PG Study Reference Scenario | SDG&E | Com | BldgEnv | Com - School | Energy Efficiency | Incentives | 64.1305 | 64.4407 | 64.6925 | 64.9767 | 65.6195 | 65.8487 | 66.1544 | 66.5732 | 70.1148 | 70.5176 | 71.0189
2023 PG Study Reference Scenario | SDG&E | Com | BldgEnv | Com - School | Energy Efficiency | Incremental Measure Cost | 220.1491 | 225.3333 | 230.4051 | 235.6826 | 242.3774 | 247.657 | 253.3148 | 259.5077 | 288.8446 | 295.2186 | 302.1235
2023 PG Study Reference Scenario | SDG&E | Com | BldgEnv | Com - School | Energy Efficiency | Admin | 8.8026 | 8.3604 | 7.9411 | 7.543 | 7.1642 | 6.8037 | 6.4601 | 6.1334 | 5.8076 | 5.4995 | 5.2117
2023 PG Study Reference Scenario | SDG&E | Com | BldgEnv | Com - School | Energy Efficiency | Incentives | 5.4315 | 5.1604 | 4.9033 | 4.6591 | 4.4267 | 4.2054 | 3.9944 | 3.7938 | 3.6097 | 3.4196 | 3.242
2023 PG Study Reference Scenario | SDG&E | Com | BldgEnv | Com - School | Energy Efficiency | Incremental Measure Cost | 103.3003 | 100.1334 | 97.074 | 94.1096 | 91.2118 | 88.3805 | 85.5952 | 82.8809 | 81.728 | 78.7669 | 76.0082
2023 PG Study Reference Scenario | SDG&E | Com | BldgEnv | Com - Warehouse | Energy Efficiency | Admin | 332.2395 | 329.3495 | 326.7965 | 325.4571 | 320.461 | 318.9032 | 315.7331 | 312.6291 | 309.6166 | 306.489 | 302.3185
2023 PG Study Reference Scenario | SDG&E | Com | BldgEnv | Com - Warehouse | Energy Efficiency | Incentives | 130.0088 | 134.6408 | 139.4389 | 144.8064 | 145.7746 | 145.0672 | 143.6172 | 142.1813 | 171.1021 | 169.9466 | 168.213
2023 PG Study Reference Scenario | SDG&E | Com | BldgEnv | Com - Warehouse | Energy Efficiency | Incremental Measure Cost | 180.4067 | 191.4568 | 202.7766 | 214.9671 | 224.7485 | 236.9047 | 247.8971 | 258.8838 | 695.7254 | 702.252 | 706.3338
2023 PG Study Reference Scenario | SDG&E | Com | BldgEnv | Com - Warehouse | Energy Efficiency | Admin | 27.1795 | 25.7583 | 24.4233 | 27.3186 | 25.9224 | 24.5837 | 23.2917 | 22.0597 | 17.3933 | 16.1246 | 15.0252
2023 PG Study Reference Scenario | SDG&E | Com | BldgEnv | Com - Warehouse | Energy Efficiency | Incentives | 14.3345 | 13.7694 | 13.2346 | 14.2546 | 13.7427 | 13.2129 | 12.6924 | 12.1904 | 10.7947 | 10.0163 | 9.3405
2023 PG Study Reference Scenario | SDG&E | Com | BldgEnv | Com - Warehouse | Energy Efficiency | Incremental Measure Cost | 287.3054 | 278.524 | 270.2917 | 269.3171 | 261.3927 | 253.3063 | 244.8104 | 236.3688 | 259.2184 | 240.6159 | 225.492
2023 PG Study Reference Scenario | SDG&E | Com | ComRefrig | Com - College | Energy Efficiency | Admin | 2.7033 | 2.9061 | 3.0702 | 3.2549 | 3.3183 | 3.4217 | 0 | 0 | 0 | 0 | 0
2023 PG Study Reference Scenario | SDG&E | Com | ComRefrig | Com - College | Energy Efficiency | Incentives | 0.97353 | 1.0466 | 1.1056 | 1.1722 | 1.195 | 1.2322 | 0 | 0 | 0 | 0 | 0
2023 PG Study Reference Scenario | SDG&E | Com | ComRefrig | Com - College | Energy Efficiency | Incremental Measure Cost | 10.5322 | 11.5488 | 12.4446 | 13.4573 | 13.9936 | 14.7184 | 0 | 0 | 0 | 0 | 0
2023 PG Study Reference Scenario | SDG&E | Com | ComRefrig | Com - College | Energy Efficiency | Admin | 1024.715 | 422.8094 | 73.8374 | 7.0712 | 6.6246 | 6.2062 | 5.8142 | 5.447 | 5.1031 | 4.7808 | 4.4789
2023 PG Study Reference Scenario | SDG&E | Com | ComRefrig | Com - College | Energy Efficiency | Incentives | 369.0234 | 152.2633 | 26.5905 | 2.5465 | 2.3857 | 2.235 | 2.0938 | 1.9616 | 1.8377 | 1.7217 | 1.613
2023 PG Study Reference Scenario | SDG&E | Com | ComRefrig | Com - College | Energy Efficiency | Incremental Measure Cost | 4414.551 | 1900.39 | 320.4926 | 12.3038 | 11.7551 | 11.2309 | 10.73 | 10.2516 | 9.7945 | 9.3578 | 8.9406
2023 PG Study Reference Scenario | SDG&E | Com | ComRefrig | Com - College | Energy Efficiency | Admin | 12.1645 | 13.1557 | 13.9822 | 14.6481 | 15.1627 | 0 | 0 | 0 | 0 | 0 | 0
2023 PG Study Reference Scenario | SDG&E | Com | ComRefrig | Com - College | Energy Efficiency | Incentives | 4.3807 | 4.7377 | 5.0353 | 5.2751 | 5.4604 | 0 | 0 | 0 | 0 | 0 | 0
2023 PG Study Reference Scenario | SDG&E | Com | ComRefrig | Com - College | Energy Efficiency | Incremental Measure Cost | 47.393 | 52.2798 | 56.6758 | 60.5623 | 63.9438 | 0 | 0 | 0 | 0 | 0 | 0
2023 PG Study Reference Scenario | SDG&E | Com | ComRefrig | Com - Grocery | Energy Efficiency | Admin | 437199.9 | 267271 | 141742.1 | 63638.49 | 36627.6 | 22571.27 | 13988.74 | 10511.54 | 9847.605 | 9225.626 | 8642.955
2023 PG Study Reference Scenario | SDG&E | Com | ComRefrig | Com - Grocery | Energy Efficiency | Incentives | 157445.7 | 96250.37 | 51044.58 | 22917.67 | 13190.43 | 8128.431 | 5037.666 | 3785.447 | 3546.347 | 3322.359 | 3112.525
2023 PG Study Reference Scenario | SDG&E | Com | ComRefrig | Com - Grocery | Energy Efficiency | Incremental Measure Cost | 1032223 | 721503.3 | 448346.1 | 243813 | 137817.8 | 73863.78 | 34629.74 | 19799.38 | 18916.32 | 18072.69 | 17266.75
2023 PG Study Reference Scenario | SDG&E | Com | ComRefrig | Com - Grocery | Energy Efficiency | Admin | 15626.16 | 16679.59 | 17518.47 | 18141.65 | 18567.91 | 0 | 0 | 0 | 0 | 0 | 0
2023 PG Study Reference Scenario | SDG&E | Com | ComRefrig | Com - Grocery | Energy Efficiency | Incentives | 5627.338 | 6006.701 | 6308.801 | 6533.222 | 6686.729 | 0 | 0 | 0 | 0 | 0 | 0
2023 PG Study Reference Scenario | SDG&E | Com | ComRefrig | Com - Grocery | Energy Efficiency | Incremental Measure Cost | 60879.77 | 66283.6 | 71009.6 | 75006.33 | 78304.07 | 0 | 0 | 0 | 0 | 0 | 0
2023 PG Study Reference Scenario | SDG&E | Com | ComRefrig | Com - Lodging | Energy Efficiency | Admin | 2159.423 | 1064.111 | 296.589 | 0 | 0 | 0 | 0 | 0 | 0 | 0 | 0
2023 PG Study Reference Scenario | SDG&E | Com | ComRefrig | Com - Lodging | Energy Efficiency | Incentives | 777.6577 | 383.2107 | 106.8085 | 0 | 0 | 0 | 0 | 0 | 0 | 0 | 0
2023 PG Study Reference Scenario | SDG&E | Com | ComRefrig | Com - Lodging | Energy Efficiency | Incremental Measure Cost | 9631.636 | 4841.159 | 1376.314 | 0 | 0 | 0 | 0 | 0 | 0 | 0 | 0
2023 PG Study Reference Scenario | SDG&E | Com | ComRefrig | Com - Other | Energy Efficiency | Admin | 2250.404 | 1590.527 | 917.102 | 412.2458 | 106.5237 | 0 | 0 | 0 | 0 | 0 | 0
2023 PG Study Reference Scenario | SDG&E | Com | ComRefrig | Com - Other | Energy Efficiency | Incentives | 810.4219 | 572.785 | 330.2694 | 148.4591 | 38.3616 | 0 | 0 | 0 | 0 | 0 | 0
2023 PG Study Reference Scenario | SDG&E | Com | ComRefrig | Com - Other | Energy Efficiency | Incremental Measure Cost | 10037.44 | 7236.08 | 4255.79 | 1951.277 | 514.2914 | 0 | 0 | 0 | 0 | 0 | 0
2023 PG Study Reference Scenario | SDG&E | Com | ComRefrig | Com - Refrig. Warehouse | Energy Efficiency | Admin | 0.34018 | 0.37366 | 0.40093 | 0.41893 | 0.44004 | 0.45399 | 0 | 0 | 0 | 0 | 0
2023 PG Study Reference Scenario | SDG&E | Com | ComRefrig | Com - Refrig. Warehouse | Energy Efficiency | Incentives | 0.12251 | 0.13456 | 0.14438 | 0.15087 | 0.15847 | 0.16349 | 0 | 0 | 0 | 0 | 0
2023 PG Study Reference Scenario | SDG&E | Com | ComRefrig | Com - Refrig. Warehouse | Energy Efficiency | Incremental Measure Cost | 1.3253 | 1.4849 | 1.6251 | 1.7321 | 1.8557 | 1.9529 | 0 | 0 | 0 | 0 | 0
2023 PG Study Reference Scenario | SDG&E | Com | ComRefrig | Com - Refrig. Warehouse | Energy Efficiency | Admin | 2114.56 | 1320.869 | 644.6805 | 199.7785 | 2.3507 | 2.2022 | 2.0631 | 1.9328 | 1.8108 | 1.6964 | 1.5893
2023 PG Study Reference Scenario | SDG&E | Com | ComRefrig | Com - Refrig. Warehouse | Energy Efficiency | Incentives | 761.5013 | 475.6752 | 232.1642 | 71.9448 | 0.84652 | 0.79306 | 0.74297 | 0.69605 | 0.6521 | 0.61092 | 0.57234
2023 PG Study Reference Scenario | SDG&E | Com | ComRefrig | Com - Refrig. Warehouse | Energy Efficiency | Incremental Measure Cost | 9346.393 | 5981.789 | 2983.765 | 938.0977 | 4.1707 | 3.9847 | 3.807 | 3.6373 | 3.4751 | 3.3202 | 3.1722
2023 PG Study Reference Scenario | SDG&E | Com | ComRefrig | Com - Refrig. Warehouse | Energy Efficiency | Admin | 3.4027 | 3.65 | 3.8513 | 4.0057 | 4.1183 | 0 | 0 | 0 | 0 | 0 | 0
2023 PG Study Reference Scenario | SDG&E | Com | ComRefrig | Com - Refrig. Warehouse | Energy Efficiency | Incentives | 1.2254 | 1.3144 | 1.3869 | 1.4426 | 1.4831 | 0 | 0 | 0 | 0 | 0 | 0
2023 PG Study Reference Scenario | SDG&E | Com | ComRefrig | Com - Refrig. Warehouse | Energy Efficiency | Incremental Measure Cost | 13.257 | 14.5049 | 15.6108 | 16.5616 | 17.3674 | 0 | 0 | 0 | 0 | 0 | 0
2023 PG Study Reference Scenario | SDG&E | Com | ComRefrig | Com - Restaurant | Energy Efficiency | Admin | 21549.19 | 9558.897 | 2954.402 | 419.2702 | 392.7885 | 367.9804 | 344.7401 | 322.9684 | 302.5724 | 283.4652 | 265.5654
2023 PG Study Reference Scenario | SDG&E | Com | ComRefrig | Com - Restaurant | Energy Efficiency | Incentives | 7760.356 | 3442.377 | 1063.947 | 150.9888 | 141.4521 | 132.5181 | 124.1488 | 116.3083 | 108.9632 | 102.0823 | 95.6362
2023 PG Study Reference Scenario | SDG&E | Com | ComRefrig | Com - Restaurant | Energy Efficiency | Incremental Measure Cost | 88421.81 | 42113.94 | 12396.61 | 729.5102 | 696.9749 | 665.8927 | 636.1987 | 607.8307 | 580.7295 | 554.8384 | 530.1032
2023 PG Study Reference Scenario | SDG&E | Com | ComRefrig | Com - Restaurant | Energy Efficiency | Admin | 569.9101 | 603.868 | 629.5943 | 647.2661 | 657.7543 | 0 | 0 | 0 | 0 | 0 | 0
2023 PG Study Reference Scenario | SDG&E | Com | ComRefrig | Com - Restaurant | Energy Efficiency | Incentives | 205.2376 | 217.4666 | 226.7313 | 233.0953 | 236.8723 | 0 | 0 | 0 | 0 | 0 | 0
2023 PG Study Reference Scenario | SDG&E | Com | ComRefrig | Com - Restaurant | Energy Efficiency | Incremental Measure Cost | 2220.378 | 2399.732 | 2552.006 | 2676.11 | 2773.863 | 0 | 0 | 0 | 0 | 0 | 0
2023 PG Study Reference Scenario | SDG&E | Com | ComRefrig | Com - Retail | Energy Efficiency | Admin | 180695.5 | 105018.2 | 50302.2 | 19483.59 | 10077.47 | 5210.106 | 4463.01 | 4181.11 | 3917.026 | 3669.631 | 3437.871
2023 PG Study Reference Scenario | SDG&E | Com | ComRefrig | Com - Retail | Energy Efficiency | Incentives | 65072.58 | 37819.46 | 18114.97 | 7016.485 | 3629.126 | 1876.278 | 1607.232 | 1505.713 | 1410.61 | 1321.518 | 1238.056
2023 PG Study Reference Scenario | SDG&E | Com | ComRefrig | Com - Retail | Energy Efficiency | Incremental Measure Cost | 470442.4 | 306683.3 | 167154.5 | 74607.78 | 33132.37 | 10824.12 | 8242.114 | 7874.503 | 7523.311 | 7187.804 | 6867.282
2023 PG Study Reference Scenario | SDG&E | Com | ComRefrig | Com - Retail | Energy Efficiency | Admin | 6222.825 | 6640.675 | 6973.421 | 7220.438 | 7388.99 | 0 | 0 | 0 | 0 | 0 | 0
2023 PG Study Reference Scenario | SDG&E | Com | ComRefrig | Com - Retail | Energy Efficiency | Incentives | 2240.981 | 2391.459 | 2511.288 | 2600.245 | 2660.944 | 0 | 0 | 0 | 0 | 0 | 0
2023 PG Study Reference Scenario | SDG&E | Com | ComRefrig | Com - Retail | Energy Efficiency | Incremental Measure Cost | 24244.22 | 26389.61 | 28266.16 | 29852.77 | 31160.64 | 0 | 0 | 0 | 0 | 0 | 0
2023 PG Study Reference Scenario | SDG&E | Com | ComRefrig | Com - School | Energy Efficiency | Admin | 4.2892 | 4.6903 | 5.0262 | 5.2964 | 5.5299 | 5.6703 | 0 | 0 | 0 | 0 | 0
2023 PG Study Reference Scenario | SDG&E | Com | ComRefrig | Com - School | Energy Efficiency | Incentives | 1.5446 | 1.6891 | 1.81 | 1.9074 | 1.9914 | 2.042 | 0 | 0 | 0 | 0 | 0
2023 PG Study Reference Scenario | SDG&E | Com | ComRefrig | Com - School | Energy Efficiency | Incremental Measure Cost | 16.7108 | 18.6388 | 20.3731 | 21.8979 | 23.3204 | 24.3908 | 0 | 0 | 0 | 0 | 0
2023 PG Study Reference Scenario | SDG&E | Com | ComRefrig | Com - School | Energy Efficiency | Admin | 2260.122 | 1107.185 | 359.5678 | 13.1131 | 12.2847 | 11.5088 | 10.7818 | 10.1008 | 9.4629 | 8.8652 | 8.3054
2023 PG Study Reference Scenario | SDG&E | Com | ComRefrig | Com - School | Energy Efficiency | Incentives | 813.9214 | 398.7225 | 129.4886 | 4.7223 | 4.424 | 4.1446 | 3.8828 | 3.6375 | 3.4078 | 3.1926 | 2.991
2023 PG Study Reference Scenario | SDG&E | Com | ComRefrig | Com - School | Energy Efficiency | Incremental Measure Cost | 9852.602 | 4994.068 | 1627.506 | 22.8282 | 21.8099 | 20.8371 | 19.9077 | 19.0199 | 18.1717 | 17.3613 | 16.5872
2023 PG Study Reference Scenario | SDG&E | Com | ComRefrig | Com - School | Energy Efficiency | Admin | 21.9587 | 23.7274 | 25.2025 | 26.3815 | 27.2963 | 0 | 0 | 0 | 0 | 0 | 0
2023 PG Study Reference Scenario | SDG&E | Com | ComRefrig | Com - School | Energy Efficiency | Incentives | 7.9078 | 8.5448 | 9.076 | 9.5006 | 9.83 | 0 | 0 | 0 | 0 | 0 | 0
2023 PG Study Reference Scenario | SDG&E | Com | ComRefrig | Com - School | Energy Efficiency | Incremental Measure Cost | 85.5512 | 94.2912 | 102.1563 | 109.0739 | 115.1132 | 0 | 0 | 0 | 0 | 0 | 0
2023 PG Study Reference Scenario | SDG&E | Com | Data Center | Com - Office (Large) | Energy Efficiency | Admin | 1343.097 | 1345.247 | 1353.137 | 1358.333 | 1342.166 | 1376.068 | 1403.971 | 1409.004 | 1392.525 | 1396.482 | 1394.197
2023 PG Study Reference Scenario | SDG&E | Com | Data Center | Com - Office (Large) | Energy Efficiency | Incentives | 731.6811 | 732.8525 | 737.1511 | 739.9818 | 731.1742 | 749.6429 | 764.8436 | 767.5858 | 758.6082 | 760.7637 | 759.5193
2023 PG Study Reference Scenario | SDG&E | Com | Data Center | Com - Office (Large) | Energy Efficiency | Incremental Measure Cost | 2960.831 | 3025.42 | 3104.541 | 3179.282 | 3204.732 | 3351.848 | 3488.656 | 3571.62 | 3615.885 | 3698.72 | 3766.55
2023 PG Study Reference Scenario | SDG&E | Com | Data Center | Com - Office (Large) | Energy Efficiency | Admin | 1187.288 | 1154.35 | 1124.038 | 1096.091 | 228.3441 | 220.4343 | 213.121 | 206.3381 | 200.0251 | 194.1282 | 188.5994
2023 PG Study Reference Scenario | SDG&E | Com | Data Center | Com - Office (Large) | Energy Efficiency | Incentives | 646.8012 | 628.8574 | 612.344 | 597.1193 | 124.3954 | 120.0864 | 116.1023 | 112.4072 | 108.968 | 105.7555 | 102.7436
2023 PG Study Reference Scenario | SDG&E | Com | Data Center | Com - Office (Large) | Energy Efficiency | Incremental Measure Cost | 2563.96 | 2543.134 | 2526.342 | 2513.275 | 524.4722 | 516.7771 | 509.9946 | 504.0305 | 503.6139 | 498.7233 | 494.4064
2023 PG Study Reference Scenario | SDG&E | Com | Data Center | Com - Office (Large) | Energy Efficiency | Admin | 326.1081 | 332.1959 | 338.2008 | 344.1206 | 349.8947 | 355.6845 | 361.4767 | 367.2081 | 372.813 | 378.3642 | 383.8487
2023 PG Study Reference Scenario | SDG&E | Com | Data Center | Com - Office (Large) | Energy Efficiency | Incentives | 177.6545 | 180.971 | 184.2422 | 187.4672 | 190.6128 | 193.7669 | 196.9223 | 200.0446 | 203.098 | 206.1222 | 209.11
2023 PG Study Reference Scenario | SDG&E | Com | Data Center | Com - Office (Large) | Energy Efficiency | Incremental Measure Cost | 1046.209 | 1087.651 | 1130.066 | 1173.461 | 1217.643 | 1263.186 | 1310.08 | 1358.129 | 1440.583 | 1491.274 | 1543.148
2023 PG Study Reference Scenario | SDG&E | Com | Data Center | Com - Other | Energy Efficiency | Admin | 1062.702 | 1078.883 | 1096.936 | 1115.202 | 1120.187 | 1138.506 | 1153.712 | 1165.722 | 1177.62 | 1191.4 | 1201.545
2023 PG Study Reference Scenario | SDG&E | Com | Data Center | Com - Other | Energy Efficiency | Incentives | 578.9302 | 587.7453 | 597.5796 | 607.5304 | 610.2463 | 620.2261 | 628.5097 | 635.0525 | 641.5344 | 649.041 | 654.5681
2023 PG Study Reference Scenario | SDG&E | Com | Data Center | Com - Other | Energy Efficiency | Incremental Measure Cost | 2310.141 | 2393.436 | 2483.366 | 2576.423 | 2640.895 | 2738.961 | 2832.246 | 2920.153 | 3057.886 | 3155.567 | 3246.105
2023 PG Study Reference Scenario | SDG&E | Com | Data Center | Com - Other | Energy Efficiency | Admin | 726.1809 | 705.3237 | 685.9008 | 667.7569 | 135.9952 | 130.6719 | 125.6833 | 120.991 | 116.5601 | 112.3606 | 108.3657
2023 PG Study Reference Scenario | SDG&E | Com | Data Center | Com - Other | Energy Efficiency | Incentives | 395.6029 | 384.2405 | 373.6594 | 363.7751 | 74.0863 | 71.1864 | 68.4687 | 65.9125 | 63.4987 | 61.2109 | 59.0346
2023 PG Study Reference Scenario | SDG&E | Com | Data Center | Com - Other | Energy Efficiency | Incremental Measure Cost | 1555.852 | 1542.264 | 1530.686 | 1520.915 | 302.6931 | 297.3627 | 292.467 | 287.9488 | 293.6523 | 288.8829 | 284.3458
2023 PG Study Reference Scenario | SDG&E | Com | Data Center | Com - Other | Energy Efficiency | Admin | 194.7062 | 198.942 | 203.1795 | 207.4232 | 211.6356 | 215.8612 | 220.0931 | 224.3258 | 228.5503 | 232.7868 | 237.0301
2023 PG Study Reference Scenario | SDG&E | Com | Data Center | Com - Other | Energy Efficiency | Incentives | 106.0704 | 108.378 | 110.6865 | 112.9983 | 115.2931 | 117.5951 | 119.9005 | 122.2064 | 124.5078 | 126.8157 | 129.1273
2023 PG Study Reference Scenario | SDG&E | Com | Data Center | Com - Other | Energy Efficiency | Incremental Measure Cost | 576.6686 | 602.336 | 628.8356 | 656.2039 | 684.3439 | 713.4195 | 743.4341 | 774.3947 | 883.1392 | 917.4995 | 952.9085
2023 PG Study Reference Scenario | SDG&E | Com | FoodServ | Com - College | Energy Efficiency | Admin | 1663.315 | 1750.843 | 1857.575 | 2108.614 | 2187.635 | 2314.246 | 2443.642 | 2602.728 | 2715.805 | 2714.194 | 2814.856
2023 PG Study Reference Scenario | SDG&E | Com | FoodServ | Com - College | Energy Efficiency | Incentives | 637.3137 | 673.3397 | 717.9595 | 823.7077 | 857.1593 | 909.3345 | 962.8066 | 1030.097 | 1077.631 | 1079.758 | 1122.618
2023 PG Study Reference Scenario | SDG&E | Com | FoodServ | Com - College | Energy Efficiency | Incremental Measure Cost | 2555.478 | 2764.321 | 3023.498 | 3559.332 | 3791.759 | 4117.297 | 4460.876 | 5034.043 | 5387.417 | 5520.129 | 5867.762
2023 PG Study Reference Scenario | SDG&E | Com | FoodServ | Com - College | Energy Efficiency | Admin | 4890.649 | 5290.629 | 5696.587 | 6019.169 | 6425.781 | 6829.538 | 7284.051 | 7682.735 | 8108.91 | 8565.224 | 9027.858
2023 PG Study Reference Scenario | SDG&E | Com | FoodServ | Com - College | Energy Efficiency | Incentives | 1809.264 | 1969.991 | 2134.307 | 2263.579 | 2429.021 | 2593.601 | 2780.808 | 2944.483 | 3113.982 | 3289.874 | 3472.118
2023 PG Study Reference Scenario | SDG&E | Com | FoodServ | Com - College | Energy Efficiency | Incremental Measure Cost | 5374.944 | 6017.98 | 6685.14 | 7210.836 | 7870.993 | 8550.094 | 9520.117 | 10258.86 | 11033.51 | 11841.9 | 12707.88
2023 PG Study Reference Scenario | SDG&E | Com | FoodServ | Com - College | Fuel Substitution | Admin | 24.3221 | 24.9427 | 25.366 | 27.1938 | 40.6753 | 55.1403 | 70.4524 | 86.0987 | 101.8194 | 117.7379 | 135.4174
2023 PG Study Reference Scenario | SDG&E | Com | FoodServ | Com - College | Fuel Substitution | Incentives | 33.344 | 34.0555 | 34.5116 | 36.3815 | 49.9805 | 64.707 | 80.2267 | 95.6213 | 110.5722 | 125.2067 | 141.8543
2023 PG Study Reference Scenario | SDG&E | Com | FoodServ | Com - College | Fuel Substitution | Incremental Measure Cost | 42.3135 | 43.394 | 44.1258 | 47.7085 | 74.6414 | 103.5834 | 134.2614 | 165.6501 | 195.198 | 222.2794 | 252.8692
2023 PG Study Reference Scenario | SDG&E | Com | FoodServ | Com - Grocery | Energy Efficiency | Admin | 1149.037 | 823.6515 | 883.5388 | 1157.644 | 1040.93 | 1363.214 | 1398.909 | 1469.261 | 1489.354 | 1665.482 | 1689.546
2023 PG Study Reference Scenario | SDG&E | Com | FoodServ | Com - Grocery | Energy Efficiency | Incentives | 456.0219 | 328.1483 | 353.5691 | 470.4579 | 424.0577 | 555.948 | 571.5008 | 601.7846 | 610.984 | 684.1386 | 695.0837
2023 PG Study Reference Scenario | SDG&E | Com | FoodServ | Com - Grocery | Energy Efficiency | Incremental Measure Cost | 1432.213 | 1050.74 | 1171.267 | 1682.856 | 1552.436 | 2084.021 | 2191.406 | 2440.457 | 2533.384 | 2900.549 | 3011.307
2023 PG Study Reference Scenario | SDG&E | Com | FoodServ | Com - Grocery | Energy Efficiency | Admin | 37647.34 | 40268.73 | 43084.94 | 44885.23 | 46623.78 | 50590.89 | 54464.77 | 57847.55 | 61015.51 | 64004.19 | 66816.82
2023 PG Study Reference Scenario | SDG&E | Com | FoodServ | Com - Grocery | Energy Efficiency | Incentives | 14758.12 | 15851.04 | 17034.19 | 17784.35 | 18506.05 | 20195.96 | 21849.97 | 23295.33 | 24651.63 | 25933.84 | 27143.51
2023 PG Study Reference Scenario | SDG&E | Com | FoodServ | Com - Grocery | Energy Efficiency | Incremental Measure Cost | 39385.92 | 43627.3 | 48365.96 | 51379.85 | 54421.38 | 60663.1 | 68022.55 | 74031.07 | 79974.42 | 85896.14 | 91795.14
2023 PG Study Reference Scenario | SDG&E | Com | FoodServ | Com - Grocery | Fuel Substitution | Admin | 282.0896 | 290.6487 | 296.5624 | 300.9341 | 307.1766 | 590.8211 | 866.6455 | 1146.907 | 1430.824 | 1717.347 | 2005.108
2023 PG Study Reference Scenario | SDG&E | Com | FoodServ | Com - Grocery | Fuel Substitution | Incentives | 343.5423 | 349.9251 | 353.193 | 354.6523 | 357.8518 | 636.9205 | 897.2625 | 1156.119 | 1411.295 | 1659.626 | 1899.505
2023 PG Study Reference Scenario | SDG&E | Com | FoodServ | Com - Grocery | Fuel Substitution | Incremental Measure Cost | 531.259 | 547.14 | 557.9246 | 565.8032 | 577.5926 | 1144.352 | 1695.641 | 2255.975 | 2823.794 | 3396.997 | 3972.849
2023 PG Study Reference Scenario | SDG&E | Com | FoodServ | Com - Health | Energy Efficiency | Admin | 3990.322 | 4070.436 | 4184.238 | 4899.842 | 4883.331 | 4766.451 | 3970.563 | 3986.396 | 4168.823 | 4734.545 | 5580.906
2023 PG Study Reference Scenario | SDG&E | Com | FoodServ | Com - Health | Energy Efficiency | Incentives | 1477.476 | 1514.069 | 1565.717 | 1871.455 | 1872.588 | 1834.625 | 1533.751 | 1547.895 | 1624.088 | 1850.452 | 2188.193
2023 PG Study Reference Scenario | SDG&E | Com | FoodServ | Com - Health | Energy Efficiency | Incremental Measure Cost | 5555.183 | 5824.687 | 6180.232 | 7655.802 | 7842.031 | 7863.58 | 6726.248 | 7134.725 | 7655.802 | 8917.726 | 10777.52
2023 PG Study Reference Scenario | SDG&E | Com | FoodServ | Com - Health | Energy Efficiency | Admin | 14480.26 | 15725.12 | 17139.98 | 18173.88 | 19347.64 | 20913.17 | 22496.67 | 23915.03 | 25297.67 | 26669.04 | 28297.9
2023 PG Study Reference Scenario | SDG&E | Com | FoodServ | Com - Health | Energy Efficiency | Incentives | 5139.063 | 5623.347 | 6185.743 | 6587.45 | 7051.506 | 7688.769 | 8340.186 | 8923.688 | 9494.574 | 10062.28 | 10694.53
2023 PG Study Reference Scenario | SDG&E | Com | FoodServ | Com - Health | Energy Efficiency | Incremental Measure Cost | 13812.74 | 15549.9 | 17656.84 | 19116.62 | 20823.37 | 23145.03 | 26055.38 | 28392.69 | 30771.32 | 33227.07 | 35912.11
2023 PG Study Reference Scenario | SDG&E | Com | FoodServ | Com - Health | Fuel Substitution | Admin | 82.5974 | 85.6909 | 88.0644 | 89.9994 | 111.3463 | 186.347 | 262.9608 | 343.5251 | 426.0417 | 509.9335 | 595.3874
2023 PG Study Reference Scenario | SDG&E | Com | FoodServ | Com - Health | Fuel Substitution | Incentives | 104.8081 | 107.7942 | 109.9019 | 111.4661 | 132.6613 | 206.4004 | 279.7731 | 356.1027 | 431.7293 | 505.9224 | 578.8535
2023 PG Study Reference Scenario | SDG&E | Com | FoodServ | Com - Health | Fuel Substitution | Incremental Measure Cost | 136.8548 | 141.8423 | 145.5548 | 148.5431 | 190.505 | 339.9347 | 492.7605 | 653.6538 | 818.6201 | 986.5037 | 1142.32
2023 PG Study Reference Scenario | SDG&E | Com | FoodServ | Com - Lodging | Energy Efficiency | Admin | 4387.002 | 4451.221 | 4529.489 | 5565.153 | 5594.35 | 5763.378 | 5864.895 | 6133.577 | 6268.641 | 6371.155 | 6399.196
2023 PG Study Reference Scenario | SDG&E | Com | FoodServ | Com - Lodging | Energy Efficiency | Incentives | 1673.002 | 1703.974 | 1741.202 | 2187.516 | 2205.894 | 2278.981 | 2325.308 | 2444.334 | 2504.185 | 2551.115 | 2568.246
2023 PG Study Reference Scenario | SDG&E | Com | FoodServ | Com - Lodging | Energy Efficiency | Incremental Measure Cost | 5894.83 | 6143.348 | 6431.997 | 8520.122 | 8799.656 | 9308.508 | 9720.715 | 11035.01 | 11566.38 | 12050.53 | 12402.3
2023 PG Study Reference Scenario | SDG&E | Com | FoodServ | Com - Lodging | Energy Efficiency | Admin | 14046.76 | 14997.79 | 16566.29 | 17773.4 | 19381.26 | 20937.83 | 22644.24 | 24061.14 | 25542.93 | 27039.16 | 28547.92
2023 PG Study Reference Scenario | SDG&E | Com | FoodServ | Com - Lodging | Energy Efficiency | Incentives | 5192.463 | 5569.657 | 6218.521 | 6714.419 | 7382.483 | 8029.595 | 8744.129 | 9335.59 | 9932.768 | 10527.8 | 11138.03
2023 PG Study Reference Scenario | SDG&E | Com | FoodServ | Com - Lodging | Energy Efficiency | Incremental Measure Cost | 13662.03 | 14963.2 | 17494.1 | 19253.09 | 21642.6 | 24053.36 | 27616.6 | 30103.19 | 32668.97 | 35300.32 | 38126.57
2023 PG Study Reference Scenario | SDG&E | Com | FoodServ | Com - Lodging | Fuel Substitution | Admin | 78.551 | 79.7449 | 80.1073 | 119.8557 | 218.8141 | 322.7951 | 427.2119 | 531.7441 | 636.925 | 743.4021 | 856.7784
2023 PG Study Reference Scenario | SDG&E | Com | FoodServ | Com - Lodging | Fuel Substitution | Incentives | 96.3243 | 96.7305 | 96.1821 | 136.3748 | 235.0262 | 338.6109 | 439.6091 | 537.1575 | 631.8397 | 724.3476 | 822.871
2023 PG Study Reference Scenario | SDG&E | Com | FoodServ | Com - Lodging | Fuel Substitution | Incremental Measure Cost | 141.7884 | 143.823 | 144.3096 | 223.6749 | 421.5698 | 629.6165 | 838.6412 | 1048.005 | 1251.335 | 1452.268 | 1667.023
2023 PG Study Reference Scenario | SDG&E | Com | FoodServ | Com - Other | Energy Efficiency | Admin | 8541.93 | 9130.377 | 10014.9 | 11175.73 | 11683.25 | 12312.91 | 12898.81 | 14457.74 | 15049.29 | 15658.96 | 16216.56
2023 PG Study Reference Scenario | SDG&E | Com | FoodServ | Com - Other | Energy Efficiency | Incentives | 3279.652 | 3520.644 | 3890.894 | 4383.378 | 4593.722 | 4851.236 | 5092.142 | 5757.119 | 6003.896 | 6258.638 | 6493.346
2023 PG Study Reference Scenario | SDG&E | Com | FoodServ | Com - Other | Energy Efficiency | Incremental Measure Cost | 10668.1 | 11671.1 | 13329.75 | 15544.44 | 16641.82 | 17956.83 | 19254.62 | 25777.79 | 27508.37 | 29328.85 | 31108.44
2023 PG Study Reference Scenario | SDG&E | Com | FoodServ | Com - Other | Energy Efficiency | Admin | 36689.2 | 40511.91 | 43365.33 | 45793.94 | 48522.83 | 51407.71 | 55773.63 | 58918.48 | 62021.24 | 65195.22 | 68462.54
2023 PG Study Reference Scenario | SDG&E | Com | FoodServ | Com - Other | Energy Efficiency | Incentives | 13870.5 | 15459.86 | 16635.07 | 17636.23 | 18746.06 | 19920.75 | 21740.98 | 23035.7 | 24315.77 | 25606.07 | 26917.25
2023 PG Study Reference Scenario | SDG&E | Com | FoodServ | Com - Other | Energy Efficiency | Incremental Measure Cost | 40074.42 | 46481.22 | 51071.28 | 55025.68 | 59527.43 | 64414.02 | 75959.68 | 81810.94 | 87826.88 | 94066.14 | 100559.6
2023 PG Study Reference Scenario | SDG&E | Com | FoodServ | Com - Other | Fuel Substitution | Admin | 137.8842 | 141.9733 | 144.9343 | 147.039 | 193.3522 | 266.6995 | 391.2265 | 523.7941 | 661.4927 | 801.1323 | 943.4309
2023 PG Study Reference Scenario | SDG&E | Com | FoodServ | Com - Other | Fuel Substitution | Incentives | 187.6573 | 192.2075 | 195.2764 | 197.2016 | 243.7648 | 315.199 | 461.0544 | 614.747 | 771.4306 | 927.4171 | 1083.571
2023 PG Study Reference Scenario | SDG&E | Com | FoodServ | Com - Other | Fuel Substitution | Incremental Measure Cost | 251.982 | 259.3494 | 264.6111 | 268.2998 | 360.5437 | 506.9958 | 755.9464 | 1021.12 | 1296.701 | 1568.571 | 1836.236
2023 PG Study Reference Scenario | SDG&E | Com | FoodServ | Com - Restaurant | Energy Efficiency | Admin | 4865.213 | 4972.914 | 5841.096 | 7336.096 | 7871.16 | 8172.22 | 8800.534 | 9680.177 | 10353.18 | 11058.11 | 11763.44
2023 PG Study Reference Scenario | SDG&E | Com | FoodServ | Com - Restaurant | Energy Efficiency | Incentives | 1878.935 | 1927.865 | 2277.165 | 2918.147 | 3138.823 | 3266.143 | 3524.346 | 3895.195 | 4173.595 | 4465.696 | 4758.884
2023 PG Study Reference Scenario | SDG&E | Com | FoodServ | Com - Restaurant | Energy Efficiency | Incremental Measure Cost | 5896.732 | 6175.68 | 7530.452 | 10393.47 | 11443.89 | 12186.79 | 13452.9 | 16395.47 | 17972.06 | 19665.12 | 21422.77
2023 PG Study Reference Scenario | SDG&E | Com | FoodServ | Com - Restaurant | Energy Efficiency | Admin | 97962.24 | 104510.7 | 111397 | 115601.3 | 121961 | 130694.7 | 140236.1 | 148021.2 | 155235.9 | 161941.4 | 168716.4
2023 PG Study Reference Scenario | SDG&E | Com | FoodServ | Com - Restaurant | Energy Efficiency | Incentives | 36912.92 | 39639.1 | 42533.68 | 44293.72 | 46955.88 | 50651.05 | 54709.82 | 58020.25 | 61095.18 | 63960.4 | 66769.93
2023 PG Study Reference Scenario | SDG&E | Com | FoodServ | Com - Restaurant | Energy Efficiency | Incremental Measure Cost | 95395.25 | 105892.6 | 117301.8 | 124152.9 | 134208.9 | 148045.2 | 168895.1 | 182634.5 | 196148.8 | 209500.1 | 223011.7
2023 PG Study Reference Scenario | SDG&E | Com | FoodServ | Com - Restaurant | Fuel Substitution | Admin | 647.3846 | 660.1533 | 666.4417 | 668.7872 | 972.6123 | 1644.69 | 2322.607 | 3051.448 | 3778.159 | 4500.244 | 5219.889
2023 PG Study Reference Scenario | SDG&E | Com | FoodServ | Com - Restaurant | Fuel Substitution | Incentives | 784.9791 | 790.8293 | 789.1775 | 783.04 | 1082.713 | 1736.602 | 2385.089 | 3093.381 | 3776.987 | 4433.188 | 5064.875
2023 PG Study Reference Scenario | SDG&E | Com | FoodServ | Com - Restaurant | Fuel Substitution | Incremental Measure Cost | 1222.821 | 1246.319 | 1257.326 | 1260.875 | 1867.783 | 3211.6 | 4567.489 | 6025.614 | 7479.866 | 8925.246 | 10335
2023 PG Study Reference Scenario | SDG&E | Com | FoodServ | Com - School | Energy Efficiency | Admin | 3337.827 | 3566.786 | 3858.243 | 4272.926 | 4530.502 | 4755.304 | 4981.161 | 5526.92 | 5781.918 | 6028.505 | 6282.613
2023 PG Study Reference Scenario | SDG&E | Com | FoodServ | Com - School | Energy Efficiency | Incentives | 1315.863 | 1409.664 | 1531.093 | 1706.464 | 1813.144 | 1906.904 | 2001.326 | 2234.467 | 2341.794 | 2446.026 | 2553.64
2023 PG Study Reference Scenario | SDG&E | Com | FoodServ | Com - School | Energy Efficiency | Incremental Measure Cost | 5008.271 | 5490.306 | 6128.347 | 7020.282 | 7633.801 | 8215.532 | 8821.493 | 11079.3 | 11886.29 | 12703.9 | 13565.82
2023 PG Study Reference Scenario | SDG&E | Com | FoodServ | Com - School | Energy Efficiency | Admin | 12146.71 | 13248.97 | 14166.83 | 14935.26 | 15857.14 | 16774.58 | 18042.8 | 18966.51 | 19882.6 | 20909.18 | 21934.22
2023 PG Study Reference Scenario | SDG&E | Com | FoodServ | Com - School | Energy Efficiency | Incentives | 4705.679 | 5160.45 | 5536.385 | 5849.535 | 6229.236 | 6607.956 | 7139.944 | 7523.82 | 7905.544 | 8313.065 | 8722.555
2023 PG Study Reference Scenario | SDG&E | Com | FoodServ | Com - School | Energy Efficiency | Incremental Measure Cost | 14445.8 | 16356.4 | 17940.42 | 19300.46 | 20917.62 | 22589.29 | 26121.15 | 28025.24 | 29989.86 | 32074.41 | 34236.32
2023 PG Study Reference Scenario | SDG&E | Com | FoodServ | Com - School | Fuel Substitution | Admin | 41.2923 | 42.4635 | 43.3087 | 43.9134 | 64.0784 | 86.2116 | 110.0151 | 135.2226 | 160.7965 | 186.6041 | 212.7643
2023 PG Study Reference Scenario | SDG&E | Com | FoodServ | Com - School | Fuel Substitution | Incentives | 56.5491 | 57.9022 | 58.8333 | 59.449 | 79.8605 | 101.6568 | 125.2844 | 149.7043 | 173.6396 | 196.9185 | 219.6653
2023 PG Study Reference Scenario | SDG&E | Com | FoodServ | Com - School | Fuel Substitution | Incremental Measure Cost | 71.7226 | 73.754 | 75.2084 | 76.2513 | 116.4834 | 160.7215 | 208.3685 | 258.8935 | 310.222 | 354.9618 | 399.3559
2023 PG Study Reference Scenario | SDG&E | Com | HVAC | Com - College | Energy Efficiency | Admin | 21106.88 | 21944.6 | 22715.74 | 23877.2 | 37927.59 | 30607.09 | 30375.36 | 30792.29 | 31185.51 | 28655.61 | 28897.47
2023 PG Study Reference Scenario | SDG&E | Com | HVAC | Com - College | Energy Efficiency | Incentives | 8077.51 | 8599.746 | 9102.497 | 9768.553 | 20428.09 | 14740.78 | 14429.02 | 14691.63 | 14946.94 | 13806.14 | 13986.65
2023 PG Study Reference Scenario | SDG&E | Com | HVAC | Com - College | Energy Efficiency | Incremental Measure Cost | 35056.89 | 38429.71 | 41884.49 | 46285.05 | 120713.9 | 104286.8 | 103566.7 | 107764.3 | 116663.3 | 110169.4 | 113949.7
2023 PG Study Reference Scenario | SDG&E | Com | HVAC | Com - College | Energy Efficiency | Admin | 11397.19 | 10268.9 | 7818.651 | 5454.784 | 3541.048 | 2021.109 | 740.7299 | 683.3845 | 636.022 | 591.9808 | 551.0359
2023 PG Study Reference Scenario | SDG&E | Com | HVAC | Com - College | Energy Efficiency | Incentives | 5938.433 | 5246.948 | 4223.66 | 3151.265 | 2141.308 | 1239.562 | 448.4776 | 423.4618 | 455.81 | 425.3694 | 396.7061
2023 PG Study Reference Scenario | SDG&E | Com | HVAC | Com - College | Energy Efficiency | Incremental Measure Cost | 11877.86 | 10550.81 | 8499.103 | 6344.541 | 4309.733 | 2505.154 | 921.8759 | 870.7319 | 960.4736 | 912.0755 | 866.2204
2023 PG Study Reference Scenario | SDG&E | Com | HVAC | Com - College | Energy Efficiency | Admin | 30679.55 | 33304.58 | 35887.44 | 38424.43 | 39870.81 | 16137.45 | 17363.17 | 18586.46 | 19481.75 | 20609.66 | 21700.64
2023 PG Study Reference Scenario | SDG&E | Com | HVAC | Com - College | Energy Efficiency | Incentives | 23232.34 | 25220.28 | 27176.32 | 29097.65 | 30192.85 | 12224.44 | 13152.94 | 14079.6 | 14757.8 | 15612.22 | 16438.65
2023 PG Study Reference Scenario | SDG&E | Com | HVAC | Com - College | Energy Efficiency | Incremental Measure Cost | 109356.6 | 122044.1 | 135198.6 | 148811 | 156560.4 | 89989.94 | 99009.8 | 108343.5 | 120111.7 | 129776.5 | 139543.7
2023 PG Study Reference Scenario | SDG&E | Com | HVAC | Com - College | Fuel Substitution | Admin | 0 | 0 | 0 | 10.6747 | 11.4826 | 0 | 0 | 0 | 0 | 0 | 0
2023 PG Study Reference Scenario | SDG&E | Com | HVAC | Com - College | Fuel Substitution | Incentives | 0 | 0 | 0 | 12.1227 | 13.0401 | 0 | 0 | 0 | 0 | 0 | 0
2023 PG Study Reference Scenario | SDG&E | Com | HVAC | Com - College | Fuel Substitution | Incremental Measure Cost | 0 | 0 | 0 | 31.1119 | 34.1638 | 0 | 0 | 0 | 0 | 0 | 0
2023 PG Study Reference Scenario | SDG&E | Com | HVAC | Com - Grocery | Energy Efficiency | Admin | 1273.806 | 491.1377 | 485.1359 | 559.4032 | 297.6692 | 713.7452 | 675.6497 | 662.6233 | 618.2496 | 792.09 | 749.7981
2023 PG Study Reference Scenario | SDG&E | Com | HVAC | Com - Grocery | Energy Efficiency | Incentives | 964.5238 | 371.8908 | 367.3484 | 423.5867 | 225.4 | 540.4625 | 511.6186 | 501.7573 | 468.1585 | 599.7989 | 567.7765
2023 PG Study Reference Scenario | SDG&E | Com | HVAC | Com - Grocery | Energy Efficiency | Incremental Measure Cost | 2932.894 | 1178.489 | 1212.328 | 1454.806 | 804.9923 | 2005.396 | 1970.521 | 2004.04 | 2135.198 | 2821.664 | 2753.059
2023 PG Study Reference Scenario | SDG&E | Com | HVAC | Com - Grocery | Energy Efficiency | Admin | 860.0654 | 768.031 | 649.8517 | 519.1833 | 388.8889 | 268.932 | 165.6312 | 92.1684 | 21.8693 | 0 | 0
2023 PG Study Reference Scenario | SDG&E | Com | HVAC | Com - Grocery | Energy Efficiency | Incentives | 182.4224 | 166.1629 | 143.4138 | 116.8774 | 89.3065 | 63.0041 | 39.5896 | 23.9256 | 5.4536 | 0 | 0
2023 PG Study Reference Scenario | SDG&E | Com | HVAC | Com - Grocery | Energy Efficiency | Incremental Measure Cost | 398.9701 | 365.4214 | 318.5865 | 263.8451 | 206.6743 | 151.6247 | 101.7882 | 69.1269 | 22.9755 | 0 | 0
2023 PG Study Reference Scenario | SDG&E | Com | HVAC | Com - Grocery | Energy Efficiency | Admin | 16766.11 | 18476.75 | 20188.93 | 21886.4 | 23545.47 | 22612.06 | 23975.05 | 25267.85 | 26479.81 | 27611.1 | 28654.11
2023 PG Study Reference Scenario | SDG&E | Com | HVAC | Com - Grocery | Energy Efficiency | Incentives | 12700.65 | 13996.5 | 15293.51 | 16579.37 | 17836.16 | 17129.07 | 18161.57 | 19140.89 | 20058.97 | 20915.95 | 21706.05
2023 PG Study Reference Scenario | SDG&E | Com | HVAC | Com - Grocery | Energy Efficiency | Incremental Measure Cost | 86870.29 | 97931.73 | 109438.8 | 121314.1 | 133430.5 | 129965.8 | 140862.5 | 151740.7 | 167900.4 | 178784.7 | 189456.5
2023 PG Study Reference Scenario | SDG&E | Com | HVAC | Com - Grocery | Fuel Substitution | Admin | 6689.568 | 7668.197 | 8715.713 | 9829.942 | 11007 | 531.575 | 578.413 | 621.0784 | 657.4845 | 687.5636 | 712.0334
2023 PG Study Reference Scenario | SDG&E | Com | HVAC | Com - Grocery | Fuel Substitution | Incentives | 9961.648 | 11365.53 | 12811.68 | 14324.48 | 15906.36 | 604.0177 | 657.2387 | 705.7186 | 747.0861 | 781.2643 | 809.0688
2023 PG Study Reference Scenario | SDG&E | Com | HVAC | Com - Grocery | Fuel Substitution | Incremental Measure Cost | 13379.14 | 15336.39 | 17431.43 | 19659.88 | 22014 | 2402.194 | 2667.59 | 2923.212 | 3241.004 | 3457.061 | 3651.696
2023 PG Study Reference Scenario | SDG&E | Com | HVAC | Com - Health | Energy Efficiency | Admin | 71311.45 | 69910.04 | 68630.94 | 69416.69 | 66199.02 | 53672.22 | 43081.07 | 41200.34 | 41713.99 | 45901.14 | 52470.14
2023 PG Study Reference Scenario | SDG&E | Com | HVAC | Com - Health | Energy Efficiency | Incentives | 35401.55 | 35647.29 | 35905.94 | 37224.99 | 36241.79 | 28341.49 | 23337.56 | 22899.28 | 31064.95 | 34734 | 39718.5
2023 PG Study Reference Scenario | SDG&E | Com | HVAC | Com - Health | Energy Efficiency | Incremental Measure Cost | 100735.5 | 103581.6 | 106517.7 | 112710.3 | 109876.4 | 81535.29 | 68057.33 | 67961.22 | 87484.8 | 99473.69 | 117402.8
2023 PG Study Reference Scenario | SDG&E | Com | HVAC | Com - Health | Energy Efficiency | Admin | 36686.53 | 37954.08 | 37989.94 | 37092.37 | 136647.3 | 138554.2 | 148047.4 | 148886.3 | 22949.76 | 139717.7 | 148373.3
2023 PG Study Reference Scenario | SDG&E | Com | HVAC | Com - Health | Energy Efficiency | Incentives | 11983.16 | 12649.39 | 13025.23 | 13096.36 | 61500.48 | 64524.34 | 72142.47 | 75065.36 | 10462.61 | 100083.2 | 107780.9
2023 PG Study Reference Scenario | SDG&E | Com | HVAC | Com - Health | Energy Efficiency | Incremental Measure Cost | 24036.85 | 25374.81 | 26128.03 | 26271.34 | 123080.1 | 129127.6 | 144363 | 150207.2 | 21064.13 | 200297.4 | 220939.9
2023 PG Study Reference Scenario | SDG&E | Com | HVAC | Com - Health | Energy Efficiency | Admin | 50129.36 | 54791.7 | 59415.98 | 62301.76 | 59405.09 | 30287.03 | 32548.96 | 34793.02 | 36986.07 | 39150.17 | 41301.19
2023 PG Study Reference Scenario | SDG&E | Com | HVAC | Com - Health | Energy Efficiency | Incentives | 37802.61 | 41333.98 | 44837.93 | 47026.22 | 44835.46 | 22798.04 | 24518.16 | 26225.6 | 27929.23 | 29577.87 | 31217.1
2023 PG Study Reference Scenario | SDG&E | Com | HVAC | Com - Health | Energy Efficiency | Incremental Measure Cost | 189140.8 | 212517.3 | 236877.8 | 251871 | 232592.6 | 169078.8 | 185858 | 203127.9 | 226717 | 245125.6 | 264099.6
2023 PG Study Reference Scenario | SDG&E | Com | HVAC | Com - Health | Fuel Substitution | Admin | 1094.924 | 1229.158 | 1368.992 | 1512.463 | 2411.429 | 35.4696 | 38.822 | 41.9671 | 44.7285 | 47.0718 | 49.0305
2023 PG Study Reference Scenario | SDG&E | Com | HVAC | Com - Health | Fuel Substitution | Incentives | 1391.784 | 1563.054 | 1741.833 | 1917.739 | 2947.172 | 40.3034 | 44.1126 | 47.6863 | 50.8241 | 53.4867 | 55.7123
2023 PG Study Reference Scenario | SDG&E | Com | HVAC | Com - Health | Fuel Substitution | Incremental Measure Cost | 2615.518 | 2974.376 | 3355.725 | 3758.449 | 8188.041 | 188.8346 | 210.8817 | 232.5965 | 256.7369 | 275.5909 | 292.7996
2023 PG Study Reference Scenario | SDG&E | Com | HVAC | Com - Lodging | Energy Efficiency | Admin | 64934.95 | 61447.76 | 61676.02 | 54598.13 | 53246.67 | 42240.47 | 40379.77 | 40651.74 | 39711.61 | 39391.41 | 38679.47
2023 PG Study Reference Scenario | SDG&E | Com | HVAC | Com - Lodging | Energy Efficiency | Incentives | 29423.62 | 27589.51 | 28560.67 | 23486.39 | 23480.28 | 15724.62 | 15084.72 | 16072.75 | 30068.13 | 29826.76 | 29288.76
2023 PG Study Reference Scenario | SDG&E | Com | HVAC | Com - Lodging | Energy Efficiency | Incremental Measure Cost | 187779.4 | 173224.5 | 180837.1 | 119824.2 | 118607.9 | 62176.17 | 52860.79 | 58576.48 | 98204.72 | 99893.17 | 100876.1
2023 PG Study Reference Scenario | SDG&E | Com | HVAC | Com - Lodging | Energy Efficiency | Admin | 97786.64 | 99354.84 | 100138.9 | 100147.6 | 99392.19 | 97776.5 | 95442.46 | 92630.91 | 338.1703 | 315.1382 | 293.714
2023 PG Study Reference Scenario | SDG&E | Com | HVAC | Com - Lodging | Energy Efficiency | Incentives | 23871.02 | 25876.66 | 27766.97 | 29327 | 30664.17 | 31754.43 | 32612.62 | 33297.65 | 182.62 | 173.5594 | 164.9817
2023 PG Study Reference Scenario | SDG&E | Com | HVAC | Com - Lodging | Energy Efficiency | Incremental Measure Cost | 47611.56 | 51665.85 | 55511.24 | 59072.98 | 62260.08 | 64983.19 | 67258.82 | 69189.11 | 373.4758 | 354.537 | 336.698
2023 PG Study Reference Scenario | SDG&E | Com | HVAC | Com - Lodging | Energy Efficiency | Admin | 55378.42 | 60246.31 | 38911.88 | 41741.38 | 43809.57 | 22479.47 | 26857.45 | 23198.01 | 24201.91 | 25526.31 | 26785.82
2023 PG Study Reference Scenario | SDG&E | Com | HVAC | Com - Lodging | Energy Efficiency | Incentives | 41854.03 | 45541.59 | 29381.12 | 31525.95 | 33094.72 | 16947.44 | 20267.24 | 17498.94 | 18320.13 | 19328.47 | 20287.88
2023 PG Study Reference Scenario | SDG&E | Com | HVAC | Com - Lodging | Energy Efficiency | Incremental Measure Cost | 304972.5 | 339537.8 | 164281.5 | 181012.5 | 193245.9 | 119386.9 | 148029.8 | 127345.8 | 149404.5 | 160914 | 172405.7
2023 PG Study Reference Scenario | SDG&E | Com | HVAC | Com - Lodging | Fuel Substitution | Admin | 2538.904 | 2883.281 | 3246.5 | 3626.822 | 4026.724 | 0 | 0 | 0 | 0 | 0 | 0
2023 PG Study Reference Scenario | SDG&E | Com | HVAC | Com - Lodging | Fuel Substitution | Incentives | 3485.329 | 3968.732 | 4480.189 | 5019.562 | 5588.861 | 0 | 0 | 0 | 0 | 0 | 0
2023 PG Study Reference Scenario | SDG&E | Com | HVAC | Com - Lodging | Fuel Substitution | Incremental Measure Cost | 5427.057 | 6238.066 | 7104.524 | 8023.064 | 8989.374 | 0 | 0 | 0 | 0 | 0 | 0
2023 PG Study Reference Scenario | SDG&E | Com | HVAC | Com - Office (Large) | Energy Efficiency | Admin | 29888.87 | 31984.07 | 34122.57 | 36091.1 | 36366.29 | 12499.21 | 13335.06 | 14132.54 | 14669.39 | 15369.91 | 15955.38
2023 PG Study Reference Scenario | SDG&E | Com | HVAC | Com - Office (Large) | Energy Efficiency | Incentives | 22614.76 | 24207.09 | 25833.58 | 27329.14 | 27537.37 | 9468.373 | 10101.54 | 10705.65 | 11112.32 | 11642.98 | 12086.48
2023 PG Study Reference Scenario | SDG&E | Com | HVAC | Com - Office (Large) | Energy Efficiency | Incremental Measure Cost | 98433.13 | 108101.2 | 118393.6 | 128582.8 | 130536.3 | 67622.16 | 73584.17 | 79700.13 | 87441.27 | 93570.59 | 99207.98
2023 PG Study Reference Scenario | SDG&E | Com | HVAC | Com - Office (Large) | Energy Efficiency | Admin | 101869.9 | 97290.55 | 89895.05 | 80358.16 | 69530.36 | 7786.597 | 10464.75 | 6988.908 | 6255.195 | 6263.433 | 6723.089
2023 PG Study Reference Scenario | SDG&E | Com | HVAC | Com - Office (Large) | Energy Efficiency | Incentives | 73261.41 | 70316.62 | 65335.12 | 58735.19 | 51089.73 | 4816.845 | 7267.16 | 4969.453 | 4671.221 | 4692.652 | 5046.314
2023 PG Study Reference Scenario | SDG&E | Com | HVAC | Com - Office (Large) | Energy Efficiency | Incremental Measure Cost | 153509.4 | 150248.2 | 142302.6 | 130397.1 | 115649.7 | 10128.07 | 16045.54 | 10907.21 | 11054.36 | 11319.05 | 12425
2023 PG Study Reference Scenario | SDG&E | Com | HVAC | Com - Office (Large) | Energy Efficiency | Admin | 132615.2 | 143350.2 | 153855.9 | 160598.8 | 155342.5 | 60189.63 | 64674.23 | 69153.73 | 73506.9 | 77721.93 | 81772.25
2023 PG Study Reference Scenario | SDG&E | Com | HVAC | Com - Office (Large) | Energy Efficiency | Incentives | 100420.9 | 108550.4 | 116506.3 | 121612 | 117628.3 | 45594.82 | 48991.99 | 52385.3 | 55682.91 | 58875.88 | 61944.07
2023 PG Study Reference Scenario | SDG&E | Com | HVAC | Com - Office (Large) | Energy Efficiency | Incremental Measure Cost | 460377.6 | 511475.7 | 564218 | 597212.8 | 559638.9 | 340117.3 | 373503.6 | 408037.6 | 458142.9 | 494456.8 | 530976.1
2023 PG Study Reference Scenario | SDG&E | Com | HVAC | Com - Office (Small) | Energy Efficiency | Admin | 28506.39 | 30332.82 | 32060.71 | 33668.5 | 35110.32 | 11605.04 | 11448.59 | 11921.18 | 12201.82 | 12571.86 | 12910.97
2023 PG Study Reference Scenario | SDG&E | Com | HVAC | Com - Office (Small) | Energy Efficiency | Incentives | 18134.86 | 19421.86 | 20651.08 | 21805.76 | 22855.43 | 5018.289 | 4869.307 | 5209.975 | 5415.852 | 5691.853 | 5950.202
2023 PG Study Reference Scenario | SDG&E | Com | HVAC | Com - Office (Small) | Energy Efficiency | Incremental Measure Cost | 69323.65 | 76205.15 | 83186.87 | 90194.73 | 97104.19 | 36744.93 | 36105.08 | 39584.74 | 44282.26 | 47534.09 | 50753.03
2023 PG Study Reference Scenario | SDG&E | Com | HVAC | Com - Office (Small) | Energy Efficiency | Admin | 8252.048 | 12695.29 | 10090.55 | 7417.721 | 4985.209 | 2813.55 | 1095.481 | 181.8197 | 42.9398 | 151.4424 | 137.6612
2023 PG Study Reference Scenario | SDG&E | Com | HVAC | Com - Office (Small) | Energy Efficiency | Incentives | 1157.748 | 2689.014 | 2204.51 | 1673.83 | 1164.874 | 687.8391 | 291.0829 | 57.2296 | 13.9455 | 62.7946 | 58.1651
2023 PG Study Reference Scenario | SDG&E | Com | HVAC | Com - Office (Small) | Energy Efficiency | Incremental Measure Cost | 2561.039 | 5985.56 | 4985.765 | 3885.512 | 2814.127 | 1797.62 | 908.9359 | 257.7482 | 51.2459 | 284.3685 | 263.5497
2023 PG Study Reference Scenario | SDG&E | Com | HVAC | Com - Office (Small) | Energy Efficiency | Admin | 116162.1 | 124603.2 | 132713.3 | 140442.4 | 140927.6 | 33092.56 | 35866.86 | 37588.58 | 39862.26 | 42055.78 | 44157.88
2023 PG Study Reference Scenario | SDG&E | Com | HVAC | Com - Office (Small) | Energy Efficiency | Incentives | 87953.92 | 94345.56 | 100486.7 | 106339.4 | 106704.9 | 25068.26 | 27169.85 | 28474.08 | 30196.44 | 31858.07 | 33450.46
2023 PG Study Reference Scenario | SDG&E | Com | HVAC | Com - Office (Small) | Energy Efficiency | Incremental Measure Cost | 352564.9 | 388364.6 | 424804.4 | 461687.1 | 457200 | 187207.2 | 207535.3 | 221976.6 | 247727.4 | 266807.5 | 285961.2
2023 PG Study Reference Scenario | SDG&E | Com | HVAC | Com - Other | Energy Efficiency | Admin | 172558.8 | 179503.3 | 179038.1 | 184169.9 | 186516.8 | 190571.9 | 192812.4 | 194954.2 | 195959.2 | 195838.1 | 196139.9
2023 PG Study Reference Scenario | SDG&E | Com | HVAC | Com - Other | Energy Efficiency | Incentives | 19346.28 | 20868.49 | 17126.45 | 18083.22 | 18797.78 | 19706.22 | 19874.24 | 20561.64 | 20590.76 | 20262 | 20762.9
2023 PG Study Reference Scenario | SDG&E | Com | HVAC | Com - Other | Energy Efficiency | Incremental Measure Cost | 37310.65 | 47264.01 | 14877.02 | 20789.51 | 26880.75 | 33654.29 | 35257.94 | 41903.05 | 133399.7 | 132376.2 | 139114.4
2023 PG Study Reference Scenario | SDG&E | Com | HVAC | Com - Other | Energy Efficiency | Admin | 5219.633 | 4577.396 | 3575.036 | 2587.697 | 1692.961 | 937.7526 | 354.8626 | 163.7408 | 148.4111 | 134.521 | 122.019
2023 PG Study Reference Scenario | SDG&E | Com | HVAC | Com - Other | Energy Efficiency | Incentives | 326.7813 | 302.848 | 251.902 | 194.984 | 137.9122 | 85.3114 | 41.6386 | 25.9892 | 51.1796 | 46.8852 | 43.0281
2023 PG Study Reference Scenario | SDG&E | Com | HVAC | Com - Other | Energy Efficiency | Incremental Measure Cost | 572.247 | 546.5139 | 462.6764 | 364.5313 | 262.6617 | 165.1868 | 77.0984 | 36.3935 | 162.3136 | 148.6612 | 136.5581
2023 PG Study Reference Scenario | SDG&E | Com | HVAC | Com - Other | Energy Efficiency | Admin | 52022.69 | 31670.34 | 34788.13 | 37954.5 | 41136.15 | 41998.73 | 44903.27 | 43132.51 | 40776.57 | 43276.94 | 45707.41
2023 PG Study Reference Scenario | SDG&E | Com | HVAC | Com - Other | Energy Efficiency | Incentives | 39408.2 | 23990.9 | 26352.69 | 28751.27 | 31161.44 | 31814.86 | 34015.1 | 32673.72 | 30889.05 | 32783.13 | 34624.26
2023 PG Study Reference Scenario | SDG&E | Com | HVAC | Com - Other | Energy Efficiency | Incremental Measure Cost | 282073.7 | 161936.3 | 181858.5 | 202840.6 | 224742.8 | 233340.4 | 254905.9 | 247930.4 | 254200.9 | 275382.8 | 296861.7
2023 PG Study Reference Scenario | SDG&E | Com | HVAC | Com - Other | Fuel Substitution | Admin | 2841.554 | 3172.348 | 3513.888 | 3864.505 | 4222.226 | 0 | 0 | 0 | 0 | 0 | 0
2023 PG Study Reference Scenario | SDG&E | Com | HVAC | Com - Other | Fuel Substitution | Incentives | 3688.331 | 4124.431 | 4575.971 | 5040.849 | 5516.557 | 0 | 0 | 0 | 0 | 0 | 0
2023 PG Study Reference Scenario | SDG&E | Com | HVAC | Com - Other | Fuel Substitution | Incremental Measure Cost | 6533.399 | 7388.589 | 8288.606 | 9230.31 | 10209.59 | 0 | 0 | 0 | 0 | 0 | 0
2023 PG Study Reference Scenario | SDG&E | Com | HVAC | Com - Refrig. Warehouse | Energy Efficiency | Admin | 1.7567 | 1.9694 | 2.1766 | 2.3618 | 2.5931 | 2.8088 | 3.06 | 3.3008 | 3.5755 | 3.8258 | 4.1043
2023 PG Study Reference Scenario | SDG&E | Com | HVAC | Com - Refrig. Warehouse | Energy Efficiency | Incentives | 0.52872 | 0.60702 | 0.68698 | 0.76324 | 0.85794 | 0.95135 | 1.0609 | 1.1714 | 1.5186 | 1.6574 | 1.8136
2023 PG Study Reference Scenario | SDG&E | Com | HVAC | Com - Refrig. Warehouse | Energy Efficiency | Incremental Measure Cost | 1.0574 | 1.214 | 1.374 | 1.5265 | 1.7159 | 1.9027 | 2.1218 | 2.3427 | 3.0371 | 3.3148 | 3.6272
2023 PG Study Reference Scenario | SDG&E | Com | HVAC | Com - Refrig. Warehouse | Energy Efficiency | Admin | 26.4283 | 27.4627 | 28.4428 | 29.3798 | 30.2727 | 31.1659 | 32.0356 | 32.6759 | 33.0474 | 33.1315 | 32.9123
2023 PG Study Reference Scenario | SDG&E | Com | HVAC | Com - Refrig. Warehouse | Energy Efficiency | Incentives | 7.795 | 8.3407 | 8.8913 | 9.4454 | 9.9984 | 10.5558 | 11.1068 | 11.5956 | 14.0357 | 14.3529 | 14.5432
2023 PG Study Reference Scenario | SDG&E | Com | HVAC | Com - Refrig. Warehouse | Energy Efficiency | Incremental Measure Cost | 15.6896 | 16.7744 | 17.8669 | 18.9635 | 20.0503 | 21.1115 | 22.2135 | 23.1912 | 28.0715 | 28.7059 | 29.0863
2023 PG Study Reference Scenario | SDG&E | Com | HVAC | Com - Restaurant | Energy Efficiency | Admin | 7318.528 | 8029.107 | 9596.326 | 10737.01 | 12004.14 | 12919.64 | 14332.61 | 15643.57 | 17073.13 | 18516.83 | 19922.19
2023 PG Study Reference Scenario | SDG&E | Com | HVAC | Com - Restaurant | Energy Efficiency | Incentives | 5329.019 | 5873.899 | 7026.302 | 7884.382 | 8834.982 | 9530.282 | 10586.51 | 11570.27 | 12639.3 | 13718.72 | 14770.07
2023 PG Study Reference Scenario | SDG&E | Com | HVAC | Com - Restaurant | Energy Efficiency | Incremental Measure Cost | 13995.99 | 15635.86 | 19163.58 | 21875.16 | 24965.53 | 26976.21 | 30597.59 | 34123.28 | 38983.46 | 43202.35 | 47488.95
2023 PG Study Reference Scenario | SDG&E | Com | HVAC | Com - Restaurant | Energy Efficiency | Admin | 650.6651 | 450.0143 | 258.1207 | 94.7984 | 0 | 0 | 0 | 0 | 0 | 0 | 0
2023 PG Study Reference Scenario | SDG&E | Com | HVAC | Com - Restaurant | Energy Efficiency | Incentives | 210.3881 | 148.4243 | 86.8439 | 32.5421 | 0 | 0 | 0 | 0 | 0 | 0 | 0
2023 PG Study Reference Scenario | SDG&E | Com | HVAC | Com - Restaurant | Energy Efficiency | Incremental Measure Cost | 487.2616 | 357.5844 | 226.5532 | 105.0323 | 0 | 0 | 0 | 0 | 0 | 0 | 0
2023 PG Study Reference Scenario | SDG&E | Com | HVAC | Com - Restaurant | Energy Efficiency | Admin | 111324.9 | 124537.2 | 138063.5 | 151775.3 | 161702.9 | 174960.3 | 188219.7 | 200890.7 | 212933.9 | 224205.2 | 234606.2
2023 PG Study Reference Scenario | SDG&E | Com | HVAC | Com - Restaurant | Energy Efficiency | Incentives | 84283.61 | 94286.42 | 104526.9 | 114907.8 | 122422.1 | 132458.7 | 142497.1 | 152089.9 | 161207.4 | 169740.6 | 177614.9
2023 PG Study Reference Scenario | SDG&E | Com | HVAC | Com - Restaurant | Energy Efficiency | Incremental Measure Cost | 239048.9 | 271464.8 | 305644.6 | 341369.5 | 354976.8 | 390253.6 | 427916 | 465043.5 | 514098.3 | 551508.3 | 588072.9
2023 PG Study Reference Scenario | SDG&E | Com | HVAC | Com - Restaurant | Fuel Substitution | Admin | 0 | 0 | 0 | 0 | 11.8465 | 0 | 0 | 0 | 0 | 0 | 0
2023 PG Study Reference Scenario | SDG&E | Com | HVAC | Com - Restaurant | Fuel Substitution | Incentives | 0 | 0 | 0 | 0 | 13.4536 | 0 | 0 | 0 | 0 | 0 | 0
2023 PG Study Reference Scenario | SDG&E | Com | HVAC | Com - Restaurant | Fuel Substitution | Incremental Measure Cost | 0 | 0 | 0 | 0 | 37.1281 | 0 | 0 | 0 | 0 | 0 | 0
2023 PG Study Reference Scenario | SDG&E | Com | HVAC | Com - Retail | Energy Efficiency | Admin | 3047.338 | 2025.483 | 2353.089 | 2468.004 | 1917.325 | 1458.007 | 1418.363 | 1396.227 | 1521.617 | 621.9323 | 606.5018
2023 PG Study Reference Scenario | SDG&E | Com | HVAC | Com - Retail | Energy Efficiency | Incentives | 1087.39 | 866.2685 | 998.1092 | 1073.665 | 940.1637 | 243.0159 | 253.2085 | 258.199 | 971.9359 | 278.9767 | 279.872
2023 PG Study Reference Scenario | SDG&E | Com | HVAC | Com - Retail | Energy Efficiency | Incremental Measure Cost | -5926.38 | -2161.93 | -2293.98 | -1819.29 | -145.795 | -5558.34 | -5062.33 | -4646.98 | 10645.8 | 2344.567 | 2401.836
2023 PG Study Reference Scenario | SDG&E | Com | HVAC | Com - Retail | Energy Efficiency | Admin | 111687.4 | 113945.7 | 114223.5 | 112464.1 | 108692.2 | 103031.9 | 95725.51 | 87128.45 | 719.2387 | 524.8987 | 361.3151
2023 PG Study Reference Scenario | SDG&E | Com | HVAC | Com - Retail | Energy Efficiency | Incentives | 1463.558 | 1404.599 | 1303.987 | 1171.167 | 1017.447 | 854.2794 | 692.1761 | 541.9272 | 504.5912 | 375.4005 | 263.575
2023 PG Study Reference Scenario | SDG&E | Com | HVAC | Com - Retail | Energy Efficiency | Incremental Measure Cost | -455733 | -450555 | -436671 | -414479 | -384866 | -349203 | -309275 | -267104 | 1015.484 | 750.8011 | 527.15
2023 PG Study Reference Scenario | SDG&E | Com | HVAC | Com - Retail | Energy Efficiency | Admin | 85909.55 | 93882.61 | 101830.9 | 109678.5 | 79480.97 | 61615.82 | 65183.69 | 68589.67 | 40548.75 | 42264.37 | 43867.11
2023 PG Study Reference Scenario | SDG&E | Com | HVAC | Com - Retail | Energy Efficiency | Incentives | 51551.16 | 56899.95 | 62382.21 | 67959.69 | 44906.7 | 31324.12 | 34141.41 | 36025.16 | 30716.47 | 32016.08 | 33230.19
2023 PG Study Reference Scenario | SDG&E | Com | HVAC | Com - Retail | Energy Efficiency | Incremental Measure Cost | 250314.4 | 284545.8 | 321000.5 | 359500.4 | 164781.4 | 125627.4 | 141030.6 | 157227.8 | 252637.5 | 268763 | 284697.2
2023 PG Study Reference Scenario | SDG&E | Com | HVAC | Com - Retail | Fuel Substitution | Admin | 0 | 0 | 0 | 14.0856 | 15.6627 | 0 | 0 | 0 | 0 | 0 | 0
2023 PG Study Reference Scenario | SDG&E | Com | HVAC | Com - Retail | Fuel Substitution | Incentives | 0 | 0 | 0 | 17.8255 | 19.4327 | 0 | 0 | 0 | 0 | 0 | 0
2023 PG Study Reference Scenario | SDG&E | Com | HVAC | Com - Retail | Fuel Substitution | Incremental Measure Cost | -20857.5 | -22730.5 | -24573 | -34206 | -36551.2 | 0 | 0 | 0 | 0 | 0 | 0
2023 PG Study Reference Scenario | SDG&E | Com | HVAC | Com - School | Energy Efficiency | Admin | 84293.84 | 81210.98 | 83878.13 | 86378.04 | 89163.94 | 71492.13 | 70910.55 | 73111.88 | 72275.8 | 73017.71 | 74049.19
2023 PG Study Reference Scenario | SDG&E | Com | HVAC | Com - School | Energy Efficiency | Incentives | 54569.94 | 51936.41 | 53715.27 | 55405.04 | 57292.37 | 43787.15 | 43233.26 | 44790.71 | 44054.53 | 44546.93 | 45255.78
2023 PG Study Reference Scenario | SDG&E | Com | HVAC | Com - School | Energy Efficiency | Incremental Measure Cost | 225087 | 201914.3 | 214473.1 | 227209.7 | 241312.3 | 203942.5 | 202452.6 | 218319.2 | 230842.5 | 238839.3 | 248946.4
2023 PG Study Reference Scenario | SDG&E | Com | HVAC | Com - School | Energy Efficiency | Admin | 19598.45 | 16882.12 | 13850.33 | 10631.17 | 7586.372 | 4988.365 | 2784.319 | 1055.101 | 964.1185 | 899.7918 | 839.7567
2023 PG Study Reference Scenario | SDG&E | Com | HVAC | Com - School | Energy Efficiency | Incentives | 10759.52 | 9580.26 | 8111.656 | 6467.322 | 4802.415 | 3243.419 | 1845.954 | 711.3304 | 729.2342 | 680.6162 | 635.2391
2023 PG Study Reference Scenario | SDG&E | Com | HVAC | Com - School | Energy Efficiency | Incremental Measure Cost | 21563.78 | 19201.84 | 16264.75 | 12968.18 | 9620.219 | 6488.746 | 3717.724 | 1446.838 | 1647.998 | 1568.799 | 1493.409
2023 PG Study Reference Scenario | SDG&E | Com | HVAC | Com - School | Energy Efficiency | Admin | 75803.41 | 82120.47 | 88330.58 | 94391.37 | 100270.5 | 39277.7 | 47161 | 40801.83 | 42774.16 | 45350.02 | 47853.04
2023 PG Study Reference Scenario | SDG&E | Com | HVAC | Com - School | Energy Efficiency | Incentives | 57400.98 | 62184.8 | 66887.66 | 71477.52 | 75929.88 | 29753.63 | 35725.38 | 30908.18 | 32402.26 | 34353.52 | 36249.61
2023 PG Study Reference Scenario | SDG&E | Com | HVAC | Com - School | Energy Efficiency | Incremental Measure Cost | 258066.2 | 287395.3 | 317790.8 | 349108.5 | 381221.6 | 218838.9 | 270883.4 | 235526 | 266775 | 288705.3 | 310939.2
2023 PG Study Reference Scenario | SDG&E | Com | HVAC | Com - Warehouse | Energy Efficiency | Admin | 4368.983 | 4825.79 | 5294.549 | 3358.664 | 3572.522 | 3817.993 | 3930.16 | 4132.771 | 4019.396 | 3554.267 | 3682.761
2023 PG Study Reference Scenario | SDG&E | Com | HVAC | Com - Warehouse | Energy Efficiency | Incentives | 3294.706 | 3642.229 | 3999.443 | 2535.738 | 2701.281 | 2891.147 | 2977.173 | 3130.655 | 3044.771 | 2692.427 | 2789.763
2023 PG Study Reference Scenario | SDG&E | Com | HVAC | Com - Warehouse | Energy Efficiency | Incremental Measure Cost | 22344.35 | 25259.37 | 28361.37 | 16662.55 | 18125.14 | 19811.27 | 20625.17 | 22182.26 | 24277.58 | 21487.31 | 22741.27
2023 PG Study Reference Scenario | SDG&E | Com | HVAC | Com - Warehouse | Energy Efficiency | Admin | 1093.687 | 833.0106 | 813.0341 | 837.9082 | 857.3768 | 862.5504 | 875.9078 | 873.0357 | 0 | 0 | 0
2023 PG Study Reference Scenario | SDG&E | Com | HVAC | Com - Warehouse | Energy Efficiency | Incentives | 610.4684 | 547.6013 | 564.4478 | 597.3683 | 627.5139 | 649.2381 | 661.2706 | 659.4228 | 0 | 0 | 0
2023 PG Study Reference Scenario | SDG&E | Com | HVAC | Com - Warehouse | Energy Efficiency | Incremental Measure Cost | 1307.962 | 1145.777 | 1148.751 | 1213.476 | 1272.703 | 1301.275 | 1365.898 | 1395.408 | 0 | 0 | 0
2023 PG Study Reference Scenario | SDG&E | Com | HVAC | Com - Warehouse | Energy Efficiency | Admin | 13664.71 | 15256.93 | 9334.687 | 10160.09 | 10984.95 | 11494.34 | 12276.26 | 12295.21 | 10488.43 | 11096.74 | 11683.29
2023 PG Study Reference Scenario | SDG&E | Com | HVAC | Com - Warehouse | Energy Efficiency | Incentives | 10351.28 | 11557.43 | 7071.208 | 7696.465 | 8321.314 | 8707.189 | 9299.504 | 9313.861 | 7945.194 | 8406.001 | 8850.318
2023 PG Study Reference Scenario | SDG&E | Com | HVAC | Com - Warehouse | Energy Efficiency | Incremental Measure Cost | 71924.92 | 82204.24 | 47263.41 | 52636.71 | 58228.18 | 61742.04 | 67432.77 | 68551.83 | 65458.26 | 70688.21 | 75960.77
2023 PG Study Reference Scenario | SDG&E | Com | HVAC | Com - Warehouse | Fuel Substitution | Admin | 941.294 | 1241.021 | 1396.376 | 1558.481 | 1726.417 | 0 | 0 | 0 | 0 | 0 | 0
2023 PG Study Reference Scenario | SDG&E | Com | HVAC | Com - Warehouse | Fuel Substitution | Incentives | 1347.366 | 1730.201 | 1951.948 | 2184.069 | 2425.287 | 0 | 0 | 0 | 0 | 0 | 0
2023 PG Study Reference Scenario | SDG&E | Com | HVAC | Com - Warehouse | Fuel Substitution | Incremental Measure Cost | 2050.559 | 2937.563 | 3329.203 | 3740.77 | 4169.979 | 0 | 0 | 0 | 0 | 0 | 0
2023 PG Study Reference Scenario | SDG&E | Com | Lighting | Com - College | Energy Efficiency | Admin | 48.172 | 50.3929 | 52.5355 | 55.6636 | 57.3168 | 60.1827 | 63.066 | 65.3915 | 67.6472 | 66.9606 | 68.7554
2023 PG Study Reference Scenario | SDG&E | Com | Lighting | Com - College | Energy Efficiency | Incentives | 62.5731 | 66.8154 | 71.0995 | 76.8923 | 80.8142 | 86.6105 | 92.6379 | 98.0423 | 109.5609 | 110.5715 | 115.7623
2023 PG Study Reference Scenario | SDG&E | Com | Lighting | Com - College | Energy Efficiency | Incremental Measure Cost | 125.1462 | 133.6309 | 142.199 | 153.7846 | 161.6284 | 173.2209 | 185.2759 | 196.0846 | 219.1218 | 221.143 | 231.5246
2023 PG Study Reference Scenario | SDG&E | Com | Lighting | Com - College | Energy Efficiency | Admin | 154.1245 | 164.2099 | 174.1383 | 183.9713 | 193.6116 | 203.1325 | 212.5313 | 221.7712 | 230.7959 | 239.4615 | 247.9341
2023 PG Study Reference Scenario | SDG&E | Com | Lighting | Com - College | Energy Efficiency | Incentives | 197.7855 | 214.9144 | 232.4389 | 250.4487 | 268.8179 | 287.6555 | 306.9681 | 326.7121 | 367.3967 | 388.3958 | 409.7667
2023 PG Study Reference Scenario | SDG&E | Com | Lighting | Com - College | Energy Efficiency | Incremental Measure Cost | 395.5709 | 429.8289 | 464.8779 | 500.8974 | 537.6357 | 575.3109 | 613.9362 | 653.4241 | 734.7933 | 776.7916 | 819.5334
2023 PG Study Reference Scenario | SDG&E | Com | Lighting | Com - Grocery | Energy Efficiency | Admin | 256.7028 | 180.022 | 187.1976 | 203.5826 | 91.1862 | 120.6941 | 123.8111 | 128.0848 | 129.895 | 145.9492 | 148.1267
2023 PG Study Reference Scenario | SDG&E | Com | Lighting | Com - Grocery | Energy Efficiency | Incentives | 319.0631 | 228.0964 | 241.7629 | 267.9619 | 87.6311 | 119.0594 | 125.3559 | 133.0893 | 137.6315 | 158.689 | 165.251
2023 PG Study Reference Scenario | SDG&E | Com | Lighting | Com - Grocery | Energy Efficiency | Incremental Measure Cost | 638.1262 | 456.1928 | 483.5258 | 535.9239 | 175.2621 | 238.1188 | 250.7117 | 266.1786 | 275.2631 | 317.378 | 330.502
2023 PG Study Reference Scenario | SDG&E | Com | Lighting | Com - Grocery | Energy Efficiency | Admin | 8072.054 | 8476.322 | 8857.265 | 4220.991 | 4404.143 | 4582.036 | 4752.954 | 4916.963 | 5073.976 | 5224.755 | 5368.4
2023 PG Study Reference Scenario | SDG&E | Com | Lighting | Com - Grocery | Energy Efficiency | Incentives | 10140.74 | 10860.21 | 11572.71 | 3784.119 | 4048.137 | 4317.705 | 4590.94 | 4867.636 | 5114.592 | 5396.837 | 5681.438
2023 PG Study Reference Scenario | SDG&E | Com | Lighting | Com - Grocery | Energy Efficiency | Incremental Measure Cost | 20281.48 | 21720.42 | 23145.42 | 7568.238 | 8096.274 | 8635.411 | 9181.88 | 9735.273 | 10229.18 | 10793.67 | 11362.88
2023 PG Study Reference Scenario | SDG&E | Com | Lighting | Com - Health | Energy Efficiency | Admin | 3699.211 | 3748.288 | 3792.41 | 3943.682 | 3889.523 | 3758.185 | 3099.229 | 3033.821 | 3138.629 | 3524.732 | 4106.337
2023 PG Study Reference Scenario | SDG&E | Com | Lighting | Com - Health | Energy Efficiency | Incentives | 5546.43 | 5724.58 | 5899.141 | 6247.289 | 6274.142 | 6172.43 | 5182.093 | 5163.819 | 5453.24 | 6232.694 | 7389.428
2023 PG Study Reference Scenario | SDG&E | Com | Lighting | Com - Health | Energy Efficiency | Incremental Measure Cost | 11092.86 | 11449.16 | 11798.28 | 12494.58 | 12548.28 | 12344.86 | 10364.19 | 10327.64 | 10906.48 | 12465.39 | 14778.86
2023 PG Study Reference Scenario | SDG&E | Com | Lighting | Com - Health | Energy Efficiency | Admin | 14596.31 | 15656.59 | 16695.03 | 17716.02 | 18704.25 | 19652.92 | 20526.15 | 21360.71 | 22167.7 | 22966.03 | 23769.79
2023 PG Study Reference Scenario | SDG&E | Com | Lighting | Com - Health | Energy Efficiency | Incentives | 22125.34 | 24182.71 | 26274.8 | 28408.17 | 30558.15 | 32712.28 | 34808.63 | 36904.63 | 39127.87 | 41294.55 | 43537.27
2023 PG Study Reference Scenario | SDG&E | Com | Lighting | Com - Health | Energy Efficiency | Incremental Measure Cost | 44250.68 | 48365.41 | 52549.59 | 56816.33 | 61116.29 | 65424.56 | 69617.26 | 73809.26 | 78255.73 | 82589.1 | 87074.55
2023 PG Study Reference Scenario | SDG&E | Com | Lighting | Com - Lodging | Energy Efficiency | Admin | 24.5375 | 24.6685 | 24.8 | 25.6063 | 25.3659 | 25.7707 | 12.9509 | 13.2543 | 13.6295 | 13.9205 | 14.0312
2023 PG Study Reference Scenario | SDG&E | Com | Lighting | Com - Lodging | Energy Efficiency | Incentives | 40.3458 | 41.1701 | 42.0081 | 44.0199 | 44.2552 | 45.6304 | 17.1849 | 17.9502 | 19.583 | 20.3966 | 20.9651
2023 PG Study Reference Scenario | SDG&E | Com | Lighting | Com - Lodging | Energy Efficiency | Incremental Measure Cost | 80.6917 | 82.3402 | 84.0162 | 88.0399 | 88.5105 | 91.2608 | 34.3697 | 35.9003 | 39.1661 | 40.7932 | 41.9302
2023 PG Study Reference Scenario | SDG&E | Com | Lighting | Com - Lodging | Energy Efficiency | Admin | 86.2826 | 91.8646 | 97.2896 | 102.5996 | 107.7253 | 53.7422 | 57.0634 | 60.3503 | 63.5918 | 66.7718 | 69.8673
2023 PG Study Reference Scenario | SDG&E | Com | Lighting | Com - Lodging | Energy Efficiency | Incentives | 142.2144 | 153.808 | 165.4625 | 177.2486 | 189.0487 | 69.8841 | 75.7427 | 81.7653 | 91.4141 | 97.8932 | 104.4665
2023 PG Study Reference Scenario | SDG&E | Com | Lighting | Com - Lodging | Energy Efficiency | Incremental Measure Cost | 284.4288 | 307.616 | 330.925 | 354.4972 | 378.0975 | 139.7681 | 151.4853 | 163.5306 | 182.8282 | 195.7864 | 208.933
2023 PG Study Reference Scenario | SDG&E | Com | Lighting | Com - Office (Large) | Energy Efficiency | Admin | 85.3329 | 90.0744 | 94.9904 | 99.5245 | 102.2352 | 108.5871 | 114.4101 | 118.2326 | 120.0042 | 123.2841 | 125.8006
2023 PG Study Reference Scenario | SDG&E | Com | Lighting | Com - Office (Large) | Energy Efficiency | Incentives | 115.5682 | 124.3312 | 133.6341 | 142.7027 | 149.409 | 161.7492 | 173.7131 | 182.9913 | 193.7569 | 202.838 | 210.9286
2023 PG Study Reference Scenario | SDG&E | Com | Lighting | Com - Office (Large) | Energy Efficiency | Incremental Measure Cost | 231.1364 | 248.6624 | 267.2682 | 285.4054 | 298.818 | 323.4985 | 347.4263 | 365.9827 | 387.5139 | 405.6759 | 421.8572
2023 PG Study Reference Scenario | SDG&E | Com | Lighting | Com - Office (Large) | Energy Efficiency | Admin | 434.1311 | 462.4213 | 490.2631 | 517.614 | 544.3313 | 570.6223 | 596.4275 | 621.6018 | 645.9564 | 669.5941 | 692.4576
2023 PG Study Reference Scenario | SDG&E | Com | Lighting | Com - Office (Large) | Energy Efficiency | Incentives | 580.2661 | 629.3929 | 679.531 | 730.6357 | 782.5143 | 835.4811 | 889.471 | 944.2816 | 1023.411 | 1080.317 | 1137.799
2023 PG Study Reference Scenario | SDG&E | Com | Lighting | Com - Office (Large) | Energy Efficiency | Incremental Measure Cost | 1160.532 | 1258.786 | 1359.062 | 1461.271 | 1565.029 | 1670.962 | 1778.942 | 1888.563 | 2046.823 | 2160.635 | 2275.598
2023 PG Study Reference Scenario | SDG&E | Com | Lighting | Com - Office (Small) | Energy Efficiency | Admin | 130.1509 | 135.9303 | 141.2695 | 146.1321 | 150.2828 | 154.501 | 158.2498 | 161.4235 | 164.0684 | 166.5468 | 168.6284
2023 PG Study Reference Scenario | SDG&E | Com | Lighting | Com - Office (Small) | Energy Efficiency | Incentives | 252.4005 | 268.622 | 284.4694 | 299.831 | 314.1732 | 329.0851 | 343.4226 | 356.9083 | 376.6313 | 383.9878 | 390.6414
2023 PG Study Reference Scenario | SDG&E | Com | Lighting | Com - Office (Small) | Energy Efficiency | Incremental Measure Cost | 504.801 | 537.244 | 568.9388 | 599.6619 | 628.3464 | 658.1701 | 686.8453 | 713.8166 | 762.5652 | 788.2208 | 812.6644
2023 PG Study Reference Scenario | SDG&E | Com | Lighting | Com - Office (Small) | Energy Efficiency | Admin | 780.924 | 821.5937 | 860.3061 | 897.1366 | 932.1354 | 965.4008 | 996.9836 | 1026.941 | 1055.241 | 1082.008 | 1107.315
2023 PG Study Reference Scenario | SDG&E | Com | Lighting | Com - Office (Small) | Energy Efficiency | Incentives | 1515.776 | 1625.519 | 1734.941 | 1844.075 | 1952.911 | 2061.547 | 2169.991 | 2278.269 | 2430.744 | 2503.444 | 2574.227
2023 PG Study Reference Scenario | SDG&E | Com | Lighting | Com - Office (Small) | Energy Efficiency | Incremental Measure Cost | 3031.552 | 3251.038 | 3469.881 | 3688.15 | 3905.822 | 4123.094 | 4339.981 | 4556.539 | 4922.847 | 5142.23 | 5361.25
2023 PG Study Reference Scenario | SDG&E | Com | Lighting | Com - Other | Energy Efficiency | Admin | 0.62255 | 0.67815 | 0.73567 | 0.79403 | 0.84293 | 0.9017 | 0.95802 | 1.0113 | 1.0636 | 1.1166 | 1.165
2023 PG Study Reference Scenario | SDG&E | Com | Lighting | Com - Other | Energy Efficiency | Incentives | 0.91995 | 1.0238 | 1.1346 | 1.2509 | 1.3566 | 1.4823 | 1.6086 | 1.7343 | 1.9931 | 2.1342 | 2.2711
2023 PG Study Reference Scenario | SDG&E | Com | Lighting | Com - Other | Energy Efficiency | Incremental Measure Cost | 1.8399 | 2.0475 | 2.2691 | 2.5019 | 2.7131 | 2.9646 | 3.2172 | 3.4687 | 3.9862 | 4.2683 | 4.5421
2023 PG Study Reference Scenario | SDG&E | Com | Lighting | Com - Other | Energy Efficiency | Admin | 2.5107 | 2.7349 | 2.9639 | 3.197 | 3.4331 | 3.6718 | 3.9122 | 4.1531 | 4.3934 | 4.6325 | 4.8694
2023 PG Study Reference Scenario | SDG&E | Com | Lighting | Com - Other | Energy Efficiency | Incentives | 3.7056 | 4.1242 | 4.5665 | 5.0323 | 5.5206 | 6.0317 | 6.5648 | 7.1188 | 8.2289 | 8.8502 | 9.4888
2023 PG Study Reference Scenario | SDG&E | Com | Lighting | Com - Other | Energy Efficiency | Incremental Measure Cost | 7.4111 | 8.2485 | 9.1329 | 10.0647 | 11.0411 | 12.0634 | 13.1295 | 14.2375 | 16.4578 | 17.7005 | 18.9777
2023 PG Study Reference Scenario | SDG&E | Com | Lighting | Com - Refrig. Warehouse | Energy Efficiency | Admin | 4.5706 | 4.891 | 5.1775 | 5.3995 | 5.7172 | 5.9923 | 6.3378 | 6.6585 | 7.0466 | 7.3895 | 7.7915
2023 PG Study Reference Scenario | SDG&E | Com | Lighting | Com - Refrig. Warehouse | Energy Efficiency | Incentives | 4.0265 | 4.3908 | 4.7359 | 5.0316 | 5.4267 | 5.7929 | 6.2392 | 6.6743 | 7.6247 | 8.132 | 8.7201
2023 PG Study Reference Scenario | SDG&E | Com | Lighting | Com - Refrig. Warehouse | Energy Efficiency | Incremental Measure Cost | 8.053 | 8.7816 | 9.4718 | 10.0632 | 10.8534 | 11.5858 | 12.4783 | 13.3486 | 15.2495 | 16.264 | 17.4403
2023 PG Study Reference Scenario | SDG&E | Com | Lighting | Com - Refrig. Warehouse | Energy Efficiency | Admin | 32.9464 | 34.8391 | 36.6591 | 38.401 | 40.0702 | 41.6644 | 43.1885 | 44.6438 | 46.0325 | 47.3595 | 48.6334
2023 PG Study Reference Scenario | SDG&E | Com | Lighting | Com - Refrig. Warehouse | Energy Efficiency | Incentives | 29.293 | 31.5757 | 33.8653 | 36.1546 | 38.4462 | 40.7358 | 43.026 | 45.3165 | 50.4412 | 52.8207 | 55.2099
2023 PG Study Reference Scenario | SDG&E | Com | Lighting | Com - Refrig. Warehouse | Energy Efficiency | Incremental Measure Cost | 58.5861 | 63.1513 | 67.7306 | 72.3092 | 76.8923 | 81.4715 | 86.0519 | 90.6331 | 100.8825 | 105.6415 | 110.4198
2023 PG Study Reference Scenario | SDG&E | Com | Lighting | Com - Restaurant | Energy Efficiency | Admin | 494.167 | 502.6411 | 577.6273 | 610.0493 | 648.2413 | 666.6401 | 712.2246 | 749.525 | 794.9344 | 841.5911 | 886.9225
2023 PG Study Reference Scenario | SDG&E | Com | Lighting | Com - Restaurant | Energy Efficiency | Incentives | 599.5497 | 622.095 | 729.1738 | 785.3601 | 850.937 | 892.1704 | 971.6581 | 1042.253 | 1171.207 | 1262.768 | 1348.137
2023 PG Study Reference Scenario | SDG&E | Com | Lighting | Com - Restaurant | Energy Efficiency | Incremental Measure Cost | 1199.099 | 1244.19 | 1458.348 | 1570.72 | 1701.874 | 1784.341 | 1943.316 | 2084.505 | 2342.413 | 2525.536 | 2710.457
2023 PG Study Reference Scenario | SDG&E | Com | Lighting | Com - Restaurant | Energy Efficiency | Admin | 9636.681 | 10089.68 | 10517.31 | 10917.52 | 11291.26 | 11638 | 11960.15 | 12258.22 | 12532.33 | 12785.01 | 13017.6
2023 PG Study Reference Scenario | SDG&E | Com | Lighting | Com - Restaurant | Energy Efficiency | Incentives | 11760.26 | 12562.61 | 13358.63 | 14144.24 | 14919.11 | 15681.11 | 16432.01 | 17171.4 | 18602.03 | 19333.56 | 19936.81
2023 PG Study Reference Scenario | SDG&E | Com | Lighting | Com - Restaurant | Energy Efficiency | Incremental Measure Cost | 23520.53 | 25125.21 | 26717.26 | 28288.47 | 29838.22 | 31362.22 | 32864.03 | 34342.8 | 37204.05 | 38667.13 | 40109.73
2023 PG Study Reference Scenario | SDG&E | Com | Lighting | Com - Retail | Energy Efficiency | Admin | 207.435 | 171.9796 | 197.6396 | 214.3905 | 197.447 | 252.5823 | 265.3129 | 278.8679 | 303.7339 | 887.1889 | 900.8158
2023 PG Study Reference Scenario | SDG&E | Com | Lighting | Com - Retail | Energy Efficiency | Incentives | 380.6079 | 320.9682 | 375.2056 | 414.0306 | 387.9092 | 504.8417 | 539.5142 | 576.9706 | 519.8566 | 1888.054 | 1951.126
2023 PG Study Reference Scenario | SDG&E | Com | Lighting | Com - Retail | Energy Efficiency | Incremental Measure Cost | 761.2158 | 641.9364 | 750.4112 | 828.0611 | 775.8183 | 1009.683 | 1079.028 | 1153.941 | 1039.713 | 3776.107 | 3902.252
2023 PG Study Reference Scenario | SDG&E | Com | Lighting | Com - Retail | Energy Efficiency | Admin | 7533.425 | 8105.13 | 8675.033 | 9241.053 | 9799.352 | 10352.97 | 10897.48 | 11431.68 | 40770.58 | 41733.29 | 42609.47
2023 PG Study Reference Scenario | SDG&E | Com | Lighting | Com - Retail | Energy Efficiency | Incentives | 13643.94 | 14929.85 | 16252.75 | 17609.53 | 18993.4 | 20410.82 | 21853.46 | 23319.16 | 86606.13 | 90305.47 | 93922.18
2023 PG Study Reference Scenario | SDG&E | Com | Lighting | Com - Retail | Energy Efficiency | Incremental Measure Cost | 27287.88 | 29859.7 | 32505.49 | 35219.05 | 37986.79 | 40821.63 | 43706.92 | 46638.31 | 173212.3 | 180610.9 | 187844.4
2023 PG Study Reference Scenario | SDG&E | Com | Lighting | Com - School | Energy Efficiency | Admin | 33.1885 | 11.0693 | 11.9421 | 12.8225 | 13.7772 | 14.6459 | 15.5245 | 16.4225 | 17.3261 | 15.3247 | 16.081
2023 PG Study Reference Scenario | SDG&E | Com | Lighting | Com - School | Energy Efficiency | Incentives | 62.0238 | 14.4052 | 15.8832 | 17.4285 | 19.1361 | 20.7866 | 22.5129 | 24.3316 | 28.7412 | 23.9242 | 25.6151
2023 PG Study Reference Scenario | SDG&E | Com | Lighting | Com - School | Energy Efficiency | Incremental Measure Cost | 124.0476 | 28.8105 | 31.7664 | 34.8571 | 38.2722 | 41.5732 | 45.0258 | 48.6631 | 57.4825 | 47.8485 | 51.2302
2023 PG Study Reference Scenario | SDG&E | Com | Lighting | Com - School | Energy Efficiency | Admin | 38.8904 | 42.3245 | 45.8248 | 49.3818 | 52.9891 | 56.6288 | 60.2874 | 63.9536 | 56.543 | 59.6371 | 62.7114
2023 PG Study Reference Scenario | SDG&E | Com | Lighting | Com - School | Energy Efficiency | Incentives | 49.523 | 55.0941 | 60.972 | 67.1557 | 73.6474 | 80.433 | 87.503 | 94.8491 | 86.3626 | 92.9337 | 99.7036
2023 PG Study Reference Scenario | SDG&E | Com | Lighting | Com - School | Energy Efficiency | Incremental Measure Cost | 99.0459 | 110.1883 | 121.944 | 134.3114 | 147.2947 | 160.8661 | 175.006 | 189.6982 | 172.7252 | 185.8674 | 199.4072
2023 PG Study Reference Scenario | SDG&E | Com | Lighting | Com - Warehouse | Energy Efficiency | Admin | 53.8779 | 43.3605 | 45.3688 | 47.4237 | 48.8092 | 50.5906 | 52.0041 | 53.3162 | 54.5269 | 31.6895 | 32.6778
2023 PG Study Reference Scenario | SDG&E | Com | Lighting | Com - Warehouse | Energy Efficiency | Incentives | 88.8384 | 65.8396 | 69.9831 | 74.3116 | 77.6918 | 81.8 | 85.4164 | 88.9624 | 98.3792 | 45.9704 | 48.3357
2023 PG Study Reference Scenario | SDG&E | Com | Lighting | Com - Warehouse | Energy Efficiency | Incremental Measure Cost | 177.6769 | 131.6793 | 139.9662 | 148.6232 | 155.3836 | 163.6 | 170.8329 | 177.9247 | 196.7583 | 91.9408 | 96.6715
2023 PG Study Reference Scenario | SDG&E | Com | Lighting | Com - Warehouse | Energy Efficiency | Admin | 133.2684 | 141.8132 | 150.2262 | 158.515 | 166.6367 | 174.6147 | 182.4217 | 190.0489 | 106.9885 | 112.4957 | 117.9148
2023 PG Study Reference Scenario | SDG&E | Com | Lighting | Com - Warehouse | Energy Efficiency | Incentives | 199.7493 | 216.0855 | 232.7034 | 249.6218 | 266.7813 | 284.2265 | 301.9222 | 319.8624 | 152.3924 | 163.409 | 174.6697
2023 PG Study Reference Scenario | SDG&E | Com | Lighting | Com - Warehouse | Energy Efficiency | Incremental Measure Cost | 399.4987 | 432.1711 | 465.4067 | 499.2436 | 533.5627 | 568.453 | 603.8445 | 639.7247 | 304.7848 | 326.8179 | 349.3393
2023 PG Study Reference Scenario | SDG&E | Com | WaterHeat | Com - College | Energy Efficiency | Admin | 1919.08 | 2016.164 | 2123.795 | 2260.255 | 2338.618 | 490.2541 | 528.5304 | 563.6576 | 599.6546 | 582.371 | 614.4796
2023 PG Study Reference Scenario | SDG&E | Com | WaterHeat | Com - College | Energy Efficiency | Incentives | 486.638 | 511.6766 | 536.6848 | 572.0939 | 593.0678 | 83.4875 | 92.9098 | 102.2383 | 162.2418 | 157.5599 | 166.3837
2023 PG Study Reference Scenario | SDG&E | Com | WaterHeat | Com - College | Energy Efficiency | Incremental Measure Cost | 1094.389 | 1170.634 | 1248.753 | 1353.608 | 1426.6 | 166.975 | 185.8195 | 204.4766 | 339.9917 | 336.7957 | 362.7148
2023 PG Study Reference Scenario | SDG&E | Com | WaterHeat | Com - College | Energy Efficiency | Admin | 5947.173 | 6533.21 | 6996.852 | 7467.073 | 7941.277 | 2895.369 | 3117.363 | 3347.099 | 3579.064 | 3812.769 | 4054.929
2023 PG Study Reference Scenario | SDG&E | Com | WaterHeat | Com - College | Energy Efficiency | Incentives | 1412.186 | 1526.964 | 1641.158 | 1758.524 | 1878.625 | 482.6506 | 536.8673 | 595.2288 | 953.6331 | 1017.407 | 1083.463
2023 PG Study Reference Scenario | SDG&E | Com | WaterHeat | Com - College | Energy Efficiency | Incremental Measure Cost | 3141.942 | 3447.986 | 3760.577 | 4087.63 | 4428.279 | 965.3012 | 1073.735 | 1190.458 | 1997.701 | 2173.301 | 2360.042
2023 PG Study Reference Scenario | SDG&E | Com | WaterHeat | Com - College | Fuel Substitution | Incremental Measure Cost | 0 | 0 | 0 | -75.6969 | -81.4622 | 0 | 0 | 0 | 0 | 0 | 0
2023 PG Study Reference Scenario | SDG&E | Com | WaterHeat | Com - College | Fuel Substitution | Admin | 474.741 | 825.6423 | 1180.178 | 1539.771 | 1905.878 | 4816.493 | 6090.091 | 7436.49 | 14907.49 | 16860.45 | 18968.26
2023 PG Study Reference Scenario | SDG&E | Com | WaterHeat | Com - College | Fuel Substitution | Incentives | 712.1114 | 1238.463 | 1770.266 | 2309.657 | 2858.817 | 7224.739 | 9135.136 | 11154.74 | 22361.24 | 25290.68 | 28452.39
2023 PG Study Reference Scenario | SDG&E | Com | WaterHeat | Com - College | Fuel Substitution | Incremental Measure Cost | 949.4819 | 1651.285 | 2243.089 | 2931.911 | 3631.882 | 9632.986 | 12180.18 | 14872.98 | 29814.98 | 33720.91 | 37936.52
2023 PG Study Reference Scenario | SDG&E | Com | WaterHeat | Com - Grocery | Energy Efficiency | Admin | 113.7505 | 128.6401 | 133.0483 | 144.1633 | 126.0657 | 105.9705 | 106.1261 | 107.8691 | 106.8527 | 119.5009 | 114.7027
2023 PG Study Reference Scenario | SDG&E | Com | WaterHeat | Com - Grocery | Energy Efficiency | Incentives | 15.5099 | 11.392 | 12.2142 | 13.7004 | 12.4085 | 4.1091 | 4.1703 | 4.381 | 13.0368 | 15.5649 | 15.3322
2023 PG Study Reference Scenario | SDG&E | Com | WaterHeat | Com - Grocery | Energy Efficiency | Incremental Measure Cost | 31.0197 | 8.3603 | 9.892 | 12.4363 | 11.2188 | -7.3562 | -7.2086 | -6.7924 | 26.0736 | 31.1298 | 30.6645
2023 PG Study Reference Scenario | SDG&E | Com | WaterHeat | Com - Grocery | Energy Efficiency | Admin | 10855.34 | 11499.37 | 12138.53 | 12792.95 | 13428.79 | 12955.53 | 13554.44 | 14156.76 | 14476.53 | 14778.47 | 15146.45
2023 PG Study Reference Scenario | SDG&E | Com | WaterHeat | Com - Grocery | Energy Efficiency | Incentives | 661.7468 | 735.7157 | 813.5102 | 900.0253 | 986.3329 | 840.3985 | 921.8915 | 1007.914 | 2140.549 | 2255.239 | 2380.599
2023 PG Study Reference Scenario | SDG&E | Com | WaterHeat | Com - Grocery | Energy Efficiency | Incremental Measure Cost | 255.9263 | 392.3146 | 538.9857 | 781.9781 | 959.0289 | 577.0711 | 737.5102 | 908.1752 | 4281.097 | 4510.478 | 4761.197
2023 PG Study Reference Scenario | SDG&E | Com | WaterHeat | Com - Grocery | Fuel Substitution | Incremental Measure Cost | 0 | 0 | 0 | 0 | -0.57571 | 0 | 0 | 0 | 0 | 0 | 0
2023 PG Study Reference Scenario | SDG&E | Com | WaterHeat | Com - Grocery | Fuel Substitution | Admin | 0 | 0 | 0 | 0 | 0 | 2955.724 | 3628.429 | 4343.208 | 9068.155 | 10181.87 | 11275.32
2023 PG Study Reference Scenario | SDG&E | Com | WaterHeat | Com - Grocery | Fuel Substitution | Incentives | 0 | 0 | 0 | 0 | 0 | 4433.585 | 5442.644 | 6514.812 | 13602.23 | 15272.81 | 16912.98
2023 PG Study Reference Scenario | SDG&E | Com | WaterHeat | Com - Grocery | Fuel Substitution | Incremental Measure Cost | -989.46 | -2495.57 | -3998.57 | -5546.31 | -7058.46 | 5911.447 | 7256.858 | 8686.416 | 18136.31 | 20363.75 | 22550.64
2023 PG Study Reference Scenario | SDG&E | Com | WaterHeat | Com - Health | Energy Efficiency | Admin | 5727.281 | 5911.739 | 6048.285 | 6350.853 | 6327.894 | 2118.273 | 1798.136 | 1811.886 | 1929.61 | 2226.478 | 2665.298
2023 PG Study Reference Scenario | SDG&E | Com | WaterHeat | Com - Health | Energy Efficiency | Incentives | 799.7831 | 832.6525 | 868.8207 | 928.9388 | 942.5986 | 201.9379 | 176.5251 | 183.1166 | 284.6508 | 335.2418 | 409.6074
2023 PG Study Reference Scenario | SDG&E | Com | WaterHeat | Com - Health | Energy Efficiency | Incremental Measure Cost | 1599.566 | 1649.241 | 1764.776 | 1888.477 | 1917.793 | 389.5267 | 341.5428 | 355.2686 | 569.3017 | 670.4836 | 819.2148
2023 PG Study Reference Scenario | SDG&E | Com | WaterHeat | Com - Health | Energy Efficiency | Admin | 25026.22 | 27273.78 | 29525.17 | 31820.91 | 34140.45 | 19063.97 | 20501.51 | 21971.98 | 23419.36 | 24924.78 | 26525.7
2023 PG Study Reference Scenario | SDG&E | Com | WaterHeat | Com - Health | Energy Efficiency | Incentives | 3070.756 | 3415.328 | 3768.355 | 4140.079 | 4528.607 | 1779.443 | 1972.322 | 2177.79 | 3432.91 | 3731.356 | 4054.526
2023 PG Study Reference Scenario | SDG&E | Com | WaterHeat | Com - Health | Energy Efficiency | Incremental Measure Cost | 5935.74 | 6744.397 | 7466.6 | 8227.14 | 9022.266 | 3317.35 | 3698.702 | 4105.733 | 6865.82 | 7462.713 | 8109.053
2023 PG Study Reference Scenario | SDG&E | Com | WaterHeat | Com - Health | Fuel Substitution | Incremental Measure Cost | 0 | 0 | 0 | 0 | -80.9091 | 0 | 0 | 0 | 0 | 0 | 0
2023 PG Study Reference Scenario | SDG&E | Com | WaterHeat | Com - Health | Fuel Substitution | Admin | 0 | 0 | 0 | 0 | 0 | 8585.829 | 10557.74 | 12667.44 | 22686.83 | 25576.42 | 28632.61
2023 PG Study Reference Scenario | SDG&E | Com | WaterHeat | Com - Health | Fuel Substitution | Incentives | 0 | 0 | 0 | 0 | 0 | 12878.74 | 15836.6 | 19001.16 | 34030.25 | 38364.63 | 42948.91
2023 PG Study Reference Scenario | SDG&E | Com | WaterHeat | Com - Health | Fuel Substitution | Incremental Measure Cost | -4968.08 | -10253.6 | -15649.8 | -21316.9 | -26983.2 | 17171.66 | 21115.47 | 25334.88 | 45373.67 | 51152.83 | 57265.21
2023 PG Study Reference Scenario | SDG&E | Com | WaterHeat | Com - Lodging | Energy Efficiency | Admin | 37894.33 | 38249.73 | 38550.44 | 39918.88 | 39678.78 | 686.2051 | 708.9895 | 731.4472 | 758.9517 | 774.1609 | 779.8472
2023 PG Study Reference Scenario | SDG&E | Com | WaterHeat | Com - Lodging | Energy Efficiency | Incentives | 5207.9 | 5350.446 | 5497.985 | 5804.51 | 5882.463 | 0 | 0 | 0 | 91.5476 | 95.4157 | 98.2134
2023 PG Study Reference Scenario | SDG&E | Com | WaterHeat | Com - Lodging | Energy Efficiency | Incremental Measure Cost | 10409.02 | 10612.05 | 10911.07 | 11525.92 | 11687.17 | -134.919 | -133.479 | -131.797 | 183.0951 | 190.8314 | 196.4267
2023 PG Study Reference Scenario | SDG&E | Com | WaterHeat | Com - Lodging | Energy Efficiency | Admin | 0 | 0 | 0 | 0 | 0 | 0 | 0 | 5021.276 | 0 | 0 | 0
2023 PG Study Reference Scenario | SDG&E | Com | WaterHeat | Com - Lodging | Energy Efficiency | Incremental Measure Cost | 0 | 0 | 0 | 0 | 0 | 0 | 0 | -2245.1 | 0 | 0 | 0
2023 PG Study Reference Scenario | SDG&E | Com | WaterHeat | Com - Lodging | Energy Efficiency | Admin | 105245.5 | 112057.1 | 118729.5 | 125338 | 131814.9 | 5124.093 | 5469.118 | 5821.312 | 6087.023 | 6345.701 | 6625.399
2023 PG Study Reference Scenario | SDG&E | Com | WaterHeat | Com - Lodging | Energy Efficiency | Incentives | 14169.18 | 15376.35 | 16605 | 17865.81 | 19149.58 | 0 | 0 | 0 | 722.7712 | 770.9673 | 823.2175
2023 PG Study Reference Scenario | SDG&E | Com | WaterHeat | Com - Lodging | Energy Efficiency | Incremental Measure Cost | 27244.58 | 29626.85 | 32054.4 | 34546.85 | 37085.02 | -1459.04 | -1501.09 | -1540.3 | 1445.542 | 1541.935 | 1646.435
2023 PG Study Reference Scenario | SDG&E | Com | WaterHeat | Com - Lodging | Fuel Substitution | Incremental Measure Cost | 0 | 0 | 0 | 0 | -109.552 | 0 | 0 | 0 | 0 | 0 | 0
2023 PG Study Reference Scenario | SDG&E | Com | WaterHeat | Com - Lodging | Fuel Substitution | Admin | 0 | 0 | 0 | 0 | 93036.47 | 0 | 0 | 0 | 23330.82 | 25823.88 | 28604.19
2023 PG Study Reference Scenario | SDG&E | Com | WaterHeat | Com - Lodging | Fuel Substitution | Incentives | 0 | 0 | 0 | 0 | 38355.5 | 0 | 0 | 0 | 34996.22 | 38735.82 | 42906.29
2023 PG Study Reference Scenario | SDG&E | Com | WaterHeat | Com - Lodging | Fuel Substitution | Incremental Measure Cost | -52075.7 | -79197.3 | -106457 | -134172 | 74765.71 | -16480.5 | -19844.2 | -23402 | 46661.63 | 51647.76 | 57208.39
2023 PG Study Reference Scenario | SDG&E | Com | WaterHeat | Com - Office (Large) | Energy Efficiency | Admin | 2825.451 | 2996.194 | 3174.102 | 3341.185 | 3449.251 | 839.5365 | 909.1551 | 965.4561 | 1006.856 | 1062.048 | 1112.745
2023 PG Study Reference Scenario | SDG&E | Com | WaterHeat | Com - Office (Large) | Energy Efficiency | Incentives | 749.8897 | 797.8098 | 848.2192 | 896.3574 | 929.2513 | 214.9147 | 238.2077 | 258.8852 | 277.1403 | 292.332 | 306.2865
2023 PG Study Reference Scenario | SDG&E | Com | WaterHeat | Com - Office (Large) | Energy Efficiency | Incremental Measure Cost | 1843.465 | 1990.934 | 2148.203 | 2303.283 | 2422.068 | 429.8295 | 476.4154 | 517.7704 | 642.9932 | 691.8044 | 739.3244
2023 PG Study Reference Scenario | SDG&E | Com | WaterHeat | Com - Office (Large) | Energy Efficiency | Admin | 14216.37 | 15301.4 | 16391.96 | 17489.5 | 18592.16 | 7447.812 | 8009.285 | 8587.057 | 9172.815 | 9773.972 | 10392.22
2023 PG Study Reference Scenario | SDG&E | Com | WaterHeat | Com - Office (Large) | Energy Efficiency | Incentives | 3677.842 | 3982.474 | 4294.027 | 4613.306 | 4940.259 | 1906.581 | 2098.512 | 2302.603 | 2524.846 | 2690.316 | 2860.49
2023 PG Study Reference Scenario | SDG&E | Com | WaterHeat | Com - Office (Large) | Energy Efficiency | Incremental Measure Cost | 8778.231 | 9618.551 | 10490.95 | 11397.45 | 12337.99 | 3813.163 | 4197.025 | 4605.206 | 5857.896 | 6366.64 | 6904.745
2023 PG Study Reference Scenario | SDG&E | Com | WaterHeat | Com - Office (Large) | Fuel Substitution | Incremental Measure Cost | 0 | 0 | 0 | -36.2332 | -38.8129 | 0 | 0 | 0 | 0 | 0 | 0
2023 PG Study Reference Scenario | SDG&E | Com | WaterHeat | Com - Office (Large) | Fuel Substitution | Admin | 0 | 0 | 0 | 0 | 0 | 5408.743 | 6620.257 | 7905.243 | 11051.08 | 12397.66 | 13850.94
2023 PG Study Reference Scenario | SDG&E | Com | WaterHeat | Com - Office (Large) | Fuel Substitution | Incentives | 0 | 0 | 0 | 0 | 0 | 8113.114 | 9930.385 | 11857.86 | 16576.62 | 18596.49 | 20776.41
2023 PG Study Reference Scenario | SDG&E | Com | WaterHeat | Com - Office (Large) | Fuel Substitution | Incremental Measure Cost | -1570.29 | -3285.99 | -5079.99 | -6849.26 | -8638.94 | 10817.49 | 13240.51 | 15810.49 | 22102.16 | 24795.32 | 27701.88
2023 PG Study Reference Scenario | SDG&E | Com | WaterHeat | Com - Office (Small) | Energy Efficiency | Admin | 210.5137 | 230.5491 | 250.9203 | 271.5382 | 291.9104 | 313.5139 | 335.3024 | 356.9861 | 378.5717 | 400.2289 | 421.916
2023 PG Study Reference Scenario | SDG&E | Com | WaterHeat | Com - Office (Small) | Energy Efficiency | Incentives | 47.115 | 52.9751 | 59.1836 | 65.7329 | 72.5135 | 79.9055 | 87.6683 | 95.7373 | 104.203 | 110.1643 | 116.1337
2023 PG Study Reference Scenario | SDG&E | Com | WaterHeat | Com - Office (Small) | Energy Efficiency | Incremental Measure Cost | 94.2299 | 105.9503 | 118.3672 | 131.4657 | 145.0269 | 159.8109 | 175.3367 | 191.4746 | 264.7442 | 285.4874 | 306.9762
2023 PG Study Reference Scenario | SDG&E | Com | WaterHeat | Com - Office (Small) | Energy Efficiency | Admin | 2006.143 | 2199.441 | 2397.704 | 2601.092 | 2809.707 | 3023.802 | 3243.516 | 3468.955 | 3694.416 | 3924.945 | 4162.249
2023 PG Study Reference Scenario | SDG&E | Com | WaterHeat | Com - Office (Small) | Energy Efficiency | Incentives | 448.9936 | 505.3835 | 565.5371 | 629.6617 | 697.9592 | 770.6781 | 848.0512 | 930.3119 | 1016.899 | 1080.353 | 1145.672
2023 PG Study Reference Scenario | SDG&E | Com | WaterHeat | Com - Office (Small) | Energy Efficiency | Incremental Measure Cost | 897.9872 | 1010.767 | 1131.074 | 1259.323 | 1395.918 | 1541.356 | 1696.102 | 1860.624 | 2583.593 | 2799.704 | 3028.355
2023 PG Study Reference Scenario | SDG&E | Com | WaterHeat | Com - Office (Small) | Fuel Substitution | Incremental Measure Cost | 0 | 0 | 0 | -15.382 | -16.7651 | 0 | 0 | 0 | 0 | 0 | 0
2023 PG Study Reference Scenario | SDG&E | Com | WaterHeat | Com - Office (Small) | Fuel Substitution | Admin | 41.9975 | 100.9702 | 160.5164 | 220.4574 | 280.8551 | 1923.427 | 2432.462 | 2969.297 | 4716.327 | 5331.329 | 5974.641
2023 PG Study Reference Scenario | SDG&E | Com | WaterHeat | Com - Office (Small) | Fuel Substitution | Incentives | 62.9963 | 151.4553 | 240.7746 | 330.6861 | 421.2827 | 2885.141 | 3648.694 | 4453.945 | 6848.529 | 7751.678 | 8702.351
2023 PG Study Reference Scenario | SDG&E | Com | WaterHeat | Com - Office (Small) | Fuel Substitution | Incremental Measure Cost | 83.9951 | 201.9405 | 292.8093 | 403.3849 | 514.3691 | 3846.854 | 4864.925 | 5938.594 | 9432.655 | 10662.66 | 11949.28
2023 PG Study Reference Scenario | SDG&E | Com | WaterHeat | Com - Other | Energy Efficiency | Admin | 11225.88 | 13115.49 | 14270.39 | 15452.24 | 16464.91 | 14455.5 | 15510.43 | 16543.68 | 17594.53 | 18581.9 | 19521.41
2023 PG Study Reference Scenario | SDG&E | Com | WaterHeat | Com - Other | Energy Efficiency | Incentives | 820.8887 | 934.0068 | 1058.498 | 1193.858 | 1324.957 | 604.7283 | 712.3414 | 829.1133 | 3836.439 | 4145.88 | 4456.493
2023 PG Study Reference Scenario | SDG&E | Com | WaterHeat | Com - Other | Energy Efficiency | Incremental Measure Cost | 1641.777 | 1600.677 | 1840.816 | 2102.901 | 2360.116 | 911.454 | 1119.624 | 1348.087 | 7672.878 | 8291.76 | 8912.987
2023 PG Study Reference Scenario | SDG&E | Com | WaterHeat | Com - Other | Energy Efficiency | Admin | 74794.12 | 81669.05 | 88762.46 | 96086.27 | 103631.9 | 101056.7 | 108546 | 116253.7 | 123090.3 | 130035.6 | 137434.1
2023 PG Study Reference Scenario | SDG&E | Com | WaterHeat | Com - Other | Energy Efficiency | Incentives | 3327.963 | 3886.581 | 4508.329 | 5198.086 | 5959.858 | 3987.243 | 4711.513 | 5517.681 | 26132.92 | 28323.39 | 30678.3
2023 PG Study Reference Scenario | SDG&E | Com | WaterHeat | Com - Other | Energy Efficiency | Incremental Measure Cost | 3456.434 | 4454.306 | 5580.034 | 6842.963 | 8251.495 | 4193.932 | 5542.898 | 7068.511 | 52265.84 | 56646.78 | 61356.6
2023 PG Study Reference Scenario | SDG&E | Com | WaterHeat | Com - Other | Fuel Substitution | Incremental Measure Cost | 0 | 0 | 0 | 0 | -529.942 | 0 | 0 | 0 | 0 | 0 | 0
2023 PG Study Reference Scenario | SDG&E | Com | WaterHeat | Com - Other | Fuel Substitution | Admin | 0 | 0 | 0 | 0 | 0 | 5419.871 | 6644.177 | 7913.416 | 106997.7 | 120097.9 | 134507.8
2023 PG Study Reference Scenario | SDG&E | Com | WaterHeat | Com - Other | Fuel Substitution | Incentives | 0 | 0 | 0 | 0 | 0 | 8129.807 | 9966.266 | 11870.12 | 160496.6 | 180146.8 | 201761.7
2023 PG Study Reference Scenario | SDG&E | Com | WaterHeat | Com - Other | Fuel Substitution | Incremental Measure Cost | -14809.4 | -26604.2 | -38484 | -51422.4 | -63770.4 | 10839.74 | 13288.35 | 15826.83 | 213995.5 | 240195.7 | 269015.6
2023 PG Study Reference Scenario | SDG&E | Com | WaterHeat | Com - Refrig. Warehouse | Energy Efficiency | Admin | 7.8743 | 8.6432 | 9.3734 | 10.0114 | 10.8553 | 9.5036 | 10.3472 | 11.1903 | 12.1904 | 13.1431 | 14.2482
2023 PG Study Reference Scenario | SDG&E | Com | WaterHeat | Com - Refrig. Warehouse | Energy Efficiency | Incentives | 0.61519 | 0.69362 | 0.77157 | 0.84551 | 0.94078 | 0.66318 | 0.74922 | 0.84024 | 1.6986 | 1.868 | 2.0655
2023 PG Study Reference Scenario | SDG&E | Com | WaterHeat | Com - Refrig. Warehouse | Energy Efficiency | Incremental Measure Cost | 1.2304 | 1.4087 | 1.5668 | 1.7167 | 1.9099 | 1.3264 | 1.4984 | 1.6805 | 3.3972 | 3.7359 | 4.1311
2023 PG Study Reference Scenario | SDG&E | Com | WaterHeat | Com - Refrig. Warehouse | Energy Efficiency | Admin | 84.8704 | 92.2769 | 99.7929 | 107.4167 | 115.1738 | 110.8722 | 118.4336 | 126.1659 | 133.9061 | 141.8213 | 149.9842
2023 PG Study Reference Scenario | SDG&E | Com | WaterHeat | Com - Refrig. Warehouse | Energy Efficiency | Incentives | 5.8302 | 6.5378 | 7.2915 | 8.0932 | 8.9471 | 7.7369 | 8.5756 | 9.4734 | 18.6583 | 20.1564 | 21.743
2023 PG Study Reference Scenario | SDG&E | Com | WaterHeat | Com - Refrig. Warehouse | Energy Efficiency | Incremental Measure Cost | 11.7585 | 13.1949 | 14.7231 | 16.3471 | 18.0743 | 15.4738 | 17.1511 | 18.9468 | 37.3167 | 40.3129 | 43.4859
2023 PG Study Reference Scenario | SDG&E | Com | WaterHeat | Com - Refrig. Warehouse | Fuel Substitution | Admin | 0.70733 | 0.7932 | 0.87875 | 0.9582 | 1.0602 | 0 | 0 | 0 | 0 | 0 | 0
2023 PG Study Reference Scenario | SDG&E | Com | WaterHeat | Com - Refrig. Warehouse | Fuel Substitution | Incentives | 1.061 | 1.1898 | 1.3181 | 1.4373 | 1.5902 | 0 | 0 | 0 | 0 | 0 | 0
2023 PG Study Reference Scenario | SDG&E | Com | WaterHeat | Com - Refrig. Warehouse | Fuel Substitution | Incremental Measure Cost | 1.4147 | 1.5864 | 1.7575 | 1.9164 | 2.1203 | 0 | 0 | 0 | 0 | 0 | 0
2023 PG Study Reference Scenario | SDG&E | Com | WaterHeat | Com - Refrig. Warehouse | Fuel Substitution | Admin | 0.97544 | 1.6619 | 2.3815 | 3.1342 | 3.9241 | 0 | 0 | 0 | 0 | 0 | 0
2023 PG Study Reference Scenario | SDG&E | Com | WaterHeat | Com - Refrig. Warehouse | Fuel Substitution | Incentives | 1.4632 | 2.4928 | 3.5722 | 4.7013 | 5.8861 | 0 | 0 | 0 | 0 | 0 | 0
2023 PG Study Reference Scenario | SDG&E | Com | WaterHeat | Com - Refrig. Warehouse | Fuel Substitution | Incremental Measure Cost | 1.87 | 3.1612 | 4.5201 | 5.9458 | 7.4446 | 0 | 0 | 0 | 0 | 0 | 0
2023 PG Study Reference Scenario | SDG&E | Com | WaterHeat | Com - Restaurant | Energy Efficiency | Admin | 421.8881 | 434.6421 | 519.5125 | 806.8837 | 867.8218 | 700.2749 | 763.7549 | 819.4305 | 888.9129 | 962.0302 | 1036.776
2023 PG Study Reference Scenario | SDG&E | Com | WaterHeat | Com - Restaurant | Energy Efficiency | Incentives | 95.1684 | 99.4869 | 119.8082 | 145.1797 | 159.6273 | 113.7837 | 129.0845 | 143.6065 | 188.8731 | 207.2684 | 226.1889
2023 PG Study Reference Scenario | SDG&E | Com | WaterHeat | Com - Restaurant | Energy Efficiency | Incremental Measure Cost | 211.855 | 223.3283 | 269.2017 | 324.3153 | 358.1468 | 227.5674 | 258.1691 | 287.2129 | 407.174 | 454.7672 | 505.1647
2023 PG Study Reference Scenario | SDG&E | Com | WaterHeat | Com - Restaurant | Energy Efficiency | Admin | 15703.87 | 16925 | 27872.35 | 29402.55 | 30914.1 | 30372.09 | 31783.08 | 33189.77 | 34544.87 | 35901.48 | 37276
2023 PG Study Reference Scenario | SDG&E | Com | WaterHeat | Com - Restaurant | Energy Efficiency | Incentives | 3235.314 | 3561.289 | 4448.085 | 4834.428 | 5235.044 | 5091.113 | 5503.201 | 5932.704 | 7431.02 | 7787.584 | 8148.953
2023 PG Study Reference Scenario | SDG&E | Com | WaterHeat | Com - Restaurant | Energy Efficiency | Incremental Measure Cost | 6705.027 | 7392.702 | 9204.283 | 10017.17 | 10860.82 | 10182.23 | 11006.4 | 11865.41 | 16029.88 | 17093.79 | 18201.87
2023 PG Study Reference Scenario | SDG&E | Com | WaterHeat | Com - Restaurant | Fuel Substitution | Incremental Measure Cost | 0 | 0 | 0 | -61.101 | -68.0872 | 0 | 0 | 0 | 0 | 0 | 0
2023 PG Study Reference Scenario | SDG&E | Com | WaterHeat | Com - Restaurant | Fuel Substitution | Admin | 2587.082 | 5623.242 | 8629.631 | 11603.02 | 14559.57 | 39169.09 | 49311.73 | 59871.88 | 91672.69 | 103019.8 | 114055.5
2023 PG Study Reference Scenario | SDG&E | Com | WaterHeat | Com - Restaurant | Fuel Substitution | Incentives | 3880.623 | 8434.863 | 12944.45 | 17404.53 | 21839.35 | 58753.63 | 73967.6 | 89807.82 | 137509 | 154529.6 | 171083.3
2023 PG Study Reference Scenario | SDG&E | Com | WaterHeat | Com - Restaurant | Fuel Substitution | Incremental Measure Cost | 5174.163 | 11246.48 | 16792.41 | 22588.9 | 28346.93 | 78338.17 | 98623.46 | 119743.8 | 183345.4 | 206039.5 | 228111.1
2023 PG Study Reference Scenario | SDG&E | Com | WaterHeat | Com - Retail | Energy Efficiency | Admin | 27.7699 | 16.0544 | 19.9195 | 21.3608 | 14.5316 | 25.8744 | 26.1148 | 26.662 | 30.1266 | 34.658 | 35.0716
2023 PG Study Reference Scenario | SDG&E | Com | WaterHeat | Com - Retail | Energy Efficiency | Incentives | 0 | 0 | 0 | 0 | 0.030994 | 0.19919 | 0.34929 | 0.51099 | 8.2924 | 9.5397 | 9.6536
2023 PG Study Reference Scenario | SDG&E | Com | WaterHeat | Com - Retail | Energy Efficiency | Incremental Measure Cost | -1.0585 | -0.44687 | -0.34551 | -0.14198 | 0.061989 | 0.39838 | 0.69857 | 1.022 | 18.1489 | 21.2963 | 21.9814
2023 PG Study Reference Scenario | SDG&E | Com | WaterHeat | Com - Retail | Energy Efficiency | Admin | 0 | 0 | 7555.853 | 7608.011 | 7662.458 | 7718.31 | 7776.374 | 7835.461 | 0 | 0 | 0
2023 PG Study Reference Scenario | SDG&E | Com | WaterHeat | Com - Retail | Energy Efficiency | Incremental Measure Cost | 0 | 0 | -170726 | -170877 | -171044 | -171206 | -171379 | -171536 | 0 | 0 | 0
2023 PG Study Reference Scenario | SDG&E | Com | WaterHeat | Com - Retail | Energy Efficiency | Admin | 3909.163 | 4239.85 | 4572.771 | 4907.85 | 5244.526 | 5585.127 | 5928.682 | 6275.228 | 6600.089 | 6925.316 | 7257.591
2023 PG Study Reference Scenario | SDG&E | Com | WaterHeat | Com - Retail | Energy Efficiency | Incentives | 0 | 0 | 0 | 0 | 11.0819 | 42.8832 | 79.1744 | 120.1352 | 1816.695 | 1906.215 | 1997.675
2023 PG Study Reference Scenario | SDG&E | Com | WaterHeat | Com - Retail | Energy Efficiency | Incremental Measure Cost | -149.152 | -118.173 | -79.4917 | -32.8128 | 22.1639 | 85.7665 | 158.3488 | 240.2705 | 3975.753 | 4255.096 | 4548.44
2023 PG Study Reference Scenario | SDG&E | Com | WaterHeat | Com - Retail | Fuel Substitution | Incremental Measure Cost | 0 | 0 | 0 | -0.61776 | -0.4264 | 0 | 0 | 0 | 0 | 0 | 0
2023 PG Study Reference Scenario | SDG&E | Com | WaterHeat | Com - Retail | Fuel Substitution | Admin | 0 | 0 | 0 | 0 | 0 | 0 | 0 | 0 | 4846.055 | 5362.845 | 5891.03
2023 PG Study Reference Scenario | SDG&E | Com | WaterHeat | Com - Retail | Fuel Substitution | Incentives | 0 | 0 | 0 | 0 | 0 | 0 | 0 | 0 | 7269.082 | 8044.267 | 8836.545
2023 PG Study Reference Scenario | SDG&E | Com | WaterHeat | Com - Retail | Fuel Substitution | Incremental Measure Cost | -75891.8 | -138254 | -200528 | -262643 | -324573 | -770.933 | -919.676 | -1079.48 | 9692.11 | 10725.69 | 11782.06
2023 PG Study Reference Scenario | SDG&E | Com | WaterHeat | Com - School | Energy Efficiency | Admin | 2250.556 | 2576.739 | 2747.457 | 2918.151 | 3104.952 | 1294.168 | 1381.103 | 1472.457 | 1567.394 | 1657.816 | 1752.247
2023 PG Study Reference Scenario | SDG&E | Com | WaterHeat | Com - School | Energy Efficiency | Incentives | 586.7402 | 636.3436 | 686.1406 | 737.4137 | 794.291 | 303.8252 | 330.8757 | 354.8502 | 395.6998 | 420.3 | 445.982
2023 PG Study Reference Scenario | SDG&E | Com | WaterHeat | Com - School | Energy Efficiency | Incremental Measure Cost | 1874.812 | 2050.176 | 2229.387 | 2414.779 | 2620.147 | 607.6504 | 673.2591 | 744.5001 | 1285.565 | 1392.617 | 1507.056
2023 PG Study Reference Scenario | SDG&E | Com | WaterHeat | Com - School | Energy Efficiency | Admin | 10817.83 | 11646 | 12487.68 | 13345.09 | 14221.34 | 9110.512 | 9733.782 | 10377.48 | 11002.23 | 11645.54 | 12319.49
2023 PG Study Reference Scenario | SDG&E | Com | WaterHeat | Com - School | Energy Efficiency | Incentives | 2291.482 | 2517.622 | 2754.978 | 3006.72 | 3273.336 | 1903.227 | 2083.69 | 2243.323 | 2596.665 | 2767.55 | 2945.872
2023 PG Study Reference Scenario | SDG&E | Com | WaterHeat | Com - School | Energy Efficiency | Incremental Measure Cost | 6663.837 | 7355.687 | 8083.381 | 8849.641 | 9658.123 | 3806.454 | 4239.62 | 4705.787 | 8307.488 | 9028.242 | 9798.071
2023 PG Study Reference Scenario | SDG&E | Com | WaterHeat | Com - School | Fuel Substitution | Incremental Measure Cost | 0 | 0 | 0 | -197.412 | -217.564 | 0 | 0 | 0 | 0 | 0 | 0
2023 PG Study Reference Scenario | SDG&E | Com | WaterHeat | Com - School | Fuel Substitution | Admin | 1381.269 | 2451.18 | 3532.902 | 4628.777 | 5744.382 | 13554.81 | 17138.7 | 20907.49 | 42552.49 | 48039.55 | 53981.59
2023 PG Study Reference Scenario | SDG&E | Com | WaterHeat | Com - School | Fuel Substitution | Incentives | 2071.904 | 3676.77 | 5299.352 | 6943.165 | 8616.573 | 20332.22 | 25708.05 | 31361.24 | 47460.7 | 53650.66 | 60392.97
2023 PG Study Reference Scenario | SDG&E | Com | WaterHeat | Com - School | Fuel Substitution | Incremental Measure Cost | 2762.538 | 4902.36 | 6749.696 | 8855.266 | 10994.52 | 27109.63 | 34277.4 | 41814.99 | 85104.98 | 96079.11 | 107963.2
2023 PG Study Reference Scenario | SDG&E | Com | WaterHeat | Com - Warehouse | Energy Efficiency | Admin | 272.5453 | 291.1624 | 309.5896 | 328.8451 | 343.9889 | 176.0429 | 186.8393 | 197.7214 | 208.6857 | 219.2544 | 228.9753
2023 PG Study Reference Scenario | SDG&E | Com | WaterHeat | Com - Warehouse | Energy Efficiency | Incentives | 44.8197 | 47.8674 | 50.9495 | 54.2429 | 56.9399 | 9.0197 | 10.561 | 12.2427 | 57.4414 | 60.3505 | 63.0262
2023 PG Study Reference Scenario | SDG&E | Com | WaterHeat | Com - Warehouse | Energy Efficiency | Incremental Measure Cost | 99.0187 | 107.5413 | 116.3357 | 125.8044 | 134.0572 | 18.0394 | 21.122 | 24.4855 | 117.1253 | 125.5181 | 133.7047
2023 PG Study Reference Scenario | SDG&E | Com | WaterHeat | Com - Warehouse | Energy Efficiency | Admin | 1001.119 | 1086.642 | 1173.786 | 1262.785 | 1353.481 | 955.249 | 1027.674 | 1102.329 | 1176.3 | 1252.195 | 1330.822
2023 PG Study Reference Scenario | SDG&E | Com | WaterHeat | Com - Warehouse | Energy Efficiency | Incentives | 119.9458 | 131.3061 | 143.3154 | 156.056 | 169.5641 | 48.943 | 58.0889 | 68.2553 | 323.7801 | 344.6705 | 366.313
2023 PG Study Reference Scenario | SDG&E | Com | WaterHeat | Com - Warehouse | Energy Efficiency | Incremental Measure Cost | 263.2113 | 292.2754 | 323.2863 | 356.4265 | 391.775 | 97.8859 | 116.1777 | 136.5106 | 660.2004 | 716.8526 | 777.1026
2023 PG Study Reference Scenario | SDG&E | Com | WaterHeat | Com - Warehouse | Fuel Substitution | Incremental Measure Cost | 0 | 0 | 0 | -1.401 | -1.6363 | 0 | 0 | 0 | 0 | 0 | 0
2023 PG Study Reference Scenario | SDG&E | Com | WaterHeat | Com - Warehouse | Fuel Substitution | Admin | 0 | 0 | 0 | 0 | 0 | 11.3493 | 13.7241 | 16.1408 | 278.3913 | 310.1367 | 345.9525
2023 PG Study Reference Scenario | SDG&E | Com | WaterHeat | Com - Warehouse | Fuel Substitution | Incentives | 0 | 0 | 0 | 0 | 0 | 17.024 | 20.5861 | 24.2112 | 417.5869 | 465.205 | 518.9288
2023 PG Study Reference Scenario | SDG&E | Com | WaterHeat | Com - Warehouse | Fuel Substitution | Incremental Measure Cost | -206.63 | -339.3 | -474.139 | -608.167 | -743.457 | 22.6986 | 27.4481 | 32.2816 | 556.7826 | 620.2734 | 691.9051
2023 PG Study Reference Scenario | SDG&E | Com | WholeBlg | Com - College | Energy Efficiency | Admin | 0 | 0 | 0 | 0 | 0 | 0 | 0 | 0 | 7789.852 | 7665.445 | 94086.3
2023 PG Study Reference Scenario | SDG&E | Com | WholeBlg | Com - College | Energy Efficiency | Incentives | 0 | 0 | 0 | 0 | 0 | 0 | 0 | 0 | 4725.421 | 4649.954 | 57074.27
2023 PG Study Reference Scenario | SDG&E | Com | WholeBlg | Com - College | Energy Efficiency | Incremental Measure Cost | 0 | 0 | 0 | 0 | 0 | 0 | 0 | 0 | 38877.89 | 39022.14 | 503345.1
2023 PG Study Reference Scenario | SDG&E | Com | WholeBlg | Com - Grocery | Energy Efficiency | Admin | 259525.2 | 211033.4 | 211650.7 | 212901.1 | 120502.7 | 121812.4 | 122463.7 | 122611 | 122125.7 | 122508.7 | 122279.3
2023 PG Study Reference Scenario | SDG&E | Com | WholeBlg | Com - Grocery | Energy Efficiency | Incentives | 157441.6 | 128023.9 | 128398.4 | 129157 | 73103.24 | 73897.75 | 74292.89 | 74382.24 | 74087.83 | 74320.19 | 74181.01
2023 PG Study Reference Scenario | SDG&E | Com | WholeBlg | Com - Grocery | Energy Efficiency | Incremental Measure Cost | 374592.1 | 310692.3 | 317833.2 | 326105.1 | 188268 | 194120.5 | 199061.6 | 203287 | 206532.1 | 211323.4 | 215146.2
2023 PG Study Reference Scenario | SDG&E | Com | WholeBlg | Com - Restaurant | Energy Efficiency | Admin | 449116.2 | 358823.1 | 361868.2 | 364001.9 | 209756.3 | 208805.4 | 208129.7 | 206460 | 204966.9 | 203682.4 | 202456.4
2023 PG Study Reference Scenario | SDG&E | Com | WholeBlg | Com - Restaurant | Energy Efficiency | Incentives | 272429.3 | 217658.4 | 219505.5 | 220799.8 | 127236 | 126659.2 | 126249.3 | 125236.5 | 124330.8 | 123551.6 | 122808
2023 PG Study Reference Scenario | SDG&E | Com | WholeBlg | Com - Restaurant | Energy Efficiency | Incremental Measure Cost | 1031687 | 840752.8 | 864847.1 | 887344.4 | 521558.5 | 529577.6 | 538420.6 | 544782.3 | 551658.8 | 559164.9 | 566914.5
2023 PG Study Reference Scenario | SDG&E | Com | WholeBlg | Com - Retail | Energy Efficiency | Admin | 361159.6 | 295045.2 | 299580.6 | 303603.6 | 172910.6 | 175144 | 176482.3 | 176980.1 | 177635.3 | 178693.5 | 178968.4
2023 PG Study Reference Scenario | SDG&E | Com | WholeBlg | Com - Retail | Energy Efficiency | Incentives | 219106.5 | 178996.6 | 181748.1 | 184188.7 | 104900.6 | 106255.5 | 107067.4 | 107369.4 | 107766.9 | 108408.9 | 108575.7
2023 PG Study Reference Scenario | SDG&E | Com | WholeBlg | Com - Retail | Energy Efficiency | Incremental Measure Cost | 620357.3 | 516929.6 | 535373.4 | 553414 | 321488.3 | 332153.5 | 341385.2 | 349195.1 | 357497.5 | 366819.7 | 374731.6
2023 PG Study Reference Scenario | SDG&E | Ind | BROs | Ind - All Other Industrial | Energy Efficiency | Admin | 1899.862 | 2051.336 | 2199.732 | 2344.592 | 2494.209 | 2647.21 | 2785.846 | 2941.024 | 3095.935 | 3251.219 | 3406.979
2023 PG Study Reference Scenario | SDG&E | Ind | BROs | Ind - Chemicals | Energy Efficiency | Admin | 7612.507 | 8220.227 | 8827.241 | 9420.881 | 10029.14 | 10639.5 | 11236.72 | 11844.19 | 12445.27 | 13043.66 | 13640.49
2023 PG Study Reference Scenario | SDG&E | Ind | BROs | Ind - Electronics | Energy Efficiency | Admin | 4338.799 | 4737.352 | 5143.115 | 5552.389 | 5982.228 | 6425.262 | 6848.359 | 7318.701 | 7798.068 | 8287.634 | 8787.538
2023 PG Study Reference Scenario | SDG&E | Ind | BROs | Ind - Fabricated Metals | Energy Efficiency | Admin | 2353.432 | 2540.488 | 2727.226 | 2910.298 | 3096.783 | 3284.532 | 3457.246 | 3645.84 | 3832.155 | 4017.082 | 4200.206
2023 PG Study Reference Scenario | SDG&E | Ind | BROs | Ind - Food | Energy Efficiency | Admin | 5167.775 | 5527.615 | 5877.875 | 6210.374 | 6542.985 | 6870.917 | 7183.688 | 7499.467 | 7808.711 | 8111.464 | 8406.357
2023 PG Study Reference Scenario | SDG&E | Ind | BROs | Ind - Industrial Machinery | Energy Efficiency | Admin | 2115.86 | 2286.115 | 2457.334 | 2623.981 | 2790.616 | 2958.171 | 3120.864 | 3291.029 | 3460.209 | 3627.842 | 3794.477
2023 PG Study Reference Scenario | SDG&E | Ind | BROs | Ind - Lumber & Furniture | Energy Efficiency | Admin | 114.5628 | 123.7062 | 132.3485 | 140.7141 | 149.246 | 157.9285 | 165.4983 | 174.362 | 183.1522 | 191.8792 | 200.5456
2023 PG Study Reference Scenario | SDG&E | Ind | BROs | Ind - Paper | Energy Efficiency | Admin | 626.7238 | 680.6288 | 726.4843 | 763.6414 | 799.401 | 834.8187 | 858.6722 | 893.6625 | 927.636 | 960.5963 | 992.3654
2023 PG Study Reference Scenario | SDG&E | Ind | BROs | Ind - Petroleum | Energy Efficiency | Admin | 738.0192 | 790.2773 | 842.3498 | 892.8579 | 944.7199 | 997.1069 | 1049.559 | 1101.735 | 1153.082 | 1203.876 | 1254.051
2023 PG Study Reference Scenario | SDG&E | Ind | BROs | Ind - Plastics | Energy Efficiency | Admin | 1874.009 | 2019.068 | 2164.006 | 2304.617 | 2447.628 | 2591.138 | 2729.561 | 2871.743 | 3011.969 | 3150.979 | 3288.658
2023 PG Study Reference Scenario | SDG&E | Ind | BROs | Ind - Primary Metals | Energy Efficiency | Admin | 387.7253 | 416.1955 | 444.8187 | 473.5104 | 502.877 | 532.0719 | 559.0871 | 587.7817 | 615.728 | 643.333 | 670.6309
2023 PG Study Reference Scenario | SDG&E | Ind | BROs | Ind - Printing & Publishing | Energy Efficiency | Admin | 1510.774 | 1628.466 | 1746.041 | 1859.595 | 1974.257 | 2088.927 | 2200.517 | 2313.504 | 2424.761 | 2534.919 | 2643.826
2023 PG Study Reference Scenario | SDG&E | Ind | BROs | Ind - Stone-Glass-Clay | Energy Efficiency | Admin | 2351.656 | 2543.4 | 2725.773 | 2900.337 | 3080.122 | 3261.637 | 3437.804 | 3625.198 | 3813.386 | 4001.873 | 4190.391
2023 PG Study Reference Scenario | SDG&E | Ind | BROs | Ind - Textiles | Energy Efficiency | Admin | 62.9522 | 66.7086 | 70.9484 | 75.177 | 79.3859 | 83.5564 | 86.8956 | 90.859 | 94.6886 | 98.424 | 102.0474
2023 PG Study Reference Scenario | SDG&E | Ind | BROs | Ind - Transportation Equipment | Energy Efficiency | Admin | 5544.962 | 5939.022 | 6373.784 | 6804.832 | 7227.099 | 7650.997 | 8070.716 | 8507.735 | 8947.752 | 9392.498 | 9832.782
2023 PG Study Reference Scenario | SDG&E | Ind | HVAC | Ind - Electronics | Energy Efficiency | Admin | 179937.7 | 154388.6 | 126182.4 | 99122.48 | 75538.53 | 31226.14 | 22870.73 | 16594.21 | 12014.11 | 8746.654 | 6452.757
2023 PG Study Reference Scenario | SDG&E | Ind | HVAC | Ind - Electronics | Energy Efficiency | Incentives | 113728 | 97579.87 | 79752.41 | 62649.45 | 47743.43 | 19736.19 | 14455.23 | 10488.22 | 7593.407 | 5528.242 | 4078.405
2023 PG Study Reference Scenario | SDG&E | Ind | HVAC | Ind - Electronics | Energy Efficiency | Incremental Measure Cost | 375660.6 | 332262.6 | 279433.8 | 225331.6 | 175775.2 | 90635.19 | 67710.91 | 50111.28 | 37005.87 | 27480.28 | 20678.77
2023 PG Study Reference Scenario | SDG&E | Ind | Lighting | Ind - All Other Industrial | Energy Efficiency | Admin | 1503.04 | 502.2435 | 286.1495 | 295.9471 | 250.2309 | 226.6768 | 204.9892 | 184.3056 | 166.0778 | 149.7053 | 134.9543
2023 PG Study Reference Scenario | SDG&E | Ind | Lighting | Ind - All Other Industrial | Energy Efficiency | Incentives | 415.9116 | 133.8856 | 73.7266 | 73.9129 | 60.7413 | 53.6156 | 49.4556 | 45.3548 | 41.6866 | 38.3285 | 35.2429
2023 PG Study Reference Scenario | SDG&E | Ind | Lighting | Ind - All Other Industrial | Energy Efficiency | Incremental Measure Cost | 831.8232 | 267.7713 | 147.4532 | 147.8258 | 121.4825 | 107.2312 | 98.9112 | 90.7096 | 83.3732 | 76.657 | 70.4858
2023 PG Study Reference Scenario | SDG&E | Ind | Lighting | Ind - Chemicals | Energy Efficiency | Admin | 219.3436 | 77.819 | 50.5315 | 50.2575 | 43.9131 | 40.119 | 36.1663 | 32.6031 | 29.3909 | 26.4952 | 23.8848
2023 PG Study Reference Scenario | SDG&E | Ind | Lighting | Ind - Chemicals | Energy Efficiency | Incentives | 13.3326 | 4.5511 | 2.8531 | 2.748 | 2.3318 | 2.0743 | 1.9074 | 1.7538 | 1.6127 | 1.4829 | 1.3635
2023 PG Study Reference Scenario | SDG&E | Ind | Lighting | Ind - Chemicals | Energy Efficiency | Incremental Measure Cost | 26.6652 | 9.1021 | 5.7063 | 5.4961 | 4.6636 | 4.1487 | 3.8147 | 3.5077 | 3.2253 | 2.9657 | 2.727
2023 PG Study Reference Scenario | SDG&E | Ind | Lighting | Ind - Electronics | Energy Efficiency | Admin | 455.7744 | 373.4977 | 340.467 | 315.0571 | 291.4277 | 268.8452 | 242.3547 | 218.4766 | 196.9514 | 177.5469 | 160.0543
2023 PG Study Reference Scenario | SDG&E | Ind | Lighting | Ind - Electronics | Energy Efficiency | Incentives | 71.9082 | 56.7285 | 49.9501 | 44.7813 | 40.2417 | 36.1592 | 33.2482 | 30.5719 | 28.111 | 25.8482 | 23.7676
2023 PG Study Reference Scenario | SDG&E | Ind | Lighting | Ind - Electronics | Energy Efficiency | Incremental Measure Cost | 143.8163 | 113.4569 | 99.9001 | 89.5626 | 80.4835 | 72.3184 | 66.4964 | 61.1437 | 56.222 | 51.6964 | 47.5352
2023 PG Study Reference Scenario | SDG&E | Ind | Lighting | Ind - Fabricated Metals | Energy Efficiency | Admin | 257.4615 | 101.3347 | 73.5571 | 65.3672 | 60.0923 | 55.3771 | 49.931 | 45.0041 | 40.5691 | 36.5719 | 32.9687
2023 PG Study Reference Scenario | SDG&E | Ind | Lighting | Ind - Fabricated Metals | Energy Efficiency | Incentives | 36.3465 | 13.7706 | 9.6545 | 8.3115 | 7.4225 | 6.662 | 6.127 | 5.6329 | 5.1793 | 4.7624 | 4.379
2023 PG Study Reference Scenario | SDG&E | Ind | Lighting | Ind - Fabricated Metals | Energy Efficiency | Incremental Measure Cost | 72.6931 | 27.5411 | 19.309 | 16.623 | 14.8449 | 13.3241 | 12.254 | 11.2657 | 10.3586 | 9.5248 | 8.7581
2023 PG Study Reference Scenario | SDG&E | Ind | Lighting | Ind - Food | Energy Efficiency | Admin | 473.2208 | 50.0381 | 46.6318 | 43.3057 | 40.0856 | 36.9883 | 33.344 | 30.0588 | 27.0973 | 24.4276 | 22.0209
2023 PG Study Reference Scenario | SDG&E | Ind | Lighting | Ind - Food | Energy Efficiency | Incentives | 51.167 | 5.207 | 4.686 | 4.2152 | 3.7898 | 3.4056 | 3.1315 | 2.8794 | 2.6476 | 2.4345 | 2.2385
2023 PG Study Reference Scenario | SDG&E | Ind | Lighting | Ind - Food | Energy Efficiency | Incremental Measure Cost | 102.3341 | 10.4139 | 9.372 | 8.4304 | 7.5796 | 6.8112 | 6.2629 | 5.7588 | 5.2952 | 4.869 | 4.4771
2023 PG Study Reference Scenario | SDG&E | Ind | Lighting | Ind - Industrial Machinery | Energy Efficiency | Admin | 721.4599 | 301.0177 | 221.1912 | 196.4346 | 180.4122 | 166.1544 | 149.8198 | 135.0321 | 121.7244 | 109.7311 | 98.9199
2023 PG Study Reference Scenario | SDG&E | Ind | Lighting | Ind - Industrial Machinery | Energy Efficiency | Incentives | 199.6378 | 80.2438 | 56.99 | 49.0596 | 43.7934 | 39.3003 | 36.1454 | 33.2293 | 30.5536 | 28.0941 | 25.8326
2023 PG Study Reference Scenario | SDG&E | Ind | Lighting | Ind - Industrial Machinery | Energy Efficiency | Incremental Measure Cost | 399.2755 | 160.4877 | 113.9801 | 98.1192 | 87.5868 | 78.6006 | 72.2909 | 66.4587 | 61.1072 | 56.1881 | 51.6653
2023 PG Study Reference Scenario | SDG&E | Ind | Lighting | Ind - Lumber & Furniture | Energy Efficiency | Admin | 28.3372 | 14.5435 | 13.5435 | 12.5695 | 11.6285 | 10.7249 | 11.8025 | 9.0264 | 7.8667 | 7.0916 | 6.3929
2023 PG Study Reference Scenario | SDG&E | Ind | Lighting | Ind - Lumber & Furniture | Energy Efficiency | Incentives | 7.1313 | 3.5254 | 3.1727 | 2.8539 | 2.5659 | 2.3057 | 2.5882 | 2.019 | 1.7948 | 1.6503 | 1.5175
2023 PG Study Reference Scenario | SDG&E | Ind | Lighting | Ind - Lumber & Furniture | Energy Efficiency | Incremental Measure Cost | 14.2625 | 7.0507 | 6.3453 | 5.7078 | 5.1318 | 4.6115 | 5.1763 | 4.038 | 3.5895 | 3.3006 | 3.0349
2023 PG Study Reference Scenario | SDG&E | Ind | Lighting | Ind - Paper | Energy Efficiency | Admin | 6.9672 | 5.845 | 5.4482 | 5.0605 | 4.6849 | 4.3234 | 3.8975 | 3.5135 | 3.1673 | 2.8552 | 2.5739
2023 PG Study Reference Scenario | SDG&E | Ind | Lighting | Ind - Paper | Energy Efficiency | Incentives | 0.48689 | 0.39303 | 0.3537 | 0.31816 | 0.28606 | 0.25706 | 0.23636 | 0.21734 | 0.19984 | 0.18376 | 0.16897
2023 PG Study Reference Scenario | SDG&E | Ind | Lighting | Ind - Paper | Energy Efficiency | Incremental Measure Cost | 0.97378 | 0.78605 | 0.70741 | 0.63633 | 0.57211 | 0.51411 | 0.47273 | 0.43468 | 0.39969 | 0.36751 | 0.33793
2023 PG Study Reference Scenario | SDG&E | Ind | Lighting | Ind - Petroleum | Energy Efficiency | Admin | 1.0333 | 0.96711 | 0.90161 | 0.83758 | 0.77551 | 0.71576 | 0.64524 | 0.58167 | 0.52436 | 0.4727 | 0.42613
2023 PG Study Reference Scenario | SDG&E | Ind | Lighting | Ind - Petroleum | Energy Efficiency | Incentives | 0.035689 | 0.032133 | 0.028918 | 0.026013 | 0.023388 | 0.021017 | 0.019325 | 0.017769 | 0.016339 | 0.015024 | 0.013814
2023 PG Study Reference Scenario | SDG&E | Ind | Lighting | Ind - Petroleum | Energy Efficiency | Incremental Measure Cost | 0.071379 | 0.064266 | 0.057837 | 0.052025 | 0.046775 | 0.042033 | 0.03865 | 0.035539 | 0.032678 | 0.030048 | 0.027629
2023 PG Study Reference Scenario | SDG&E | Ind | Lighting | Ind - Plastics | Energy Efficiency | Admin | 558.3187 | 345.7615 | 53.3104 | 49.5017 | 45.8159 | 42.2719 | 38.1071 | 34.3526 | 30.9681 | 27.917 | 25.1665
2023 PG Study Reference Scenario | SDG&E | Ind | Lighting | Ind - Plastics | Energy Efficiency | Incentives | 76.2721 | 45.4664 | 6.7706 | 6.0903 | 5.4757 | 4.9206 | 4.5245 | 4.1603 | 3.8254 | 3.5175 | 3.2344
2023 PG Study Reference Scenario | SDG&E | Ind | Lighting | Ind - Plastics | Energy Efficiency | Incremental Measure Cost | 152.5442 | 90.9328 | 13.5412 | 12.1807 | 10.9514 | 9.8412 | 9.049 | 8.3206 | 7.6508 | 7.035 | 6.4687
2023 PG Study Reference Scenario | SDG&E | Ind | Lighting | Ind - Primary Metals | Energy Efficiency | Admin | 18.614 | 18.1542 | 1.858 | 1.7259 | 1.5979 | 1.4747 | 1.3294 | 1.1984 | 1.0803 | 0.97391 | 0.87796
2023 PG Study Reference Scenario | SDG&E | Ind | Lighting | Ind - Primary Metals | Energy Efficiency | Incentives | 0.95918 | 0.90002 | 0.088925 | 0.07999 | 0.071918 | 0.064627 | 0.059425 | 0.054641 | 0.050243 | 0.046199 | 0.04248
2023 PG Study Reference Scenario | SDG&E | Ind | Lighting | Ind - Primary Metals | Energy Efficiency | Incremental Measure Cost | 1.9184 | 1.8 | 0.17785 | 0.15998 | 0.14384 | 0.12925 | 0.11885 | 0.10928 | 0.10049 | 0.092397 | 0.08496
2023 PG Study Reference Scenario | SDG&E | Ind | Lighting | Ind - Printing & Publishing | Energy Efficiency | Admin | 693.8343 | 192.6014 | 85.2362 | 79.133 | 73.23 | 67.5567 | 60.9007 | 54.9005 | 49.4915 | 44.6154 | 40.2197
2023 PG Study Reference Scenario | SDG&E | Ind | Lighting | Ind - Printing & Publishing | Energy Efficiency | Incentives | 121.8183 | 32.5571 | 13.9187 | 12.5202 | 11.2567 | 10.1155 | 9.3013 | 8.5526 | 7.8641 | 7.2311 | 6.649
2023 PG Study Reference Scenario | SDG&E | Ind | Lighting | Ind - Printing & Publishing | Energy Efficiency | Incremental Measure Cost | 243.6365 | 65.1143 | 27.8374 | 25.0405 | 22.5134 | 20.231 | 18.6025 | 17.1051 | 15.7283 | 14.4622 | 13.2981
2023 PG Study Reference Scenario | SDG&E | Ind | Lighting | Ind - Stone-Glass-Clay | Energy Efficiency | Admin | 32.722 | 15.8153 | 14.7396 | 13.6891 | 12.6719 | 11.6932 | 13.0219 | 9.8414 | 8.6208 | 7.7383 | 6.9716
2023 PG Study Reference Scenario | SDG&E | Ind | Lighting | Ind - Stone-Glass-Clay | Energy Efficiency | Incentives | 3.106 | 1.4447 | 1.3001 | 1.1695 | 1.0515 | 0.94487 | 1.0733 | 0.82736 | 0.73924 | 0.67684 | 0.62197
2023 PG Study Reference Scenario | SDG&E | Ind | Lighting | Ind - Stone-Glass-Clay | Energy Efficiency | Incremental Measure Cost | 6.212 | 2.8893 | 2.6002 | 2.339 | 2.1029 | 1.8897 | 2.1465 | 1.6547 | 1.4785 | 1.3537 | 1.2439
2023 PG Study Reference Scenario | SDG&E | Ind | Lighting | Ind - Textiles | Energy Efficiency | Admin | 11.8152 | 127.4182 | 62.5129 | 22.8606 | 9.5513 | 8.8092 | 7.9413 | 7.1589 | 6.4536 | 5.8177 | 5.2446
2023 PG Study Reference Scenario | SDG&E | Ind | Lighting | Ind - Textiles | Energy Efficiency | Incentives | 2.9316 | 30.4519 | 14.4378 | 5.1173 | 2.0778 | 1.8671 | 1.7168 | 1.5787 | 1.4516 | 1.3347 | 1.2273
2023 PG Study Reference Scenario | SDG&E | Ind | Lighting | Ind - Textiles | Energy Efficiency | Incremental Measure Cost | 5.8632 | 60.9038 | 28.8756 | 10.2345 | 4.1556 | 3.7343 | 3.4337 | 3.1573 | 2.9032 | 2.6695 | 2.4546
2023 PG Study Reference Scenario | SDG&E | Ind | Lighting | Ind - Transportation Equipment | Energy Efficiency | Admin | 369.5394 | 644.9183 | 367.3615 | 300.132 | 277.6958 | 256.144 | 237.5852 | 209.1154 | 187.8088 | 169.2072 | 152.5225
2023 PG Study Reference Scenario | SDG&E | Ind | Lighting | Ind - Transportation Equipment | Energy Efficiency | Incentives | 81.4396 | 136.8751 | 75.3356 | 59.6465 | 53.6272 | 48.1904 | 45.5928 | 40.932 | 37.4967 | 34.4584 | 31.6819
2023 PG Study Reference Scenario | SDG&E | Ind | Lighting | Ind - Transportation Equipment | Energy Efficiency | Incremental Measure Cost | 162.8792 | 273.7502 | 150.6711 | 119.2931 | 107.2543 | 96.3808 | 91.1855 | 81.8639 | 74.9933 | 68.9169 | 63.3638
2023 PG Study Reference Scenario | SDG&E | Ind | MachDr | Ind - Food | Energy Efficiency | Admin | 17195.6 | 14988.13 | 5979.792 | 6750.703 | 5871.863 | 2453.016 | 2296.398 | 2163.349 | 2032.361 | 1890.887 | 1781.832
2023 PG Study Reference Scenario | SDG&E | Ind | MachDr | Ind - Food | Energy Efficiency | Incentives | 7767.387 | 6770.256 | 2701.119 | 3049.345 | 2652.366 | 1108.046 | 1037.301 | 977.2016 | 918.0331 | 854.1284 | 804.8672
2023 PG Study Reference Scenario | SDG&E | Ind | MachDr | Ind - Food | Energy Efficiency | Incremental Measure Cost | 42370.76 | 39213.46 | 20949.51 | 23104.58 | 21522.16 | 13957.58 | 13353.87 | 12908.72 | 12420.99 | 11763.97 | 11375.59
2023 PG Study Reference Scenario | SDG&E | Ind | MachDr | Ind - Lumber & Furniture | Energy Efficiency | Admin | 145.1481 | 156.4056 | 158.8604 | 162.9833 | 164.1493 | 154.0374 | 154.8345 | 151.606 | 147.0629 | 140.4554 | 137.2452
2023 PG Study Reference Scenario | SDG&E | Ind | MachDr | Ind - Lumber & Furniture | Energy Efficiency | Incentives | 65.5645 | 70.6496 | 71.7585 | 73.6208 | 74.1475 | 69.5799 | 69.9399 | 68.4816 | 66.4294 | 63.4448 | 61.9947
2023 PG Study Reference Scenario | SDG&E | Ind | MachDr | Ind - Lumber & Furniture | Energy Efficiency | Incremental Measure Cost | 1234.533 | 1356.888 | 1405.748 | 1471.076 | 1511.232 | 1446.5 | 1483.065 | 1481.184 | 1465.534 | 1427.682 | 1422.952
2023 PG Study Reference Scenario | SDG&E | Ind | MachDr | Ind - Paper | Energy Efficiency | Admin | 483.1889 | 508.4321 | 469.318 | 458.6029 | 444.8222 | 353.9579 | 390.9153 | 368.2987 | 344.2315 | 315.2719 | 296.0216
2023 PG Study Reference Scenario | SDG&E | Ind | MachDr | Ind - Paper | Energy Efficiency | Incentives | 218.2602 | 229.6628 | 211.9946 | 207.1545 | 200.9297 | 159.8855 | 176.5795 | 166.3634 | 155.492 | 142.4108 | 133.7152
2023 PG Study Reference Scenario | SDG&E | Ind | MachDr | Ind - Paper | Energy Efficiency | Incremental Measure Cost | 4109.684 | 4410.873 | 4152.971 | 4139.317 | 4095.233 | 3323.869 | 3744.339 | 3598.262 | 3430.389 | 3204.633 | 3069.138
2023 PG Study Reference Scenario | SDG&E | Ind | ProcHeat | Ind - All Other Industrial | Energy Efficiency | Admin | 6708.862 | 5336.775 | 13915.27 | 14468.79 | 13644.61 | 9188.438 | 12548.73 | 12837.91 | 12047.81 | 11249.28 | 10440.87
2023 PG Study Reference Scenario | SDG&E | Ind | ProcHeat | Ind - All Other Industrial | Energy Efficiency | Incentives | 702.5166 | 558.8389 | 1457.134 | 1515.095 | 1428.791 | 962.1647 | 1314.037 | 1344.318 | 1261.583 | 1177.965 | 1093.313
2023 PG Study Reference Scenario | SDG&E | Ind | ProcHeat | Ind - All Other Industrial | Energy Efficiency | Incremental Measure Cost | 1702.506 | 1381.398 | 11174.63 | 12049.51 | 12137.68 | 9348.805 | 12043.87 | 13478.17 | 13170.95 | 12747.22 | 12225.78
2023 PG Study Reference Scenario | SDG&E | Ind | ProcHeat | Ind - Chemicals | Energy Efficiency | Admin | 16512.15 | 16911.56 | 21222.01 | 21167.84 | 20416.31 | 19375.48 | 17838.66 | 16254.64 | 14500.26 | 12731.16 | 11027.09
2023 PG Study Reference Scenario | SDG&E | Ind | ProcHeat | Ind - Chemicals | Energy Efficiency | Incentives | 1729.065 | 1770.889 | 2222.257 | 2216.585 | 2137.888 | 2028.898 | 1867.971 | 1702.101 | 1518.39 | 1333.14 | 1154.698
2023 PG Study Reference Scenario | SDG&E | Ind | ProcHeat | Ind - Chemicals | Energy Efficiency | Incremental Measure Cost | 12733.18 | 13399.74 | 17723.43 | 18130.5 | 17913.12 | 17400.72 | 16384.99 | 15297.62 | 13950.14 | 12518.3 | 11080.7
2023 PG Study Reference Scenario | SDG&E | Ind | ProcHeat | Ind - Electronics | Energy Efficiency | Admin | 7642.634 | 6272.896 | 30789.76 | 30667.4 | 29925.26 | 29192.03 | 27881.65 | 28188.06 | 26679.8 | 24982.4 | 23153.42
2023 PG Study Reference Scenario | SDG&E | Ind | ProcHeat | Ind - Electronics | Energy Efficiency | Incentives | 800.2964 | 656.8646 | 3224.141 | 3211.329 | 3133.615 | 3056.835 | 2919.619 | 2951.705 | 2793.768 | 2616.025 | 2424.504
2023 PG Study Reference Scenario | SDG&E | Ind | ProcHeat | Ind - Electronics | Energy Efficiency | Incremental Measure Cost | 1939.469 | 1623.708 | 26307.41 | 27614.64 | 28168 | 28558.85 | 28189.01 | 30136.41 | 29350.59 | 28241.55 | 26876.38
2023 PG Study Reference Scenario | SDG&E | Ind | ProcHeat | Ind - Fabricated Metals | Energy Efficiency | Admin | 2745.523 | 2240.648 | 10954.06 | 11156.66 | 10859.3 | 8718.282 | 10229.58 | 9912.085 | 9316.383 | 8667.563 | 7982.234
2023 PG Study Reference Scenario | SDG&E | Ind | ProcHeat | Ind - Fabricated Metals | Energy Efficiency | Incentives | 287.4967 | 234.6289 | 1147.052 | 1168.267 | 1137.129 | 912.9325 | 1071.188 | 1037.941 | 975.5625 | 907.6215 | 835.8575
2023 PG Study Reference Scenario | SDG&E | Ind | ProcHeat | Ind - Fabricated Metals | Energy Efficiency | Incremental Measure Cost | 696.7305 | 579.9809 | 9501.039 | 10094.05 | 10269.94 | 8907.077 | 10258.05 | 10381.01 | 10055.26 | 9617.454 | 9090.657
2023 PG Study Reference Scenario | SDG&E | Ind | ProcHeat | Ind - Food | Energy Efficiency | Admin | 14850.88 | 11009.56 | 15931.1 | 14884.55 | 11507.91 | 7556.607 | 8234.329 | 7456.207 | 5738.102 | 4639.072 | 3673.407
2023 PG Study Reference Scenario | SDG&E | Ind | ProcHeat | Ind - Food | Energy Efficiency | Incentives | 1555.106 | 1152.863 | 1668.221 | 1558.631 | 1205.048 | 791.2881 | 862.2555 | 780.7747 | 600.8637 | 485.7792 | 384.6598
2023 PG Study Reference Scenario | SDG&E | Ind | ProcHeat | Ind - Food | Energy Efficiency | Incremental Measure Cost | 8532.714 | 6728.512 | 12991.9 | 12473.16 | 10204.7 | 7115.109 | 7723.131 | 7524.538 | 6073.197 | 5048.363 | 4121.189
2023 PG Study Reference Scenario | SDG&E | Ind | ProcHeat | Ind - Industrial Machinery | Energy Efficiency | Admin | 3389.714 | 2918.626 | 8516.84 | 8485.654 | 7846.44 | 7022.61 | 8247.127 | 8156.203 | 7504.963 | 7012.855 | 6520.275
2023 PG Study Reference Scenario | SDG&E | Ind | ProcHeat | Ind - Industrial Machinery | Energy Efficiency | Incentives | 354.9529 | 305.6231 | 891.8386 | 888.5729 | 821.6378 | 735.3707 | 863.5957 | 854.0746 | 785.8802 | 734.3492 | 682.7688
2023 PG Study Reference Scenario | SDG&E | Ind | ProcHeat | Ind - Industrial Machinery | Energy Efficiency | Incremental Measure Cost | 860.2066 | 755.4719 | 6867.327 | 7278.899 | 7267.57 | 7058.911 | 7878.193 | 8274.044 | 8009.344 | 7753.273 | 7431.312
2023 PG Study Reference Scenario | SDG&E | Ind | ProcHeat | Ind - Lumber & Furniture | Energy Efficiency | Admin | 19.4499 | 7.2666 | 39.5834 | 47.5067 | 47.9422 | 2.9541 | 59.764 | 59.1512 | 55.7992 | 52.2194 | 48.5029
2023 PG Study Reference Scenario | SDG&E | Ind | ProcHeat | Ind - Lumber & Furniture | Energy Efficiency | Incentives | 2.0367 | 0.76092 | 4.145 | 4.9747 | 5.0203 | 0.30934 | 6.2582 | 6.194 | 5.843 | 5.4681 | 5.079
2023 PG Study Reference Scenario | SDG&E | Ind | ProcHeat | Ind - Lumber & Furniture | Energy Efficiency | Incremental Measure Cost | 4.9358 | 1.8809 | 36.9886 | 42.5479 | 43.8858 | 2.494 | 52.6611 | 56.3512 | 55.8192 | 54.5881 | 52.7339
2023 PG Study Reference Scenario | SDG&E | Ind | ProcHeat | Ind - Paper | Energy Efficiency | Admin | 1.8384 | 0.91119 | 10.6166 | 9.7384 | 8.3011 | 0.52907 | 7.4026 | 6.525 | 5.173 | 3.6467 | 2.5125
2023 PG Study Reference Scenario | SDG&E | Ind | ProcHeat | Ind - Paper | Energy Efficiency | Incentives | 0.19251 | 0.095415 | 1.1117 | 1.0198 | 0.86925 | 0.055402 | 0.77517 | 0.68326 | 0.54168 | 0.38186 | 0.26309
2023 PG Study Reference Scenario | SDG&E | Ind | ProcHeat | Ind - Paper | Energy Efficiency | Incremental Measure Cost | 0.46653 | 0.23586 | 10.3215 | 9.6696 | 8.4186 | 0.50579 | 7.8171 | 7.1208 | 5.7826 | 4.189 | 2.9727
2023 PG Study Reference Scenario | SDG&E | Ind | ProcHeat | Ind - Petroleum | Energy Efficiency | Admin | 360.1859 | 317.5263 | 3095.628 | 3283.266 | 3174.617 | 3221.302 | 3021.061 | 2970.742 | 2764.546 | 2531.597 | 2283.258
2023 PG Study Reference Scenario | SDG&E | Ind | ProcHeat | Ind - Petroleum | Energy Efficiency | Incentives | 37.7168 | 33.2497 | 324.1579 | 343.8063 | 332.4292 | 337.3178 | 316.3496 | 311.0805 | 289.4886 | 265.0955 | 239.0907
2023 PG Study Reference Scenario | SDG&E | Ind | ProcHeat | Ind - Petroleum | Energy Efficiency | Incremental Measure Cost | 91.4043 | 82.1901 | 2811.91 | 3064.401 | 3076.426 | 3197.369 | 3096.159 | 3188.252 | 3044.131 | 2853.369 | 2635.68
2023 PG Study Reference Scenario | SDG&E | Ind | ProcHeat | Ind - Plastics | Energy Efficiency | Admin | 2073.16 | 1763.126 | 4824.216 | 4658.547 | 4431.571 | 1968.863 | 4084.813 | 4133.1 | 3900.685 | 3658.176 | 3405.499
2023 PG Study Reference Scenario | SDG&E | Ind | ProcHeat | Ind - Plastics | Energy Efficiency | Incentives | 217.0904 | 184.6253 | 505.1665 | 487.8184 | 464.0507 | 206.1689 | 427.7401 | 432.7964 | 408.4592 | 383.0649 | 356.6059
2023 PG Study Reference Scenario | SDG&E | Ind | ProcHeat | Ind - Plastics | Energy Efficiency | Incremental Measure Cost | 526.1053 | 456.3765 | 3666.389 | 3817.845 | 3876.07 | 1962.235 | 3857.192 | 4239.731 | 4167.312 | 4050.899 | 3896.026
2023 PG Study Reference Scenario | SDG&E | Ind | ProcHeat | Ind - Primary Metals | Energy Efficiency | Admin | 314.6864 | 246.7733 | 4168.407 | 4549.45 | 4326.309 | 2882.348 | 3932.807 | 3391.066 | 3032.045 | 2683.149 | 2369.418
2023 PG Study Reference Scenario | SDG&E | Ind | ProcHeat | Ind - Primary Metals | Energy Efficiency | Incentives | 32.9523 | 25.8408 | 436.4936 | 476.3944 | 453.0283 | 301.8243 | 411.8228 | 355.0946 | 317.4998 | 280.9652 | 248.113
2023 PG Study Reference Scenario | SDG&E | Ind | ProcHeat | Ind - Primary Metals | Energy Efficiency | Incremental Measure Cost | 79.8579 | 63.8761 | 3899.969 | 4321.614 | 4285.749 | 3002.287 | 4120.775 | 3699.702 | 3380.195 | 3056.787 | 2758.546
2023 PG Study Reference Scenario | SDG&E | Ind | ProcHeat | Ind - Printing & Publishing | Energy Efficiency | Admin | 70.0346 | 50.8267 | 1737.823 | 1818.419 | 1777.505 | 1596.744 | 1695.121 | 1657.332 | 1550.391 | 1423.425 | 1283.454
2023 PG Study Reference Scenario | SDG&E | Ind | ProcHeat | Ind - Printing & Publishing | Energy Efficiency | Incentives | 7.3336 | 5.3223 | 181.9757 | 190.4153 | 186.131 | 167.2026 | 177.5042 | 173.5471 | 162.3488 | 149.0536 | 134.3965
2023 PG Study Reference Scenario | SDG&E | Ind | ProcHeat | Ind - Printing & Publishing | Energy Efficiency | Incremental Measure Cost | 17.7726 | 13.1563 | 1665.34 | 1782.417 | 1786.93 | 1645.594 | 1778.149 | 1798.948 | 1721.839 | 1616.656 | 1491.367
2023 PG Study Reference Scenario | SDG&E | Ind | ProcHeat | Ind - Stone-Glass-Clay | Energy Efficiency | Admin | 852.448 | 691.3533 | 5313.889 | 6650.665 | 6630.062 | 5886.663 | 6471.824 | 6584.636 | 6270.16 | 5908.461 | 5511.566
2023 PG Study Reference Scenario | SDG&E | Ind | ProcHeat | Ind - Stone-Glass-Clay | Energy Efficiency | Incentives | 89.2639 | 72.3949 | 556.4424 | 696.4226 | 694.2651 | 616.4203 | 677.6953 | 689.5084 | 656.5781 | 618.7029 | 577.1421
2023 PG Study Reference Scenario | SDG&E | Ind | ProcHeat | Ind - Stone-Glass-Clay | Energy Efficiency | Incremental Measure Cost | 216.3255 | 178.9534 | 5209.109 | 6342.341 | 6531.429 | 6130.314 | 6691.459 | 7184.078 | 7036.759 | 6811.084 | 6520.607
2023 PG Study Reference Scenario | SDG&E | Ind | ProcHeat | Ind - Textiles | Energy Efficiency | Admin | 84.494 | 51.9062 | 583.4225 | 584.5699 | 541.1533 | 442.8274 | 471.3528 | 427.9369 | 382.3835 | 328.8429 | 278.4857
2023 PG Study Reference Scenario | SDG&E | Ind | ProcHeat | Ind - Textiles | Energy Efficiency | Incentives | 8.8478 | 5.4353 | 61.0929 | 61.2131 | 56.6667 | 46.3706 | 49.3576 | 44.8113 | 40.0412 | 34.4347 | 29.1616
2023 PG Study Reference Scenario | SDG&E | Ind | ProcHeat | Ind - Textiles | Energy Efficiency | Incremental Measure Cost | 21.442 | 13.4357 | 556.5601 | 572.4788 | 548.2165 | 458.2793 | 497.8162 | 465.4477 | 425.1119 | 373.8763 | 323.9045
2023 PG Study Reference Scenario | SDG&E | Ind | ProcHeat | Ind - Transportation Equipment | Energy Efficiency | Admin | 1512.577 | 1480.64 | 9522.469 | 9649.946 | 9089.045 | 9049.028 | 9016.079 | 9360.333 | 8995.232 | 8251.85 | 7599.278
2023 PG Study Reference Scenario | SDG&E | Ind | ProcHeat | Ind - Transportation Equipment | Energy Efficiency | Incentives | 158.3891 | 155.0448 | 997.1427 | 1010.491 | 951.7569 | 947.5665 | 944.1163 | 980.1647 | 941.9332 | 864.0902 | 795.7563
2023 PG Study Reference Scenario | SDG&E | Ind | ProcHeat | Ind - Transportation Equipment | Energy Efficiency | Incremental Measure Cost | 383.8462 | 383.2564 | 8740.906 | 9206.982 | 9103.282 | 9275.849 | 9381.245 | 10274.57 | 10122.58 | 9605.267 | 9096.106
2023 PG Study Reference Scenario | SDG&E | Ind | ProcRefrig | Ind - All Other Industrial | Energy Efficiency | Admin | 356.9362 | 406.567 | 455.0684 | 511.3958 | 566.9141 | 608.9052 | 671.6271 | 723.1446 | 770.1898 | 810.3072 | 843.5682
2023 PG Study Reference Scenario | SDG&E | Ind | ProcRefrig | Ind - All Other Industrial | Energy Efficiency | Incentives | 398.3902 | 453.7851 | 507.9193 | 570.7886 | 632.7546 | 679.6225 | 749.6288 | 807.1294 | 859.6384 | 904.4151 | 941.5388
2023 PG Study Reference Scenario | SDG&E | Ind | ProcRefrig | Ind - All Other Industrial | Energy Efficiency | Incremental Measure Cost | 2055.96 | 2388.671 | 2727.1 | 3125.948 | 3534.614 | 3872.35 | 4356.657 | 4784.653 | 5197.844 | 5577.959 | 5923.058
2023 PG Study Reference Scenario | SDG&E | Ind | ProcRefrig | Ind - Chemicals | Energy Efficiency | Admin | 233.3467 | 266.1473 | 298.0256 | 335.7322 | 372.8927 | 409.503 | 445.2003 | 474.611 | 501.2858 | 521.8301 | 539.5281
2023 PG Study Reference Scenario | SDG&E | Ind | ProcRefrig | Ind - Chemicals | Energy Efficiency | Incentives | 260.4473 | 297.0572 | 332.6378 | 374.7236 | 416.1999 | 457.0621 | 496.9052 | 529.7316 | 559.5043 | 582.4347 | 602.1881
2023 PG Study Reference Scenario | SDG&E | Ind | ProcRefrig | Ind - Chemicals | Energy Efficiency | Incremental Measure Cost | 1344.082 | 1563.674 | 1785.986 | 2052.19 | 2324.924 | 2604.246 | 2887.889 | 3140.242 | 3383.069 | 3592.153 | 3788.261
2023 PG Study Reference Scenario | SDG&E | Ind | ProcRefrig | Ind - Electronics | Energy Efficiency | Admin | 3020.753 | 3438.105 | 3870.653 | 4324.566 | 4787.903 | 5252.706 | 5683.104 | 6107.011 | 6490.386 | 6812.707 | 7074.956
2023 PG Study Reference Scenario | SDG&E | Ind | ProcRefrig | Ind - Electronics | Energy Efficiency | Incentives | 3371.578 | 3837.401 | 4320.184 | 4826.814 | 5343.963 | 5862.747 | 6343.13 | 6816.27 | 7244.169 | 7603.924 | 7896.63
2023 PG Study Reference Scenario | SDG&E | Ind | ProcRefrig | Ind - Electronics | Energy Efficiency | Incremental Measure Cost | 17399.6 | 20199.63 | 23195.76 | 26434.26 | 29851.77 | 33404.74 | 36864.7 | 40406.76 | 43802.21 | 46897.03 | 49676.33
2023 PG Study Reference Scenario | SDG&E | Ind | ProcRefrig | Ind - Fabricated Metals | Energy Efficiency | Admin | 104.1003 | 118.3664 | 133.1085 | 148.5294 | 164.2087 | 176.1923 | 193.4102 | 207.4769 | 220.0883 | 229.7875 | 237.8805
2023 PG Study Reference Scenario | SDG&E | Ind | ProcRefrig | Ind - Fabricated Metals | Energy Efficiency | Incentives | 116.1904 | 132.1133 | 148.5675 | 165.7794 | 183.2796 | 196.655 | 215.8725 | 231.5729 | 245.649 | 256.4747 | 265.5076
2023 PG Study Reference Scenario | SDG&E | Ind | ProcRefrig | Ind - Fabricated Metals | Energy Efficiency | Incremental Measure Cost | 599.62 | 695.4289 | 797.6825 | 907.8981 | 1023.814 | 1120.5 | 1254.597 | 1372.761 | 1485.328 | 1581.802 | 1670.262
2023 PG Study Reference Scenario | SDG&E | Ind | ProcRefrig | Ind - Food | Energy Efficiency | Admin | 13337.37 | 12919.34 | 10451.37 | 9981.03 | 9056.02 | 4956.35 | 5340.916 | 2835.529 | 881.0204 | 838.8028 | 797.2877
2023 PG Study Reference Scenario | SDG&E | Ind | ProcRefrig | Ind - Food | Energy Efficiency | Incentives | 11910.86 | 11769.86 | 9718.366 | 9467.299 | 8763.249 | 4905.263 | 5385.038 | 2925.565 | 939.5825 | 907.0346 | 873.7398
2023 PG Study Reference Scenario | SDG&E | Ind | ProcRefrig | Ind - Food | Energy Efficiency | Incremental Measure Cost | 24408.59 | 24217.11 | 20196.9 | 19796.22 | 18491.65 | 10856.02 | 11914.52 | 7068.721 | 3154.544 | 3116.826 | 3068.362
2023 PG Study Reference Scenario | SDG&E | Ind | ProcRefrig | Ind - Industrial Machinery | Energy Efficiency | Admin | 234.0253 | 266.0826 | 299.2016 | 333.837 | 369.0416 | 400.9827 | 435.7336 | 467.3076 | 495.5773 | 518.9918 | 537.6573
2023 PG Study Reference Scenario | SDG&E | Ind | ProcRefrig | Ind - Industrial Machinery | Energy Efficiency | Incentives | 261.2047 | 296.985 | 333.9504 | 372.6083 | 411.9015 | 447.5522 | 486.339 | 521.5799 | 553.1329 | 579.2667 | 600.0999
2023 PG Study Reference Scenario | SDG&E | Ind | ProcRefrig | Ind - Industrial Machinery | Energy Efficiency | Incremental Measure Cost | 1347.991 | 1563.294 | 1793.033 | 2040.606 | 2300.913 | 2550.061 | 2826.481 | 3091.919 | 3344.544 | 3572.614 | 3775.125
2023 PG Study Reference Scenario | SDG&E | Ind | ProcRefrig | Ind - Lumber & Furniture | Energy Efficiency | Admin | 2.1067 | 2.3713 | 2.6302 | 2.9405 | 3.2646 | 3.3734 | 3.8398 | 4.1265 | 4.369 | 4.5595 | 4.7222
2023 PG Study Reference Scenario | SDG&E | Ind | ProcRefrig | Ind - Lumber & Furniture | Energy Efficiency | Incentives | 2.3514 | 2.6467 | 2.9356 | 3.282 | 3.6438 | 3.7652 | 4.2857 | 4.6058 | 4.8765 | 5.0891 | 5.2706
2023 PG Study Reference Scenario | SDG&E | Ind | ProcRefrig | Ind - Lumber & Furniture | Energy Efficiency | Incremental Measure Cost | 12.1347 | 13.932 | 15.7619 | 17.9737 | 20.3544 | 21.4535 | 24.9075 | 27.303 | 29.4857 | 31.3868 | 33.1567
2023 PG Study Reference Scenario | SDG&E | Ind | ProcRefrig | Ind - Paper | Energy Efficiency | Admin | 8.7334 | 9.6505 | 9.8839 | 10.4922 | 11.121 | 9.4272 | 11.8235 | 12.0026 | 11.953 | 11.5778 | 11.0979
2023 PG Study Reference Scenario | SDG&E | Ind | ProcRefrig | Ind - Paper | Energy Efficiency | Incentives | 9.7477 | 10.7713 | 11.0319 | 11.7107 | 12.4126 | 10.5221 | 13.1967 | 13.3966 | 13.3412 | 12.9224 | 12.3868
2023 PG Study Reference Scenario | SDG&E | Ind | ProcRefrig | Ind - Paper | Energy Efficiency | Incremental Measure Cost | 50.3046 | 56.6987 | 59.2317 | 64.1341 | 69.3377 | 59.9528 | 76.6958 | 79.4149 | 80.6679 | 79.6985 | 77.9234
2023 PG Study Reference Scenario | SDG&E | Ind | ProcRefrig | Ind - Plastics | Energy Efficiency | Admin | 412.7568 | 469.9853 | 523.3641 | 584.2959 | 645.3058 | 704.6226 | 755.8586 | 801.7796 | 841.1191 | 868.8442 | 889.8783
2023 PG Study Reference Scenario | SDG&E | Ind | ProcRefrig | Ind - Plastics | Energy Efficiency | Incentives | 460.6937 | 524.5686 | 584.1468 | 652.1551 | 720.2506 | 786.4564 | 843.6429 | 894.897 | 938.8054 | 969.7504 | 993.2274
2023 PG Study Reference Scenario | SDG&E | Ind | ProcRefrig | Ind - Plastics | Energy Efficiency | Incremental Measure Cost | 2377.488 | 2761.268 | 3136.378 | 3571.556 | 4023.373 | 4481.068 | 4903.043 | 5304.937 | 5676.53 | 5980.914 | 6248.222
2023 PG Study Reference Scenario | SDG&E | Ind | ProcRefrig | Ind - Primary Metals | Energy Efficiency | Admin | 3.6024 | 4.1028 | 4.5459 | 5.0743 | 5.5963 | 6.0777 | 6.4942 | 6.8219 | 7.0903 | 7.2403 | 7.3435
2023 PG Study Reference Scenario | SDG&E | Ind | ProcRefrig | Ind - Primary Metals | Energy Efficiency | Incentives | 4.0208 | 4.5793 | 5.0738 | 5.6636 | 6.2462 | 6.7836 | 7.2484 | 7.6142 | 7.9138 | 8.0812 | 8.1964
2023 PG Study Reference Scenario | SDG&E | Ind | ProcRefrig | Ind - Primary Metals | Energy Efficiency | Incremental Measure Cost | 20.7498 | 24.1049 | 27.2422 | 31.0168 | 34.8918 | 38.6514 | 42.1259 | 45.1368 | 47.8511 | 49.8405 | 51.5618
2023 PG Study Reference Scenario | SDG&E | Ind | ProcRefrig | Ind - Printing & Publishing | Energy Efficiency | Admin | 822.9884 | 939.2164 | 1049.322 | 1177.333 | 1306.891 | 1422.794 | 1547.825 | 1654.239 | 1750.069 | 1824.052 | 1885.863
2023 PG Study Reference Scenario | SDG&E | Ind | ProcRefrig | Ind - Printing & Publishing | Energy Efficiency | Incentives | 918.569 | 1048.296 | 1171.189 | 1314.067 | 1458.672 | 1588.035 | 1727.587 | 1846.359 | 1953.319 | 2035.894 | 2104.884
2023 PG Study Reference Scenario | SDG&E | Ind | ProcRefrig | Ind - Printing & Publishing | Energy Efficiency | Incremental Measure Cost | 4740.431 | 5518.105 | 6288.302 | 7196.546 | 8148.247 | 9048.299 | 10040.31 | 10945.19 | 11810.83 | 12556.33 | 13241.46
2023 PG Study Reference Scenario | SDG&E | Ind | ProcRefrig | Ind - Stone-Glass-Clay | Energy Efficiency | Admin | 1.3563 | 1.5331 | 1.6875 | 1.8924 | 2.1046 | 2.2457 | 2.4861 | 2.6695 | 2.8348 | 2.973 | 3.0847
2023 PG Study Reference Scenario | SDG&E | Ind | ProcRefrig | Ind - Stone-Glass-Clay | Energy Efficiency | Incentives | 1.5139 | 1.7112 | 1.8835 | 2.1122 | 2.349 | 2.5065 | 2.7748 | 2.9795 | 3.164 | 3.3183 | 3.443
2023 PG Study Reference Scenario | SDG&E | Ind | ProcRefrig | Ind - Stone-Glass-Clay | Energy Efficiency | Incremental Measure Cost | 7.8126 | 9.0076 | 10.1129 | 11.5676 | 13.1219 | 14.2816 | 16.1265 | 17.6627 | 19.1315 | 20.4657 | 21.659
2023 PG Study Reference Scenario | SDG&E | Ind | ProcRefrig | Ind - Textiles | Energy Efficiency | Admin | 4.509 | 5.2356 | 5.8418 | 6.4622 | 7.0802 | 6.9777 | 7.9584 | 8.3078 | 8.5724 | 8.6584 | 8.6852
2023 PG Study Reference Scenario | SDG&E | Ind | ProcRefrig | Ind - Textiles | Energy Efficiency | Incentives | 5.0327 | 5.8436 | 6.5203 | 7.2127 | 7.9025 | 7.7881 | 8.8827 | 9.2727 | 9.568 | 9.6639 | 9.6939
2023 PG Study Reference Scenario | SDG&E | Ind | ProcRefrig | Ind - Textiles | Energy Efficiency | Incremental Measure Cost | 25.9719 | 30.7602 | 35.0085 | 39.5009 | 44.1438 | 44.3749 | 51.6239 | 54.9682 | 57.8535 | 59.6022 | 60.9825
2023 PG Study Reference Scenario | SDG&E | Ind | ProcRefrig | Ind - Transportation Equipment | Energy Efficiency | Admin | 646.3009 | 754.8158 | 849.4472 | 942.6064 | 1044.043 | 1136.924 | 1238.981 | 1330.833 | 1413.735 | 1483.228 | 1539.543
2023 PG Study Reference Scenario | SDG&E | Ind | ProcRefrig | Ind - Transportation Equipment | Energy Efficiency | Incentives | 721.3613 | 842.4789 | 948.1006 | 1052.079 | 1165.296 | 1268.965 | 1382.875 | 1485.394 | 1577.924 | 1655.488 | 1718.343
2023 PG Study Reference Scenario | SDG&E | Ind | ProcRefrig | Ind - Transportation Equipment | Energy Efficiency | Incremental Measure Cost | 3722.707 | 4434.71 | 5090.504 | 5761.757 | 6509.433 | 7230.301 | 8036.925 | 8805.393 | 9540.992 | 10210.18 | 10809.8
2023 PG Study Reference Scenario | SDG&E | Ind | WholeBlg | Ind - All Other Industrial | Energy Efficiency | Admin | 42201.04 | 44137.71 | 47334.04 | 52570.91 | 61389.59 | 76173.27 | 75266.47 | 74819.1 | 74356.7 | 73897.93 | 73445.83
2023 PG Study Reference Scenario | SDG&E | Ind | WholeBlg | Ind - Chemicals | Energy Efficiency | Admin | 60611.22 | 61158.22 | 62557.63 | 65223.07 | 70230.72 | 79033.21 | 78002.1 | 77083.4 | 76141.79 | 75205.56 | 74285.68
2023 PG Study Reference Scenario | SDG&E | Ind | WholeBlg | Ind - Electronics | Energy Efficiency | Admin | 98240.67 | 101282.3 | 106268.3 | 114335.6 | 127948.7 | 150734.4 | 150292.2 | 150683.3 | 151018.6 | 151329.8 | 151621.1
2023 PG Study Reference Scenario | SDG&E | Ind | WholeBlg | Ind - Fabricated Metals | Energy Efficiency | Admin | 21409.38 | 21910.19 | 22849.48 | 24466.06 | 27274.61 | 32051.08 | 31580.94 | 31277.27 | 30959.71 | 30637.33 | 30309.08
2023 PG Study Reference Scenario | SDG&E | Ind | WholeBlg | Ind - Food | Energy Efficiency | Admin | 37422.95 | 38331.18 | 40128.98 | 43280.92 | 48797.09 | 58185.57 | 56998.77 | 55919.79 | 54866.98 | 53837.2 | 52821.07
2023 PG Study Reference Scenario | SDG&E | Ind | WholeBlg | Ind - Industrial Machinery | Energy Efficiency | Admin | 44902.24 | 46161.23 | 48443.15 | 52251.38 | 58716.42 | 69675.81 | 68868.55 | 68239.3 | 67595.32 | 66930.41 | 66259.47
2023 PG Study Reference Scenario | SDG&E | Ind | WholeBlg | Ind - Lumber & Furniture | Energy Efficiency | Admin | 2308.182 | 2313.023 | 2332.864 | 2386.773 | 2506.092 | 2731.985 | 2670.87 | 2632.745 | 2594.228 | 2555.658 | 2517.199
2023 PG Study Reference Scenario | SDG&E | Ind | WholeBlg | Ind - Paper | Energy Efficiency | Admin | 4302.654 | 4295.141 | 4261.401 | 4222.064 | 4245.31 | 4375.1 | 4188.204 | 4068.452 | 3952.019 | 3838.805 | 3728.031
2023 PG Study Reference Scenario | SDG&E | Ind | WholeBlg | Ind - Petroleum | Energy Efficiency | Admin | 3155.085 | 3107.07 | 3082.158 | 3086.315 | 3148.777 | 3299.44 | 3233.355 | 3169.076 | 3104.902 | 3041.79 | 2979.622
2023 PG Study Reference Scenario | SDG&E | Ind | WholeBlg | Ind - Plastics | Energy Efficiency | Admin | 15622.24 | 15722.98 | 16041.73 | 16671.4 | 17877.19 | 20023.68 | 19698.32 | 19423.46 | 19144.38 | 18867.06 | 18591.61
2023 PG Study Reference Scenario | SDG&E | Ind | WholeBlg | Ind - Primary Metals | Energy Efficiency | Admin | 3367.508 | 3460.903 | 3640.187 | 3952.034 | 4488.469 | 5392.171 | 5310.447 | 5249.774 | 5184.669 | 5119.437 | 5054.601
2023 PG Study Reference Scenario | SDG&E | Ind | WholeBlg | Ind - Printing & Publishing | Energy Efficiency | Admin | 18291.14 | 18204.73 | 18265.28 | 18518 | 19160.58 | 20433.37 | 20059.63 | 19709.64 | 19356.11 | 19005.74 | 18658.1
2023 PG Study Reference Scenario | SDG&E | Ind | WholeBlg | Ind - Stone-Glass-Clay | Energy Efficiency | Admin | 11546.61 | 11555.35 | 11626.67 | 11834.76 | 12339.02 | 13309.87 | 13075.67 | 12891.24 | 12710.69 | 12532.76 | 12356.71
2023 PG Study Reference Scenario | SDG&E | Ind | WholeBlg | Ind - Textiles | Energy Efficiency | Admin | 1907.978 | 1880.464 | 1892.547 | 1940.428 | 2044.298 | 2240.134 | 2174.532 | 2128.712 | 2082.406 | 2036.678 | 1991.244
2023 PG Study Reference Scenario | SDG&E | Ind | WholeBlg | Ind - Transportation Equipment | Energy Efficiency | Admin | 79595.97 | 78989.41 | 79735.58 | 81648.03 | 85436.06 | 92567.47 | 91064.12 | 89787.41 | 88556.7 | 87384.23 | 86182.21
2023 PG Study Reference Scenario | SDG&E | Res | AppPlug | Res - Multi Family | Energy Efficiency | Admin | 61.8646 | 68.6406 | 70.8804 | 74.3224 | 73.7802 | 78.7836 | 70.6963 | 78.3695 | 79.7588 | 4975.905 | 5173.59
2023 PG Study Reference Scenario | SDG&E | Res | AppPlug | Res - Multi Family | Energy Efficiency | Incentives | 652.4848 | 723.9511 | 747.5738 | 783.8763 | 778.1582 | 830.9288 | 745.6321 | 826.5618 | 841.215 | 52452.32 | 54536.17
2023 PG Study Reference Scenario | SDG&E | Res | AppPlug | Res - Multi Family | Energy Efficiency | Incremental Measure Cost | 3523.917 | 3988.087 | 4200.584 | 4492.657 | 4549.082 | 4954.729 | 4535.037 | 5127.808 | 5323.087 | 117433.5 | 124526.6
2023 PG Study Reference Scenario | SDG&E | Res | AppPlug | Res - Multi Family | Energy Efficiency | Admin | 771.0167 | 818.1167 | 865.6154 | 913.7485 | 962.2446 | 1011.703 | 1060.965 | 1111.534 | 66543.67 | 69611 | 74599.75
2023 PG Study Reference Scenario | SDG&E | Res | AppPlug | Res - Multi Family | Energy Efficiency | Incentives | 8131.897 | 8628.66 | 9129.628 | 9637.287 | 10148.77 | 10670.41 | 11189.97 | 11723.33 | 701454.7 | 733788.1 | 786375.7
2023 PG Study Reference Scenario | SDG&E | Res | AppPlug | Res - Multi Family | Energy Efficiency | Incremental Measure Cost | 43918.46 | 47533.38 | 51298.97 | 55234.51 | 59329.34 | 63626.37 | 68058.96 | 72728.95 | 1542077 | 1645364 | 1809798
2023 PG Study Reference Scenario | SDG&E | Res | AppPlug | Res - Multi Family | Fuel Substitution | Admin | 0 | 845.4012 | 935.819 | 1028.846 | 1124.26 | 1222.284 | 1323.359 | 1427.61 | 1535.372 | 1646.871 | 1762.262
2023 PG Study Reference Scenario | SDG&E | Res | AppPlug | Res - Multi Family | Fuel Substitution | Incentives | 0 | 7696.151 | 8689.66 | 9744.54 | 10861.21 | 12044.35 | 13301.15 | 14635.96 | 16055.56 | 17565.95 | 19172.68
2023 PG Study Reference Scenario | SDG&E | Res | AppPlug | Res - Multi Family | Fuel Substitution | Incremental Measure Cost | 0 | 10261.54 | 11586.21 | 12992.72 | 14481.61 | 16059.14 | 17734.87 | 19514.62 | 21407.42 | 23421.27 | 25563.58
2023 PG Study Reference Scenario | SDG&E | Res | AppPlug | Res - Single Family | Energy Efficiency | Admin | 0 | 0 | 0 | 0 | 0 | 0 | 0 | 0 | 0 | 0 | 9872.039
2023 PG Study Reference Scenario | SDG&E | Res | AppPlug | Res - Single Family | Energy Efficiency | Incentives | 0 | 0 | 0 | 0 | 0 | 0 | 0 | 0 | 0 | 0 | 104066
2023 PG Study Reference Scenario | SDG&E | Res | AppPlug | Res - Single Family | Energy Efficiency | Incremental Measure Cost | 0 | 0 | 0 | 0 | 0 | 0 | 0 | 0 | 0 | 0 | 411475.5
2023 PG Study Reference Scenario | SDG&E | Res | BROs | Low Income - Multi Family LI | Energy Efficiency | Admin | 596997 | 608860.3 | 621175.7 | 634166.1 | 647056.1 | 661052.3 | 675094.9 | 689059.5 | 702739.3 | 716775.9 | 732100.9
2023 PG Study Reference Scenario | SDG&E | Res | BROs | Low Income - Single Family LI | Energy Efficiency | Admin | 597390 | 607143.6 | 617283.8 | 627997.7 | 638506.6 | 649937.7 | 661312.6 | 672506.6 | 684817.4 | 697435.1 | 711221.4
2023 PG Study Reference Scenario | SDG&E | Res | BROs | Res - Multi Family | Energy Efficiency | Admin | 1286183 | 1310261 | 1335376 | 1361884 | 1388168 | 1416542 | 1444964 | 1473194 | 1500159 | 1527910 | 1558257
2023 PG Study Reference Scenario | SDG&E | Res | BROs | Res - Single Family | Energy Efficiency | Admin | 3008917 | 3058299 | 3109706 | 3164016 | 3217346 | 3275217 | 3332821 | 3389551 | 3450428 | 3512869 | 3581121
2023 PG Study Reference Scenario | SDG&E | Res | BldgEnv | Res - Single Family | Energy Efficiency | Admin | 146.6477 | 174.104 | 176.0948 | 183.5973 | 173.121 | 187.2358 | 146.1762 | 174.2595 | 274.9958 | 0 | 0
2023 PG Study Reference Scenario | SDG&E | Res | BldgEnv | Res - Single Family | Energy Efficiency | Incentives | 0 | 0 | 0 | 0 | 0 | 0 | 0 | 0 | 2362.716 | 0 | 0
2023 PG Study Reference Scenario | SDG&E | Res | BldgEnv | Res - Single Family | Energy Efficiency | Incremental Measure Cost | -25509.6 | -29605.6 | -29242.5 | -29742.2 | -27327.4 | -28763.7 | -21825.6 | -25252.1 | 62932.4 | 0 | 0
2023 PG Study Reference Scenario | SDG&E | Res | BldgEnv | Res - Single Family | Energy Efficiency | Admin | 0 | 0 | 0 | 0 | 0 | 0 | 0 | 0 | 0 | 0 | 13094.45
2023 PG Study Reference Scenario | SDG&E | Res | BldgEnv | Res - Single Family | Energy Efficiency | Incentives | 0 | 0 | 0 | 0 | 0 | 0 | 0 | 0 | 0 | 0 | 60386.39
2023 PG Study Reference Scenario | SDG&E | Res | BldgEnv | Res - Single Family | Energy Efficiency | Incremental Measure Cost | 0 | 0 | 0 | 0 | 0 | 0 | 0 | 0 | 0 | 0 | 120772.8
2023 PG Study Reference Scenario | SDG&E | Res | HVAC | Res - Multi Family | Energy Efficiency | Admin | 257.144 | 298.1194 | 318.009 | 341.9815 | 345.4585 | 372.7026 | 335.4237 | 372.724 | 377.0424 | 388.1667 | 396.7444
2023 PG Study Reference Scenario | SDG&E | Res | HVAC | Res - Multi Family | Energy Efficiency | Incentives | 2700.996 | 3175.631 | 3435.698 | 3747.639 | 3840.377 | 4207.458 | 3841.879 | 4331.729 | 4427.551 | 4558.182 | 4658.909
2023 PG Study Reference Scenario | SDG&E | Res | HVAC | Res - Multi Family | Energy Efficiency | Incremental Measure Cost | 5760.522 | 6811.003 | 7409.734 | 8126.859 | 8373.272 | 9224.026 | 8467.974 | 9599.065 | 9906.193 | 10404.56 | 10849.65
2023 PG Study Reference Scenario | SDG&E | Res | HVAC | Res - Multi Family | Energy Efficiency | Admin | 4197.871 | 4605.891 | 5001.533 | 5380.372 | 5735.966 | 6065.016 | 6364.225 | 6638.755 | 6885.47 | 7106.24 | 7302.65
2023 PG Study Reference Scenario | SDG&E | Res | HVAC | Res - Multi Family | Energy Efficiency | Incentives | 44237.44 | 49205.43 | 54173.72 | 59092.14 | 63885.1 | 68526.15 | 72932.88 | 77170.78 | 80855.02 | 83447.49 | 85753.9
2023 PG Study Reference Scenario | SDG&E | Res | HVAC | Res - Multi Family | Energy Efficiency | Incremental Measure Cost | 94521.66 | 105766.2 | 117133.1 | 128512.8 | 139738 | 150748.7 | 161350.8 | 171681.9 | 181631.1 | 191213.8 | 200439.8
2023 PG Study Reference Scenario | SDG&E | Res | HVAC | Res - Multi Family | Fuel Substitution | Admin | 14.7608 | 17.3589 | 18.7044 | 20.2776 | 20.6546 | 0 | 0 | 0 | 0 | 0 | 0
2023 PG Study Reference Scenario | SDG&E | Res | HVAC | Res - Multi Family | Fuel Substitution | Incentives | 43.769 | 52.5022 | 57.7032 | 63.8075 | 66.2938 | 0 | 0 | 0 | 0 | 0 | 0
2023 PG Study Reference Scenario | SDG&E | Res | HVAC | Res - Multi Family | Fuel Substitution | Incremental Measure Cost | 58.3586 | 70.003 | 76.9375 | 85.0767 | 88.3917 | 0 | 0 | 0 | 0 | 0 | 0
2023 PG Study Reference Scenario | SDG&E | Res | HVAC | Res - Multi Family | Fuel Substitution | Admin | 284.012 | 5022.549 | 5435.467 | 7085.523 | 7535.603 | 0 | 0 | 0 | 0 | 0 | 0
2023 PG Study Reference Scenario | SDG&E | Res | HVAC | Res - Multi Family | Fuel Substitution | Incentives | 1230.684 | 15071.45 | 16635.54 | 22013.79 | 23879.68 | 0 | 0 | 0 | 0 | 0 | 0
2023 PG Study Reference Scenario | SDG&E | Res | HVAC | Res - Multi Family | Fuel Substitution | Incremental Measure Cost | -24057 | -8458.02 | -9246.66 | -4951.4 | -5322.22 | 0 | 0 | 0 | 0 | 0 | 0
2023 PG Study Reference Scenario | SDG&E | Res | HVAC | Res - Single Family | Energy Efficiency | Admin | 4135.126 | 4803.259 | 4746.598 | 4829.848 | 4440.91 | 4644.08 | 3530.741 | 4097.874 | 6295.684 | 5491.31 | 5392.017
2023 PG Study Reference Scenario | SDG&E | Res | HVAC | Res - Single Family | Energy Efficiency | Incentives | 29221.3 | 34265.58 | 34190.39 | 35145.52 | 32665.67 | 34790.63 | 26782.26 | 31499.77 | 64625.83 | 57245.69 | 57084.3
2023 PG Study Reference Scenario | SDG&E | Res | HVAC | Res - Single Family | Energy Efficiency | Incremental Measure Cost | -36102.9 | -46871.4 | -50853.7 | -55943.1 | -54859.6 | -60364.2 | -47871.1 | -57383.6 | 134055.5 | 118333.8 | 118614.3
2023 PG Study Reference Scenario | SDG&E | Res | HVAC | Res - Single Family | Energy Efficiency | Admin | 17230.24 | 18848.04 | 20406.12 | 21885.31 | 23216.04 | 24254.88 | 25366.61 | 26374.05 | 27094.89 | 27747.8 | 28337.29
2023 PG Study Reference Scenario | SDG&E | Res | HVAC | Res - Single Family | Energy Efficiency | Incentives | 317.1416 | 403.0237 | 436.1191 | 467.7226 | 0 | 0 | 0 | 0 | 318171.1 | 325838.1 | 332760.4
2023 PG Study Reference Scenario | SDG&E | Res | HVAC | Res - Single Family | Energy Efficiency | Incremental Measure Cost | -2509053 | -2735458 | -2951280 | -3154144 | -3341899 | -3507429 | -3655662 | -3787699 | 714041.4 | 745938.3 | 777084.4
2023 PG Study Reference Scenario | SDG&E | Res | HVAC | Res - Single Family | Fuel Substitution | Admin | 3505.748 | 4329.219 | 31088.78 | 33702.7 | 36260.24 | 0 | 0 | 0 | 0 | 0 | 0
2023 PG Study Reference Scenario | SDG&E | Res | HVAC | Res - Single Family | Fuel Substitution | Incentives | 7347.471 | 9619.115 | 96324.37 | 109012.2 | 122175.3 | 0 | 0 | 0 | 0 | 0 | 0
2023 PG Study Reference Scenario | SDG&E | Res | HVAC | Res - Single Family | Fuel Substitution | Incremental Measure Cost | -129051 | -509718 | -423229 | -431753 | -435757 | 0 | 0 | 0 | 0 | 0 | 0
2023 PG Study Reference Scenario | SDG&E | Res | Lighting | Res - Multi Family | Energy Efficiency | Admin | 199.4934 | 129.8057 | 129.2479 | 130.5058 | 124.6519 | 128.0165 | 110.4762 | 117.7977 | 115.3576 | 115.4171 | 66.0581
2023 PG Study Reference Scenario | SDG&E | Res | Lighting | Res - Multi Family | Energy Efficiency | Incentives | 5515.287 | 3588.669 | 3573.248 | 3608.024 | 3446.184 | 3539.203 | 3054.276 | 3256.689 | 3189.23 | 3190.875 | 1826.272
2023 PG Study Reference Scenario | SDG&E | Res | Lighting | Res - Multi Family | Energy Efficiency | Incremental Measure Cost | 8611.467 | 5640.451 | 5728.278 | 5899.338 | 5747.088 | 6019.977 | 5298.85 | 5762.827 | 5756.159 | 5874.159 | 3737.442
2023 PG Study Reference Scenario | SDG&E | Res | Lighting | Res - Multi Family | Energy Efficiency | Admin | 956.283 | 977.8121 | 996.0402 | 1011.783 | 1025.174 | 1037.257 | 1047.073 | 1056.48 | 1065.094 | 597.7734 | 602.437
2023 PG Study Reference Scenario | SDG&E | Res | Lighting | Res - Multi Family | Energy Efficiency | Incentives | 26437.84 | 27033.04 | 27536.99 | 27972.23 | 28342.42 | 28676.48 | 28947.85 | 29207.93 | 29446.08 | 16526.32 | 16655.25
2023 PG Study Reference Scenario | SDG&E | Res | Lighting | Res - Multi Family | Energy Efficiency | Incremental Measure Cost | 39936.63 | 41675.79 | 43326.49 | 44917.65 | 46449.3 | 47964.71 | 49414.74 | 50884.48 | 52354.15 | 32565.67 | 33501.86
2023 PG Study Reference Scenario | SDG&E | Res | Lighting | Res - Single Family | Energy Efficiency | Admin | 475.0881 | 535.2828 | 364.0989 | 363.2357 | 329.0396 | 340.6236 | 258.2019 | 293.2726 | 441.9724 | 388.9361 | 380.5826
2023 PG Study Reference Scenario | SDG&E | Res | Lighting | Res - Single Family | Energy Efficiency | Incentives | 13134.5 | 14798.67 | 10066.05 | 10042.18 | 9096.781 | 9417.037 | 7138.37 | 8107.95 | 12218.97 | 10752.71 | 10521.76
2023 PG Study Reference Scenario | SDG&E | Res | Lighting | Res - Single Family | Energy Efficiency | Incremental Measure Cost | 19966.29 | 22945.95 | 16601.51 | 16895.4 | 15612.17 | 16485.94 | 12747.2 | 14768.51 | 22702.09 | 20377.52 | 20338.62
2023 PG Study Reference Scenario | SDG&E | Res | Lighting | Res - Single Family | Energy Efficiency | Admin | 5975.389 | 4193.731 | 4256.763 | 4310.211 | 4354.227 | 4393.459 | 4423.298 | 4452.247 | 4488.251 | 4519.287 | 4548.623
2023 PG Study Reference Scenario | SDG&E | Res | Lighting | Res - Single Family | Energy Efficiency | Incentives | 165198.3 | 115941.8 | 117684.4 | 119162.1 | 120379 | 121463.6 | 122288.5 | 123088.9 | 124084.3 | 124942.3 | 125753.3
2023 PG Study Reference Scenario | SDG&E | Res | Lighting | Res - Single Family | Energy Efficiency | Incremental Measure Cost | 245804.4 | 182570.4 | 189187.5 | 195565.5 | 201686.2 | 207749.3 | 213514.8 | 219385 | 225767.2 | 232055.6 | 238412.3
2023 PG Study Reference Scenario | SDG&E | Res | WaterHeat | Res - Multi Family | Energy Efficiency | Admin | 30774.21 | 32575.28 | 32089.78 | 45992.47 | 43894.63 | 35968.23 | 31188.94 | 33132.29 | 32509.33 | 32542.46 | 32508.71
2023 PG Study Reference Scenario | SDG&E | Res | WaterHeat | Res - Multi Family | Energy Efficiency | Incentives | 69799.84 | 74456.44 | 73738.65 | 128895.3 | 123649.6 | 118626 | 102977.6 | 109656.3 | 107740.7 | 108022.6 | 108075.4
2023 PG Study Reference Scenario | SDG&E | Res | WaterHeat | Res - Multi Family | Energy Efficiency | Incremental Measure Cost | 434499.3 | 471725.5 | 474855.9 | 1000037 | 977804.9 | 1007927 | 891816.5 | 967226.1 | 968036.8 | 988448.2 | 1007075
2023 PG Study Reference Scenario | SDG&E | Res | WaterHeat | Res - Multi Family | Energy Efficiency | Admin | 199471.7 | 182516.1 | 163923.4 | 144566.8 | 125310.3 | 107065.9 | 90389.57 | 75342.89 | 62121.66 | 50747.94 | 41125.86
2023 PG Study Reference Scenario | SDG&E | Res | WaterHeat | Res - Multi Family | Energy Efficiency | Incentives | 371302.6 | 340211.3 | 307495.4 | 273925.5 | 240462.7 | 208757.5 | 179677.2 | 152735 | 128454.5 | 106778.8 | 88099.43
2023 PG Study Reference Scenario | SDG&E | Res | WaterHeat | Res - Multi Family | Energy Efficiency | Incremental Measure Cost | 795386.4 | 718733.9 | 642626.8 | 567856 | 495522.2 | 429264.1 | 370408.2 | 315858.8 | 266699.7 | 223368.2 | 185826.4
2023 PG Study Reference Scenario | SDG&E | Res | WaterHeat | Res - Multi Family | Energy Efficiency | Admin | 234199.7 | 232921.3 | 230981.4 | 229186.4 | 227535.4 | 149099.3 | 149879.4 | 150707.7 | 151506.8 | 152302 | 153092.4
2023 PG Study Reference Scenario | SDG&E | Res | WaterHeat | Res - Multi Family | Energy Efficiency | Incentives | 643575.5 | 649173.5 | 653021.3 | 656354.9 | 659274.7 | 588188.5 | 591266.2 | 594533.7 | 597686 | 600822.9 | 603941.2
2023 PG Study Reference Scenario | SDG&E | Res | WaterHeat | Res - Multi Family | Energy Efficiency | Incremental Measure Cost | 3783259 | 3897181 | 4004244 | 4109645 | 4213917 | 4172290 | 4278005 | 4387682 | 4499168 | 4613240 | 4729929
2023 PG Study Reference Scenario | SDG&E | Res | WaterHeat | Res - Multi Family | Fuel Substitution | Incremental Measure Cost | -2.0524 | -2.2781 | -2.3295 | -2.4091 | -2.3514 | 0 | 0 | 0 | 0 | 0 | 0
2023 PG Study Reference Scenario | SDG&E | Res | WaterHeat | Res - Multi Family | Fuel Substitution | Admin | 9286.92 | 9665.193 | 9945.869 | 10166.99 | 10351.91 | 0 | 0 | 0 | 0 | 0 | 0
2023 PG Study Reference Scenario | SDG&E | Res | WaterHeat | Res - Multi Family | Fuel Substitution | Incentives | 54921 | 57158.03 | 58813.23 | 60109.12 | 61189.99 | 0 | 0 | 0 | 0 | 0 | 0
2023 PG Study Reference Scenario | SDG&E | Res | WaterHeat | Res - Multi Family | Fuel Substitution | Incremental Measure Cost | 116370.8 | 120339.8 | 122958.1 | 124708.9 | 125884.9 | 0 | 0 | 0 | 0 | 0 | 0
2023 PG Study Reference Scenario | SDG&E | Res | WaterHeat | Res - Single Family | Energy Efficiency | Admin | 63811.84 | 70978.57 | 68069.87 | 100408.6 | 91220.65 | 55775.47 | 43530.18 | 48622.2 | 72086.78 | 65841.98 | 64968.37
2023 PG Study Reference Scenario | SDG&E | Res | WaterHeat | Res - Single Family | Energy Efficiency | Incentives | 40806.84 | 45841.88 | 44644.68 | 175124.6 | 161605.8 | 168303.8 | 131651.1 | 147626.3 | 219665 | 200858.3 | 198654.9
2023 PG Study Reference Scenario | SDG&E | Res | WaterHeat | Res - Single Family | Energy Efficiency | Incremental Measure Cost | -23340.1 | -19537.3 | -10597.4 | 1223175 | 1162680 | 1408204 | 1124889 | 1283767 | 2010079 | 1871737 | 1884114
2023 PG Study Reference Scenario | SDG&E | Res | WaterHeat | Res - Single Family | Energy Efficiency | Admin | 230269 | 202323 | 175606.5 | 599309.6 | 563251.4 | 524829.8 | 484893.3 | 444753.1 | 404837.6 | 365650.4 | 327868.1
2023 PG Study Reference Scenario | SDG&E | Res | WaterHeat | Res - Single Family | Energy Efficiency | Incentives | 388023.9 | 327970 | 278144.3 | 1925630 | 1873582 | 1806686 | 1705142 | 1585730 | 1461121 | 1333779 | 1207043
2023 PG Study Reference Scenario | SDG&E | Res | WaterHeat | Res - Single Family | Energy Efficiency | Incremental Measure Cost | 1095242 | 911503.4 | 764675.7 | 4025769 | 3897419 | 3745829 | 3570366 | 3380556 | 3174629 | 2954237 | 2726016
2023 PG Study Reference Scenario | SDG&E | Res | WaterHeat | Res - Single Family | Energy Efficiency | Admin | 712964.4 | 703615.8 | 692995.8 | 682470.3 | 666640.8 | 102198.9 | 102454.1 | 102748.1 | 103003.1 | 103178.9 | 103402.2
2023 PG Study Reference Scenario | SDG&E | Res | WaterHeat | Res - Single Family | Energy Efficiency | Incentives | 391257.1 | 395129.2 | 397868.8 | 400006.3 | 401638.7 | 403168.9 | 404175.8 | 405335.7 | 406341.7 | 407035.2 | 407915.9
2023 PG Study Reference Scenario | SDG&E | Res | WaterHeat | Res - Single Family | Energy Efficiency | Incremental Measure Cost | -1423709 | -1296858 | -1168067 | -1041229 | -892503 | 1631067 | 1691390 | 1753783 | 3000614 | 3065850 | 3133933
2023 PG Study Reference Scenario | SDG&E | Res | WaterHeat | Res - Single Family | Fuel Substitution | Incremental Measure Cost | -7.4412 | -8.7335 | -8.6891 | -8.8868 | -8.2131 | 0 | 0 | 0 | 0 | 0 | 0
2023 PG Study Reference Scenario | SDG&E | Res | WaterHeat | Res - Single Family | Fuel Substitution | Admin | 382.7993 | 390.8857 | 396.711 | 400.8602 | 350.9938 | 96.3045 | 118.4287 | 150.8727 | 0 | 0 | 223.7889
2023 PG Study Reference Scenario | SDG&E | Res | WaterHeat | Res - Single Family | Fuel Substitution | Incentives | 797.1525 | 743.0633 | 678.3858 | 605.0082 | 526.4908 | 569.8739 | 700.7919 | 725.9329 | 0 | 0 | 1324.252
2023 PG Study Reference Scenario | SDG&E | Res | WaterHeat | Res - Single Family | Fuel Substitution | Incremental Measure Cost | 920.5572 | 842.0095 | 749.9781 | 646.7733 | 536.5603 | 914.7155 | 946.6557 | 967.9106 | 0 | 0 | 5518.942
2023 PG Study Reference Scenario | SDG&E | Res | WholeBlg | Res - Multi Family | Energy Efficiency | Admin | 3218.51 | 3619.538 | 3966.621 | 4347.902 | 4513.443 | 4934.278 | 4655.06 | 5101.737 | 5329.729 | 5620.482 | 5903.747
2023 PG Study Reference Scenario | SDG&E | Res | WholeBlg | Res - Multi Family | Energy Efficiency | Incentives | 17858.89 | 20084.11 | 22010.01 | 24125.66 | 25044.22 | 27379.35 | 25830.03 | 28308.55 | 29573.63 | 31186.96 | 32758.74
2023 PG Study Reference Scenario | SDG&E | Res | WholeBlg | Res - Multi Family | Energy Efficiency | Incremental Measure Cost | 58939.65 | 67609.51 | 75574.59 | 84495.72 | 89466.96 | 99764.89 | 96001.7 | 107317.5 | 114355.4 | 123005.5 | 131788.6
2023 PG Study Reference Scenario | SDG&E | Res | WholeBlg | Res - Single Family | Energy Efficiency | Admin | 44422.51 | 51172.09 | 55965.64 | 61940.96 | 63467.62 | 70818.87 | 63789.47 | 72720.77 | 109875.4 | 117710.3 | 125678.1
2023 PG Study Reference Scenario | SDG&E | Res | WholeBlg | Res - Single Family | Energy Efficiency | Incentives | 176216.7 | 207049.3 | 230973.9 | 260746.2 | 272514.8 | 310158.5 | 284957.7 | 331348.3 | 510649.8 | 557999.9 | 607681.1
2023 PG Study Reference Scenario | SDG&E | Res | WholeBlg | Res - Single Family | Energy Efficiency | Incremental Measure Cost | 352433.4 | 414098.6 | 461947.7 | 521492.4 | 545029.5 | 620317 | 569915.4 | 662696.6 | 1021300 | 1116000 | 1215362
Scenario 1: Reference | PG&E | Com | AppPlug | Com - Health | Energy Efficiency | Admin | 2982020.7709 | 3168559.656 | 3319817.2796 | 3403790.3678 | 2756276.4412 | 2690252.0053 | 5603540.3988 | 3597396.3893 | 3611246.5743 | 3592391.3128 | 3540292.0732 | 3509794.2138 | 3459121.865
Scenario 1: Reference | PG&E | Com | AppPlug | Com - Health | Energy Efficiency | Incentives | 846.511 | 899.4641 | 942.4019 | 966.2395 | 782.4286 | 763.6862 | 1590.686 | 1021.1987 | 1025.1304 | 1019.7779 | 1004.9884 | 996.3309 | 981.9465
Scenario 1: Reference | PG&E | Com | AppPlug | Com - Health | Energy Efficiency | Incremental Measure Cost | 1316832.0856 | 1428333.0621 | 1526858.1257 | 1595773.1483 | 1319882.1028 | 1291571.1741 | 2839834.7761 | 1823836.3647 | 1866437.5228 | 1892391.7815 | 1900392.7877 | 1921060.427 | 1930546.9733
Scenario 1: Reference | PG&E | Com | AppPlug | Com - Lodging | Energy Efficiency | Admin | 2301079.4979 | 2456862.1469 | 2530720.5344 | 2582055.6208 | 2638530.062 | 2673990.4413 | 2699438.4865 | 2711756.0734 | 2711187.0801 | 2701296.458 | 1025893.3606 | 1533588.4586 | 7077504.3884
Scenario 1: Reference | PG&E | Com | AppPlug | Com - Lodging | Energy Efficiency | Incentives | 653.2111 | 697.4334 | 718.3997 | 732.9723 | 749.0038 | 759.07 | 766.294 | 769.7906 | 769.629 | 766.8214 | 291.222 | 435.3422 | 2009.1026
Scenario 1: Reference | PG&E | Com | AppPlug | Com - Lodging | Energy Efficiency | Incremental Measure Cost | 1123444.4433 | 1221532.0932 | 1283304.1457 | 1335758.3596 | 1392108.6648 | 1439128.4713 | 1481903.249 | 1518443.8489 | 1548442.6077 | 1573426.5947 | 584318.007 | 955539.8345 | 4223564.7108
Scenario 1: Reference | PG&E | Com | AppPlug | Com - Other | Energy Efficiency | Admin | 7118.8711 | 7972.443 | 8898.8968 | 9792.7423 | 10585.3683 | 11551.3134 | 12542.1631 | 13419.3712 | 14096.3793 | 14824.0786 | 15532.4258 | 16195.2716 | 16840.5568
Scenario 1: Reference | PG&E | Com | AppPlug | Com - Other | Energy Efficiency | Incentives | 2.0208 | 2.2632 | 2.5261 | 2.7799 | 3.0049 | 3.2791 | 3.5604 | 3.8094 | 4.0016 | 4.2081 | 4.4092 | 4.5974 | 4.7806
Scenario 1: Reference | PG&E | Com | AppPlug | Com - Other | Energy Efficiency | Incremental Measure Cost | 2209.6166 | 2524.0468 | 2873.7059 | 3225.601 | 3556.4153 | 3958.5673 | 4384.0882 | 4784.5288 | 5126.4268 | 5498.8904 | 5876.8798 | 6250.229 | 6629.2487
Scenario 1: Reference | PG&E | Com | BldgEnv | Com - College | Energy Efficiency | Admin | 230.4354 | 232.4246 | 253.8975 | 278.4663 | 289.5021 | 297.891 | 310.1426 | 317.0753 | 329.7944 | 338.7019 | 343.7394 | 341.5752 | 342.8455
Scenario 1: Reference | PG&E | Com | BldgEnv | Com - College | Energy Efficiency | Incremental Measure Cost | 491.5765 | 488.6192 | 555.5857 | 634.9972 | 674.7574 | 710.6249 | 754.8733 | 788.7005 | 834.0267 | 870.7043 | 897.7925 | 907.3142 | 922.4102
Scenario 1: Reference | PG&E | Com | BldgEnv | Com - Grocery | Energy Efficiency | Admin | 423.9714 | 434.1176 | 417.8956 | 420.5317 | 438.1543 | 460.6629 | 481.1365 | 500.9133 | 515.2853 | 529.7918 | 544.2469 | 557.2521 | 570.8468
Scenario 1: Reference | PG&E | Com | BldgEnv | Com - Grocery | Energy Efficiency | Incremental Measure Cost | 1278.0871 | 1292.968 | 1316.523 | 1355.8207 | 1388.0018 | 1431.9756 | 1474.5145 | 1518.1659 | 1553.0753 | 1590.3557 | 1629.6449 | 1667.8642 | 1709.4373
Scenario 1: Reference | PG&E | Com | BldgEnv | Com - Health | Energy Efficiency | Admin | 59639.1806 | 61821.3241 | 61827.219 | 59395.8469 | 54699.36 | 48498.4677 | 41022.3699 | 33056.0629 | 25182.4694 | 17844.7456 | 11324.6072 | 5839.3379 | 1853.7494
Scenario 1: Reference | PG&E | Com | BldgEnv | Com - Health | Energy Efficiency | Incremental Measure Cost | 153191.0904 | 161867.1162 | 164890.156 | 161491.6676 | 151665.0944 | 136785.2417 | 117718.0575 | 96379.6269 | 74442.5022 | 53282.892 | 33858.9175 | 16780.6388 | 3521.6351
Scenario 1: Reference | PG&E | Com | BldgEnv | Com - Lodging | Energy Efficiency | Admin | 78456.3764 | 74317.7951 | 67151.4897 | 57643.4842 | 46788.6207 | 35514.1066 | 24703.8816 | 14955.3262 | 6593.5869 | 2521.3419 | 2567.5187 | 2614.1746 | 2654.9644
Scenario 1: Reference | PG&E | Com | BldgEnv | Com - Lodging | Energy Efficiency | Incremental Measure Cost | 117068.0017 | 112942.3916 | 103858.133 | 90637.6363 | 74607.3434 | 57231.1749 | 39909.3557 | 23708.9196 | 9298.0703 | 1729.345 | 1765.2378 | 1803.12 | 1839.9234
Scenario 1: Reference | PG&E | Com | BldgEnv | Com - Office (Large) | Energy Efficiency | Admin | 3128.3432 | 3243.55 | 3377.6405 | 3471.2832 | 3644.3882 | 3717.3425 | 3799.2202 | 3833.9677 | 3770.134 | 3790.8682 | 3793.7778 | 3793.0593 | 3791.1852
Scenario 1: Reference | PG&E | Com | BldgEnv | Com - Office (Large) | Energy Efficiency | Incremental Measure Cost | 8112.4126 | 8351.7257 | 8639.6063 | 8866.1364 | 10024.5663 | 10213.6907 | 10432.1087 | 10566.8308 | 9828.5468 | 9967.7267 | 10075.1313 | 10179.7603 | 10286.6783
Scenario 1: Reference | PG&E | Com | BldgEnv | Com - Office (Small) | Energy Efficiency | Admin | 585.9357 | 615.4389 | 646.3695 | 84.164 | 6788.2617 | 664.1745 | 686.1704 | 705.8611 | 721.6204 | 736.9192 | 751.218 | 764.4217 | 776.9596
Scenario 1: Reference | PG&E | Com | BldgEnv | Com - Office (Small) | Energy Efficiency | Incremental Measure Cost | 2041.2697 | 2084.0772 | 2133.2855 | 1069.0725 | 13925.5716 | 2156.3169 | 2199.7556 | 2241.6413 | 2278.3137 | 2316.6761 | 2355.5156 | 2394.4928 | 2434.4412
Scenario 1: Reference | PG&E | Com | BldgEnv | Com - Other | Energy Efficiency | Admin | 551.0781 | 575.3596 | 602.3129 | 670.6318 | 686.006 | 709.5596 | 734.4464 | 753.5983 | 726.5429 | 740.9483 | 755.2176 | 767.3564 | 780.3877
Scenario 1: Reference | PG&E | Com | BldgEnv | Com - Other | Energy Efficiency | Incremental Measure Cost | 2451.4221 | 2468.7228 | 2494.8531 | 3078.5401 | 3076.9029 | 3094.7239 | 3119.2866 | 3136.4129 | 2654.7548 | 2680.0057 | 2707.8808 | 2733.9422 | 2764.7044
Scenario 1: Reference | PG&E | Com | BldgEnv | Com - Refrig. Warehouse | Energy Efficiency | Admin | 195.1327 | 205.4162 | 213.8775 | 220.3572 | 224.7519 | 227.4134 | 227.1168 | 225.6166 | 221.9068 | 218.3374 | 214.4563 | 211.2445 | 208.8004
Scenario 1: Reference | PG&E | Com | BldgEnv | Com - Refrig. Warehouse | Energy Efficiency | Incremental Measure Cost | 362.6082 | 383.564 | 403.7016 | 422.8331 | 440.6668 | 457.557 | 470.5416 | 482.3362 | 490.148 | 498.1222 | 504.8684 | 512.2165 | 520.3693
Scenario 1: Reference | PG&E | Com | BldgEnv | Com - Restaurant | Energy Efficiency | Admin | 206.6377 | 178.2445 | 186.0942 | 193.2822 | 199.8192 | 205.5351 | 212.1693 | 217.7073 | 222.2972 | 227.1037 | 231.2863 | 20.7386 | 2422.2082
Scenario 1: Reference | PG&E | Com | BldgEnv | Com - Restaurant | Energy Efficiency | Incremental Measure Cost | 668.7632 | 668.6997 | 678.922 | 688.9673 | 698.7539 | 707.8935 | 719.7794 | 730.4299 | 740.0179 | 750.9029 | 761.2952 | 297.9643 | 5697.5071
Scenario 1: Reference | PG&E | Com | BldgEnv | Com - Retail | Energy Efficiency | Admin | 21670.5611 | 21936.7211 | 1019.5478 | 18193.6329 | 26198.7678 | 15636.0552 | 13378.2062 | 10837.067 | 1380.9926 | 1400.6905 | 1422.4134 | 1440.693 | 1449.2007
Scenario 1: Reference | PG&E | Com | BldgEnv | Com - Retail | Energy Efficiency | Incremental Measure Cost | 114036.5983 | 117526.2558 | 3010.9305 | 103910.7002 | 115749.9758 | 89322.1625 | 76795.8149 | 62432.091 | 3587.4212 | 3641.8088 | 3705.2251 | 3770.7791 | 3877.8137
Scenario 1: Reference | PG&E | Com | BldgEnv | Com - School | Energy Efficiency | Admin | 874.1362 | 914.4474 | 951.5647 | 982.1253 | 1001.1886 | 1023.1697 | 1038.9789 | 1055.5444 | 1068.7678 | 1081.5949 | 1092.9015 | 1107.3836 | 1116.1318
Scenario 1: Reference | PG&E | Com | BldgEnv | Com - School | Energy Efficiency | Incremental Measure Cost | 2400.6112 | 2477.9724 | 2554.0142 | 2621.9738 | 2671.5954 | 2729.886 | 2779.0624 | 2832.5878 | 2882.0324 | 2933.2589 | 2983.7975 | 3043.8331 | 3093.7348
Scenario 1: Reference | PG&E | Com | BldgEnv | Com - Warehouse | Energy Efficiency | Admin | 207026.2795 | 203334.8924 | 191302.9992 | 171971.5562 | 147215.2618 | 119509.6871 | 90972.7284 | 63742.2386 | 39054.806 | 17815.1322 | 8336.4697 | 8427.7017 | 8522.8865
Scenario 1: Reference | PG&E | Com | BldgEnv | Com - Warehouse | Energy Efficiency | Incremental Measure Cost | 310151.0873 | 310293.8849 | 297219.3377 | 271808.4533 | 236424.2168 | 194477.7842 | 149508.9405 | 104870.2623 | 62977.8823 | 25440.9982 | 6836.6002 | 6893.8951 | 6959.3972
Scenario 1: Reference | PG&E | Com | ComRefrig | Com - College | Energy Efficiency | Admin | 205.3142 | 131.4519 | 76.5802 | 39.773 | 22.0872 | 13.9845 | 9.5319 | 167.8912 | 188.7382 | 189.6185 | 395.6709 | 422.7059 | 424.6219
Scenario 1: Reference | PG&E | Com | ComRefrig | Com - College | Energy Efficiency | Incentives | 0.092897 | 0.059477 | 0.03465 | 0.017996 | 0.0099937 | 0.0063275 | 0.0043128 | 0.075965 | 0.085397 | 0.085795 | 0.17903 | 0.19126 | 0.19213
Scenario 1: Reference | PG&E | Com | ComRefrig | Com - College | Energy Efficiency | Incremental Measure Cost | 892.6324 | 577.2656 | 339.085 | 176.6954 | 100.0199 | 66.2467 | 47.3862 | 1337.9994 | 1539.4655 | 1579.4072 | 3407.8412 | 3717.7898 | 3810.9439
Scenario 1: Reference | PG&E | Com | ComRefrig | Com - Grocery | Energy Efficiency | Admin | 153927.4207 | 76754.2874 | 37289.6668 | 20720.3515 | 12450.0461 | 11654.9446 | 10910.6686 | 202932.0452 | 232425.1484 | 233419.7224 | 482425.8393 | 522790.4759 | 525876.9554
Scenario 1: Reference | PG&E | Com | ComRefrig | Com - Grocery | Energy Efficiency | Incentives | 69.6466 | 34.7285 | 16.8722 | 9.3752 | 5.6332 | 5.2734 | 4.9367 | 91.8194 | 105.1639 | 105.6139 | 218.2801 | 236.5437 | 237.9402
Scenario 1: Reference | PG&E | Com | ComRefrig | Com - Grocery | Energy Efficiency | Incremental Measure Cost | 658682.2974 | 327702.1664 | 160380.2132 | 93514.2231 | 59517.4916 | 56839.3743 | 54281.9876 | 1619043.6486 | 1898103.1469 | 1946428.0067 | 4156650.7428 | 4600195.9594 | 4721778.9729
Scenario 1: Reference | PG&E | Com | ComRefrig | Com - Health | Energy Efficiency | Admin | 0 | 0 | 0 | 0 | 0 | 0 | 0 | 0 | 0 | 0 | 0 | 0 | 0
Scenario 1: Reference | PG&E | Com | ComRefrig | Com - Health | Energy Efficiency | Incentives | 0 | 0 | 0 | 0 | 0 | 0 | 0 | 0 | 0 | 0 | 0 | 0 | 0
Scenario 1: Reference | PG&E | Com | ComRefrig | Com - Health | Energy Efficiency | Incremental Measure Cost | 0 | 0 | 0 | 0 | 0 | 0 | 0 | 0 | 0 | 0 | 0 | 0 | 0
Scenario 1: Reference | PG&E | Com | ComRefrig | Com - Refrig. Warehouse | Energy Efficiency | Admin | 442.686 | 271.6285 | 150.0444 | 71.4875 | 43.7696 | 27.1153 | 22.4756 | 440.6056 | 522.47 | 526.679 | 1080.4055 | 1189.2236 | 1199.7823
Scenario 1: Reference | PG&E | Com | ComRefrig | Com - Refrig. Warehouse | Energy Efficiency | Incentives | 0.2003 | 0.1229 | 0.06789 | 0.032346 | 0.019804 | 0.012269 | 0.010169 | 0.19936 | 0.2364 | 0.2383 | 0.48884 | 0.53808 | 0.54286
Scenario 1: Reference | PG&E | Com | ComRefrig | Com - Refrig. Warehouse | Energy Efficiency | Incremental Measure Cost | 1920.6963 | 1189.9561 | 662.0024 | 314.9927 | 200.2303 | 130.6024 | 111.7522 | 3518.6746 | 4272.3014 | 4397.3762 | 9313.2951 | 10469.9499 | 10778.2026
Scenario 1: Reference | PG&E | Com | ComRefrig | Com - Restaurant | Energy Efficiency | Admin | 5436.8829 | 2785.8186 | 1352.3347 | 771.2273 | 431.9037 | 404.3204 | 378.5003 | 6890.7469 | 7675.7362 | 7686.1691 | 16046.2985 | 13764.185 | 35262.5181
Scenario 1: Reference | PG&E | Com | ComRefrig | Com - Restaurant | Energy Efficiency | Incentives | 2.46 | 1.2605 | 0.61188 | 0.34895 | 0.19542 | 0.18294 | 0.17126 | 3.1178 | 3.473 | 3.4777 | 7.2604 | 6.2278 | 15.955
Scenario 1: Reference | PG&E | Com | ComRefrig | Com - Restaurant | Energy Efficiency | Incremental Measure Cost | 23277.3826 | 11913.0364 | 5805.6267 | 3464.3362 | 2064.6297 | 1971.7249 | 1883.0085 | 54953.118 | 62634.2713 | 64042.8111 | 138226.9197 | 120895.4751 | 317430.1157
Scenario 1: Reference | PG&E | Com | ComRefrig | Com - Retail | Energy Efficiency | Admin | 70961.3149 | 36384.4817 | 6228.7059 | 13295.574 | 7493.3183 | 5147.3538 | 4818.6794 | 87139.1023 | 98319.1182 | 98713.9416 | 205387.0518 | 220934.5644 | 222208.8835
Scenario 1: Reference | PG&E | Com | ComRefrig | Com - Retail | Energy Efficiency | Incentives | 32.1074 | 16.4627 | 2.8183 | 6.0158 | 3.3905 | 2.329 | 2.1803 | 39.4273 | 44.4858 | 44.6645 | 92.9302 | 99.9649 | 100.5414
Scenario 1: Reference | PG&E | Com | ComRefrig | Com - Retail | Energy Efficiency | Incremental Measure Cost | 304155.2297 | 156003.0886 | 28639.5919 | 58726.9822 | 34844.0475 | 25108.5524 | 23978.9864 | 694840.6895 | 802373.7939 | 822621.6883 | 1769273.3872 | 1943579.7073 | 1994713.1303
Scenario 1: Reference | PG&E | Com | ComRefrig | Com - School | Energy Efficiency | Admin | 18.0529 | 16.2979 | 15.2579 | 14.2842 | 13.3728 | 12.5196 | 11.7209 | 324.0281 | 402.5807 | 403.9963 | 810.3914 | 911.0558 | 915.4481
Scenario 1: Reference | PG&E | Com | ComRefrig | Com - School | Energy Efficiency | Incentives | 0.0081683 | 0.0073742 | 0.0069036 | 0.0064631 | 0.0060507 | 0.0056647 | 0.0053033 | 0.14661 | 0.18215 | 0.18279 | 0.36667 | 0.41222 | 0.41421
Scenario 1: Reference | PG&E | Com | ComRefrig | Com - School | Energy Efficiency | Incremental Measure Cost | 79.5633 | 73.5504 | 70.2443 | 67.0871 | 64.072 | 61.1927 | 58.443 | 2601.6131 | 3307.4013 | 3387.6092 | 6998.0335 | 8034.3365 | 8236.5091
Scenario 1: Reference | PG&E | Com | FoodServ | Com - College | Energy Efficiency | Admin | 127511.8797 | 130081.0115 | 130347.8359 | 141066.8804 | 135722.9714 | 137074.2283 | 141342.6377 | 142747.8989 | 144373.1946 | 145743.4596 | 147824.2219 | 148968.4568 | 150154.6181
Scenario 1: Reference | PG&E | Com | FoodServ | Com - College | Energy Efficiency | Incentives | 15734.1692 | 16051.1791 | 16084.0948 | 17406.7752 | 16747.3478 | 16914.0802 | 17440.6905 | 17614.0755 | 17814.62 | 17983.6959 | 18240.4458 | 18381.6346 | 18527.9952
Scenario 1: Reference | PG&E | Com | FoodServ | Com - College | Energy Efficiency | Incremental Measure Cost | 267120.4555 | 276929.5748 | 282723.0109 | 308983.8411 | 304560.7946 | 313391.9606 | 344670.9897 | 356853.741 | 367875.4744 | 378650.116 | 395563.2676 | 408654.3257 | 420697.3251
Scenario 1: Reference | PG&E | Com | FoodServ | Com - College | Fuel Substitution | Admin | 307.4303 | 345.25 | 383.7323 | 422.5786 | 461.4642 | 500.5023 | 539.5421 | 591.6907 | 649.5826 | 716.0218 | 793.0043 | 878.7262 | 974.7414
Scenario 1: Reference | PG&E | Com | FoodServ | Com - College | Fuel Substitution | Incentives | 56.0636 | 62.8132 | 69.6527 | 76.5282 | 83.3812 | 90.2316 | 97.0524 | 106.1544 | 116.2376 | 127.7961 | 141.1807 | 156.0724 | 172.7433
Scenario 1: Reference | PG&E | Com | FoodServ | Com - College | Fuel Substitution | Incremental Measure Cost | 728.8612 | 833.2782 | 942.8419 | 1056.9711 | 1174.9656 | 1297.2117 | 1423.4114 | 1589.7908 | 1777.8879 | 1996.8278 | 2254.0541 | 2546.17 | 2879.6535
Scenario 1: Reference | PG&E | Com | FoodServ | Com - Grocery | Energy Efficiency | Admin | 907813.4904 | 929593.4105 | 950274.55 | 968871.4625 | 983997.9547 | 999966.3119 | 1024138.8933 | 1038713.3458 | 1049461.5814 | 1060013.9169 | 1088193.166 | 1108705.5654 | 1122303.2432
Scenario 1: Reference | PG&E | Com | FoodServ | Com - Grocery | Energy Efficiency | Incentives | 112019.0687 | 114706.5771 | 117258.4982 | 119553.2344 | 121419.7387 | 123390.1205 | 126372.5491 | 128170.8796 | 129497.1224 | 130799.1917 | 134276.3575 | 136807.4644 | 138485.3202
Scenario 1: Reference | PG&E | Com | FoodServ | Com - Grocery | Energy Efficiency | Incremental Measure Cost | 1484416.766 | 1544156.8154 | 1604899.6449 | 1664942.0736 | 1721761.4309 | 1782447.727 | 1923706.5166 | 1998022.8937 | 2058158.251 | 2119830.5783 | 2302170.8588 | 2439931.6755 | 2531942.4998
Scenario 1: Reference | PG&E | Com | FoodServ | Com - Grocery | Fuel Substitution | Admin | 3007.5315 | 3373.0862 | 3743.0367 | 4113.9422 | 4481.6145 | 4845.6918 | 5206.6482 | 5607.8007 | 6026.3877 | 6469.9928 | 6944.8153 | 7449.2708 | 7990.5269
Scenario 1: Reference | PG&E | Com | FoodServ | Com - Grocery | Fuel Substitution | Incentives | 536.8342 | 601.5455 | 666.9337 | 732.3887 | 797.1686 | 861.211 | 924.5992 | 994.9717 | 1068.3139 | 1145.9635 | 1229.0117 | 1317.1785 | 1411.7243
Scenario 1: Reference | PG&E | Com | FoodServ | Com - Grocery | Fuel Substitution | Incremental Measure Cost | 7291.4743 | 8335.4945 | 9428.1667 | 10562.2999 | 11728.0926 | 12925.1696 | 14155.3258 | 15538.7176 | 17019.072 | 18622.4839 | 20372.7234 | 22272.2434 | 24349.8853
Scenario 1: Reference | PG&E | Com | FoodServ | Com - Health | Energy Efficiency | Admin | 378025.6715 | 386514.8368 | 398082.0033 | 404040.8079 | 411057.4167 | 414230.6761 | 440794.899 | 440322.6133 | 444691.3147 | 447598.7379 | 454295.8667 | 461602.0631 | 467267.8849
Scenario 1: Reference | PG&E | Com | FoodServ | Com - Health | Energy Efficiency | Incentives | 46646.35 | 47693.8576 | 49121.1667 | 49856.4417 | 50722.2394 | 51113.7823 | 54391.3498 | 54333.0017 | 54872.0617 | 55230.812 | 56057.2048 | 56958.7399 | 57657.8591
Scenario 1: Reference | PG&E | Com | FoodServ | Com - Health | Energy Efficiency | Incremental Measure Cost | 614665.6295 | 638958.1773 | 669331.7965 | 691775.198 | 716827.0512 | 735254.6562 | 865314.6737 | 888930.7242 | 915434.1211 | 939853.2879 | 996890.5917 | 1044323.846 | 1081319.5637
Scenario 1: Reference | PG&E | Com | FoodServ | Com - Health | Fuel Substitution | Admin | 861.4741 | 979.1303 | 1098.5544 | 1219.746 | 1353.7603 | 1493.5979 | 1641.5462 | 1801.2894 | 1971.0229 | 2153.3921 | 2349.6701 | 2563.3562 | 2797.5831
Scenario 1: Reference | PG&E | Com | FoodServ | Com - Health | Fuel Substitution | Incentives | 157.5674 | 178.5891 | 199.8347 | 221.3028 | 244.9373 | 269.505 | 295.4078 | 323.2956 | 352.8466 | 384.5264 | 418.5551 | 455.5444 | 496.0394
Scenario 1: Reference | PG&E | Com | FoodServ | Com - Health | Fuel Substitution | Incremental Measure Cost | 2054.1966 | 2376.9009 | 2714.9089 | 3068.7193 | 3467.5878 | 3895.2079 | 4358.9851 | 4870.6903 | 5427.5326 | 6039.1047 | 6711.6331 | 7458.3775 | 8292.3664
Scenario 1: Reference | PG&E | Com | FoodServ | Com - Lodging | Energy Efficiency | Admin | 332008.4218 | 341687.9573 | 350856.3324 | 358811.9182 | 367325.0503 | 374264.1614 | 385897.3562 | 393174.2788 | 398931.6094 | 404981.5557 | 416298.1036 | 424521.1478 | 437971.0496
Scenario 1: Reference | PG&E | Com | FoodServ | Com - Lodging | Energy Efficiency | Incentives | 40967.516 | 42161.8916 | 43293.19 | 44274.8357 | 45325.2737 | 46181.487 | 47616.7638 | 48514.6263 | 49225.0107 | 49971.5008 | 51367.8721 | 52382.517 | 54042.1387
Scenario 1: Reference | PG&E | Com | FoodServ | Com - Lodging | Energy Efficiency | Incremental Measure Cost | 495237.557 | 519037.8798 | 543249.259 | 566754.7 | 592164.5423 | 616184.0327 | 682385.6243 | 716794.7303 | 743202.8506 | 771067.4888 | 836678.0435 | 890209.2428 | 944112.6709
Scenario 1: Reference | PG&E | Com | FoodServ | Com - Lodging | Fuel Substitution | Admin | 887.1064 | 1000.6693 | 1115.439 | 1230.7951 | 1353.6691 | 1479.3829 | 1612.403 | 1750.2704 | 1892.8653 | 2041.9025 | 2198.4941 | 2365.3985 | 2546.8793
Scenario 1: Reference | PG&E | Com | FoodServ | Com - Lodging | Fuel Substitution | Incentives | 159.3283 | 179.4721 | 199.7829 | 220.1504 | 241.7948 | 263.8929 | 287.2324 | 311.3809 | 336.3167 | 362.3428 | 389.6547 | 418.7383 | 450.3625
Scenario 1: Reference | PG&E | Com | FoodServ | Com - Lodging | Fuel Substitution | Incremental Measure Cost | 2128.0329 | 2445.8342 | 2777.9005 | 3123.1206 | 3499.8968 | 3897.3297 | 4328.3057 | 4787.609 | 5276.11 | 5799.9593 | 6363.9518 | 6978.133 | 7655.8022
Scenario 1: Reference | PG&E | Com | FoodServ | Com - Office (Large) | Energy Efficiency | Admin | 3182.9577 | 3198.7983 | 3221.9204 | 3238.9173 | 3260.9988 | 3280.4306 | 3304.3903 | 3321.8244 | 3333.5396 | 3351.699 | 3368.5117 | 3386.2987 | 3405.3791
Scenario 1: Reference | PG&E | Com | FoodServ | Com - Office (Large) | Energy Efficiency | Incentives | 392.6588 | 394.613 | 397.4654 | 399.5622 | 402.2862 | 404.6834 | 407.6391 | 409.7898 | 411.235 | 413.4752 | 415.5493 | 417.7436 | 420.0974
Scenario 1: Reference | PG&E | Com | FoodServ | Com - Office (Large) | Energy Efficiency | Incremental Measure Cost | 4531.6238 | 4645.2598 | 4772.4143 | 4893.5424 | 5025.4425 | 5156.4961 | 5298.0414 | 5432.514 | 5560.7065 | 5702.8184 | 5846.0533 | 5994.461 | 6148.802
Scenario 1: Reference | PG&E | Com | FoodServ | Com - Office (Small) | Energy Efficiency | Admin | 814.9235 | 822.7268 | 830.9566 | 600.3123 | 2026.6704 | 842.6399 | 850.4456 | 858.148 | 865.4496 | 872.9766 | 880.6302 | 888.383 | 896.3015
Scenario 1: Reference | PG&E | Com | FoodServ | Com - Office (Small) | Energy Efficiency | Incentives | 100.5313 | 101.4939 | 102.5092 | 74.0563 | 250.0159 | 103.9505 | 104.9134 | 105.8636 | 106.7644 | 107.6929 | 108.6371 | 109.5935 | 110.5703
Scenario 1: Reference | PG&E | Com | FoodServ | Com - Office (Small) | Energy Efficiency | Incremental Measure Cost | 1160.2186 | 1194.7548 | 1230.8401 | 906.9863 | 3123.2503 | 1324.5424 | 1363.5484 | 1403.4158 | 1443.6641 | 1485.3443 | 1528.3341 | 1572.6249 | 1618.3751
Scenario 1: Reference | PG&E | Com | FoodServ | Com - Other | Energy Efficiency | Admin | 1050268.5009 | 1073526.8686 | 1095662.0319 | 1115200.4303 | 1131891.8535 | 1149863.1396 | 1176604.0788 | 1193219.3386 | 1205006.9819 | 1217752.0194 | 1235096.0403 | 1249476.7272 | 1262418.9219
Scenario 1: Reference | PG&E | Com | FoodServ | Com - Other | Energy Efficiency | Incentives | 129596.292 | 132466.1751 | 135197.4532 | 137608.2996 | 139667.8408 | 141885.3002 | 145184.5926 | 147234.6799 | 148689.1045 | 150261.6627 | 152401.7194 | 154176.1162 | 155773.0113
Scenario 1: Reference | PG&E | Com | FoodServ | Com - Other | Energy Efficiency | Incremental Measure Cost | 1725343.4402 | 1795498.6195 | 1867244.9946 | 1938051.9334 | 2007278.4856 | 2081997.2566 | 2234938.3166 | 2322929.63 | 2397256.8623 | 2476120.7004 | 2590226.1148 | 2689963.0937 | 2781404.437
Scenario 1: Reference | PG&E | Com | FoodServ | Com - Other | Fuel Substitution | Admin | 3425.2411 | 3884.632 | 4357.9998 | 4842.2097 | 5333.1516 | 5830.1698 | 6331.5627 | 6857.4059 | 7423.6218 | 8012.2054 | 8643.5674 | 9307.5823 | 10009.874
Scenario 1: Reference | PG&E | Com | FoodServ | Com - Other | Fuel Substitution | Incentives | 610.4956 | 691.7796 | 775.4314 | 860.8944 | 947.4393 | 1034.9506 | 1123.1267 | 1215.5071 | 1314.8958 | 1418.1171 | 1528.7652 | 1645.0517 | 1767.9615
Scenario 1: Reference | PG&E | Com | FoodServ | Com - Other | Fuel Substitution | Incremental Measure Cost | 8092.5315 | 9354.8058 | 10697.1595 | 12115.0332 | 13600.8692 | 15155.3838 | 16776.4528 | 18521.6256 | 20441.3754 | 22492.4242 | 24740.1504 | 27163.6017 | 29787.7145
Scenario 1: Reference | PG&E | Com | FoodServ | Com - Restaurant | Energy Efficiency | Admin | 2414452.3367 | 2463875.869 | 2511462.3107 | 2552675.1971 | 2588356.2756 | 2619255.0217 | 2669972.5581 | 2698592.2567 | 2721280.3081 | 2743589.9697 | 2802328.8781 | 2218774.044 | 6576075.7283
Scenario 1: Reference | PG&E | Com | FoodServ | Com - Restaurant | Energy Efficiency | Incentives | 297929.5639 | 304028.1126 | 309899.956 | 314985.3257 | 319388.0893 | 323200.7302 | 329458.2438 | 332989.5665 | 335789.0302 | 338541.7998 | 345789.8087 | 273783.039 | 811443.1117
Scenario 1: Reference | PG&E | Com | FoodServ | Com - Restaurant | Energy Efficiency | Incremental Measure Cost | 3325841.1898 | 3454461.0732 | 3586818.8639 | 3716294.2297 | 3843629.5602 | 3969386.292 | 4268975.0087 | 4421913.2168 | 4553412.2912 | 4688576.9569 | 5080309.2205 | 4142850.4504 | 13178669.1354
Scenario 1: Reference | PG&E | Com | FoodServ | Com - Restaurant | Fuel Substitution | Admin | 8969.8292 | 10114.3217 | 11282.6428 | 12465.5059 | 13650.9166 | 14838.7418 | 16024.8876 | 17256.2883 | 18534.5425 | 19850.7506 | 21221.6679 | 20182.7242 | 20894.0589
Scenario 1: Reference | PG&E | Com | FoodServ | Com - Restaurant | Fuel Substitution | Incentives | 1595.8357 | 1798.2034 | 2004.5593 | 2213.259 | 2422.1795 | 2631.3005 | 2839.8981 | 3056.2493 | 3280.6304 | 3511.4723 | 3751.7233 | 3565.8663 | 3689.2317
Scenario 1: Reference | PG&E | Com | FoodServ | Com - Restaurant | Fuel Substitution | Incremental Measure Cost | 21541.1839 | 24760.2325 | 28155.6128 | 31710.3985 | 35398.9541 | 39224.9385 | 43181.3334 | 47401.205 | 51900.4019 | 56665.5091 | 61756.2679 | 59875.9952 | 63144.0686
Scenario 1: Reference | PG&E | Com | FoodServ | Com - Retail | Energy Efficiency | Admin | 4366.6204 | 4596.0835 | 4851.8678 | 1844.3079 | 32147.1961 | 5187.5299 | 5599.0653 | 5830.4573 | 6009.126 | 6181.1925 | 6348.3542 | 6497.5032 | 6646.6004
Scenario 1: Reference | PG&E | Com | FoodServ | Com - Retail | Energy Efficiency | Incentives | 538.7212 | 567.0327 | 598.5917 | 227.5191 | 3966.3198 | 640.0061 | 690.7818 | 719.3312 | 741.3755 | 762.6052 | 783.2297 | 801.6318 | 820.0275
Scenario 1: Reference | PG&E | Com | FoodServ | Com - Retail | Energy Efficiency | Incremental Measure Cost | 5953.0895 | 6378.6572 | 6854.7181 | 2786.4864 | 45842.1818 | 7759.3116 | 8521.5344 | 9040.2614 | 9495.6053 | 9955.3834 | 10422.096 | 10874.337 | 11340.5713
Scenario 1: Reference | PG&E | Com | FoodServ | Com - School | Energy Efficiency | Admin | 341223.6398 | 347318.9751 | 352930.4015 | 357348.2489 | 360504.7678 | 364114.9613 | 372116.3131 | 376818.0665 | 380172.992 | 383628.0666 | 388972.1358 | 394427.2409 | 397474.137
Scenario 1: Reference | PG&E | Com | FoodServ | Com - School | Energy Efficiency | Incentives | 42104.1689 | 42856.2538 | 43548.6268 | 44093.7189 | 44483.1732 | 44928.6059 | 45915.731 | 46495.8169 | 46909.7515 | 47336.044 | 47995.4327 | 48668.5215 | 49044.4511
Scenario 1: Reference | PG&E | Com | FoodServ | Com - School | Energy Efficiency | Incremental Measure Cost | 722739.0309 | 749600.541 | 776545.0842 | 802124.6067 | 826055.3226 | 851891.5266 | 917989.5645 | 956749.425 | 986053.2341 | 1016553.5846 | 1060700.0577 | 1105557.5012 | 1141852.0742
Scenario 1: Reference | PG&E | Com | FoodServ | Com - School | Fuel Substitution | Admin | 398.3411 | 435.5675 | 472.5219 | 524.1857 | 585.2183 | 653.3322 | 726.8948 | 809.1495 | 901.0885 | 1003.1278 | 1116.1515 | 1244.7132 | 1441.8463
Scenario 1: Reference | PG&E | Com | FoodServ | Com - School | Fuel Substitution | Incentives | 73.0115 | 79.6427 | 86.1803 | 95.2664 | 105.9602 | 117.8616 | 130.6852 | 145.0062 | 161.0012 | 178.7466 | 198.4002 | 220.7925 | 255.3398
Scenario 1: Reference | PG&E | Com | FoodServ | Com - School | Fuel Substitution | Incremental Measure Cost | 951.7589 | 1059.2627 | 1169.6027 | 1321.0184 | 1501.9946 | 1708.0898 | 1936.2157 | 2196.4251 | 2493.2088 | 2829.6693 | 3210.4563 | 3649.57 | 4305.4455
Scenario 1: Reference | PG&E | Com | HVAC | Com - College | Energy Efficiency | Admin | 164931.9101 | 164176.5743 | 141851.6122 | 249798.7365 | 154075.0592 | 67241.5995 | 64226.4882 | 63377.0119 | 57076.9185 | 57677.2811 | 57888.5926 | 57160.213 | 57265.3418
Scenario 1: Reference | PG&E | Com | HVAC | Com - College | Energy Efficiency | Incentives | 44934.7708 | 44332.331 | 36576.0747 | 73643.8983 | 40657.1547 | 10841.2554 | 9694.6974 | 9495.1175 | 7079.0795 | 7149.1592 | 7184.3188 | 7136.6569 | 7159.8923
Scenario 1: Reference | PG&E | Com | HVAC | Com - College | Energy Efficiency | Incremental Measure Cost | 852501.5663 | 891551.9036 | 740802.1521 | 1835929.9829 | 971671.0344 | 571271.8703 | 131863.1535 | 136035.3687 | 115028.6335 | 118613.5761 | 121579.24 | 122880.1842 | 125707.954
Scenario 1: Reference | PG&E | Com | HVAC | Com - College | Fuel Substitution | Admin | 37593.8103 | 42771.0789 | 45756.7062 | 48429.9194 | 50756.3142 | 0 | 0 | 0 | 0 | 0 | 0 | 0 | 0
Scenario 1: Reference | PG&E | Com | HVAC | Com - College | Fuel Substitution | Incentives | 4325.3476 | 4919.5872 | 5262.6222 | 5569.9089 | 5837.2855 | 0 | 0 | 0 | 0 | 0 | 0 | 0 | 0
Scenario 1: Reference | PG&E | Com | HVAC | Com - College | Fuel Substitution | Incremental Measure Cost | 152306.0115 | 187238.9819 | 204277.9018 | 220513.491 | 235731.7913 | 0 | 0 | 0 | 0 | 0 | 0 | 0 | 0
Scenario 1: Reference | PG&E | Com | HVAC | Com - Grocery | Energy Efficiency | Admin | 158279.3528 | 172367.3561 | 185846.4518 | 198286.8049 | 209270.2398 | 266970.0624 | 276799.724 | 286162.4836 | 246436.3201 | 253405.0192 | 259526.4399 | 264760.3489 | 269604.5519
Scenario 1: Reference | PG&E | Com | HVAC | Com - Grocery | Energy Efficiency | Incentives | 54569.8586 | 59426.9615 | 64074.1363 | 68363.1849 | 72149.9336 | 92045.704 | 95434.6858 | 98662.6701 | 84963.6396 | 87366.2283 | 89476.704 | 91281.1935 | 92951.3321
Scenario 1: Reference | PG&E | Com | HVAC | Com - Grocery | Energy Efficiency | Incremental Measure Cost | 830883.6711 | 925125.3944 | 1019418.0288 | 1111378.0768 | 1198241.1651 | 1438144.466 | 1526473.1066 | 1616064.1203 | 1535462.8598 | 1612046.6505 | 1685338.9919 | 1754883.7473 | 1823349.6617
Scenario 1: Reference | PG&E | Com | HVAC | Com - Grocery | Fuel Substitution | Admin | 112124.969 | 122793.0891 | 133000.9049 | 142582.3195 | 151375.4328 | 3954.5403 | 4122.3441 | 4218.9718 | 4265.3608 | 4293.0415 | 4302.257 | 4298.6139 | 4285.8729
Scenario 1: Reference | PG&E | Com | HVAC | Com - Grocery | Fuel Substitution | Incentives | 27701.9662 | 29889.8357 | 31895.6941 | 33682.3732 | 35214.5495 | 454.4635 | 473.7479 | 484.8525 | 490.1836 | 493.3647 | 494.4238 | 494.0051 | 492.5409
Scenario 1: Reference | PG&E | Com | HVAC | Com - Grocery | Fuel Substitution | Incremental Measure Cost | 313024.3758 | 344414.3699 | 374777.7765 | 399012.1461 | 322994.7454 | 32574.9059 | 34637.6724 | 36159.6185 | 37265.497 | 38257.8043 | 39106.8678 | 39855.2314 | 40531.7609
Scenario 1: Reference | PG&E | Com | HVAC | Com - Health | Energy Efficiency | Admin | 538009.9626 | 562939.9932 | 588197.3599 | 601579.6871 | 614329.1729 | 526172.0354 | 532989.1988 | 538897.0933 | 542728.0669 | 543213.9009 | 540341.6784 | 541038.4127 | 540464.7868
Scenario 1: Reference | PG&E | Com | HVAC | Com - Health | Energy Efficiency | Incentives | 185506.3497 | 194102.2412 | 202811.1368 | 207425.5151 | 211821.7189 | 181421.6539 | 183772.2566 | 185809.2656 | 187130.0788 | 187297.4357 | 186306.8879 | 186546.843 | 186348.727
Scenario 1: Reference | PG&E | Com | HVAC | Com - Health | Energy Efficiency | Incremental Measure Cost | 2344144.4802 | 2540962.7876 | 2752324.5605 | 2917988.4733 | 3087163.2849 | 2651882.5367 | 2370444.956 | 2483447.2022 | 2589286.4164 | 2680309.2101 | 2756417.0375 | 2848437.1145 | 2936481.2079
Scenario 1: Reference | PG&E | Com | HVAC | Com - Health | Fuel Substitution | Admin | 89353.4481 | 97005.3907 | 104077.3262 | 110465.3311 | 116096.245 | 1804.9249 | 1900.3545 | 1962.6188 | 2003.5832 | 2030.3495 | 2047.3406 | 2057.4513 | 2062.702
Scenario 1: Reference | PG&E | Com | HVAC | Com - Health | Fuel Substitution | Incentives | 10575.0679 | 11468.1855 | 12291.0213 | 13031.4972 | 13681.1891 | 207.4255 | 218.3925 | 225.548 | 230.2557 | 233.3317 | 235.2844 | 236.4463 | 237.0498
Scenario 1: Reference | PG&E | Com | HVAC | Com - Health | Fuel Substitution | Incremental Measure Cost | 272685.004 | 301557.5068 | 329597.196 | 356407.2293 | 381648.8712 | 16129.5155 | 17321.9709 | 18247.3201 | 19000.7545 | 19639.686 | 20200.1261 | 20705.8823 | 21173.8989
Scenario 1: Reference | PG&E | Com | HVAC | Com - Lodging | Energy Efficiency | Admin | 269371.2623 | 284493.75 | 298361.1154 | 310357.2376 | 322065.7913 | 295168.7051 | 302625.7738 | 308729.9669 | 183015.5358 | 187177.0361 | 191670.2777 | 261198.9622 | 306492.9375
Scenario 1: Reference | PG&E | Com | HVAC | Com - Lodging | Energy Efficiency | Incentives | 92879.1669 | 98093.3498 | 102874.7602 | 107010.9515 | 111047.9695 | 101772.4119 | 104343.4484 | 106447.9894 | 63099.2206 | 64534.0031 | 66083.1337 | 90057.8137 | 105675.8534
Scenario 1: Reference | PG&E | Com | HVAC | Com - Lodging | Energy Efficiency | Incremental Measure Cost | 1291962.5628 | 1411167.2027 | 1527975.3163 | 1637929.7866 | 1749529.7407 | 1669251.9859 | 1570867.2834 | 1649061.1984 | 1290185.3246 | 1344692.8633 | 1408579.6136 | 1675727.3928 | 1884662.492
Scenario 1: Reference | PG&E | Com | HVAC | Com - Lodging | Fuel Substitution | Admin | 55405.2248 | 60710.7536 | 65765.9122 | 70491.3045 | 74819.3327 | 1170.8789 | 1221.2372 | 1250.1183 | 895.6343 | 902.3359 | 905.0549 | 904.7201 | 1275.2374
Scenario 1: Reference | PG&E | Com | HVAC | Com - Lodging | Fuel Substitution | Incentives | 9308.8566 | 10049.8006 | 10724.8031 | 11323.0563 | 11836.3486 | 134.5597 | 140.347 | 143.666 | 102.9281 | 103.6982 | 104.0107 | 103.9722 | 146.5528
Scenario 1: Reference | PG&E | Com | HVAC | Com - Lodging | Fuel Substitution | Incremental Measure Cost | 242820.647 | 267290.6313 | 290859.3106 | 296349.1296 | 174212.5416 | 10492.6404 | 11163.4737 | 11655.6774 | 8428.9763 | 8661.8883 | 8861.7499 | 9035.8037 | 13125.7882
Scenario 1: Reference | PG&E | Com | HVAC | Com - Office (Large) | Energy Efficiency | Admin | 636823.7238 | 661173.7169 | 683285.6227 | 699202.6509 | 713222.8341 | 137635.2654 | 139705.4817 | 140382.743 | 127228.1532 | 91305.2166 | 124284.6853 | 124124.6972 | 123946.6755
Scenario 1: Reference | PG&E | Com | HVAC | Com - Office (Large) | Energy Efficiency | Incentives | 219594.5109 | 227991.0775 | 235615.8592 | 241104.4764 | 245938.9931 | 47455.0318 | 48168.7938 | 48402.2737 | 43866.9709 | 31480.7074 | 42852.1047 | 42796.9124 | 42735.5053
Scenario 1: Reference | PG&E | Com | HVAC | Com - Office (Large) | Energy Efficiency | Incremental Measure Cost | 5678632.0352 | 6020336.2322 | 6351817.8813 | 6634888.823 | 6907747.0671 | 4210166.0817 | 1323622.6029 | 1360109.3386 | 1292530.2167 | 938608.2539 | 1316294.0466 | 1341546.6957 | 1367138.3085
Scenario 1: Reference | PG&E | Com | HVAC | Com - Office (Large) | Fuel Substitution | Admin | 60.7589 | 892.573 | 927.7773 | 954.8381 | 973.938 | 0 | 0 | 0 | 0 | 0 | 0 | 0 | 0
Scenario 1: Reference | PG&E | Com | HVAC | Com - Office (Large) | Fuel Substitution | Incentives | 6.9845 | 102.593 | 106.6394 | 109.7498 | 111.9452 | 0 | 0 | 0 | 0 | 0 | 0 | 0 | 0
Scenario 1: Reference | PG&E | Com | HVAC | Com - Office (Large) | Fuel Substitution | Incremental Measure Cost | 361.4656 | 7180.4354 | 7612.7508 | 7991.4615 | 8314.4566 | 0 | 0 | 0 | 0 | 0 | 0 | 0 | 0
Scenario 1: Reference | PG&E | Com | HVAC | Com - Office (Small) | Energy Efficiency | Admin | 281453.7971 | 294554.9654 | 306125.2965 | 189125.4707 | 1206415.0727 | 45084.5243 | 48366.8767 | 49825.3018 | 47866.0435 | 47800.1602 | 48358.997 | 48879.4341 | 49349.7619
Scenario 1: Reference | PG&E | Com | HVAC | Com - Office (Small) | Energy Efficiency | Incentives | 87151.839 | 91327.6224 | 94995.1134 | 65216.7261 | 297184.5804 | 5436.9401 | 6420.8463 | 6807.0674 | 6066.8978 | 5971.8841 | 6093.1298 | 6203.3162 | 6292.6407
Scenario 1: Reference | PG&E | Com | HVAC | Com - Office (Small) | Energy Efficiency | Incremental Measure Cost | 1191252.4071 | 1274608.6937 | 1352886.375 | 948361.9213 | 4409843.7911 | 138775.3786 | 167952.7141 | 182072.1649 | 165719.8015 | 166659.3309 | 173777.6568 | 180738.5741 | 187442.1411
Scenario 1: Reference | PG&E | Com | HVAC | Com - Office (Small) | Fuel Substitution | Admin | 14603.2913 | 15727.7536 | 24869.6281 | 21280.8324 | 22185.382 | 0 | 0 | 0 | 0 | 0 | 0 | 0 | 0
Scenario 1: Reference | PG&E | Com | HVAC | Com - Office (Small) | Fuel Substitution | Incentives | 1678.7732 | 1808.0278 | 2858.9203 | 2446.3545 | 2550.3259 | 0 | 0 | 0 | 0 | 0 | 0 | 0 | 0
Scenario 1: Reference | PG&E | Com | HVAC | Com - Office (Small) | Fuel Substitution | Incremental Measure Cost | 92967.799 | 102137.7608 | 174068.3935 | 151929.2043 | 161549.942 | 0 | 0 | 0 | 0 | 0 | 0 | 0 | 0
Scenario 1: Reference | PG&E | Com | HVAC | Com - Other | Energy Efficiency | Admin | 1561959.5317 | 1151374.3779 | 939293.1672 | 961410.3882 | 974529.7215 | 994379.9715 | 1013182.7636 | 1023719.8976 | 858623.1681 | 868363.5412 | 876308.9718 | 881587.3992 | 888205.0255
Scenario 1: Reference | PG&E | Com | HVAC | Com - Other | Energy Efficiency | Incentives | 372248.3574 | 223841.734 | 143607.5594 | 146095.2765 | 147862.8486 | 149213.5144 | 149921.1692 | 149769.971 | 92667.7537 | 94061.6782 | 94667.1659 | 94794.767 | 94898.8087
Scenario 1: Reference | PG&E | Com | HVAC | Com - Other | Energy Efficiency | Incremental Measure Cost | 2972075.6163 | 2522191.887 | 2340457.7992 | 2506037.9371 | 2660276.511 | 2810315.5072 | 2951066.6683 | 3076915.4263 | 2452019.4925 | 2589285.8292 | 2711464.8482 | 2820235.3372 | 2927544.1767
Scenario 1: Reference | PG&E | Com | HVAC | Com - Other | Fuel Substitution | Admin | 468686.151 | 511003.6401 | 550692.062 | 587137.7544 | 619866.7064 | 0 | 0 | 0 | 0 | 0 | 0 | 0 | 0
Scenario 1: Reference | PG&E | Com | HVAC | Com - Other | Fuel Substitution | Incentives | 57553.9864 | 62208.1481 | 66454.5685 | 70228.5652 | 73485.0587 | 0 | 0 | 0 | 0 | 0 | 0 | 0 | 0
Scenario 1: Reference | PG&E | Com | HVAC | Com - Other | Fuel Substitution | Incremental Measure Cost | 1228547.2939 | 1353786.7338 | 1474609.2699 | 1589259.8625 | 1638294.9893 | 0 | 0 | 0 | 0 | 0 | 0 | 0 | 0
Scenario 1: Reference | PG&E | Com | HVAC | Com - Restaurant | Energy Efficiency | Admin | 482150.5481 | 525550.2238 | 566909.9841 | 604189.3398 | 636593.1097 | 664149.1389 | 688166.6441 | 707742.3613 | 723642.9125 | 736842.1386 | 747349.6642 | 573887.0137 | 1908228.762
Scenario 1: Reference | PG&E | Com | HVAC | Com - Restaurant | Energy Efficiency | Incentives | 158613.8261 | 173421.8251 | 187451.7617 | 200130.0988 | 211169.7979 | 220578.7982 | 228720.9477 | 235376.4391 | 240798.2728 | 245268.4048 | 248826.7093 | 197897.3471 | 559045.2805
Scenario 1: Reference | PG&E | Com | HVAC | Com - Restaurant | Energy Efficiency | Incremental Measure Cost | 1782284.6809 | 1987919.8084 | 2191700.3467 | 2386437.3517 | 2568391.256 | 2736439.2863 | 2894102.0701 | 3037804.1536 | 3169872.5535 | 3293208.6201 | 3408052.0795 | 2771001.7316 | 7888983.5441
Scenario 1: Reference | PG&E | Com | HVAC | Com - Restaurant | Fuel Substitution | Admin | 25282.3372 | 27305.7013 | 29146.6466 | 30780.7175 | 32193.3962 | 1.9187 | 1.9982 | 2.0433 | 2.0688 | 2.0816 | 2.0858 | 1.8791 | 1.8734
Scenario 1: Reference | PG&E | Com | HVAC | Com - Restaurant | Fuel Substitution | Incentives | 2948.3554 | 3178.8732 | 3387.3445 | 3571.0123 | 3728.2879 | 0.2205 | 0.22963 | 0.23482 | 0.23775 | 0.23923 | 0.23971 | 0.21595 | 0.21529
Scenario 1: Reference | PG&E | Com | HVAC | Com - Restaurant | Fuel Substitution | Incremental Measure Cost | 124859.3641 | 137318.7833 | 149251.3206 | 160488.2968 | 170903.4011 | 19.1322 | 20.323 | 21.1979 | 21.8913 | 22.468 | 22.9636 | 21.1017 | 21.4578
Scenario 1: Reference | PG&E | Com | HVAC | Com - Retail | Energy Efficiency | Admin | 309820.7869 | 330381.9322 | 332203.8591 | 248371.9466 | 1180208.955 | 280231.386 | 300099.9048 | 310572.9606 | 269318.745 | 268943.5819 | 275958.3113 | 282197.5146 | 288095.8246
Scenario 1: Reference | PG&E | Com | HVAC | Com - Retail | Energy Efficiency | Incentives | 96953.5095 | 103543.1397 | 103635.9251 | 85635.5462 | 298850.0983 | 86423.3768 | 91751.9022 | 95030.3327 | 80615.0169 | 80280.0767 | 82477.0325 | 84431.9518 | 86243.0129
Scenario 1: Reference | PG&E | Com | HVAC | Com - Retail | Energy Efficiency | Incremental Measure Cost | 2480691.5202 | 2714934.5794 | 2898459.0676 | 2364265.1001 | 8343269.3934 | 2995769.7413 | 2696981.6009 | 2852645.6828 | 2556449.9024 | 2610306.4085 | 2737558.6819 | 2860513.9789 | 2982222.0158
Scenario 1: Reference | PG&E | Com | HVAC | Com - Retail | Fuel Substitution | Admin | 77313.2609 | 83407.1197 | 88928.3235 | 85087.5164 | 88895.9685 | 2471.3512 | 2594.1251 | 2670.4114 | 0 | 0 | 0 | 0 | 0
Scenario 1: Reference | PG&E | Com | HVAC | Com - Retail | Fuel Substitution | Incentives | 8897.1178 | 9598.023 | 10232.9729 | 9790.7946 | 10228.5947 | 284.0125 | 298.1219 | 306.8889 | 0 | 0 | 0 | 0 | 0
Scenario 1: Reference | PG&E | Com | HVAC | Com - Retail | Fuel Substitution | Incremental Measure Cost | 392970.3441 | 432337.2047 | 470105.1899 | 458745.9856 | 488836.4009 | 28973.2394 | 31022.6234 | 32574.9156 | 0 | 0 | 0 | 0 | 0
Scenario 1: Reference | PG&E | Com | HVAC | Com - School | Energy Efficiency | Admin | 412501.6132 | 431840.1479 | 443707.639 | 462847.5044 | 472622.1364 | 233376.5549 | 234779.14 | 236331.1766 | 212889.0997 | 205643.2459 | 206061.9306 | 218043.7683 | 222128.2572
Scenario 1: Reference | PG&E | Com | HVAC | Com - School | Energy Efficiency | Incentives | 109013.3229 | 115018.0001 | 118672.8296 | 125127.1434 | 128769.4668 | 46385.6264 | 47147.3999 | 47868.1768 | 40018.5953 | 37699.3659 | 38009.5387 | 42149.5743 | 43693.7821
Scenario 1: Reference | PG&E | Com | HVAC | Com - School | Energy Efficiency | Incremental Measure Cost | 2588586.3263 | 2728002.4239 | 2893694.7221 | 3287639.1255 | 3539325.2639 | 1976511.2107 | 1855800.2329 | 1944851.5939 | 1381970.9488 | 1211653.5855 | 1256911.4017 | 1664021.5805 | 1842945.309
Scenario 1: Reference | PG&E | Com | HVAC | Com - School | Fuel Substitution | Admin | 58610.166 | 62254.1463 | 65335.0275 | 70615.1299 | 72568.0884 | 0 | 0 | 0 | 0 | 0 | 0 | 0 | 0
Scenario 1: Reference | PG&E | Com | HVAC | Com - School | Fuel Substitution | Incentives | 6743.3358 | 7162.3347 | 7516.5179 | 8123.4025 | 8347.7667 | 0 | 0 | 0 | 0 | 0 | 0 | 0 | 0
Scenario 1: Reference | PG&E | Com | HVAC | Com - School | Fuel Substitution | Incremental Measure Cost | 229608.7427 | 248703.0191 | 266188.9243 | 309280.8606 | 324211.8227 | 0 | 0 | 0 | 0 | 0 | 0 | 0 | 0
Scenario 1: Reference | PG&E | Com | HVAC | Com - Warehouse | Energy Efficiency | Admin | 22788.6057 | 24808.9712 | 26760.4879 | 28614.5109 | 30323.038 | 32021.4297 | 33407.3229 | 34702.6041 | 23244.5283 | 17837.4869 | 18302.8793 | 18726.8464 | 19118.7211
Scenario 1: Reference | PG&E | Com | HVAC | Com - Warehouse | Energy Efficiency | Incentives | 7856.814 | 8553.3728 | 9226.195 | 9865.4047 | 10454.4518 | 11040.0058 | 11517.8181 | 11964.3907 | 8014.039 | 6149.7571 | 6310.2086 | 6456.3779 | 6591.483
Scenario 1: Reference | PG&E | Com | HVAC | Com - Warehouse | Energy Efficiency | Incremental Measure Cost | 337151.4265 | 375309.1058 | 413712.6233 | 451893.8262 | 489073.9577 | 527154.025 | 561554.294 | 595452.9446 | 368918.8101 | 288838.9469 | 302520.7176 | 315949.4006 | 329252.988
Scenario 1: Reference | PG&E | Com | HVAC | Com - Warehouse | Fuel Substitution | Admin | 32395.9728 | 35623.7883 | 38711.1969 | 41618.8402 | 44306.299 | 0 | 0 | 0 | 0 | 0 | 0 | 0 | 0
Scenario 1: Reference | PG&E | Com | HVAC | Com - Warehouse | Fuel Substitution | Incentives | 4464.3677 | 4839.3464 | 5184.691 | 5495.0303 | 5766.3019 | 0 | 0 | 0 | 0 | 0 | 0 | 0 | 0
Scenario 1: Reference | PG&E | Com | HVAC | Com - Warehouse | Fuel Substitution | Incremental Measure Cost | 81107.381 | 89631.4234 | 96424.016 | 104219.7234 | 111550.7635 | 0 | 0 | 0 | 0 | 0 | 0 | 0 | 0
Scenario 1: Reference | PG&E | Com | Lighting | Com - College | Energy Efficiency | Admin | 0 | 0 | 0 | 0 | 0 | 0 | 0 | 0 | 0 | 0 | 0 | 0 | 0
Scenario 1: Reference | PG&E | Com | Lighting | Com - College | Energy Efficiency | Incentives | 0 | 0 | 0 | 0 | 0 | 0 | 0 | 0 | 0 | 0 | 0 | 0 | 0
Scenario 1: Reference | PG&E | Com | Lighting | Com - College | Energy Efficiency | Incremental Measure Cost | 0 | 0 | 0 | 0 | 0 | 0 | 0 | 0 | 0 | 0 | 0 | 0 | 0
Scenario 1: Reference | PG&E | Com | Lighting | Com - Grocery | Energy Efficiency | Admin | 14512.918 | 15031.0117 | 15513.7222 | 15946.6621 | 16308.8071 | 16671.8899 | 16968.8949 | 17219.1728 | 17430.3637 | 17638.2153 | 17843.5368 | 18039.1587 | 18238.5131
Scenario 1: Reference | PG&E | Com | Lighting | Com - Grocery | Energy Efficiency | Incentives | 46243.8103 | 47894.6587 | 49432.7624 | 50812.2774 | 51966.2127 | 53123.1358 | 54069.5095 | 54866.9924 | 55539.9289 | 56202.225 | 56856.4593 | 57479.7867 | 58115.0075
Scenario 1: Reference | PG&E | Com | Lighting | Com - Grocery | Energy Efficiency | Incremental Measure Cost | 70205.728 | 73973.2195 | 77691.5427 | 81284.4467 | 84636.6772 | 88100.163 | 91247.2906 | 94158.5023 | 96950.3781 | 99811.8183 | 102749.3288 | 105723.5611 | 108812.0601
Scenario 1: Reference | PG&E | Com | Lighting | Com - Health | Energy Efficiency | Admin | 36941.0796 | 38287.143 | 39856.1718 | 40846.5522 | 41911.4242 | 42885.4745 | 43683.8217 | 44340.3293 | 44879.4995 | 45262.0828 | 45496.7924 | 46021.9661 | 46547.3961
Scenario 1: Reference | PG&E | Com | Lighting | Com - Health | Energy Efficiency | Incentives | 117708.6702 | 121997.7526 | 126997.2895 | 130153.0272 | 133546.1242 | 136649.828 | 139193.6732 | 141285.5622 | 143003.5684 | 144222.6278 | 144970.504 | 146643.9119 | 148318.1369
Scenario 1: Reference | PG&E | Com | Lighting | Com - Health | Energy Efficiency | Incremental Measure Cost | 198545.5754 | 209418.3032 | 221859.5218 | 231520.2376 | 241911.8418 | 252119.7741 | 261407.6953 | 269914.84 | 277979.1708 | 285329.324 | 291973.2671 | 300663.4131 | 309621.3364
Scenario 1: Reference | PG&E | Com | Lighting | Com - Lodging | Energy Efficiency | Admin | 0 | 0 | 0 | 0 | 0 | 0 | 0 | 0 | 0 | 0 | 0 | 0 | 0
Scenario 1: Reference | PG&E | Com | Lighting | Com - Lodging | Energy Efficiency | Incentives | 0 | 0 | 0 | 0 | 0 | 0 | 0 | 0 | 0 | 0 | 0 | 0 | 0
Scenario 1: Reference | PG&E | Com | Lighting | Com - Lodging | Energy Efficiency | Incremental Measure Cost | 0 | 0 | 0 | 0 | 0 | 0 | 0 | 0 | 0 | 0 | 0 | 0 | 0
Scenario 1: Reference | PG&E | Com | Lighting | Com - Office (Large) | Energy Efficiency | Admin | 30780.8253 | 32755.7089 | 34683.9452 | 36344.5575 | 37938.436 | 39334.4247 | 40679.6577 | 41960.3002 | 43205.5209 | 44473.3178 | 45610.4136 | 46674.6561 | 47681.9338
Scenario 1: Reference | PG&E | Com | Lighting | Com - Office (Large) | Energy Efficiency | Incentives | 98079.7004 | 104372.4487 | 110516.5606 | 115807.9184 | 120886.6363 | 125334.8001 | 129621.2363 | 133701.8622 | 137669.6205 | 141709.3154 | 145332.5453 | 148723.6368 | 151933.2157
Scenario 1: Reference | PG&E | Com | Lighting | Com - Office (Large) | Energy Efficiency | Incremental Measure Cost | 269200.9541 | 292202.2184 | 315591.4064 | 337315.4513 | 359150.4746 | 379813.1491 | 400658.7709 | 421537.41 | 442727.9635 | 464833.4899 | 486252.7402 | 507550.6059 | 528874.0466
Scenario 1: Reference | PG&E | Com | Lighting | Com - Office (Small) | Energy Efficiency | Admin | 0 | 0 | 0 | 0 | 0 | 0 | 0 | 0 | 0 | 0 | 0 | 0 | 0
Scenario 1: Reference | PG&E | Com | Lighting | Com - Office (Small) | Energy Efficiency | Incentives | 0 | 0 | 0 | 0 | 0 | 0 | 0 | 0 | 0 | 0 | 0 | 0 | 0
Scenario 1: Reference | PG&E | Com | Lighting | Com - Office (Small) | Energy Efficiency | Incremental Measure Cost | 0 | 0 | 0 | 0 | 0 | 0 | 0 | 0 | 0 | 0 | 0 | 0 | 0
Scenario 1: Reference | PG&E | Com | Lighting | Com - Other | Energy Efficiency | Admin | 0 | 0 | 0 | 0 | 0 | 0 | 0 | 0 | 0 | 0 | 0 | 0 | 0
Scenario 1: Reference | PG&E | Com | Lighting | Com - Other | Energy Efficiency | Incentives | 0 | 0 | 0 | 0 | 0 | 0 | 0 | 0 | 0 | 0 | 0 | 0 | 0
Scenario 1: Reference | PG&E | Com | Lighting | Com - Other | Energy Efficiency | Incremental Measure Cost | 0 | 0 | 0 | 0 | 0 | 0 | 0 | 0 | 0 | 0 | 0 | 0 | 0
Scenario 1: Reference | PG&E | Com | Lighting | Com - Refrig. Warehouse | Energy Efficiency | Admin | 316.5976 | 329.1148 | 340.5892 | 351.2229 | 361.1403 | 370.5455 | 378.1142 | 385.0979 | 391.1808 | 397.1954 | 402.8082 | 408.3538 | 413.8594
Scenario 1: Reference | PG&E | Com | Lighting | Com - Refrig. Warehouse | Energy Efficiency | Incentives | 995.059 | 1041.7939 | 1085.2499 | 1119.1329 | 1150.7335 | 1180.7025 | 1204.819 | 1227.072 | 1246.4543 | 1265.6193 | 1283.5039 | 1301.1744 | 1318.7171
Scenario 1: Reference | PG&E | Com | Lighting | Com - Refrig. Warehouse | Energy Efficiency | Incremental Measure Cost | 1200.7922 | 1269.8644 | 1337.2412 | 1403.5804 | 1469.2741 | 1535.0577 | 1593.3721 | 1650.2863 | 1705.2311 | 1761.669 | 1818.1666 | 1876.1774 | 1935.8525
Scenario 1: Reference | PG&E | Com | Lighting | Com - Restaurant | Energy Efficiency | Admin | 3110.2606 | 3306.9366 | 3493.7447 | 3661.7529 | 3812.324 | 9395.5691 | 10141.5885 | 10253.3897 | 10351.4486 | 5228.9665 | 4753.2354 | 3677.7583 | 13347.4197
Scenario 1: Reference | PG&E | Com | Lighting | Com - Restaurant | Energy Efficiency | Incentives | 9910.5018 | 10537.1883 | 11132.4317 | 11667.7712 | 12147.5493 | 29937.9432 | 32315.0516 | 32671.2939 | 32983.7478 | 16661.5243 | 15145.6595 | 11718.7708 | 42530.0787
Scenario 1: Reference | PG&E | Com | Lighting | Com - Restaurant | Energy Efficiency | Incremental Measure Cost | 18071.9663 | 19599.0343 | 21120.303 | 22578.6609 | 23977.2361 | 69643.7302 | 76931.9746 | 79109.1651 | 81244.9838 | 37472.0177 | 33666.6318 | 26570.1319 | 98357.6193
Scenario 1: Reference | PG&E | Com | Lighting | Com - Retail | Energy Efficiency | Admin | 73813.8666 | 76429.6234 | 78867.2221 | 63418.6015 | 179247.8407 | 83648.2943 | 85697.5007 | 86978.0772 | 88070.4355 | 89137.6314 | 90193.9385 | 91200.3615 | 92220.2281
Scenario 1: Reference | PG&E | Com | Lighting | Com - Retail | Energy Efficiency | Incentives | 235199.7336 | 243534.5537 | 251301.6927 | 202076.3694 | 571153.4471 | 266536.0511 | 273065.621 | 277146.0367 | 280626.7156 | 284027.2174 | 287393.0234 | 290599.8792 | 293849.5715
Scenario 1: Reference | PG&E | Com | Lighting | Com - Retail | Energy Efficiency | Incremental Measure Cost | 476982.3739 | 502461.3092 | 527614.0085 | 433948.311 | 1221230.1576 | 589236.7367 | 614093.6662 | 633883.6797 | 652940.9093 | 672413.8079 | 692418.8958 | 712670.0848 | 733654.4408
Scenario 1: Reference | PG&E | Com | Lighting | Com - School | Energy Efficiency | Admin | 0 | 0 | 0 | 0 | 0 | 0 | 0 | 0 | 0 | 0 | 0 | 0 | 0
Scenario 1: Reference | PG&E | Com | Lighting | Com - School | Energy Efficiency | Incentives | 0 | 0 | 0 | 0 | 0 | 0 | 0 | 0 | 0 | 0 | 0 | 0 | 0
Scenario 1: Reference | PG&E | Com | Lighting | Com - School | Energy Efficiency | Incremental Measure Cost | 0 | 0 | 0 | 0 | 0 | 0 | 0 | 0 | 0 | 0 | 0 | 0 | 0
Scenario 1: Reference | PG&E | Com | Lighting | Com - Warehouse | Energy Efficiency | Admin | 556.0925 | 592.7196 | 627.7167 | 660.9031 | 691.6252 | 721.5262 | 755.5021 | 789.3377 | 170.5651 | 0 | 0 | 0 | 0
Scenario 1: Reference | PG&E | Com | Lighting | Com - Warehouse | Energy Efficiency | Incentives | 1771.9272 | 1888.6354 | 2000.1501 | 2105.8947 | 2203.7873 | 2299.0636 | 2407.324 | 2515.1373 | 543.4867 | 0 | 0 | 0 | 0
Scenario 1: Reference | PG&E | Com | Lighting | Com - Warehouse | Energy Efficiency | Incremental Measure Cost | 5819.4276 | 6326.7797 | 6834.3517 | 7339.5862 | 7834.3825 | 8336.5478 | 8903.6888 | 9488.4944 | 2091.3403 | 0 | 0 | 0 | 0
Scenario 1: Reference | PG&E | Com | WaterHeat | Com - College | Energy Efficiency | Admin | 301105.3347 | 484709.6377 | 434100.3826 | 648268.7691 | 655791.7227 | 659227.9045 | 777860.2957 | 886668.3291 | 967611.603 | 1010994.577 | 1000476.5054 | 933504.7227 | 819442.6067
Scenario 1: Reference | PG&E | Com | WaterHeat | Com - College | Energy Efficiency | Incentives | 0.087993 | 0.14165 | 0.12686 | 0.18945 | 0.19164 | 0.19265 | 0.22732 | 0.25911 | 0.28277 | 0.29545 | 0.29237 | 0.2728 | 0.23947
Scenario 1: Reference | PG&E | Com | WaterHeat | Com - College | Energy Efficiency | Incremental Measure Cost | 274611.466 | 366504.9853 | 308825.6158 | 610075.2505 | 467646.2051 | 418953.7886 | 389674.2931 | 452512.1687 | 495239.7601 | 528026.0981 | 533262.0127 | 507828.36 | 454997.9792
Scenario 1: Reference | PG&E | Com | WaterHeat | Com - College | Fuel Substitution | Admin | 86635.0563 | 108352.1243 | 133911.4676 | 164503.7473 | 200903.4154 | 38606.3895 | 50075.7093 | 63574.7046 | 78761.5076 | 102519.9585 | 132490.9425 | 164096.1586 | 197429.6138
Scenario 1: Reference | PG&E | Com | WaterHeat | Com - College | Fuel Substitution | Incentives | 14495.4295 | 17882.6903 | 21850.6582 | 26491.7659 | 31891.3607 | 15129.7281 | 19233.2086 | 23932.4535 | 29061.3303 | 37077.5217 | 46967.8016 | 57020.1176 | 67244.6295
Scenario 1: Reference | PG&E | Com | WaterHeat | Com - College | Fuel Substitution | Incremental Measure Cost | 265512.6693 | 333976.5888 | 428867.2282 | 469778.2627 | 450516.3778 | 117807.2369 | 150917.2619 | 174924.8744 | 157523.0153 | 205039.9171 | 264981.885 | 328192.3173 | 394859.2277
Scenario 1: Reference | PG&E | Com | WaterHeat | Com - Grocery | Energy Efficiency | Admin | 199600.1206 | 235037.9531 | 276162.603 | 323131.0485 | 375595.6248 | 416708.1282 | 476173.762 | 535047.1881 | 588738.7944 | 632732.0401 | 660832.6845 | 668369.825 | 652643.4715
Scenario 1: Reference | PG&E | Com | WaterHeat | Com - Grocery | Energy Efficiency | Incentives | 0.05833 | 0.068686 | 0.080704 | 0.09443 | 0.10976 | 0.12178 | 0.13915 | 0.15636 | 0.17205 | 0.18491 | 0.19312 | 0.19532 | 0.19072
Scenario 1: Reference | PG&E | Com | WaterHeat | Com - Grocery | Energy Efficiency | Incremental Measure Cost | 95475.5953 | 113345.7408 | 134449.3511 | 159030.1675 | 187090.5769 | 207963.2221 | 230624.0906 | 264744.0488 | 297501.1707 | 326447.5721 | 347995.8161 | 359131.8063 | 357694.948
Scenario 1: Reference | PG&E | Com | WaterHeat | Com - Grocery | Fuel Substitution | Admin | 5398.0904 | 6706.5255 | 8326.5772 | 10326.3045 | 12773.8137 | 0 | 0 | 0 | 0 | 0 | 0 | 0 | 0
Scenario 1: Reference | PG&E | Com | WaterHeat | Com - Grocery | Fuel Substitution | Incentives | 774.2306 | 943.035 | 1147.8827 | 1395.652 | 1692.5985 | 0 | 0 | 0 | 0 | 0 | 0 | 0 | 0
Scenario 1: Reference | PG&E | Com | WaterHeat | Com - Grocery | Fuel Substitution | Incremental Measure Cost | 10796.1807 | 13413.051 | 16653.1545 | 20652.609 | 25547.6273 | 0 | 0 | 0 | 0 | 0 | 0 | 0 | 0
Scenario 1: Reference | PG&E | Com | WaterHeat | Com - Health | Energy Efficiency | Admin | 681414.679 | 785603.1629 | 910344.0399 | 1047046.3397 | 1137745.5364 | 975861.732 | 1104749.3462 | 1202867.0701 | 1254180.1626 | 1246025.7422 | 1173864.5771 | 1047618.6124 | 886989.962
Scenario 1: Reference | PG&E | Com | WaterHeat | Com - Health | Energy Efficiency | Incentives | 0.19913 | 0.22958 | 0.26603 | 0.30598 | 0.33249 | 0.28518 | 0.32285 | 0.35152 | 0.36651 | 0.36413 | 0.34304 | 0.30615 | 0.25921
Scenario 1: Reference | PG&E | Com | WaterHeat | Com - Health | Energy Efficiency | Incremental Measure Cost | 465049.3617 | 525649.7086 | 581764.9876 | 658254.9649 | 716767.2358 | 598800.3418 | 542582.0297 | 602907.196 | 641441.5846 | 650320.4388 | 625187.3513 | 569312.5374 | 491736.2527
Scenario 1: Reference | PG&E | Com | WaterHeat | Com - Health | Fuel Substitution | Admin | 137343.9294 | 173113.9506 | 216905.5582 | 270238.2349 | 334797.0534 | 52804.9084 | 68952.8713 | 88086.3105 | 109746.6154 | 142866.2104 | 186159.6819 | 232133.5583 | 280867.4779
Scenario 1: Reference | PG&E | Com | WaterHeat | Com - Health | Fuel Substitution | Incentives | 39488.8893 | 49001.5166 | 60230.286 | 73430.2719 | 88865.8241 | 40255.4149 | 51535.1483 | 64540.2946 | 78824.5709 | 100582.6509 | 128467.7871 | 157018.308 | 186212.1269
Scenario 1: Reference | PG&E | Com | WaterHeat | Com - Health | Fuel Substitution | Incremental Measure Cost | 393991.2093 | 497881.2096 | 644511.3996 | 719151.3054 | 771876.7159 | 233664.8765 | 298375.4263 | 385846.7855 | 219493.2308 | 285732.4208 | 372319.3639 | 464267.1167 | 561734.9557
Scenario 1: Reference | PG&E | Com | WaterHeat | Com - Lodging | Energy Efficiency | Admin | 2323671.0994 | 2478368.9137 | 2639749.7346 | 2795203.6026 | 2946767.7164 | 1149885.3598 | 1204827.2803 | 1207310.4968 | 925102.1606 | 847855.6573 | 60044.1798 | 627491.1611 | 490066.2829
Scenario 1: Reference | PG&E | Com | WaterHeat | Com - Lodging | Energy Efficiency | Incentives | 0.67905 | 0.72426 | 0.77142 | 0.81685 | 0.86114 | 0.33603 | 0.35209 | 0.35282 | 0.27035 | 0.24777 | 0.017547 | 0.18337 | 0.14321
Scenario 1: Reference | PG&E | Com | WaterHeat | Com - Lodging | Energy Efficiency | Incremental Measure Cost | 2046872.1595 | 2210078.2435 | 2368506.9062 | 2540745.7227 | 2721571.9967 | 1980414.2455 | 1193192.807 | 1277709.4506 | 473845.6379 | 477308.1318 | 42395.4625 | 387438.7202 | 312619.0875
Scenario 1: Reference | PG&E | Com | WaterHeat | Com - Lodging | Fuel Substitution | Admin | 115786.9185 | 145564.1094 | 182020.9894 | 226515.227 | 280511.2446 | 41476.4114 | 53899.696 | 68625.0321 | 85297.7914 | 112417.69 | 146439.3038 | 182535.859 | 220756.7068
Scenario 1: Reference | PG&E | Com | WaterHeat | Com - Lodging | Fuel Substitution | Incentives | 39322.8609 | 48564.4672 | 59490.7518 | 72369.9418 | 87473.7817 | 38142.1997 | 48595.3435 | 60655.5999 | 73907.328 | 95482.8025 | 121922.4012 | 148969.8058 | 176596.7002
Scenario 1: Reference | PG&E | Com | WaterHeat | Com - Lodging | Fuel Substitution | Incremental Measure Cost | 460525.5257 | 578957.4714 | 739171.872 | 854521.3469 | 967105.7366 | 589244.519 | 232985.5401 | 300503.3457 | 170595.5828 | 224835.38 | 292878.6075 | 365071.7179 | 441513.4136
Scenario 1: Reference | PG&E | Com | WaterHeat | Com - Office (Large) | Energy Efficiency | Admin | 2076936.4124 | 2195134.904 | 2195179.0521 | 2052388.8732 | 1776584.1001 | 1142223.8375 | 750598.5771 | 396510.1004 | 115212.8852 | 74545.3695 | 67870.0406 | 61837.7022 | 56397.8662
Scenario 1: Reference | PG&E | Com | WaterHeat | Com - Office (Large) | Energy Efficiency | Incentives | 0.60695 | 0.64149 | 0.64151 | 0.59978 | 0.51918 | 0.3338 | 0.21935 | 0.11587 | 0.033669 | 0.021785 | 0.019834 | 0.018071 | 0.016481
Scenario 1: Reference | PG&E | Com | WaterHeat | Com - Office (Large) | Energy Efficiency | Incremental Measure Cost | 1361193.9534 | 1444029.9445 | 1464836.707 | 1427097.7041 | 1326026.5315 | 859232.1839 | 373134.8567 | 202300.5965 | 59985.7497 | 38910.4891 | 36102.904 | 33511.4238 | 31123.0193
Scenario 1: Reference | PG&E | Com | WaterHeat | Com - Office (Large) | Fuel Substitution | Admin | 42833.5003 | 53503.479 | 66231.5941 | 81359.1147 | 99254.7108 | 28545.5435 | 36715.8847 | 46319.3113 | 57102.6096 | 76419.1889 | 98859.4433 | 122417.4391 | 147062.3307
Scenario 1: Reference | PG&E | Com | WaterHeat | Com - Office (Large) | Fuel Substitution | Incentives | 7997.7667 | 9842.1169 | 11988.5013 | 14478.4195 | 17354.3416 | 10203.6147 | 12862.773 | 15904.9336 | 19219.159 | 25210.9128 | 31968.9044 | 38804.2933 | 45694.5837
Scenario 1: Reference | PG&E | Com | WaterHeat | Com - Office (Large) | Fuel Substitution | Incremental Measure Cost | 153791.9462 | 193022.9594 | 252519.5208 | 265065.1998 | 230906.5662 | 86448.4611 | 110735.3145 | 140842.2102 | 114205.2192 | 152838.3779 | 197718.8867 | 244834.8783 | 294124.6613
Scenario 1: Reference | PG&E | Com | WaterHeat | Com - Office (Small) | Energy Efficiency | Admin | 459878.4188 | 574650.8874 | 22459.253 | 599269.7513 | 724367.9715 | 825623.0332 | 919766.7327 | 977190.8879 | 981388.003 | 925207.527 | 813971.4137 | 666453.701 | 507421.3757
Scenario 1: Reference | PG&E | Com | WaterHeat | Com - Office (Small) | Energy Efficiency | Incentives | 0.13439 | 0.16793 | 0.0065634 | 0.17513 | 0.21169 | 0.24128 | 0.26879 | 0.28557 | 0.2868 | 0.27038 | 0.23787 | 0.19476 | 0.14829
Scenario 1: Reference | PG&E | Com | WaterHeat | Com - Office (Small) | Energy Efficiency | Incremental Measure Cost | 202015.0001 | 257326.4454 | 11641.5896 | 278958.5119 | 347967.7541 | 398250.8795 | 452626.4529 | 490668.2981 | 502862.4099 | 483856.5441 | 434516.4938 | 363189.0842 | 282314.6945
Scenario 1: Reference | PG&E | Com | WaterHeat | Com - Office (Small) | Fuel Substitution | Admin | 12042.1886 | 15077.3843 | 18696.1465 | 19273.7753 | 24971.0784 | 7599.5128 | 9887.2755 | 12593.1151 | 15643.7608 | 21157.7268 | 27409.3754 | 33995.7663 | 40928.4681
Scenario 1: Reference | PG&E | Com | WaterHeat | Com - Office (Small) | Fuel Substitution | Incentives | 2112.3201 | 2605.1894 | 3178.6689 | 3223.56 | 4040.0802 | 2463.1089 | 3140.61 | 3920.5321 | 4773.6988 | 6328.343 | 8036.0788 | 9770.1136 | 11530.0512
Scenario 1: Reference | PG&E | Com | WaterHeat | Com - Office (Small) | Fuel Substitution | Incremental Measure Cost | 25159.0834 | 31624.7816 | 39359.8084 | 40750.5588 | 53460.3768 | 15199.0257 | 19774.551 | 25186.2302 | 31287.5215 | 42315.4535 | 54818.7508 | 67991.5326 | 81856.9362
Scenario 1: Reference | PG&E | Com | WaterHeat | Com - Other | Energy Efficiency | Admin | 1385404.3376 | 1655369.0526 | 1972514.7983 | 2338609.1468 | 2749974.8871 | 2813770.7106 | 3239779.7282 | 3628086.9404 | 3885620.8669 | 4040541.7711 | 4000648.5828 | 3757281.9084 | 3339775.0365
Scenario 1: Reference | PG&E | Com | WaterHeat | Com - Other | Energy Efficiency | Incentives | 0.40486 | 0.48376 | 0.57644 | 0.68342 | 0.80364 | 0.82228 | 0.94677 | 1.0602 | 1.1355 | 1.1808 | 1.1691 | 1.098 | 0.97599
Scenario 1: Reference | PG&E | Com | WaterHeat | Com - Other | Energy Efficiency | Incremental Measure Cost | 904803.0553 | 1064647.8723 | 1161670.5936 | 1364875.0423 | 1596152.2264 | 1564124.3727 | 1655636.2937 | 1884660.8558 | 1978053.497 | 2099188.4751 | 2120669.5852 | 2031583.808 | 1841273.8522
Scenario 1: Reference | PG&E | Com | WaterHeat | Com - Other | Fuel Substitution | Admin | 714302.5254 | 893637.0939 | 1110907.6194 | 1373427.5377 | 1689034.1764 | 283650.2052 | 367151.05 | 465424.5047 | 575841.3278 | 746456.825 | 963715.68 | 1192344.1614 | 1432795.1433
Scenario 1: Reference | PG&E | Com | WaterHeat | Com - Other | Fuel Substitution | Incentives | 143928.5613 | 176865.9287 | 215427.4582 | 260453.9444 | 312788.2441 | 142819.3412 | 181196.7234 | 225147.7002 | 273050.4975 | 346946.0525 | 439067.3903 | 532487.1743 | 627212.8083
Scenario 1: Reference | PG&E | Com | WaterHeat | Com - Other | Fuel Substitution | Incremental Measure Cost | 2524096.1352 | 3159397.2009 | 3373376.4606 | 3714078.9765 | 3925606.3336 | 1247749.1688 | 1582304.0858 | 2028093.8994 | 1151682.6556 | 1492913.65 | 1927431.3599 | 2384688.3229 | 2865590.2865
Scenario 1: Reference | PG&E | Com | WaterHeat | Com - Refrig. Warehouse | Energy Efficiency | Admin | 44643.2684 | 56367.9481 | 70782.9584 | 90022.8767 | 111507.871 | 132051.3441 | 157393.3337 | 183783.2168 | 208745.9753 | 230492.8251 | 244654.0075 | 248759.0386 | 241125.2844
Scenario 1: Reference | PG&E | Com | WaterHeat | Com - Refrig. Warehouse | Energy Efficiency | Incentives | 0.013046 | 0.016473 | 0.020685 | 0.026308 | 0.032586 | 0.03859 | 0.045996 | 0.053708 | 0.061003 | 0.067358 | 0.071496 | 0.072696 | 0.070465
Scenario 1: Reference | PG&E | Com | WaterHeat | Com - Refrig. Warehouse | Energy Efficiency | Incremental Measure Cost | 19720.3784 | 25208.1606 | 32260.2664 | 41835.5585 | 52863.0672 | 63707.0746 | 77434.4387 | 92217.8276 | 106828.8371 | 120353.3334 | 130340.4501 | 135234.2622 | 133775.0878
Scenario 1: Reference | PG&E | Com | WaterHeat | Com - Refrig. Warehouse | Fuel Substitution | Admin | 1319.5525 | 1661.0366 | 2080.103 | 2592.9068 | 3216.2331 | 456.8018 | 594.2722 | 757.8294 | 943.5363 | 1241.8319 | 1619.4125 | 2020.2999 | 2444.3524
Scenario 1: Reference | PG&E | Com | WaterHeat | Com - Refrig. Warehouse | Fuel Substitution | Incentives | 388.5592 | 480.2642 | 588.9713 | 717.4598 | 868.4331 | 370.4254 | 472.4936 | 590.7195 | 721.0039 | 930.2167 | 1189.0753 | 1454.0703 | 1724.4122
Scenario 1: Reference | PG&E | Com | WaterHeat | Com - Refrig. Warehouse | Fuel Substitution | Incremental Measure Cost | 2639.1049 | 3322.0732 | 4160.2059 | 5185.8135 | 6432.4661 | 913.6036 | 1188.5445 | 1515.6588 | 1887.0726 | 2483.6637 | 3238.8251 | 4040.5998 | 4888.7049
Scenario 1: Reference | PG&E | Com | WaterHeat | Com - Restaurant | Energy Efficiency | Admin | 316602.9738 | 366194.8681 | 423156.2217 | 486521.5944 | 551385.2404 | 460642.8902 | 498284.1311 | 517395.4895 | 511617.1965 | 479646.4064 | 101678.699 | 371942.1398 | 358458.3202
Scenario 1: Reference | PG&E | Com | WaterHeat | Com - Restaurant | Energy Efficiency | Incentives | 0.092522 | 0.10701 | 0.12366 | 0.14218 | 0.16113 | 0.13462 | 0.14562 | 0.1512 | 0.14951 | 0.14017 | 0.029714 | 0.10869 | 0.10475
Scenario 1: Reference | PG&E | Com | WaterHeat | Com - Restaurant | Energy Efficiency | Incremental Measure Cost | 169616.7863 | 199008.8524 | 233208.0506 | 271907.7909 | 312963.6049 | 210906.4237 | 233644.992 | 247945.9149 | 250002.1063 | 238363.357 | 41354.0285 | 191087.3325 | 179894.0354
Scenario 1: Reference | PG&E | Com | WaterHeat | Com - Restaurant | Fuel Substitution | Admin | 327937.6066 | 409553.0103 | 506376.748 | 620847.1396 | 755528.3273 | 222835.1157 | 287325.2056 | 362837.88 | 447352.0759 | 579162.9361 | 744928.7921 | 827868.3308 | 1051609.9107
Scenario 1: Reference | PG&E | Com | WaterHeat | Com - Restaurant | Fuel Substitution | Incentives | 66235.0557 | 81425.8835 | 98996.4307 | 119257.3423 | 142517.3653 | 83227.8434 | 105174.1139 | 130173.6973 | 157309.8606 | 199619.6271 | 251667.1455 | 274149.1419 | 341339.8789
Scenario 1: Reference | PG&E | Com | WaterHeat | Com - Restaurant | Fuel Substitution | Incremental Measure Cost | 662271.651 | 829888.7735 | 1029606.2525 | 1266817.6787 | 1547285.2408 | 445670.2314 | 574650.4113 | 725675.7599 | 894704.1518 | 1158325.8722 | 1489857.5842 | 1655736.6615 | 2103219.8214
Scenario 1: Reference | PG&E | Com | WaterHeat | Com - Retail | Energy Efficiency | Admin | 855207.8628 | 1073657.0365 | 1030452.7749 | 1461679.1928 | 1767624.48 | 2066423.1321 | 2369217.8211 | 2628877.0771 | 2787583.063 | 2844873.869 | 2759583.81 | 2534033.1347 | 2197946.3645
Scenario 1: Reference | PG&E | Com | WaterHeat | Com - Retail | Energy Efficiency | Incentives | 0.24992 | 0.31376 | 0.30113 | 0.42715 | 0.51656 | 0.60388 | 0.69237 | 0.76825 | 0.81463 | 0.83137 | 0.80644 | 0.74053 | 0.64231
Scenario 1: Reference | PG&E | Com | WaterHeat | Com - Retail | Energy Efficiency | Incremental Measure Cost | 405851.8779 | 514383.3027 | 474668.6748 | 711074.8403 | 875012.8315 | 1033125.5919 | 1203742.229 | 1358580.6549 | 1427404.7444 | 1486484.0289 | 1471529.7584 | 1379157.3226 | 1221052.3243
Scenario 1: Reference | PG&E | Com | WaterHeat | Com - Retail | Fuel Substitution | Admin | 15471.2501 | 19392.7813 | 24034.8899 | 27034.8962 | 33408.1492 | 11937.2791 | 15465.9064 | 19624.4131 | 24299.6271 | 31945.5594 | 41271.5948 | 51084.0364 | 61404.8319
Scenario 1: Reference | PG&E | Com | WaterHeat | Com - Retail | Fuel Substitution | Incentives | 3437.0311 | 4227.5466 | 5140.139 | 5671.9052 | 6861.9239 | 4472.8393 | 5679.6249 | 7063.7027 | 8573.2788 | 11047.6489 | 13990.6266 | 16974.6599 | 20000.8421
Scenario 1: Reference | PG&E | Com | WaterHeat | Com - Retail | Fuel Substitution | Incremental Measure Cost | 47688.2212 | 51827.3979 | 98304.4857 | 92748.4694 | 89049.2535 | 51166.6853 | 66145.9637 | 84973.0827 | 48599.2542 | 63891.1188 | 82543.1897 | 102168.0728 | 122809.6638
Scenario 1: Reference | PG&E | Com | WaterHeat | Com - School | Energy Efficiency | Admin | 1091270.4198 | 1223986.1504 | 1321194.5069 | 1359447.2906 | 1320771.5603 | 1021312.7312 | 834564.2629 | 617654.9785 | 405653.9673 | 225222.0954 | 86730.4917 | 64747.2225 | 61099.8736
Scenario 1: Reference | PG&E | Com | WaterHeat | Com - School | Energy Efficiency | Incentives | 0.31891 | 0.35769 | 0.3861 | 0.39728 | 0.38597 | 0.29846 | 0.24389 | 0.1805 | 0.11855 | 0.065817 | 0.025345 | 0.018921 | 0.017855
Scenario 1: Reference | PG&E | Com | WaterHeat | Com - School | Energy Efficiency | Incremental Measure Cost | 630194.8252 | 706368.4536 | 769522.4809 | 807774.6803 | 810377.8066 | 490963.9676 | 409022.2337 | 308334.3574 | 205623.2956 | 115310.1034 | 43586.514 | 31841.7909 | 30411.0453
Scenario 1: Reference | PG&E | Com | WaterHeat | Com - School | Fuel Substitution | Admin | 171654.3552 | 214517.7873 | 265495.4904 | 325911.8088 | 397161.3709 | 118687.7596 | 152570.2877 | 192171.9105 | 236435.7371 | 314732.8712 | 405367.6092 | 500440.6983 | 599988.0311
Scenario 1: Reference | PG&E | Com | WaterHeat | Com - School | Fuel Substitution | Incentives | 24653.121 | 30323.3907 | 36910.9755 | 44540.9294 | 53337.752 | 29677.7728 | 37382.5788 | 46144.3636 | 55643.5393 | 72599.1117 | 91653.2154 | 110910.3807 | 130343.0172
Scenario 1: Reference | PG&E | Com | WaterHeat | Com - School | Fuel Substitution | Incremental Measure Cost | 380732.7702 | 477421.8169 | 593327.3113 | 731849.8929 | 1122128.591 | 515303.9846 | 657141.104 | 837632.965 | 472871.4743 | 629465.7424 | 810735.2183 | 1000881.3965 | 1199976.0622
Scenario 1: Reference | PG&E | Com | WaterHeat | Com - Warehouse | Energy Efficiency | Admin | 609705.5448 | 759491.4515 | 938156.288 | 1145934.9184 | 1384621.9574 | 1625200.3736 | 1880278.7208 | 2116139.0301 | 2277991.3593 | 2393752.7915 | 2400170.6908 | 2294376.5396 | 2086586.4179
Scenario 1: Reference | PG&E | Com | WaterHeat | Com - Warehouse | Energy Efficiency | Incentives | 0.17818 | 0.22195 | 0.27416 | 0.33488 | 0.40463 | 0.47494 | 0.54948 | 0.61841 | 0.66571 | 0.69954 | 0.70141 | 0.6705 | 0.60977
Scenario 1: Reference | PG&E | Com | WaterHeat | Com - Warehouse | Energy Efficiency | Incremental Measure Cost | 293128.6536 | 367361.5291 | 457384.4954 | 564712.2641 | 701422.3922 | 828178.0742 | 961297.9329 | 1101781.9152 | 1166450.6347 | 1250877.2349 | 1279839.7223 | 1248549.6606 | 1158896.4688
Scenario 1: Reference | PG&E | Com | WaterHeat | Com - Warehouse | Fuel Substitution | Admin | 2709.611 | 3404.4544 | 4249.6156 | 5244.9345 | 6429.443 | 856.1991 | 1116.3124 | 1425.3399 | 1775.5328 | 2356.5529 | 3062.2138 | 3809.6543 | 4600.0848
Scenario 1: Reference | PG&E | Com | WaterHeat | Com - Warehouse | Fuel Substitution | Incentives | 389.0247 | 484.7362 | 597.7923 | 731.0659 | 887.5323 | 346.0943 | 442.2727 | 553.5099 | 675.8539 | 879.2639 | 1119.9609 | 1365.7793 | 1616.5449
Scenario 1: Reference | PG&E | Com | WaterHeat | Com - Warehouse | Fuel Substitution | Incremental Measure Cost | 5442.917 | 6876.3638 | 12042.5923 | 13656.47 | 15019.6745 | 3773.6187 | 4854.1907 | 6265.377 | 3551.0655 | 4713.1058 | 6124.4276 | 7619.3086 | 9200.1696
Scenario 1: Reference | PG&E | Com | WholeBlg | Com - College | Energy Efficiency | Admin | 213007.3188 | 215433.2238 | 217333.3735 | 219692.4108 | 222381.1007 | 225188.3193 | 229187.3305 | 233575.6923 | 237087.8529 | 244537.4766 | 247578.7029 | 249326.5746 | 255679.5555
Scenario 1: Reference | PG&E | Com | WholeBlg | Com - College | Energy Efficiency | Incentives | 1800.8055 | 1961.807 | 2111.7675 | 2315.5026 | 2497.1684 | 2676.7839 | 2902.2155 | 3093.5145 | 3364.8102 | 3635.2913 | 3874.2239 | 4047.4275 | 4281.0903
Scenario 1: Reference | PG&E | Com | WholeBlg | Com - College | Energy Efficiency | Incremental Measure Cost | 11115.7617 | 12109.5694 | 13035.2248 | 14292.8129 | 15414.1742 | 16522.8796 | 17914.3926 | 19095.2165 | 20769.8327 | 22439.4207 | 23914.2706 | 24983.3979 | 26425.7191
Scenario 1: Reference | PG&E | Com | WholeBlg | Com - Office (Large) | Energy Efficiency | Admin | 2268818.578 | 2323612.8644 | 2373687.4078 | 2429756.0589 | 2493237.6576 | 2560802.4869 | 2641416.8023 | 2661213.0798 | 2740549.4007 | 2868442.8366 | 2944742.554 | 3005526.6283 | 3071086.6288
Scenario 1: Reference | PG&E | Com | WholeBlg | Com - Office (Large) | Energy Efficiency | Incentives | 0 | 0 | 0 | 0 | 0 | 0 | 0 | 0 | 0 | 0 | 0 | 0 | 0
Scenario 1: Reference | PG&E | Com | WholeBlg | Com - Office (Large) | Energy Efficiency | Incremental Measure Cost | 0 | 0 | 0 | 0 | 0 | 0 | 0 | 0 | 0 | 0 | 0 | 0 | 0
Scenario 1: Reference | PG&E | Com | WholeBlg | Com - Other | Energy Efficiency | Admin | 1833408.4542 | 1955834.7484 | 2070202.0993 | 2175588.2441 | 2301890.9494 | 2458002.4117 | 2603252.7463 | 2665778.2205 | 2780300.0643 | 2938486.6772 | 3053305.1525 | 3153976.3192 | 3219447.5362
Scenario 1: Reference | PG&E | Com | WholeBlg | Com - Other | Energy Efficiency | Incentives | 0 | 0 | 0 | 0 | 0 | 0 | 0 | 0 | 0 | 0 | 0 | 0 | 0
Scenario 1: Reference | PG&E | Com | WholeBlg | Com - Other | Energy Efficiency | Incremental Measure Cost | 0 | 0 | 0 | 0 | 0 | 0 | 0 | 0 | 0 | 0 | 0 | 0 | 0
Scenario 1: Reference | PG&E | Com | WholeBlg | Com - Restaurant | Energy Efficiency | Admin | 617510.1032 | 631161.6338 | 643931.0973 | 658385.3371 | 674686.8056 | 690914.7967 | 708867.9034 | 731770.7052 | 751022.8845 | 783854.7358 | 802093.9514 | 814266.8963 | 848939.4944
Scenario 1: Reference | PG&E | Com | WholeBlg | Com - Restaurant | Energy Efficiency | Incentives | 539.0954 | 594.3042 | 662.7943 | 735.0545 | 809.7052 | 886.683 | 973.3242 | 1060.7904 | 1148.2814 | 1243.8941 | 1341.3507 | 0 | 16671.2944
Scenario 1: Reference | PG&E | Com | WholeBlg | Com - Restaurant | Energy Efficiency | Incremental Measure Cost | 3327.6534 | 3668.4382 | 4091.2045 | 4537.2424 | 4998.0356 | 5473.1933 | 6008.0006 | 6547.8996 | 7087.9515 | 7678.1364 | 8279.703 | 0 | 102906.2486
Scenario 1: Reference | PG&E | Com | WholeBlg | Com - Retail | Energy Efficiency | Admin | 806352.2734 | 820373.2769 | 833033.3003 | 837272.7867 | 957125.561 | 882498.7182 | 905708.1596 | 942017.021 | 963960.8609 | 1002274.0294 | 1021764.9819 | 1035715.9268 | 1062525.2655
Scenario 1: Reference | PG&E | Com | WholeBlg | Com - Retail | Energy Efficiency | Incentives | 2604.0809 | 2950.9705 | 3356.2435 | 0 | 38440.1927 | 4434.5667 | 4938.5444 | 5473.6312 | 5979.932 | 6528.0815 | 7115.8556 | 7726.2893 | 8385.4716
Scenario 1: Reference | PG&E | Com | WholeBlg | Com - Retail | Energy Efficiency | Incremental Measure Cost | 16074.1084 | 18215.3405 | 20716.9536 | 0 | 237278.2779 | 27373.0769 | 30483.9605 | 33786.87 | 36912.0931 | 40295.6342 | 43923.7644 | 47691.7645 | 51760.6737
Scenario 1: Reference | PG&E | Com | WholeBlg | Com - Warehouse | Energy Efficiency | Admin | 887979.6274 | 918963.584 | 949582.7562 | 983257.0204 | 1017704.6143 | 1056856.197 | 1099353.4375 | 1218893.6967 | 1266729.1628 | 1334785.6332 | 1382080.4229 | 1422485.1176 | 1442051.1101
Scenario 1: Reference | PG&E | Com | WholeBlg | Com - Warehouse | Energy Efficiency | Incentives | 2021.7171 | 2221.3073 | 2457.8 | 2729.8988 | 0 | 0 | 0 | 0 | 0 | 0 | 0 | 0 | 0
Scenario 1: Reference | PG&E | Com | WholeBlg | Com - Warehouse | Energy Efficiency | Incremental Measure Cost | 12479.3746 | 13711.377 | 15171.1659 | 16850.7398 | 0 | 0 | 0 | 0 | 0 | 0 | 0 | 0 | 0
Scenario 1: Reference | PG&E | Res | AppPlug | Res - Multi Family | Energy Efficiency | Admin | 0 | 0 | 41470.635 | 46691.4537 | 46988.7587 | 47220.352 | 47421.5155 | 47013.9782 | 47126.4435 | 47239.9088 | 47369.5934 | 47537.2383 | 47376.9226
Scenario 1: Reference | PG&E | Res | AppPlug | Res - Multi Family | Energy Efficiency | Incentives | 0 | 0 | 489.3568 | 550.9629 | 554.4711 | 557.204 | 559.5777 | 554.7687 | 556.0958 | 557.4347 | 558.965 | 560.9433 | 559.0515
Scenario 1: Reference | PG&E | Res | AppPlug | Res - Multi Family | Energy Efficiency | Incremental Measure Cost | 0 | 0 | 185693.5431 | 213252.2809 | 218902.3551 | 224380.8832 | 229843.5038 | 232425.6092 | 237641.2422 | 242977.6741 | 248517.5989 | 254385.0658 | 258597.7148
Scenario 1: Reference | PG&E | Res | AppPlug | Res - Multi Family | Fuel Substitution | Admin | 1.7435 | 1.9449 | 2.1581 | 2.3823 | 2.617 | 0 | 0 | 0 | 0 | 0 | 0 | 0 | 0
Scenario 1: Reference | PG&E | Res | AppPlug | Res - Multi Family | Fuel Substitution | Incentives | 99.5252 | 108.8455 | 118.4091 | 128.1471 | 138.0116 | 0 | 0 | 0 | 0 | 0 | 0 | 0 | 0
Scenario 1: Reference | PG&E | Res | AppPlug | Res - Multi Family | Fuel Substitution | Incremental Measure Cost | 3.487 | 3.8898 | 4.3163 | 4.7646 | 5.2341 | 0 | 0 | 0 | 0 | 0 | 0 | 0 | 0
Scenario 1: Reference | PG&E | Res | AppPlug | Res - Single Family | Energy Efficiency | Admin | 0 | 0 | 0 | 0 | 0 | 0 | 0 | 0 | 0 | 0 | 0 | 94852.7674 | 100789.1882
Scenario 1: Reference | PG&E | Res | AppPlug | Res - Single Family | Energy Efficiency | Incentives | 0 | 0 | 0 | 0 | 0 | 0 | 0 | 0 | 0 | 0 | 0 | 1119.2703 | 1189.3206
Scenario 1: Reference | PG&E | Res | AppPlug | Res - Single Family | Energy Efficiency | Incremental Measure Cost | 0 | 0 | 0 | 0 | 0 | 0 | 0 | 0 | 0 | 0 | 0 | 1315487.7647 | 1425774.771
Scenario 1: Reference | PG&E | Res | AppPlug | Res - Single Family | Fuel Substitution | Admin | 16.5215 | 18.3393 | 20.2406 | 22.2277 | 24.3029 | 0 | 0 | 0 | 0 | 0 | 0 | 0 | 0
Scenario 1: Reference | PG&E | Res | AppPlug | Res - Single Family | Fuel Substitution | Incentives | 575.2301 | 626 | 677.3507 | 729.2652 | 781.7149 | 0 | 0 | 0 | 0 | 0 | 0 | 0 | 0
Scenario 1: Reference | PG&E | Res | AppPlug | Res - Single Family | Fuel Substitution | Incremental Measure Cost | 33.043 | 36.6786 | 40.4811 | 44.4554 | 48.6057 | 0 | 0 | 0 | 0 | 0 | 0 | 0 | 0
Scenario 1: Reference | PG&E | Res | BldgEnv | Res - Single Family | Energy Efficiency | Admin | 94739.8762 | 112689.1816 | 119498.5853 | 119407.5659 | 116067.9413 | 111347.2433 | 105910.5381 | 100001.2276 | 94238.9358 | 0 | 0 | 0 | 0
Scenario 1: Reference | PG&E | Res | BldgEnv | Res - Single Family | Energy Efficiency | Incremental Measure Cost | 694117.3373 | 853739.8761 | 928193.4167 | 947471.8248 | 939187.0554 | 918159.1048 | 889490.8714 | 855043.7373 | 820203.8436 | 0 | 0 | 0 | 0
Scenario 1: Reference | PG&E | Res | HVAC | Res - Multi Family | Energy Efficiency | Admin | 65711.4377 | 72392.8417 | 372378.872 | 83516.1201 | 87930.8698 | 91981.2437 | 95792.5933 | 92939.5204 | 96050.9595 | 99078.2649 | 102033.6919 | 166758.6869 | 151263.9594
Scenario 1: Reference | PG&E | Res | HVAC | Res - Multi Family | Energy Efficiency | Incentives | 56464.6515 | 62205.8612 | 67463.4821 | 71763.8946 | 75557.4095 | 79037.8213 | 82312.8451 | 79861.2511 | 82534.8545 | 85136.1634 | 87675.7084 | 131909.5648 | 122185.1101
Scenario 1: Reference | PG&E | Res | HVAC | Res - Multi Family | Energy Efficiency | Incremental Measure Cost | 223923.5257 | 251458.0216 | 278185.3732 | 301888.113 | 324215.5438 | 345959.6657 | 367507.5669 | 364779.2396 | 384509.7613 | 404544.9638 | 424934.6302 | 496265.6175 | 495339.2422
Scenario 1: Reference | PG&E | Res | HVAC | Res - Multi Family | Fuel Substitution | Admin | 99.9089 | 170.9575 | 183.4015 | 195.7382 | 229.5584 | 63.1627 | 67.5524 | 71.5825 | 75.0626 | 79.6383 | 83.8539 | 87.0487 | 89.5272
Scenario 1: Reference | PG&E | Res | HVAC | Res - Multi Family | Fuel Substitution | Incentives | 0.029953 | 0.042355 | 0.044866 | 0.047304 | 0.053283 | 0.010506 | 0.011236 | 0.011906 | 0.012485 | 0.013246 | 0.013947 | 0.014478 | 0.01489
Scenario 1: Reference | PG&E | Res | HVAC | Res - Multi Family | Fuel Substitution | Incremental Measure Cost | 202.9958 | 377.7577 | 409.4689 | 441.4593 | 541.2647 | 349.846 | 380.8949 | 411.0091 | 438.9747 | 473.6502 | 508.0587 | 537.3588 | 563.1664
Scenario 1: Reference | PG&E | Res | HVAC | Res - Single Family | Energy Efficiency | Admin | 645190.6784 | 746589.5109 | 2351829.5131 | 869201.4644 | 909575.7579 | 460656.5064 | 478479.9791 | 494893.4546 | 200862.1608 | 158652.1452 | 163079.3974 | 565519.0589 | 557498.0424
Scenario 1: Reference | PG&E | Res | HVAC | Res - Single Family | Energy Efficiency | Incentives | 554437.7182 | 641574.3051 | 702639.3732 | 746939.8374 | 781634.7605 | 395833.815 | 411149.2031 | 425253.0062 | 172597.2265 | 136326.9226 | 140131.1804 | 403542.7647 | 404188.3056
Scenario 1: Reference | PG&E | Res | HVAC | Res - Single Family | Energy Efficiency | Incremental Measure Cost | 11063074.9937 | 13006324.206 | 14517409.2871 | 15725790.5084 | 14159315.9978 | 7767479.8686 | 8231173.7631 | 8685389.6555 | 2027060.1504 | 999089.4176 | 1047500.0337 | 1409128.2942 | 1454812.8598
Scenario 1: Reference | PG&E | Res | HVAC | Res - Single Family | Fuel Substitution | Admin | 6549.9857 | 7075.4404 | 8444.4289 | 9007.2286 | 9565.8895 | 770.1081 | 824.9666 | 877.7117 | 56.2211 | 61.1656 | 65.1967 | 68.2879 | 70.8783
Scenario 1: Reference | PG&E | Res | HVAC | Res - Single Family | Fuel Substitution | Incentives | 1.4674 | 1.5727 | 1.8154 | 1.9221 | 2.0265 | 0.12808 | 0.1372 | 0.14597 | 0.0093503 | 0.010173 | 0.010843 | 0.011357 | 0.011788
Scenario 1: Reference | PG&E | Res | HVAC | Res - Single Family | Fuel Substitution | Incremental Measure Cost | 17107.604 | 18712.7349 | 23141.4358 | 25005.2428 | 24951.372 | 7661.3679 | 8358.789 | 9058.3648 | 232.3203 | 257.6091 | 280.2201 | 299.1856 | 316.7289
Scenario 1: Reference | PG&E | Res | WaterHeat | Res - Multi Family | Energy Efficiency | Admin | 888937.8708 | 1005005.9929 | 1049744.0966 | 1065084.1993 | 1068757.6001 | 679029.0128 | 669126.1107 | 627153.3754 | 617488.5262 | 609405.0546 | 604041.7044 | 603000.1158 | 584190.7074
Scenario 1: Reference | PG&E | Res | WaterHeat | Res - Multi Family | Energy Efficiency | Incentives | 128.0719 | 144.8026 | 151.2504 | 153.4616 | 153.9921 | 97.8486 | 96.4232 | 90.3767 | 88.9855 | 87.8221 | 87.0506 | 86.9017 | 84.1926
Scenario 1: Reference | PG&E | Res | WaterHeat | Res - Multi Family | Energy Efficiency | Incremental Measure Cost | 733163.2015 | 953101.0419 | 1045976.5476 | 1108054.8042 | 1164464.7972 | 687703.9527 | 716192.0518 | 716840.4105 | 745204.4575 | 775373.0026 | 807992.6635 | 844425.4293 | 863206.1757
Scenario 1: Reference | PG&E | Res | WaterHeat | Res - Multi Family | Fuel Substitution | Admin | 734266.7086 | 819702.5023 | 910916.4499 | 1007949.7416 | 1110005.3412 | 19555.769 | 23270.3005 | 26903.5794 | 30123.9265 | 33950.2029 | 38608.7869 | 42936.7185 | 46355.8876
Scenario 1: Reference | PG&E | Res | WaterHeat | Res - Multi Family | Fuel Substitution | Incentives | 544211.2773 | 595781.3908 | 649211.8508 | 704551.2081 | 761008.6062 | 8787.1075 | 10428.1035 | 12023.5848 | 13462.7411 | 15172.7495 | 17254.7262 | 19188.9302 | 20716.9976
Scenario 1: Reference | PG&E | Res | WaterHeat | Res - Multi Family | Fuel Substitution | Incremental Measure Cost | 1468533.4173 | 1639405.0047 | 1821832.8997 | 2015899.4831 | 2220010.6823 | 40395.738 | 48891.5611 | 57492.5259 | 65655.6149 | 75427.3461 | 87467.5387 | 99215.7545 | 109257.4145
Scenario 1: Reference | PG&E | Res | WaterHeat | Res - Single Family | Energy Efficiency | Admin | 4563570.8185 | 4951927.2071 | 5199032.919 | 5328987.8131 | 5386171.1483 | 2588045.9757 | 2534121.5079 | 2478977.4827 | 2414623.7706 | 2374731.6827 | 2345151.2967 | 2324465.7075 | 2309270.8533
Scenario 1: Reference | PG&E | Res | WaterHeat | Res - Single Family | Energy Efficiency | Incentives | 657.5054 | 713.4587 | 749.0621 | 767.7879 | 776.0297 | 372.933 | 365.1683 | 357.2277 | 347.9588 | 342.2153 | 337.9576 | 334.9812 | 332.7959
Scenario 1: Reference | PG&E | Res | WaterHeat | Res - Single Family | Energy Efficiency | Incremental Measure Cost | 6457231.4005 | 7199441.1419 | 5087996.5716 | 5397478.3861 | 5663231.3453 | 2694838.2978 | 2781908.9581 | 2869308.319 | 2912651.2285 | 3006680.7194 | 3113367.4254 | 3228845.7347 | 3350890.0732
Scenario 1: Reference | PG&E | Res | WaterHeat | Res - Single Family | Fuel Substitution | Admin | 19941.4431 | 28888.414 | 37632.4364 | 46788.1444 | 56710.4127 | 140245.4884 | 166672.044 | 191846.8158 | 214506.3811 | 238681.571 | 270232.1672 | 300633.0139 | 324958.3847
Scenario 1: Reference | PG&E | Res | WaterHeat | Res - Single Family | Fuel Substitution | Incentives | 27353.7041 | 38776.064 | 49473.4992 | 60267.8664 | 71585.9052 | 62886.8763 | 74499.7657 | 85738.6241 | 95865.4534 | 106669.6334 | 120769.9701 | 134356.4701 | 145227.7677
Scenario 1: Reference | PG&E | Res | WaterHeat | Res - Single Family | Fuel Substitution | Incremental Measure Cost | 39882.8862 | 57776.8279 | 75264.8728 | 93576.2888 | 113420.8255 | 292012.658 | 352871.1077 | 414240.0994 | 472441.33 | 536297.1127 | 619344.9375 | 702801.9523 | 774863.0538
Scenario 1: Reference | PG&E | Res | WholeBlg | Res - Multi Family | Energy Efficiency | Admin | 0 | 0 | 4019.2342 | 4148.6064 | 4091.3595 | 4037.1739 | 978041.8871 | 935493.1864 | 873695.7612 | 819449.3861 | 757392.6877 | 1182477.5323 | 1099131.4927
Scenario 1: Reference | PG&E | Res | WholeBlg | Res - Multi Family | Energy Efficiency | Incentives | 0 | 0 | 3075.1555 | 3174.1394 | 3130.3393 | 3088.8814 | 748308.3498 | 715753.969 | 668472.2218 | 626967.8487 | 579487.7293 | 904723.2386 | 840954.5015
Scenario 1: Reference | PG&E | Res | WholeBlg | Res - Multi Family | Energy Efficiency | Incremental Measure Cost | 0 | 0 | 13860.0483 | 14592.3029 | 14678.7617 | 14774.0446 | 4352557.6315 | 4246464.5694 | 4045259.7827 | 3869978.4342 | 3648436.9758 | 6008563.1967 | 5696772.343
Scenario 1: Reference | PG&E | Res | WholeBlg | Res - Single Family | Energy Efficiency | Admin | 0 | 0 | 14590.8902 | 15127.1495 | 14782.2773 | 14462.0996 | 13715.6968 | 12851.1865 | 11813.0842 | 10979.4317 | 10032.4458 | 9245.6639 | 1455834.3265
Scenario 1: Reference | PG&E | Res | WholeBlg | Res - Single Family | Energy Efficiency | Incentives | 0 | 0 | 11163.6557 | 11573.9539 | 11310.0882 | 11065.1166 | 10494.0354 | 9832.5887 | 9038.3249 | 8400.4878 | 7675.9382 | 7073.9624 | 1113874.8267
Scenario 1: Reference | PG&E | Res | WholeBlg | Res - Single Family | Energy Efficiency | Incremental Measure Cost | 0 | 0 | 55848.7325 | 59059.3693 | 58867.1787 | 58743.9841 | 56826.3938 | 54309.4765 | 50920.8758 | 48273.9232 | 44992.4589 | 42293.2616 | 9209910.5324
Scenario 1: Reference | SCE | Com | BldgEnv | Com - College | Energy Efficiency | Admin | 240.012 | 254.1819 | 260.5716 | 257.8502 | 245.4688 | 225.0512 | 198.1739 | 167.2269 | 11.5596 | 0 | 0 | 0 | 0
Scenario 1: Reference | SCE | Com | BldgEnv | Com - College | Energy Efficiency | Incremental Measure Cost | 8019.2988 | 8658.9656 | 9040.8248 | 9105.0748 | 8822.2875 | 8214.6062 | 7333.8809 | 6262.5112 | 153.7648 | 0 | 0 | 0 | 0
Scenario 1: Reference | SCE | Com | BldgEnv | Com - Grocery | Energy Efficiency | Admin | 21.6319 | 22.7065 | 23.4539 | 22.4861 | 23.7881 | 24.9238 | 25.8436 | 26.9238 | 27.8406 | 0 | 0 | 0 | 0
Scenario 1: Reference | SCE | Com | BldgEnv | Com - Grocery | Energy Efficiency | Incremental Measure Cost | 310.2804 | 321.9053 | 331.5599 | 342.7295 | 356.4404 | 369.1774 | 380.3364 | 393.7977 | 406.1587 | 0 | 0 | 0 | 0
Scenario 1: Reference | SCE | Com | BldgEnv | Com - Health | Energy Efficiency | Admin | 615.2577 | 546.5129 | 78.959 | 68.5139 | 58.4659 | 48.7003 | 40.3551 | 33.2463 | 33.7164 | 0 | 0 | 0 | 0
Scenario 1: Reference | SCE | Com | BldgEnv | Com - Health | Energy Efficiency | Incremental Measure Cost | 14061.7945 | 12686.4721 | 950.2335 | 824.7067 | 696.2739 | 569.2306 | 456.8736 | 382.7664 | 387.6342 | 0 | 0 | 0 | 0
Scenario 1: Reference | SCE | Com | BldgEnv | Com - Lodging | Energy Efficiency | Admin | 37.1369 | 45.0294 | 54.4863 | 65.7827 | 79.244 | 95.2103 | 114.0504 | 136.1406 | 1.3783 | 0 | 0 | 0 | 0
Scenario 1: Reference | SCE | Com | BldgEnv | Com - Lodging | Energy Efficiency | Incremental Measure Cost | 639.3525 | 790.9848 | 976.5607 | 1203.0722 | 1478.7335 | 1812.8209 | 2215.7218 | 2698.6541 | 13.0708 | 0 | 0 | 0 | 0
Scenario 1: Reference | SCE | Com | BldgEnv | Com - Office (Large) | Energy Efficiency | Admin | 529.375 | 546.4037 | 559.3851 | 571.9901 | 587.8175 | 601.6478 | 609.6739 | 617.3618 | 618.1449 | 0 | 0 | 0 | 0
Scenario 1: Reference | SCE | Com | BldgEnv | Com - Office (Large) | Energy Efficiency | Incremental Measure Cost | 7968.9637 | 8150.6812 | 8303.7863 | 8463.5979 | 8667.6311 | 8861.9609 | 9003.808 | 9150.2965 | 9226.6649 | 0 | 0 | 0 | 0
Scenario 1: Reference | SCE | Com | BldgEnv | Com - Office (Small) | Energy Efficiency | Admin | 21.8476 | 22.8171 | 23.6253 | 22.9645 | 1.74 | 265.4114 | 23.1309 | 23.7765 | 24.333 | 0 | 0 | 0 | 0
Scenario 1: Reference | SCE | Com | BldgEnv | Com - Office (Small) | Energy Efficiency | Incremental Measure Cost | 286.7461 | 298.0231 | 308.7533 | 319.1287 | 107.8848 | 2802.7932 | 326.2863 | 335.3597 | 343.917 | 0 | 0 | 0 | 0
Scenario 1: Reference | SCE | Com | BldgEnv | Com - Other | Energy Efficiency | Admin | 999.9044 | 911.5662 | 794.5672 | 661.6315 | 526.2787 | 399.1251 | 288.1742 | 236.9094 | 235.1786 | 0 | 0 | 0 | 0
Scenario 1: Reference | SCE | Com | BldgEnv | Com - Other | Energy Efficiency | Incremental Measure Cost | 30686.0815 | 27945.2963 | 24074.4096 | 19481.6539 | 14617.042 | 9871.1988 | 5538.4414 | 3506.3455 | 3431.6876 | 0 | 0 | 0 | 0
Scenario 1: Reference | SCE | Com | BldgEnv | Com - Refrig. Warehouse | Energy Efficiency | Admin | 5.3473 | 0.53722 | 0.55968 | 0.56881 | 0.58716 | 0.6113 | 0.63899 | 0.66167 | 0.68835 | 0 | 0 | 0 | 0
Scenario 1: Reference | SCE | Com | BldgEnv | Com - Refrig. Warehouse | Energy Efficiency | Incremental Measure Cost | 14.3261 | 1.5549 | 1.648 | 1.7075 | 1.7963 | 1.906 | 2.031 | 2.1459 | 2.2781 | 0 | 0 | 0 | 0
Scenario 1: Reference | SCE | Com | BldgEnv | Com - Restaurant | Energy Efficiency | Admin | 0 | 0 | 0 | 0 | 0 | 0 | 0 | 0 | 0 | 0 | 0 | 0 | 0
Scenario 1: Reference | SCE | Com | BldgEnv | Com - Restaurant | Energy Efficiency | Incremental Measure Cost | 0 | 0 | 0 | 0 | 0 | 0 | 0 | 0 | 0 | 0 | 0 | 0 | 0
Scenario 1: Reference | SCE | Com | BldgEnv | Com - Retail | Energy Efficiency | Admin | 58.7052 | 61.0594 | 62.695 | 64.4522 | 66.2939 | 67.0475 | 63.4457 | 64.2959 | 64.2991 | 0 | 0 | 0 | 0
Scenario 1: Reference | SCE | Com | BldgEnv | Com - Retail | Energy Efficiency | Incremental Measure Cost | 841.8156 | 872.2565 | 896.0667 | 921.6297 | 949.0266 | 968.3754 | 980.861 | 995.8248 | 1001.9796 | 0 | 0 | 0 | 0
Scenario 1: Reference | SCE | Com | BldgEnv | Com - School | Energy Efficiency | Admin | 29.4715 | 30.6508 | 31.8036 | 32.763 | 33.4612 | 34.1967 | 34.6126 | 35.0805 | 35.5235 | 0 | 0 | 0 | 0
Scenario 1: Reference | SCE | Com | BldgEnv | Com - School | Energy Efficiency | Incremental Measure Cost | 443.4068 | 454.6934 | 466.4632 | 477.0647 | 485.7116 | 495.3028 | 502.141 | 509.9861 | 518.0396 | 0 | 0 | 0 | 0
Scenario 1: Reference | SCE | Com | BldgEnv | Com - Warehouse | Energy Efficiency | Admin | 350.3152 | 398.9845 | 446.2448 | 490.8159 | 529.865 | 558.1611 | 573.4614 | 574.7107 | 68.6279 | 0 | 0 | 0 | 0
Scenario 1: Reference | SCE | Com | BldgEnv | Com - Warehouse | Energy Efficiency | Incremental Measure Cost | 3336.6742 | 3855.2548 | 4380.853 | 4899.9108 | 5383.0223 | 5775.5676 | 6047.8047 | 6180.1288 | 837.2341 | 0 | 0 | 0 | 0
Scenario 1: Reference | SCE | Com | ComRefrig | Com - College | Energy Efficiency | Admin | 554.3559 | 384.8094 | 249.1991 | 149.5239 | 80.3884 | 51.6921 | 8876.9584 | 10189.8547 | 10289.6148 | 10368.5763 | 10450.9601 | 10605.4137 | 10686.8781
Scenario 1: Reference | SCE | Com | ComRefrig | Com - College | Energy Efficiency | Incentives | 0.013176 | 0.0091463 | 0.005923 | 0.0035539 | 0.0019107 | 0.0012286 | 0.21099 | 0.2422 | 0.24457 | 0.24644 | 0.2484 | 0.25207 | 0.25401
Scenario 1: Reference | SCE | Com | ComRefrig | Com - College | Energy Efficiency | Incremental Measure Cost | 741.2646 | 520.6902 | 340.8083 | 206.1663 | 110.9632 | 73.5795 | 17735.7936 | 20774.2119 | 21398.102 | 21994.441 | 22613.4309 | 23407.4713 | 24059.7888
Scenario 1: Reference | SCE | Com | ComRefrig | Com - Grocery | Energy Efficiency | Admin | 804060.2383 | 481726.1794 | 245206.3225 | 133929.9623 | 79217.3171 | 51643.6496 | 48344.777 | 45256.8269 | 42366.3004 | 39660.5635 | 37127.7913 | 34756.9166 | 32537.5807
Scenario 1: Reference | SCE | Com | ComRefrig | Com - Grocery | Energy Efficiency | Incentives | 19.1112 | 11.4498 | 5.8281 | 3.1833 | 1.8829 | 1.2275 | 1.1491 | 1.0757 | 1.007 | 0.94266 | 0.88247 | 0.82611 | 0.77336
Scenario 1: Reference | SCE | Com | ComRefrig | Com - Grocery | Energy Efficiency | Incremental Measure Cost | 1064589.6071 | 641213.2691 | 324712.9047 | 180227.1543 | 112147.3041 | 77268.0674 | 73791.4444 | 70471.5387 | 67301.2723 | 64273.8876 | 61382.9328 | 58622.2479 | 55985.9517
Scenario 1: Reference | SCE | Com | ComRefrig | Com - Health | Energy Efficiency | Admin | 0 | 0 | 0 | 0 | 0 | 0 | 60107.6556 | 70179.5001 | 70885.9562 | 71336.2973 | 71696.0373 | 72431.7065 | 73279.3229
Scenario 1: Reference | SCE | Com | ComRefrig | Com - Health | Energy Efficiency | Incentives | 0 | 0 | 0 | 0 | 0 | 0 | 1.4287 | 1.668 | 1.6848 | 1.6955 | 1.7041 | 1.7216 | 1.7417
Scenario 1: Reference | SCE | Com | ComRefrig | Com - Health | Energy Efficiency | Incremental Measure Cost | 0 | 0 | 0 | 0 | 0 | 0 | 120212.6472 | 143163.0075 | 147496.2289 | 151401.9436 | 155208.7535 | 159937.3689 | 165045.1817
Scenario 1: Reference | SCE | Com | ComRefrig | Com - Refrig. Warehouse | Energy Efficiency | Admin | 1296.4839 | 961.227 | 660.3034 | 421.5671 | 247.8624 | 128.7253 | 85.2691 | 56.8784 | 46.0908 | 43.1469 | 40.3913 | 37.8118 | 35.3972
Scenario 1: Reference | SCE | Com | ComRefrig | Com - Refrig. Warehouse | Energy Efficiency | Incentives | 0.030815 | 0.022847 | 0.015694 | 0.01002 | 0.0058913 | 0.0030596 | 0.0020267 | 0.0013519 | 0.0010955 | 0.0010255 | 0.00096003 | 0.00089872 | 0.00084133
Scenario 1: Reference | SCE | Com | ComRefrig | Com - Refrig. Warehouse | Energy Efficiency | Incremental Measure Cost | 1745.7056 | 1311.0367 | 911.3706 | 588.0664 | 348.4637 | 180.8707 | 124.417 | 87.1853 | 73.2017 | 69.9086 | 66.7638 | 63.7608 | 60.8931
Scenario 1: Reference | SCE | Com | ComRefrig | Com - Restaurant | Energy Efficiency | Admin | 32635.6919 | 19578.409 | 10053.0123 | 5479.0339 | 3325.5689 | 2283.129 | 2137.3343 | 2000.8583 | 1873.1049 | 1753.5161 | 1641.5695 | 1536.7764 | 1438.6792
Scenario 1: Reference | SCE | Com | ComRefrig | Com - Restaurant | Energy Efficiency | Incentives | 0.7757 | 0.46535 | 0.23894 | 0.13023 | 0.079043 | 0.054266 | 0.050801 | 0.047557 | 0.044521 | 0.041678 | 0.039017 | 0.036527 | 0.034195
Scenario 1: Reference | SCE | Com | ComRefrig | Com - Restaurant | Energy Efficiency | Incremental Measure Cost | 43297.6418 | 26139.5221 | 13381.1313 | 7408.047 | 4731.5549 | 3418.7939 | 3265.0334 | 3118.201 | 2977.9838 | 2844.0834 | 2716.2145 | 2594.1051 | 2477.4951
Scenario 1: Reference | SCE | Com | ComRefrig | Com - Retail | Energy Efficiency | Admin | 388277.6642 | 236921.1323 | 125441.0822 | 65234.3193 | 39571.5827 | 24118.0901 | 22577.4147 | 21135.2511 | 19785.2945 | 18521.6437 | 17338.7757 | 16231.5213 | 15195.0424
Scenario 1: Reference | SCE | Com | ComRefrig | Com - Retail | Energy Efficiency | Incentives | 9.2287 | 5.6312 | 2.9815 | 1.5505 | 0.94055 | 0.57325 | 0.53663 | 0.50235 | 0.47026 | 0.44023 | 0.41211 | 0.3858 | 0.36116
Scenario 1: Reference | SCE | Com | ComRefrig | Com - Retail | Energy Efficiency | Incremental Measure Cost | 514761.424 | 316198.4602 | 167234.3748 | 87585.865 | 55715.872 | 36080.6705 | 34457.1465 | 32906.8113 | 31426.3595 | 30012.6348 | 28662.6239 | 27373.4501 | 26142.3664
Scenario 1: Reference | SCE | Com | ComRefrig | Com - School | Energy Efficiency | Admin | 157.3295 | 68.3709 | 51.5377 | 48.249 | 45.1703 | 42.2882 | 39.5902 | 37.0645 | 34.7 | 32.4866 | 30.4144 | 28.4746 | 26.6585
Scenario 1: Reference | SCE | Com | ComRefrig | Com - School | Energy Efficiency | Incentives | 0.0037395 | 0.0016251 | 0.001225 | 0.0011468 | 0.0010736 | 0.0010051 | 0.00094099 | 0.00088096 | 0.00082476 | 0.00077215 | 0.0007229 | 0.00067679 | 0.00063363
Scenario 1: Reference | SCE | Com | ComRefrig | Com - School | Energy Efficiency | Incremental Measure Cost | 198.1051 | 92.5878 | 72.856 | 69.5824 | 66.4562 | 63.4706 | 60.6195 | 57.8966 | 55.2963 | 52.8129 | 50.4413 | 48.1764 | 46.0133
Scenario 1: Reference | SCE | Com | FoodServ | Com - College | Energy Efficiency | Admin | 6741.2921 | 14636.5099 | 16418.7388 | 17354.9218 | 19221.9628 | 20214.7344 | 20910.2119 | 21315.8811 | 26794.6672 | 27730.732 | 27997.3522 | 28886.9741 | 29094.1202
Scenario 1: Reference | SCE | Com | FoodServ | Com - College | Energy Efficiency | Incentives | 4093.6233 | 8724.1116 | 10018.3425 | 10842.5494 | 12374.6043 | 13309.0677 | 13944.0873 | 14390.6484 | 18632.1828 | 19496.4248 | 19864.9794 | 20703.4552 | 21047.0515
Scenario 1: Reference | SCE | Com | FoodServ | Com - College | Energy Efficiency | Incremental Measure Cost | 6531.2071 | 13918.9602 | 15983.8523 | 17298.8403 | 19743.1708 | 21236.72 | 22436.7665 | 23348.9137 | 33820.792 | 36163.4253 | 37253.2897 | 39147.8553 | 40227.6002
Scenario 1: Reference | SCE | Com | FoodServ | Com - College | Fuel Substitution | Admin | 300.6887 | 350.6844 | 401.409 | 452.9389 | 505.3123 | 559.0666 | 616.1213 | 675.8566 | 737.6466 | 801.9007 | 869.045 | 938.4296 | 1011.4099
Scenario 1: Reference | SCE | Com | FoodServ | Com - College | Fuel Substitution | Incentives | 32934.2429 | 38409.3837 | 43963.2714 | 49603.5946 | 55334.0229 | 61211.9823 | 67444.0469 | 73963.0799 | 80701.2824 | 87704.0487 | 95018.6278 | 102572.8713 | 110538.2475
Scenario 1: Reference | SCE | Com | FoodServ | Com - Grocery | Energy Efficiency | Admin | 29986.7461 | 94152.3728 | 108497.2521 | 113612.3648 | 129784.4561 | 135783.4902 | 138959.5429 | 142106.6561 | 186517.7524 | 196177.0462 | 198608.9361 | 200577.3563 | 202418.4698
Scenario 1: Reference | SCE | Com | FoodServ | Com - Grocery | Energy Efficiency | Incentives | 18209.3344 | 55405.5081 | 65453.2729 | 70251.987 | 83019.4252 | 88917.0433 | 91987.5089 | 95061.1252 | 128979.1609 | 137036.5122 | 139737.6977 | 142136.5237 | 144475.9903
Scenario 1: Reference | SCE | Com | FoodServ | Com - Grocery | Energy Efficiency | Incremental Measure Cost | 29052.242 | 88397.2028 | 104427.9973 | 112084.1476 | 132454.0687 | 141885.7271 | 148350.5102 | 154933.6057 | 239164.2148 | 260984.9052 | 269561.6886 | 277730.1732 | 285912.0794
Scenario 1: Reference | SCE | Com | FoodServ | Com - Grocery | Fuel Substitution | Admin | 3107.3426 | 3584.9689 | 4064.0447 | 4544.839 | 5027.8564 | 5519.9443 | 6020.8382 | 6527.0687 | 7059.1952 | 7610.5432 | 8174.2946 | 8754.0139 | 9387.2329
Scenario 1: Reference | SCE | Com | FoodServ | Com - Grocery | Fuel Substitution | Incentives | 340758.9717 | 393103.755 | 445600.6755 | 498275.9878 | 551181.0869 | 605051.3157 | 659855.5464 | 715216.0593 | 773407.8097 | 833693.0591 | 895318.3223 | 958700.9922 | 1028168.4515
Scenario 1: Reference | SCE | Com | FoodServ | Com - Health | Energy Efficiency | Admin | 20665.7256 | 40138.0849 | 45400.2001 | 46868.8144 | 51072.3678 | 52696.3164 | 54209.6063 | 54902.6152 | 62660.0039 | 63644.4197 | 63324.1389 | 64227.5294 | 65441.3894
Scenario 1: Reference | SCE | Com | FoodServ | Com - Health | Energy Efficiency | Incentives | 12549.1811 | 24014.0813 | 27780.735 | 29338.0658 | 32854.5559 | 34652.2576 | 36116.2229 | 37036.1568 | 43242.1365 | 44424.9389 | 44632.1786 | 45741.7793 | 47110.055
Scenario 1: Reference | SCE | Com | FoodServ | Com - Health | Energy Efficiency | Incremental Measure Cost | 20021.7009 | 38313.4763 | 44323.0168 | 46807.6739 | 52418.0888 | 55292.807 | 58091.7484 | 60055.3794 | 75383.2597 | 78920.8584 | 80183.0611 | 82957.2058 | 86191.2743
Scenario 1: Reference | SCE | Com | FoodServ | Com - Health | Fuel Substitution | Admin | 876.098 | 1020.6035 | 1167.0518 | 1315.5637 | 1467.132 | 1623.4392 | 1784.1952 | 1948.6057 | 2119.2032 | 2297.6018 | 2480.6376 | 2669.6484 | 2879.6052
Scenario 1: Reference | SCE | Com | FoodServ | Com - Health | Fuel Substitution | Incentives | 97116.9446 | 113143.7085 | 129382.707 | 145845.4194 | 162636.6739 | 179936.194 | 197710.6596 | 215872.9979 | 234702.5503 | 254377.9523 | 274549.1597 | 295387.9956 | 318699.5414
Scenario 1: Reference | SCE | Com | FoodServ | Com - Lodging | Energy Efficiency | Admin | 17490.6043 | 102517.9428 | 122181.7653 | 126533.6352 | 135590.4778 | 140215.7736 | 143351.1515 | 146075.7504 | 151587.7398 | 154094.186 | 155859.4915 | 157452.5331 | 158938.2281
Scenario 1: Reference | SCE | Com | FoodServ | Com - Lodging | Energy Efficiency | Incentives | 10621.1012 | 51524.4673 | 63088.389 | 67193.3694 | 74727.024 | 79316.9046 | 82050.4112 | 84516.9117 | 89120.2585 | 91524.563 | 93396.1449 | 95169.844 | 96891.3473
Scenario 1: Reference | SCE | Com | FoodServ | Com - Lodging | Energy Efficiency | Incremental Measure Cost | 16945.5288 | 82205.1623 | 100654.9224 | 107204.2494 | 119223.8845 | 126567.786 | 132405.1951 | 137925.5779 | 149195.4285 | 155406.3169 | 160409.1776 | 165325.4042 | 170228.5116
Scenario 1: Reference | SCE | Com | FoodServ | Com - Lodging | Fuel Substitution | Admin | 835.7315 | 968.5726 | 1102.6788 | 1238.1304 | 1376.1947 | 1517.0459 | 1660.4194 | 1805.8649 | 1957.3166 | 2114.2583 | 2274.6211 | 2442.797 | 2625.5336
Scenario 1: Reference | SCE | Com | FoodServ | Com - Lodging | Fuel Substitution | Incentives | 91499.8056 | 106043.3901 | 120723.3918 | 135547.4492 | 150651.0391 | 166051.9197 | 181720.6692 | 197607.7568 | 214148.6311 | 231286.4944 | 248792.7832 | 267186.2409 | 287274.2477
Scenario 1: Reference | SCE | Com | FoodServ | Com - Office (Large) | Energy Efficiency | Admin | 0 | 9141.2052 | 11469.1107 | 11491.6645 | 11539.6732 | 11590.0254 | 11626.7963 | 11671.6502 | 11698.282 | 11718.8318 | 11752.8733 | 11779.622 | 11814.0986
Scenario 1: Reference | SCE | Com | FoodServ | Com - Office (Large) | Energy Efficiency | Incentives | 0 | 2568.4895 | 3287.0344 | 3359.3682 | 3440.8707 | 3525.0023 | 3606.9095 | 3693.2408 | 3775.7012 | 3857.9804 | 3946.5711 | 4034.6643 | 4127.4024
Scenario 1: Reference | SCE | Com | FoodServ | Com - Office (Large) | Energy Efficiency | Incremental Measure Cost | 0 | 4097.919 | 5244.3277 | 5359.7334 | 5489.7673 | 5623.9958 | 5754.6754 | 5892.4133 | 6023.9755 | 6155.2487 | 6296.5914 | 6437.1404 | 6585.1002
Scenario 1: Reference | SCE | Com | FoodServ | Com - Office (Small) | Energy Efficiency | Admin | 0 | 2574.4046 | 3005.3188 | 3027.7583 | 2201.7929 | 7401.892 | 3056.2947 | 3079.3126 | 3101.9305 | 3123.72 | 3146.1851 | 3168.3768 | 3190.9028
Scenario 1: Reference | SCE | Com | FoodServ | Com - Office (Small) | Energy Efficiency | Incentives | 0 | 723.3544 | 861.321 | 885.1072 | 656.5251 | 2251.2191 | 948.1355 | 974.3817 | 1001.1695 | 1028.3662 | 1056.4772 | 1085.2077 | 1114.7816
Scenario 1: Reference | SCE | Com | FoodServ | Com - Office (Small) | Energy Efficiency | Incremental Measure Cost | 0 | 1154.0821 | 1374.2022 | 1412.1521 | 1047.4587 | 3591.7272 | 1512.7111 | 1554.5859 | 1597.3246 | 1640.7159 | 1685.5659 | 1731.4041 | 1778.5881
Scenario 1: Reference | SCE | Com | FoodServ | Com - Other | Energy Efficiency | Admin | 29321.7239 | 241123.1073 | 294581.0505 | 313263.0291 | 373894.5123 | 396035.2103 | 408847.2502 | 419215.5337 | 468486.1003 | 484104.2181 | 491638.2807 | 498310.3955 | 504798.8595
Scenario 1: Reference | SCE | Com | FoodServ | Com - Other | Energy Efficiency | Incentives | 17805.5023 | 164003.9495 | 204735.7237 | 222113.2409 | 269783.194 | 291342.7939 | 302076.0586 | 311085.1642 | 349192.573 | 362259.6299 | 369366.3657 | 375898.1227 | 382364.3454
Scenario 1: Reference | SCE | Com | FoodServ | Com - Other | Energy Efficiency | Incremental Measure Cost | 28407.9446 | 261661.5368 | 326647.4025 | 354372.5144 | 430427.9584 | 464932.171 | 489599.5146 | 512087.83 | 609279.6386 | 646421.8894 | 669590.8427 | 692241.4851 | 715251.5881
Scenario 1: Reference | SCE | Com | FoodServ | Com - Other | Fuel Substitution | Admin | 3523.8241 | 4102.0647 | 4686.3186 | 5278.0985 | 5864.6373 | 6492.5341 | 7120.8718 | 7759.6892 | 8411.5725 | 9077.9423 | 9754.0437 | 10450.3085 | 11171.7429
Scenario 1: Reference | SCE | Com | FoodServ | Com - Other | Fuel Substitution | Incentives | 371301.2429 | 432236.2334 | 493808.039 | 556176.7776 | 618040.1422 | 684207.2169 | 750467.3226 | 817843.3961 | 886628.9226 | 956987.9323 | 1028402.5244 | 1102195.6991 | 1178929.8898
Scenario 1: Reference | SCE | Com | FoodServ | Com - Restaurant | Energy Efficiency | Admin | 153434.6394 | 706261.8466 | 833527.5818 | 872731.6282 | 1043788.1376 | 1097122.1901 | 1120269.0655 | 1141593.0401 | 1245401.091 | 1276886.298 | 1291853.5466 | 1304473.8135 | 1316697.5479
Scenario 1: Reference | SCE | Com | FoodServ | Com - Restaurant | Energy Efficiency | Incentives | 93172.5855 | 412985.4111 | 500315.4967 | 537079.8154 | 668374.9104 | 719692.0602 | 741935.1451 | 762977.7946 | 845852.5063 | 875094.9622 | 892236.2464 | 907893.1718 | 923474.6493
Scenario 1: Reference | SCE | Com | FoodServ | Com - Restaurant | Energy Efficiency | Incremental Measure Cost | 148653.0172 | 658901.1892 | 798232.7389 | 856888.6929 | 1066364.6015 | 1148437.8096 | 1197909.1638 | 1246456.4177 | 1452577.8746 | 1530989.8379 | 1580467.1328 | 1628199.3145 | 1676550.5029
Scenario 1: Reference | SCE | Com | FoodServ | Com - Restaurant | Fuel Substitution | Admin | 14049.5923 | 16252.6185 | 18471.2348 | 20706.693 | 22968.9454 | 25265.0274 | 27590.2301 | 29935.9324 | 32357.3732 | 34856.2969 | 37395.2908 | 40022.7609 | 42831.855
Scenario 1: Reference | SCE | Com | FoodServ | Com - Restaurant | Fuel Substitution | Incentives | 1515150.5177 | 1752542.4831 | 1991589.9998 | 2232416.4747 | 2476083.9711 | 2723345.7171 | 2973690.1871 | 3226181.3609 | 3486944.557 | 3756189.9925 | 4029795.839 | 4313394.3014 | 4617767.0197
Scenario 1: Reference | SCE | Com | FoodServ | Com - Retail | Energy Efficiency | Admin | 9461.3164 | 19945.5931 | 21863.5715 | 22384.7679 | 22945.2516 | 23370.2021 | 23675.6169 | 24029.6431 | 24276.8588 | 24457.9916 | 24650.4761 | 24775.1273 | 24901.958
Scenario 1: Reference | SCE | Com | FoodServ | Com - Retail | Energy Efficiency | Incentives | 5745.3474 | 9003.1477 | 9875.2453 | 10373.1442 | 10908.3934 | 11373.4399 | 11774.1221 | 12216.0945 | 12598.1765 | 12944.4486 | 13306.3193 | 13628.6349 | 13959.4215
Scenario 1: Reference | SCE | Com | FoodServ | Com - Retail | Energy Efficiency | Incremental Measure Cost | 9166.4649 | 14364.1508 | 15755.5466 | 16549.9238 | 17403.8917 | 18145.8542 | 18785.1262 | 19490.2749 | 20099.871 | 20652.3338 | 21229.6836 | 21743.9249 | 22271.6812
Scenario 1: Reference | SCE | Com | FoodServ | Com - School | Energy Efficiency | Admin | 26629.891 | 95011.8095 | 114246.2041 | 118403.1748 | 125242.3946 | 128698.948 | 130388.8759 | 131794.803 | 138468.3462 | 140556.3526 | 141141.501 | 141855.5052 | 142202.6731
Scenario 1: Reference | SCE | Com | FoodServ | Com - School | Energy Efficiency | Incentives | 16170.8973 | 55837.3504 | 68845.3104 | 73122.1947 | 79451.3117 | 83524.2738 | 85358.4917 | 86981.4503 | 92542.4403 | 94694.0623 | 95741.6206 | 96886.7678 | 97774.2316
Scenario 1: Reference | SCE | Com | FoodServ | Com - School | Energy Efficiency | Incremental Measure Cost | 25799.9997 | 89086.1894 | 109839.8532 | 116663.4457 | 126761.2907 | 133284.5843 | 137960.577 | 142398.5231 | 156959.9298 | 163458.9811 | 167477.1722 | 171725.2681 | 175605.6848
Scenario 1: Reference | SCE | Com | FoodServ | Com - School | Fuel Substitution | Admin | 499.0671 | 580.1382 | 661.8999 | 744.5213 | 829.3137 | 918.9865 | 1012.1876 | 1109.1042 | 1211.0053 | 1316.8153 | 1426.3778 | 1540.7908 | 1665.3529
Scenario 1: Reference | SCE | Com | FoodServ | Com - School | Fuel Substitution | Incentives | 54912.6778 | 63822.7296 | 72806.4936 | 81881.3545 | 91187.8505 | 101017.1832 | 111222.8511 | 121825.6083 | 132965.2884 | 144522.5689 | 156480.3325 | 168967.3997 | 182647.5488
Scenario 1: Reference | SCE | Com | HVAC | Com - College | Energy Efficiency | Admin | 31240.3459 | 32494.9015 | 34168.3204 | 35945.6814 | 37091.8993 | 38865.5202 | 40529.8298 | 41750.3879 | 42839.7271 | 43665.8805 | 44567.3002 | 46615.1176 | 47412.38
Scenario 1: Reference | SCE | Com | HVAC | Com - College | Energy Efficiency | Incentives | 8993.2229 | 9443.712 | 9933.0083 | 10433.0386 | 10877.3472 | 11381.5579 | 11881.5115 | 12347.4008 | 12807.0914 | 13248.9656 | 13704.0757 | 14272.9143 | 14740.7024
Scenario 1: Reference | SCE | Com | HVAC | Com - College | Energy Efficiency | Incremental Measure Cost | 21598.9476 | 22680.8835 | 23856.0224 | 25056.941 | 26124.0333 | 27334.9919 | 28535.7262 | 29654.6486 | 30758.6837 | 31819.9292 | 32912.9633 | 34279.1381 | 35402.6209
Scenario 1: Reference | SCE | Com | HVAC | Com - College | Fuel Substitution | Admin | 1453.2326 | 1494.8753 | 1522.5146 | 1539.5323 | 1548.7783 | 0 | 0 | 0 | 0 | 0 | 0 | 0 | 0
Scenario 1: Reference | SCE | Com | HVAC | Com - College | Fuel Substitution | Incentives | 174.3373 | 179.3399 | 182.6623 | 184.7043 | 185.8071 | 0 | 0 | 0 | 0 | 0 | 0 | 0 | 0
Scenario 1: Reference | SCE | Com | HVAC | Com - Grocery | Energy Efficiency | Admin | 87368.5863 | 132760.6797 | 149814.4606 | 163765.646 | 178318.7267 | 192929.4624 | 207487.384 | 222574.0466 | 236234.0596 | 250758.4361 | 265913.9931 | 281021.9677 | 296252.5647
Scenario 1: Reference | SCE | Com | HVAC | Com - Grocery | Energy Efficiency | Incentives | 39260.2848 | 61223.7021 | 70536.0798 | 78601.8976 | 87254.8973 | 96250.4993 | 105543.6953 | 115444.0253 | 124488.7151 | 134622.522 | 145569.1957 | 156872.2912 | 168638.1444
Scenario 1: Reference | SCE | Com | HVAC | Com - Grocery | Energy Efficiency | Incremental Measure Cost | 94291.0956 | 147040.4499 | 169405.9091 | 188777.5159 | 209559.3523 | 231164.0141 | 253483.4045 | 277260.9438 | 298983.4991 | 323321.7778 | 349612.3119 | 376758.8613 | 405016.8119
Scenario 1: Reference | SCE | Com | HVAC | Com - Grocery | Fuel Substitution | Admin | 149627.2376 | 152957.3063 | 154772.8692 | 155577.3607 | 155610.8875 | 0.21223 | 0.21489 | 0.21585 | 0.21568 | 0.2148 | 0.2135 | 0.21195 | 0.21025
Scenario 1: Reference | SCE | Com | HVAC | Com - Grocery | Fuel Substitution | Incentives | 11488.8126 | 11736.1897 | 11868.5602 | 11922.1181 | 11921.8655 | 325.2849 | 328.1778 | 328.9802 | 328.3686 | 326.8631 | 324.8025 | 322.406 | 319.8113
Scenario 1: Reference | SCE | Com | HVAC | Com - Health | Energy Efficiency | Admin | 79105.3681 | 81893.1207 | 147011.0787 | 167961.432 | 194300.7009 | 208556.2814 | 221209.8537 | 232585.617 | 118344.9081 | 96260.077 | 97227.6171 | 98728.2873 | 100352.9463
Scenario 1: Reference | SCE | Com | HVAC | Com - Health | Energy Efficiency | Incentives | 18701.8188 | 19774.126 | 56892.8 | 69674.493 | 86915.7324 | 96942.4334 | 106450.0805 | 115424.7496 | 41301.1993 | 26712.6848 | 27520.8136 | 28504.5069 | 29553.0537
Scenario 1: Reference | SCE | Com | HVAC | Com - Health | Energy Efficiency | Incremental Measure Cost | 44916.0007 | 47491.3519 | 136638.9589 | 167336.6432 | 208744.7828 | 232825.8263 | 255660.2623 | 277214.6496 | 99192.7428 | 64155.6302 | 66096.5062 | 68459.0343 | 70977.3203
Scenario 1: Reference | SCE | Com | HVAC | Com - Health | Fuel Substitution | Admin | 33482.8882 | 34387.0747 | 34962.5282 | 35302.3684 | 35478.7718 | 0 | 0 | 0 | 0 | 0 | 0 | 0 | 0
Scenario 1: Reference | SCE | Com | HVAC | Com - Health | Fuel Substitution | Incentives | 3033.8108 | 3117.8933 | 3172.3084 | 3205.0848 | 3222.7219 | 267.7658 | 272.7402 | 275.8058 | 277.4323 | 278.0933 | 278.1329 | 277.7829 | 277.0654
Scenario 1: Reference | SCE | Com | HVAC | Com - Lodging | Energy Efficiency | Admin | 106256.1965 | 116041.5291 | 125908.7179 | 169165.0784 | 199275.8457 | 237269.0421 | 253467.1805 | 269719.6211 | 93365.2593 | 48601.7864 | 49390.5081 | 50134.2967 | 50843.8811
Scenario 1: Reference | SCE | Com | HVAC | Com - Lodging | Energy Efficiency | Incentives | 56566.2905 | 64057.074 | 71931.8388 | 113892.8829 | 143926.2451 | 166101.2707 | 183821.9579 | 202462.0622 | 56706.9412 | 15047.1653 | 15600.2256 | 16154.9178 | 16714.6222
Scenario 1: Reference | SCE | Com | HVAC | Com - Lodging | Energy Efficiency | Incremental Measure Cost | 135854.7838 | 153845.3355 | 172758.0917 | 273535.5782 | 345666.4514 | 398924.0237 | 441483.6489 | 486251.4305 | 136192.5833 | 36138.6501 | 37466.9304 | 38799.1302 | 40143.3674
Scenario 1: Reference | SCE | Com | HVAC | Com - Lodging | Fuel Substitution | Admin | 24417.8059 | 24956.897 | 25253.4654 | 25378.7856 | 25387.2846 | 0.009551 | 0.0096615 | 0.0097064 | 0.0097052 | 0.0096744 | 0.009625 | 0.0095642 | 0.0094968
Scenario 1: Reference | SCE | Com | HVAC | Com - Lodging | Fuel Substitution | Incentives | 1967.9999 | 2012.4415 | 2037.3786 | 2048.368 | 2049.7294 | 114.7541 | 116.027 | 116.5355 | 116.3171 | 115.9444 | 115.3539 | 114.6292 | 113.8242
Scenario 1: Reference | SCE | Com | HVAC | Com - Office (Large) | Energy Efficiency | Admin | 22911.4348 | 23423.6737 | 23865.8741 | 24285.0333 | 24726.2487 | 25131.298 | 25459.7114 | 25774.6248 | 26005.7094 | 26190.732 | 26388.3492 | 26542.2336 | 26698.0722
Scenario 1: Reference | SCE | Com | HVAC | Com - Office (Large) | Energy Efficiency | Incentives | 11902.5899 | 12412.072 | 12899.3175 | 13388.3859 | 13904.2606 | 14414.6715 | 14895.1019 | 15380.9279 | 15829.2042 | 16260.6615 | 16711.0214 | 17144.6428 | 17590.2122
Scenario 1: Reference | SCE | Com | HVAC | Com - Office (Large) | Energy Efficiency | Incremental Measure Cost | 28586.35 | 29809.9689 | 30980.1823 | 32154.7738 | 33393.7457 | 34619.5951 | 35773.4409 | 36940.245 | 38016.8664 | 39053.0939 | 40134.7194 | 41176.1443 | 42246.2646
Scenario 1: Reference | SCE | Com | HVAC | Com - Office (Large) | Fuel Substitution | Admin | 102.0369 | 101.6584 | 100.2694 | 98.2298 | 95.8009 | 0 | 0 | 0 | 0 | 0 | 0 | 0 | 0
Scenario 1: Reference | SCE | Com | HVAC | Com - Office (Large) | Fuel Substitution | Incentives | 7.0451 | 7.021 | 6.9272 | 6.7881 | 6.6218 | 0 | 0 | 0 | 0 | 0 | 0 | 0 | 0
Scenario 1: Reference | SCE | Com | HVAC | Com - Office (Small) | Energy Efficiency | Admin | 24516.4623 | 25739.88 | 26914.8943 | 28042.3983 | 9466.2846 | 224467.9084 | 29164.7174 | 30108.2539 | 30958.9127 | 31697.9879 | 32401.2467 | 33025.6376 | 33606.2203
Scenario 1: Reference | SCE | Com | HVAC | Com - Office (Small) | Energy Efficiency | Incentives | 6804.5484 | 7149.3971 | 7489.0959 | 7824.3668 | 5598.1187 | 24030.0243 | 8583.2409 | 8908.5175 | 9231.4882 | 9550.9784 | 9873.5443 | 10196.0152 | 10521.5226
Scenario 1: Reference | SCE | Com | HVAC | Com - Office (Small) | Energy Efficiency | Incremental Measure Cost | 16342.4266 | 17170.6469 | 17986.4987 | 18791.716 | 13444.9546 | 57712.7071 | 20614.2973 | 21395.5114 | 22171.1875 | 22938.5044 | 23713.2083 | 24487.6839 | 25269.4523
Scenario 1: Reference | SCE | Com | HVAC | Com - Office (Small) | Fuel Substitution | Admin | 479.4115 | 490.332 | 496.5415 | 499.2448 | 479.1478 | 0 | 0 | 0 | 0 | 0 | 0 | 0 | 0
Scenario 1: Reference | SCE | Com | HVAC | Com - Office (Small) | Fuel Substitution | Incentives | 54.4951 | 55.756 | 56.4825 | 56.8081 | 55.4428 | 0 | 0 | 0 | 0 | 0 | 0 | 0 | 0
Scenario 1: Reference | SCE | Com | HVAC | Com - Other | Energy Efficiency | Admin | 372290.8416 | 400956.1048 | 429696.6639 | 456288.6963 | 481714.593 | 505404.4034 | 529975.1567 | 550453.4983 | 520909.9477 | 543234.5957 | 565709.5034 | 586272.3557 | 607210.4485
Scenario 1: Reference | SCE | Com | HVAC | Com - Other | Energy Efficiency | Incentives | 29356.9044 | 30836.523 | 32874.9228 | 33999.4093 | 34695.9054 | 34872.9886 | 34646.0959 | 34100.1432 | 13153.8049 | 12690.3074 | 13165.916 | 13643.1747 | 14132.7305
Scenario 1: Reference | SCE | Com | HVAC | Com - Other | Energy Efficiency | Incremental Measure Cost | 70506.2302 | 74059.8177 | 78955.4253 | 81656.095 | 83328.8639 | 83754.1632 | 83209.2368 | 81898.0268 | 31591.3824 | 30478.2044 | 31620.4696 | 32766.6978 | 33942.4599
Scenario 1: Reference | SCE | Com | HVAC | Com - Other | Fuel Substitution | Admin | 138485.8947 | 152039.9737 | 154069.0989 | 155045.7423 | 157248.4111 | 0 | 0 | 0 | 0 | 0 | 0 | 0 | 0
Scenario 1: Reference | SCE | Com | HVAC | Com - Other | Fuel Substitution | Incentives | 11029.3859 | 12632.4681 | 12807.4115 | 12894.1493 | 13156.4656 | 1.3914 | 1.4028 | 1.4062 | 1.4046 | 1.4 | 1.3935 | 1.3859 | 1.3776
Scenario 1: Reference | SCE | Com | HVAC | Com - Restaurant | Energy Efficiency | Admin | 15330.8935 | 16274.6184 | 17221.4759 | 18182.0988 | 19180.1488 | 19952.6542 | 20615.3213 | 21310.5478 | 21929.9517 | 22449.6034 | 22949.9168 | 23352.268 | 23733.6453
Scenario 1: Reference | SCE | Com | HVAC | Com - Restaurant | Energy Efficiency | Incentives | 3220.627 | 3397.0372 | 3573.7917 | 3751.6772 | 3932.5846 | 4102.6167 | 4268.1552 | 4437.1825 | 4604.2386 | 4768.2309 | 4933.6856 | 5096.5837 | 5261.1569
Scenario 1: Reference | SCE | Com | HVAC | Com - Restaurant | Energy Efficiency | Incremental Measure Cost | 7734.9527 | 8158.6357 | 8583.1453 | 9010.3715 | 9444.8554 | 9853.22 | 10250.7923 | 10656.744 | 11057.961 | 11451.82 | 11849.1911 | 12240.4221 | 12635.6763
Scenario 1: Reference | SCE | Com | HVAC | Com - Restaurant | Fuel Substitution | Admin | 1723.1456 | 1768.207 | 1793.9256 | 1807.0017 | 1810.9125 | 0 | 0 | 0 | 0 | 0 | 0 | 0 | 0
Scenario 1: Reference | SCE | Com | HVAC | Com - Restaurant | Fuel Substitution | Incentives | 218.4013 | 223.809 | 227.085 | 228.7502 | 229.2438 | 0.21144 | 0.21289 | 0.21308 | 0.21249 | 0.21142 | 0.21005 | 0.20851 | 0.20686
Scenario 1: Reference | SCE | Com | HVAC | Com - Retail | Energy Efficiency | Admin | 238817.9148 | 264224.7272 | 366761.3321 | 437057.4002 | 482888.597 | 524293.4362 | 565612.2067 | 615341.1353 | 179304.5685 | 65107.3384 | 66386.2203 | 67273.4369 | 68043.2383
Scenario 1: Reference | SCE | Com | HVAC | Com - Retail | Energy Efficiency | Incentives | 176312.6147 | 201051.0858 | 324872.6993 | 410721.0421 | 467537.047 | 521266.7316 | 577365.9521 | 640002.3545 | 141491.386 | 10167.0567 | 10497.8494 | 10820.7256 | 11145.132
Scenario 1: Reference | SCE | Com | HVAC | Com - Retail | Energy Efficiency | Incremental Measure Cost | 423448.5227 | 482862.7004 | 780244.0271 | 986425.2695 | 1122879.7902 | 1251921.9213 | 1386654.9469 | 1537088.2673 | 339818.6707 | 24418.1344 | 25212.5965 | 25988.0457 | 26767.1697
Scenario 1: Reference | SCE | Com | HVAC | Com - Retail | Fuel Substitution | Admin | 3929.2485 | 4028.6873 | 4089.7661 | 4121.956 | 4123.2806 | 0 | 0 | 0 | 0 | 0 | 0 | 0 | 0
Scenario 1: Reference | SCE | Com | HVAC | Com - Retail | Fuel Substitution | Incentives | 564.8475 | 579.194 | 588.0267 | 592.6771 | 592.8576 | 353.6882 | 360.0404 | 363.4514 | 19.5737 | 19.5426 | 19.4614 | 19.349 | 0.53197
Scenario 1: Reference | SCE | Com | HVAC | Com - School | Energy Efficiency | Admin | 29585.2787 | 31024.3945 | 32477.9365 | 33779.8972 | 34852.7101 | 35976.0718 | 43337.8613 | 42187.58 | 38527.1774 | 39329.7023 | 39946.7086 | 40681.4437 | 41145.9851
Scenario 1: Reference | SCE | Com | HVAC | Com - School | Energy Efficiency | Incentives | 4392.213 | 4598.1269 | 4804.1212 | 5004.1435 | 5195.8725 | 5390.2447 | 7608.8419 | 7194.5184 | 5952.01 | 6141.8916 | 6327.9484 | 6521.3797 | 6708.626
Scenario 1: Reference | SCE | Com | HVAC | Com - School | Energy Efficiency | Incremental Measure Cost | 10548.7409 | 11043.2826 | 11538.0176 | 12018.4093 | 12478.8833 | 12945.7054 | 18274.0915 | 17279.0142 | 14294.8922 | 14750.9294 | 15197.7805 | 15662.3428 | 16112.0505