## Cover
2025 Potential and Goals Study
Report Graph Generator
2025-06-09
Reference No: 535313
Public
DISCLAIMER
Guidehouse Inc. (Guidehouse) has provided the information in this publication for informational purposes only. The information has been obtained from sources believed to be reliable; however, Guidehouse does not make any express or implied warranty or representation concerning such information. Any market forecasts or predictions contained in the publication reflect Guidehouse’s current expectations based on market data. Market predictions and expectations are inherently uncertain and actual results may differ materially from those contained in the publication. Guidehouse and its subsidiaries and affiliates hereby disclaim liability for any loss or damage caused by errors or omissions in this publication.
CONTACTS
Neil Podkowsky | Amul Sathe
Associate Director | Director
npodkowsky@guidehouse.com | Amul.sathe@guidehouse.com
Karen Maoz
Associate Director
karen.maoz@guidehouse.com

## Term Defintions
Potential Type | Definition
Technical Potential | Technical potential is defined as the amount of energy savings that would be possible if the highest level of efficiency within a group of competing measures for all technically applicable opportunities to improve EE were taken. Technical potential in existing buildings represents the replacement of applicable equipment-based technologies with the highest level of efficiency available, regardless of the cost of the replacement. Technical potential in new construction buildings represents installation of the highest level of efficiency at the time of construction. Technical potential in this study is undefined for codes and standards (C&S), whole building, and behavior, retrocommissioning (RCx), and operational efficiency (BROs) programs.
Economic Potential | Using the results of the technical potential analysis, the economic potential is calculated as the total EE potential available when limited to only measures that pass a specific measure-level cost-effectiveness threshold. Economic potential is a subset of technical potential. Economic potential may contain lower efficiency measures compared to those included in the Technical Potential. This would be the case if the highest efficiency measure representing the technical potential is not cost-effective within a group of competing measures. Economic potential may be a fraction of technical potential as the economic screen is applied separately to new construction versus existing buildings. Economic potential is undefined for C&S, whole building, BROs, and low income programs.
Achievable Potential | The final output of the potential study is an achievable potential analysis, which calculates the EE savings that could be expected in response to specific levels of incentives and assumptions about existing CPUC policies, market influences, and barriers. Some studies also refer to this as market potential. Achievable potential is a subset of economic potential but may include additional measures beyond what are included in the economic potential. Achievable potential allows any measure that is cost-effective to be adopted within a group of competing measures. Achievable potential is used to inform the utilities’ EE goals, as determined by the CPUC.
Incremental Achievable Potential | Incremental first-year net savings represent the annual energy and demand savings achieved by the set of measures and BROs programs in the first year the measure is implemented. It does not consider the additional savings the measure will produce over the life of the equipment. A view of incremental savings is necessary to understand what additional savings an individual year of EE programs will produce.
Cumulative Achievable Potential | Cumulative savings represent the total savings from EE program efforts from measures installed since 2022 (including the current program year) and that are still active in the current year. It includes the decay of savings as measures reach the end of their useful lives and the continuation of savings as customers re-install high efficiency equipment that has reached the end of its effective useful life (EUL). Cumulative savings also account for the timing effects of C&S that become effective after measure installation.
Total System Benefits | Total system benefit (TSB) represents the total benefit that a measure provides to the electric and natural gas systems. It includes the total avoided cost benefits less any increase in supply costs. There are two forms of increased supply costs. One is for interactive effects such as increased heating load due to decreased heat gain from more efficient lighting. The other is for the new electricity consumption due to fuel substitution of natural gas technologies with electric technologies. TSB is not necessarily a new metric since it is the same as the present value of the TRC benefits for energy efficiency measures only, in other words, TSB equals net avoided cost benefits (energy and capacity) for energy efficiency measures.
Potential Scope | Definition
Rebate Programs | Programs that offer rebates for energy efficient equipment installed by customers. Includes upstream, mid-stream, and downstream programs.
EE Equipment | Measures that are offered within the rebate programs
BROs | Behavior, Retrocommissioning, and Operational Efficiency
Low Income | Residential Low income energy effeciency programs
Codes and Standards | Mandatory programs that require minimum effeciency levels for buildings and appliances.
Scenario Components | Description
Total Resource Cost Test (TRC) | The CA Standard Practice Manual defines the TRC test as the measurement of the net benefits and costs that accrue to society (the program administrator and all of its customers). It compares the benefits, which are the avoided cost of generating electricity and supplying natural gas, with the total costs, which include program administration and customer costs. The TRC does not include the costs of incentives.
IRA Tax Credits | Scenarios incuding IRA tax credits apply measure level values for applicable Residential and Commercial energy efficiency and fuel substitution technologies. Scenario 4 applies more aggressive Commercial Sector assumptions relating to the proportion of buildings able to achieve the required overall energy reduction specified by the IRA.
Incentive Levels | Incentive amounts are capped as a percentage of measure incremental costs, varying by Scenario and measure type.
Fuel Substitution | Fuel Subsitution adoption paramaters are set using calibration targets set by program claims data. Reference FS Scenarios are gewnerated using historic and 2022 budget data for IOU programs. Aggressive FS represents an application of Energy Efficiency calibration targets by sector and end use.
Use Category | Full Description
AppPlug | Appliances and Plug Loads
BldgEnv | Building Envelope
ComRefrig | Commercial Refrigeration
Data Center | Servers & Data Centers
FoodServ | Food Service
HVAC | Heating, Ventilation, and Air Conditioning
Lighting | Indoor and Outdoor Lighting
MachDr | Machine Drive (Motors)
ProcHeat | Process heating
ProcRefrig | Process refrigeration (industrial)
WaterHeat | Hot Water
WholeBlg | Whole Building Energy Savings (inclusive of Residential Low Income, Ind/Ag Generic Custom and ET, BROs)
BROs | Behavior, Retrocommissioning, and Operational Efficiency
Units | Full Description
GWh | Gigawatt hours
MW | Megawatts
MM Therms | Million therms
Sector | Description
Residential | Single family and multifamily residences
Commercial | Non-residential premises where commercial activity takes place excluding industrial, agriculture, and mining activities.
Industrial | Buildings that are used for processing or procurement of goods, merchandise raw materials or food.
Agriculture | Premises used for the production, processing, sale, storage, or housing of agricultural products, including livestock.

## Scenario Definitions
Scenario → Levers ↓ | 1 - Reference | 2 - High TRC | 3 - Aggressive Fuel Sub | 4 - Reference ZEAS Phase-In | 5 - High TRC ZEAS Phase-In | 6 - Aggressive Fuel Sub ZEAS Phase-In
C-E test | TRC | TRC | TRC | TRC | TRC | TRC
C-E measure screening threshold | 0.85 | 1 | 0.85 | 0.85 | 1 | 0.85
FS Incentive Cap | Reference values - variable | Reference values - variable | 75th percentile - variable | Reference values - variable | Reference values - variable | 75th percentile - variable
FS Marketing Level | Mid | Mid | High | Mid | Mid | High
ZEAS Scenario | ZEAS 2030 | ZEAS 2030 | ZEAS 2030 | ZEAS Phase-In | ZEAS Phase-In | ZEAS Phase-In

## Technical and Economic
Technical and Economic Potential
| Includes: |  | ERROR - GRAPH IS NOT VALID
Rebate Programs
Excludes
Codes and Standards
Low Income
BROs
\
Error Checking
[5 empty] | Overall | FALSE
[5 empty] | Savings Type | TRUE
[5 empty] | Utility | TRUE
[5 empty] | Sector | TRUE
[5 empty] | Measure Type | FALSE
Technical |  | Economic
Savings Type | Electric Energy (GWh/year) | Savings Type | Electric Energy (GWh/year)
Utility | PG&E | Utility | PG&E
Sector | (All) | Sector | (All)
Measure Type | (Multiple Items) | Measure Type | (All)
Values |  | Values
2026 | -20136.2386 | 2026 | -17997.4349
2027 | -20103.0784 | 2027 | -17784.4949
2028 | -20067.7171 | 2028 | -17883.9171
2029 | -20034.6897 | 2029 | -17830.3975
2030 | 2692.7593 | 2030 | 3517.3226
2031 | 2684.7853 | 2031 | 3525.0822
2032 | 2677.1439 | 2032 | 3548.2819
2023 | 2669.8212 | 2033 | 3045.2564
2034 | 2662.7803 | 2034 | 3050.2499
2035 | 2655.987 | 2035 | 3075.6643
2036 | 2654.5697 | 2036 | 3084.5751
2037 | 2648.1488 | 2037 | 3097.8265

## Incremental Achievable Pot.
Incremental Achievable Potential
Includes:
Rebate Programs
BROs
Excludes
Codes and Standards
Income Qualified
Savings Type | Electric Energy (GWh/year)
Utility | (All)
Sector | (All)
End Use | (All)
Measure Type | (All)
Column Labels
Values | Scenario 1: Reference | Scenario 2: High TRC | Scenario 3: Aggressive Fuel Sub | 2023 PG Study Reference Scenario
2026 | 400.2849 | 428.3129 | 392.2572 | 689.7022
2027 | 414.2684 | 405.8321 | 405.2002 | 703.3961
2028 | 420.6986 | 416.3037 | 410.421 | 724.6007
2029 | 433.6836 | 423.2853 | 421.9563 | 743.5077
2030 | 718.4726 | 714.1707 | 730.6806 | 814.2155
2031 | 759.9381 | 753.7897 | 774.828 | 837.5592
2032 | 803.8396 | 797.7099 | 821.7177 | 864.8962
2033 | 840.6017 | 834.241 | 861.6498 | 902.3668
2034 | 887.7074 | 881.6515 | 913.9975 | 913.4973
2035 | 936.7187 | 930.3257 | 969.3244 | 954.1501
2036 | 973.9807 | 966.4221 | 1012.2384
2037 | 1029.1616 | 1017.8728 | 1074.2459

## Total System Benefits - 2030
Total System Benefits
Includes:
Rebate Programs
BROs
Excludes
Codes and Standards
Low Income
Sector | (All)
End Use | (All)
Measure Type | (All)
Utility | (All)
Column Labels
Values | Scenario 1: Reference | Scenario 2: High TRC | Scenario 3: Aggressive Fuel Sub | 2023 PG Study Reference Scenario
2026 | 626837778.5689 | 588847857.7321 | 638162748.7123 | 590348985.7553
2027 | 675569334.4075 | 660083248.2633 | 689242602.7611 | 622558500.4151
2028 | 719820367.2141 | 707725612.6533 | 736417665.834 | 663328604.6426
2029 | 772058492.0014 | 758506724.9953 | 792241813.2691 | 696403308.645
2030 | 547886058.4184 | 539874080.2031 | 560167953.083 | 602378038.705
2031 | 627212568.9002 | 614486351.9132 | 642845046.945 | 627449789.5973
2032 | 674938074.6369 | 661664294.2546 | 694131500.7551 | 670935487.4415
2033 | 729096404.2045 | 707731672.4612 | 752825458.5487 | 713062529.5165
2034 | 784493971.381 | 769998351.0745 | 814711705.4853 | 733502839.4755
2035 | 853024644.8568 | 840239773.4643 | 891614544.8345 | 785110431.554
2036 | 913844310.5155 | 898722624.4503 | 960296979.8211
2037 | 1070927071.3138 | 1046276764.0579 | 1127099614.4771

## Cumulative Achievable Pot.
Cumulative Achievable Potential
Includes:
Rebate Programs
BROs
Excludes
Codes and Standards
Income Qualified
Savings Type | Electric Energy (GWh/year)
Utility | (All)
Sector | (All)
End Use | (All)
Measure Type | (All)
Column Labels
Values | Scenario 1: Reference | Scenario 2: High TRC | Scenario 3: Aggressive Fuel Sub
2026 | 365.0301 | 431.993 | 346.2317
2027 | 347.2601 | 419.7994 | 317.2718
2028 | 320.9829 | 388.0207 | 278.3751
2029 | 287.9597 | 345.7052 | 231.0252
2030 | 558.7596 | 611.1104 | 515.6845
2031 | 859.6289 | 912.1355 | 833.4557
2032 | 1197.9722 | 1242.412 | 1192.1273
2033 | 1552.42 | 1587.7665 | 1570.5895
2034 | 1898.4329 | 1924.9568 | 1946.5212
2035 | 2282.1399 | 2298.0662 | 2367.3104
2036 | 2692.0994 | 2696.1991 | 2820.9657
2037 | 3148.5284 | 3137.7688 | 3329.0822

## Program Costs
Program Costs
Includes:
Rebate Programs
BROs
Excludes
Codes and Standards
Income Qualified
Utility | (All)
Sector | (All)
End Use | (All)
Measure Type | (All)
Admin, Incentive, Incremental | (Multiple Items)
Column Labels
Values | Scenario 1: Reference | Scenario 2: High TRC | Scenario 3: Aggressive Fuel Sub | 2023 PG Study Reference Scenario
2026 | 215556836.3065 | 191734507.5857 | 222103982.254 | 286370239.8347
2027 | 223221199.4518 | 212505860.5993 | 230272045.9441 | 291895063.2205
2028 | 228134935.4448 | 220151666.8535 | 235729901.8783 | 300914801.763
2029 | 236305135.624 | 226397678.7789 | 244495798.9031 | 303350295.5117
2030 | 177283666.3413 | 171762513.4482 | 181599089.5277 | 274902489.0329
2031 | 187281519.9495 | 180281299.5378 | 192060234.9035 | 276306793.005
2032 | 190851748.7113 | 183650030.1229 | 196078283.6897 | 290129032.1481
2033 | 190044731.0914 | 177362643.7635 | 195718120.3774 | 303554446.0891
2034 | 193657970.754 | 186741780.2548 | 199850362.2162 | 297609918.3663
2035 | 195689474.1492 | 188926773.1059 | 202440550.6452 | 310373095.3062
2036 | 200444745.6175 | 192367483.6719 | 207719676.9053
2037 | 217776463.6254 | 207478184.5883 | 225611814.0156

## Achievable Potential by End Use
Incremental Achievable Potential by End Use
Includes:
Rebate Programs
BROs
Excludes
Codes and Standards
Income Qualified
Scenario | Scenario 2: High TRC
Savings Type | Electric Energy (GWh/year)
Utility | (All)
Sector | (All)
Building Type | (All)
Measure Type | (All)
Column Labels
Values | WaterHeat | AppPlug | BldgEnv | ComRefrig | FoodServ | HVAC | Lighting | WholeBlg | BROs
2026 | -97.4426 | -0.098692 | 0.14074 | 0.93144 | 2.2379 | 18.6142 | 1.7886 | 115.74 | 386.4014
2027 | -134.1836 | -0.10598 | 0.14363 | 0.40661 | 2.9346 | 16.7777 | 1.8917 | 118.0618 | 399.9056
2028 | -139.491 | -0.11328 | 0.12825 | 0.35709 | 3.0468 | 15.0766 | 1.9137 | 120.537 | 414.8486
2029 | -145.5318 | -0.12062 | 0.12803 | 0.096629 | 3.284 | 10.1207 | 2.9755 | 123.9325 | 428.4003
2030 | 119.6043 | 3.8419e-05 | 0.10691 | 0.00023105 | 4.6804 | 18.2652 | 2.191 | 126.0369 | 443.2857
2031 | 144.708 | 0.014748 | 0.085271 | 7.6568e-05 | 4.9857 | 15.3792 | 2.2201 | 128.9802 | 457.4164
2032 | 169.5052 | 0.018257 | 0.080964 | 1.3456e-05 | 5.0736 | 14.9939 | 2.3445 | 132.29 | 473.4035
2033 | 190.8161 | 0.018184 | 0.032258 | 0 | 5.1388 | 11.4494 | 2.222 | 135.2916 | 489.2729
2034 | 219.6552 | 0.018532 | 0.03997 | 0 | 5.1896 | 10.4452 | 2.1155 | 138.5442 | 505.6434
2035 | 250.6617 | 0.018897 | 0.033686 | 0 | 5.3159 | 10.3254 | 2.1225 | 141.0899 | 520.7578
2036 | 275.4664 | 0.018913 | 0.03025 | 0 | 5.144 | 10.2449 | 2.1042 | 143.2658 | 530.1477
2037 | 302.9547 | 0.018932 | 0.029818 | 0 | 7.5412 | 10.7093 | 2.1863 | 145.5106 | 548.9219

## Cost Effectiveness IOU
Portfolio Cost Effectiveness
Includes:
Rebate Programs
BROs
Excludes
Codes and Standards
Income Qualified
Scenario | Scenario 2: High TRC
Cost Effectiveness Test | Total Resource Cost Test
Measure Type | All
PG&E | 2024 | 2025 | 2026 | 2027 | 2028 | 2029 | 2030 | 2031 | 2032 | 2033 | 2034 | 2035
Benefits | 246277642.0909 | 276745970.0941 | 306555572.0855 | 338906239.8107 | 380958774.1177 | 262201370.6087 | 300496309.3473 | 319723449.3238 | 297128758.13 | 336965003.7139 | 376108231.6068 | 409967817.8956
Costs | 136040231.5252 | 150648939.5095 | 163687890.9367 | 179839528.1866 | 199268236.5222 | 111848890.6088 | 119465670.4332 | 122323863.852 | 105973680.6394 | 117185629.3042 | 117649588.3262 | 121032312.3273
B/C Ratio | 1.8103 | 1.837 | 1.8728 | 1.8845 | 1.9118 | 2.3442 | 2.5153 | 2.6137 | 2.8038 | 2.8755 | 3.1969 | 3.3873
SCE | 2024 | 2025 | 2026 | 2027 | 2028 | 2029 | 2030 | 2031 | 2032 | 2033 | 2034 | 2035
Benefits | 240894575.1428 | 253508042.2298 | 335065575.1458 | 346185170.0902 | 355816531.5655 | 146486254.4042 | 169919588.2607 | 189430211.7719 | 179714802.2029 | 187334612.1384 | 197409982.2535 | 204156260.2625
Costs | 176611659.3494 | 187157410.9236 | 296680254.8887 | 308069195.3944 | 318410935.3608 | 74130417.7198 | 77867523.6389 | 82866669.1344 | 74273896.599 | 75383079.0977 | 77952365.0976 | 80328760.9345
B/C Ratio | 1.364 | 1.3545 | 1.1294 | 1.1237 | 1.1175 | 1.9761 | 2.1822 | 2.286 | 2.4196 | 2.4851 | 2.5324 | 2.5415
SCG | 2024 | 2025 | 2026 | 2027 | 2028 | 2029 | 2030 | 2031 | 2032 | 2033 | 2034 | 2035
Benefits | 239840198.4594 | 246535340.9434 | 234419280.0883 | 243889074.6503 | 244195925.2024 | 142400615.3543 | 140015830.7996 | 147929796.3421 | 152670797.5846 | 161086935.0759 | 173476885.3689 | 184958852.0136
Costs | 95807474.7507 | 92693119.2307 | 80350462.7197 | 81869997.1085 | 79938236.6842 | 45095710.2546 | 42653262.341 | 43327974.4758 | 43186926.3011 | 43038167.938 | 47740749.0556 | 49884882.9514
B/C Ratio | 2.5034 | 2.6597 | 2.9175 | 2.979 | 3.0548 | 3.1577 | 3.2827 | 3.4142 | 3.5351 | 3.7429 | 3.6337 | 3.7077
SDG&E | 2024 | 2025 | 2026 | 2027 | 2028 | 2029 | 2030 | 2031 | 2032 | 2033 | 2034 | 2035
Benefits | 96804361.1685 | 106392920.7403 | 114796935.1099 | 122310258.0583 | 128965755.9817 | 77199235.1068 | 84131070.8206 | 91837741.1366 | 89143486.5956 | 97127770.9023 | 107404901.8987 | 115189067.5803
Costs | 54219391.5702 | 58556895.2891 | 61936745.1638 | 65863339.9285 | 69319845.9779 | 33151269.042 | 33703596.6856 | 35089439.2876 | 32975111.7706 | 34592515.5444 | 36457752.5609 | 37822923.0082
B/C Ratio | 1.7854 | 1.8169 | 1.8535 | 1.857 | 1.8604 | 2.3287 | 2.4962 | 2.6172 | 2.7034 | 2.8078 | 2.946 | 3.0455
| 2024 | 2025 | 2026 | 2027 | 2028 | 2029 | 2030 | 2031 | 2032 | 2033 | 2034 | 2035
STATEWIDE | 823816776.8616 | 883182274.0076 | 990837362.4295 | 1051290742.6096 | 1109936986.8673 | 628287475.4739 | 694562799.2283 | 748921198.5745 | 718657844.5132 | 782514321.8304 | 854400001.1279 | 914271997.752
| 462678757.1955 | 489056364.953 | 602655353.7089 | 635642060.618 | 666937254.5451 | 264226287.6252 | 273690053.0986 | 283607946.7497 | 256409615.3101 | 270199391.8843 | 279800455.0404 | 289068879.2214
| 1.7805 | 1.8059 | 1.6441 | 1.6539 | 1.6642 | 2.3778 | 2.5378 | 2.6407 | 2.8028 | 2.8961 | 3.0536 | 3.1628

## Cost Effectiveness Scenario
Portfolio Cost Effectiveness
Includes:
Rebate Programs
BROs
Excludes
Codes and Standards
Income Qualified
Cost Effectiveness Test | Total Resource Cost Test
Measure Type | All
Scenario 1: Reference | 2025 | 2026 | 2027 | 2028 | 2029 | 2030 | 2031 | 2032 | 2033 | 2034 | 2035 | 2036 | 2037
Benefits | 917182588.8262 | 987554082.109 | 1017793626.0568 | 1073591499.1827 | 1131558823.2356 | 639747889.7384 | 712874533.0068 | 768071257.1367 | 740923156.0973 | 797829362.7209 | 867965033.7042 | 930519023.5135 | 1089661442.4951
Costs | 591108074.2654 | 633307727.7857 | 638394174.3172 | 666009680.7758 | 696476691.2094 | 278938406.1729 | 297233266.6093 | 309327036.0033 | 286229137.6774 | 291738370.6913 | 300624018.3732 | 313538171.4441 | 356714838.1026
B/C Ratio | 1.5516 | 1.5594 | 1.5943 | 1.612 | 1.6247 | 2.2935 | 2.3984 | 2.483 | 2.5886 | 2.7347 | 2.8872 | 2.9678 | 3.0547
Scenario 2: High TRC | 2025 | 2026 | 2027 | 2028 | 2029 | 2030 | 2031 | 2032 | 2033 | 2034 | 2035 | 2036 | 2037
Benefits | 823816776.8616 | 883182274.0076 | 990837362.4295 | 1051290742.6096 | 1109936986.8673 | 628287475.4739 | 694562799.2283 | 748921198.5745 | 718657844.5132 | 782514321.8305 | 854400001.1279 | 914271997.752 | 1063553498.9104
Costs | 462678757.1955 | 489056364.953 | 602655353.7089 | 635642060.618 | 666937254.5451 | 264226287.6252 | 273690053.0986 | 283607946.7497 | 256409615.3101 | 270199391.8843 | 279800455.0404 | 289068879.2214 | 321362870.009
B/C Ratio | 1.7805 | 1.8059 | 1.6441 | 1.6539 | 1.6642 | 2.3778 | 2.5378 | 2.6407 | 2.8028 | 2.8961 | 3.0536 | 3.1628 | 3.3095
Scenario 3: Aggressive Fuel Sub | 2025 | 2026 | 2027 | 2028 | 2029 | 2030 | 2031 | 2032 | 2033 | 2034 | 2035 | 2036 | 2037
Benefits | 935994846.1054 | 1010171024.3377 | 1045043887.5293 | 1105401080.1654 | 1169322161.9187 | 656191338.9712 | 732853407.5655 | 792497571.6612 | 765957446.5253 | 829616651.5213 | 908445095.1424 | 979149297.1799 | 1148384053.958
Costs | 601548507.5654 | 645724212.9933 | 653083242.7617 | 683035028.9123 | 716921500.5884 | 281639327.7677 | 300378705.6317 | 313135710.2202 | 289235770.7062 | 295466468.1757 | 305243343.9593 | 318992075.8927 | 363240220.8922
B/C Ratio | 1.556 | 1.5644 | 1.6002 | 1.6184 | 1.631 | 2.3299 | 2.4398 | 2.5308 | 2.6482 | 2.8078 | 2.9761 | 3.0695 | 3.1615

## BROs by Measure
Incremental Achievable Potential (BROs)
Includes:
BROs
Excludes
Codes and Standards
Income Qualified
Rebate Programs
Scenario | (All)
Savings Type | Electric Energy (GWh/year)
Utility | (All)
Sector | (All)
End Use | (All)
Column Labels
Values | HERS Bin 1 | HERS Bin 2 | HERS Bin 3 | Web-Real Time Feedback | Universal Audit Tool | Business Energy Reports
2026 | 97.6641 | 63.7369 | 183.6336 | 25.7238 | 15.0906 | 0.55242
2027 | 102.4838 | 64.8587 | 186.4658 | 28.0866 | 17.1602 | 0.85049
2028 | 106.629 | 66.3557 | 190.27 | 30.819 | 19.6089 | 1.166
2029 | 108.6926 | 67.8764 | 194.1135 | 33.8107 | 22.4026 | 1.5046
2030 | 110.9086 | 69.5153 | 198.2415 | 37.1323 | 25.6207 | 1.8674
2031 | 112.7563 | 70.8759 | 201.7072 | 40.6249 | 29.1944 | 2.2577
2032 | 114.8608 | 72.4098 | 205.6186 | 44.5306 | 33.3281 | 2.6557
2033 | 116.7172 | 73.7747 | 209.0691 | 48.6859 | 37.9497 | 3.0763
2034 | 118.4715 | 75.0217 | 212.2979 | 53.1549 | 43.1566 | 3.5409
2035 | 119.6992 | 75.901 | 214.5573 | 57.757 | 48.8467 | 3.9966
2036 | 121.4176 | 77.112 | 217.7199 | 53.937 | 55.5112 | 4.4499
2037 | 123.0852 | 78.277 | 220.7872 | 58.7952 | 63.0454 | 4.9319

## TSB by End Use
Total System Benefit
Includes:
Rebate Programs
BROs
Excludes
Codes and Standards
Low Income
Scenario | Scenario 2: High TRC
Utility | (All)
Sector | (All)
Building Type | (All)
Measure Type | (All)
Column Labels
Values | AppPlug | BldgEnv | ComRefrig | FoodServ | HVAC | Lighting | WaterHeat | WholeBlg | BROs
2026 | 27829756.0369 | 1769854.4429 | 849940.6512 | 29831945.1768 | 45832359.1318 | 1618700.0269 | 274413763.5161 | 135624452.1763 | 71077086.5733
2027 | 31578407.6966 | 1779296.6694 | 377882.1894 | 33335076.7543 | 49215426.7704 | 1776147.0855 | 320770541.5316 | 142898424.1046 | 78352045.4615
2028 | 34272018.0586 | 1531215.8973 | 342134.0322 | 36253731.7099 | 51590327.2042 | 1854494.3822 | 351159684.8849 | 150343016.9083 | 80378989.5756
2029 | 35943102.8998 | 1655610.267 | 96872.2075 | 38465426.925 | 58702526.7811 | 2951499.9546 | 379611281.1817 | 159675000.2078 | 81405404.5708
2030 | 35616794.8293 | 1579447.1285 | 244.4422 | 44844343.81 | 39846032.1156 | 2314507.8411 | 149442457.2119 | 169208278.3802 | 97021974.4444
2031 | 55137626.7907 | 1314399.5858 | 85.2624 | 47423792.5933 | 38617393.434 | 2416786.9618 | 181853917.8528 | 179415593.5429 | 108306755.8894
2032 | 47099948.4672 | 1230870.4365 | 15.6037 | 50881655.0252 | 40486624.873 | 2623876.2567 | 213932961.5378 | 189305525.8707 | 116102816.1839
2033 | 50001375.7293 | 1118683.6142 | 0 | 54464733.6618 | 35821339.8139 | 2553578.2606 | 238552411.9125 | 199679190.4756 | 125540358.9932
2034 | 52616875.5847 | 691864.5616 | 0 | 58214030.2636 | 35830617.5849 | 2480185.7357 | 283562863.0854 | 210239097.628 | 126362816.6306
2035 | 50904715.9363 | 652714.743 | 0 | 65477529.2924 | 37940184.5345 | 2549399.1029 | 325005211.7519 | 220779200.9048 | 136930817.1985
2036 | 49900221.5217 | 647868.3599 | 0 | 68761114.6509 | 38793855.7557 | 2587041.0531 | 362075812.4648 | 230326907.9026 | 145629802.7416
2037 | 93109777.9346 | 680224.651 | 0 | 98908458.5656 | 51706349.9683 | 2713323.7702 | 401513422.2906 | 240548786.323 | 157096420.5545

## C&S by End Use
Incremental C&S Savings (without Interactive Effects)
Note: scroll down to see data with interactive effects
Includes:
Codes and Standards
Excludes
Low Income
Rebate Programs
BROs
Savings Type | Electric Demand (MW)
Utility | PG&E
Sector | (All)
Column Labels
Values | AppPlug | BldgEnv | HVAC | WaterHeat | ComRefrig | FoodServ | Lighting
2026 | 21.9175 | 16.1611 | 48.1797 | -0.68922 | 5.345 | 0.0057832 | 49.8537
2027 | 15.4088 | 15.8108 | 48.2519 | -0.62851 | 4.5156 | 0.0057807 | 42.6346
2028 | 16.1523 | 15.3579 | 47.4314 | -0.67874 | 2.4114 | 0.0057791 | 41.1209
2029 | 14.9975 | 14.7979 | 46.7764 | -0.69395 | 0.53956 | 0.0057782 | 25.1358
2030 | 13.362 | 14.2541 | 45.9854 | -0.68502 | 0.53068 | 0.0057776 | 20.8574
2031 | 11.8839 | 13.8389 | 44.9687 | -0.67607 | 0.52143 | 0.0057768 | 19.1993
2032 | 10.9203 | 13.4551 | 43.7337 | -0.66708 | 0.49941 | 0.0057762 | 16.1609
2033 | 10.8232 | 13.1101 | 42.024 | -0.65832 | 0.48225 | 0.0057754 | 15.0917
2034 | 10.7394 | 12.8088 | 41.0487 | -0.65003 | 0.47462 | 0.0057747 | 7.8758
2035 | 8.221 | 12.5516 | 39.963 | -0.64129 | 0.46737 | 0.005774 | 6.5535
2036 | 5.3949 | 12.3365 | 39.5823 | -0.64962 | 0.46034 | 0.0057732 | 6.3928
2037 | 5.3676 | 12.1594 | 38.7536 | -0.68338 | 0.45359 | 0.0057725 | 6.243
Incremental C&S Savings (with Interactive Effects)
Note: scroll up to see data without interactive effects
Includes:
Codes and Standards
Excludes
Low Income
Rebate Programs
BROs
Savings Type | Electric Demand (MW)
Utility | SDG&E
Sector | (All)
Column Labels
Values | AppPlug | BldgEnv | HVAC | WaterHeat | ComRefrig | FoodServ | Lighting
2026 | 4.9651 | 2.378 | 7.8735 | -0.14115 | 1.1065 | 0.0015634 | 11.4002
2027 | 3.5183 | 2.3305 | 7.9065 | -0.12872 | 0.93534 | 0.0015627 | 9.5689
2028 | 3.6754 | 2.2678 | 7.7757 | -0.139 | 0.50112 | 0.0015623 | 9.2369
2029 | 3.3944 | 2.1835 | 7.6677 | -0.14212 | 0.11485 | 0.001562 | 5.3346
2030 | 2.9869 | 2.1018 | 7.5254 | -0.14029 | 0.11302 | 0.0015619 | 4.3428
2031 | 2.6545 | 2.0445 | 7.356 | -0.13846 | 0.11108 | 0.0015617 | 3.9927
2032 | 2.4489 | 1.9916 | 7.1405 | -0.13662 | 0.10608 | 0.0015615 | 3.3568
2033 | 2.4273 | 1.944 | 6.8944 | -0.13482 | 0.10223 | 0.0015613 | 3.1337
2034 | 2.4087 | 1.9024 | 6.7226 | -0.13312 | 0.10065 | 0.0015611 | 1.6637
2035 | 1.8093 | 1.8668 | 6.5252 | -0.13133 | 0.099149 | 0.0015609 | 1.3892
2036 | 1.2101 | 1.8371 | 6.4662 | -0.13304 | 0.097696 | 0.0015607 | 1.3557
2037 | 1.204 | 1.8125 | 6.3145 | -0.13996 | 0.096299 | 0.0015605 | 1.3249

## FS By End Use
Gas Energy (MMTherm/year)
|  |  | AppPlug | WaterHeat | FoodServ | HVAC
Scenario 1: Reference | Scenario 1 | Com | 0 | 9.0149 | 0.039559 | 0.63417
Scenario 1: Reference |  | Res | 0.020069 | 4.4388 | 0 | 0.020707
Scenario 2: High TRC | Scenario 2 | Com | 0 | 9.016 | 0.039191 | 0.5613
Scenario 2: High TRC |  | Res | 0.020049 | 2.0826 | 0 | 0.01726
Scenario 3: Aggressive Fuel Sub | Scenario 3 | Com | 0 | 9.8341 | 0.068034 | 0.64495
Scenario 3: Aggressive Fuel Sub |  | Res | 0.02702 | 4.4674 | 0 | 0.022082
Electric Energy (GWh/year)
|  |  | AppPlug | WaterHeat | FoodServ | HVAC
Scenario 1: Reference | Scenario 1 | Com | 0 | -81.2169 | -0.39353 | -3.1047
Scenario 1: Reference |  | Res | -0.098826 | -55.218 | 0 | -0.088329
Scenario 2: High TRC | Scenario 2 | Com | 0 | -81.2258 | -0.38931 | -2.8289
Scenario 2: High TRC |  | Res | -0.098728 | -20.8383 | 0 | -0.077344
Scenario 3: Aggressive Fuel Sub | Scenario 3 | Com | 0 | -88.4975 | -0.67457 | -3.1735
Scenario 3: Aggressive Fuel Sub |  | Res | -0.13306 | -55.5625 | 0 | -0.095186

## Raw Data - > (hidden)
Tabs to the left contain raw exports from the PG Model - 2030 ZEAS Only Info

## Tech Pot. Detail (hidden)
Scenario | Utility | Sector | End Use | Building Type | Savings Type | Measure Type | 2025 | 2026 | 2027 | 2028 | 2029 | 2030 | 2031 | 2032 | 2033 | 2034 | 2035 | 2036 | 2037
Scenario 1: Reference | PG&E | Com | AppPlug | Com - College | Gas Energy (MMTherm/year) | Energy Efficiency | 0.10211 | 0.10159 | 0.094183 | 0.093709 | 0.093238 | 0.092769 | 0.092302 | 0.091837 | 0.091375 | 0.090915 | 0.090458 | 0.090002 | 0.089549
Scenario 1: Reference | PG&E | Com | AppPlug | Com - Health | Gas Energy (MMTherm/year) | Energy Efficiency | 24.282 | 24.4394 | 24.6113 | 24.7795 | 24.9511 | 24.2916 | 25.1267 | 25.3097 | 25.4915 | 25.668 | 25.8351 | 26.0062 | 26.181
Scenario 1: Reference | PG&E | Com | AppPlug | Com - Lodging | Gas Energy (MMTherm/year) | Energy Efficiency | 18.7471 | 18.9177 | 19.0951 | 19.2749 | 19.4619 | 19.6518 | 19.8445 | 20.0394 | 20.2359 | 20.4351 | 20.6362 | 18.8923 | 20.7567
Scenario 1: Reference | PG&E | Com | AppPlug | Com - Other | Gas Energy (MMTherm/year) | Energy Efficiency | 0.44634 | 0.44821 | 0.45021 | 0.4523 | 0.45445 | 0.45673 | 0.45916 | 0.46169 | 0.46426 | 0.4669 | 0.4696 | 0.47238 | 0.47524
Scenario 1: Reference | PG&E | Com | BldgEnv | Com - College | Electric Demand (MW) | Energy Efficiency | 1.1512 | 1.1462 | 1.1411 | 1.1362 | 1.1312 | 1.1263 | 1.1214 | 1.1166 | 1.1117 | 1.1069 | 1.1022 | 1.0974 | 1.0927
Scenario 1: Reference | PG&E | Com | BldgEnv | Com - College | Electric Energy (GWh/year) | Energy Efficiency | 0.32625 | 0.32483 | 0.3234 | 0.32199 | 0.3206 | 0.31921 | 0.31783 | 0.31645 | 0.31509 | 0.31373 | 0.31239 | 0.31105 | 0.30971
Scenario 1: Reference | PG&E | Com | BldgEnv | Com - College | Gas Energy (MMTherm/year) | Energy Efficiency | 0.074709 | 0.074384 | 0.074047 | 0.073725 | 0.073404 | 0.073084 | 0.072767 | 0.072451 | 0.072137 | 0.071826 | 0.071517 | 0.071209 | 0.070903
Scenario 1: Reference | PG&E | Com | BldgEnv | Com - Grocery | Electric Demand (MW) | Energy Efficiency | 1.3318 | 1.3209 | 1.3102 | 1.2996 | 1.2891 | 1.2787 | 1.2685 | 1.2584 | 1.2484 | 1.2386 | 1.2289 | 1.2193 | 1.2098
Scenario 1: Reference | PG&E | Com | BldgEnv | Com - Grocery | Electric Energy (GWh/year) | Energy Efficiency | 0.37742 | 0.37434 | 0.3713 | 0.3683 | 0.36533 | 0.3624 | 0.35952 | 0.35667 | 0.35385 | 0.35107 | 0.34832 | 0.3456 | 0.34292
Scenario 1: Reference | PG&E | Com | BldgEnv | Com - Grocery | Gas Energy (MMTherm/year) | Energy Efficiency | 0.086431 | 0.085724 | 0.085026 | 0.084337 | 0.083655 | 0.082983 | 0.08232 | 0.081665 | 0.081018 | 0.080378 | 0.079747 | 0.079123 | 0.078507
Scenario 1: Reference | PG&E | Com | BldgEnv | Com - Health | Electric Demand (MW) | Energy Efficiency | 1.4546 | 1.4512 | 1.4478 | 1.4444 | 1.4411 | 1.4378 | 1.4345 | 1.4312 | 1.428 | 1.4248 | 1.4215 | 1.4182 | 1.4149
Scenario 1: Reference | PG&E | Com | BldgEnv | Com - Health | Electric Energy (GWh/year) | Energy Efficiency | 0.55483 | 0.55353 | 0.55226 | 0.55099 | 0.54973 | 0.54846 | 0.54723 | 0.546 | 0.54478 | 0.54355 | 0.5423 | 0.54106 | 0.53984
Scenario 1: Reference | PG&E | Com | BldgEnv | Com - Health | Gas Energy (MMTherm/year) | Energy Efficiency | 0.24466 | 0.24408 | 0.24352 | 0.24295 | 0.24239 | 0.24182 | 0.24127 | 0.24072 | 0.24017 | 0.23962 | 0.23907 | 0.23852 | 0.23797
Scenario 1: Reference | PG&E | Com | BldgEnv | Com - Lodging | Electric Demand (MW) | Energy Efficiency | 1.1282 | 1.1205 | 1.1129 | 1.1053 | 1.0979 | 1.0905 | 1.0832 | 1.076 | 1.0689 | 1.0618 | 1.0548 | 1.0478 | 1.041
Scenario 1: Reference | PG&E | Com | BldgEnv | Com - Lodging | Electric Energy (GWh/year) | Energy Efficiency | 0.56378 | 0.55994 | 0.55614 | 0.55238 | 0.54867 | 0.54501 | 0.54138 | 0.5378 | 0.53425 | 0.53074 | 0.52727 | 0.52378 | 0.52039
Scenario 1: Reference | PG&E | Com | BldgEnv | Com - Lodging | Gas Energy (MMTherm/year) | Energy Efficiency | 0.33033 | 0.32807 | 0.32584 | 0.32362 | 0.32144 | 0.31928 | 0.31715 | 0.31503 | 0.31294 | 0.31088 | 0.30883 | 0.30674 | 0.30474
Scenario 1: Reference | PG&E | Com | BldgEnv | Com - Office (Large) | Electric Demand (MW) | Energy Efficiency | 2.9589 | 2.8752 | 2.7943 | 2.7163 | 2.6411 | 2.5685 | 2.4985 | 2.4309 | 2.3656 | 2.3026 | 2.2417 | 2.183 | 2.1264
Scenario 1: Reference | PG&E | Com | BldgEnv | Com - Office (Large) | Electric Energy (GWh/year) | Energy Efficiency | 0.83857 | 0.81489 | 0.79204 | 0.76999 | 0.74872 | 0.7282 | 0.70842 | 0.68933 | 0.67088 | 0.65307 | 0.63588 | 0.6193 | 0.60329
Scenario 1: Reference | PG&E | Com | BldgEnv | Com - Office (Large) | Gas Energy (MMTherm/year) | Energy Efficiency | 0.19203 | 0.18659 | 0.18134 | 0.17627 | 0.17139 | 0.16667 | 0.16213 | 0.15774 | 0.1535 | 0.1494 | 0.14545 | 0.14164 | 0.13796
Scenario 1: Reference | PG&E | Com | BldgEnv | Com - Office (Small) | Electric Demand (MW) | Energy Efficiency | 1.0555 | 1.0465 | 1.0377 | 0.83593 | 0.84827 | 0.84157 | 0.83498 | 0.82849 | 0.82209 | 0.81579 | 0.80958 | 0.80347 | 0.79745
Scenario 1: Reference | PG&E | Com | BldgEnv | Com - Office (Small) | Electric Energy (GWh/year) | Energy Efficiency | 0.29911 | 0.29658 | 0.29408 | 0.23692 | 0.24053 | 0.23864 | 0.23678 | 0.23495 | 0.23315 | 0.23137 | 0.22962 | 0.2279 | 0.2262
Scenario 1: Reference | PG&E | Com | BldgEnv | Com - Office (Small) | Gas Energy (MMTherm/year) | Energy Efficiency | 0.068504 | 0.067921 | 0.067347 | 0.054254 | 0.055048 | 0.054613 | 0.054185 | 0.053763 | 0.053347 | 0.052937 | 0.052534 | 0.052137 | 0.051746
Scenario 1: Reference | PG&E | Com | BldgEnv | Com - Other | Electric Demand (MW) | Energy Efficiency | 1.5962 | 1.5868 | 1.5776 | 1.5685 | 1.5595 | 1.5506 | 1.5418 | 1.5331 | 1.5245 | 1.5159 | 1.5074 | 1.4991 | 1.4908
Scenario 1: Reference | PG&E | Com | BldgEnv | Com - Other | Electric Energy (GWh/year) | Energy Efficiency | 0.4551 | 0.45245 | 0.44984 | 0.44725 | 0.44468 | 0.44215 | 0.43965 | 0.43718 | 0.43473 | 0.4323 | 0.4299 | 0.42752 | 0.42517
Scenario 1: Reference | PG&E | Com | BldgEnv | Com - Other | Gas Energy (MMTherm/year) | Energy Efficiency | 0.10358 | 0.10298 | 0.10238 | 0.10179 | 0.1012 | 0.10062 | 0.10005 | 0.099487 | 0.098927 | 0.098372 | 0.097822 | 0.097278 | 0.09674
Scenario 1: Reference | PG&E | Com | BldgEnv | Com - Refrig. Warehouse | Electric Demand (MW) | Energy Efficiency | 0.42315 | 0.42143 | 0.41971 | 0.41801 | 0.41633 | 0.41466 | 0.41301 | 0.41137 | 0.40974 | 0.40812 | 0.40651 | 0.40492 | 0.40334
Scenario 1: Reference | PG&E | Com | BldgEnv | Com - Refrig. Warehouse | Electric Energy (GWh/year) | Energy Efficiency | 0.12002 | 0.11953 | 0.11905 | 0.11857 | 0.11809 | 0.11762 | 0.11716 | 0.11669 | 0.11623 | 0.11578 | 0.11533 | 0.11488 | 0.11443
Scenario 1: Reference | PG&E | Com | BldgEnv | Com - Refrig. Warehouse | Gas Energy (MMTherm/year) | Energy Efficiency | 0.027663 | 0.027551 | 0.027438 | 0.027327 | 0.027217 | 0.027108 | 0.026999 | 0.026892 | 0.026785 | 0.026679 | 0.026574 | 0.02647 | 0.026366
Scenario 1: Reference | PG&E | Com | BldgEnv | Com - Restaurant | Electric Demand (MW) | Energy Efficiency | 0.65516 | 0.64992 | 0.64475 | 0.63963 | 0.63456 | 0.62955 | 0.62459 | 0.61968 | 0.61483 | 0.61003 | 0.60528 | 0.53025 | 0.53174
Scenario 1: Reference | PG&E | Com | BldgEnv | Com - Restaurant | Electric Energy (GWh/year) | Energy Efficiency | 0.18566 | 0.18418 | 0.18272 | 0.18127 | 0.17984 | 0.17842 | 0.17702 | 0.17563 | 0.17426 | 0.1729 | 0.17156 | 0.15029 | 0.15075
Scenario 1: Reference | PG&E | Com | BldgEnv | Com - Restaurant | Gas Energy (MMTherm/year) | Energy Efficiency | 0.042519 | 0.042179 | 0.041843 | 0.041511 | 0.041182 | 0.040856 | 0.040534 | 0.040216 | 0.0399 | 0.039589 | 0.03928 | 0.034412 | 0.034507
Scenario 1: Reference | PG&E | Com | BldgEnv | Com - Retail | Electric Demand (MW) | Energy Efficiency | 4.7183 | 4.6823 | 4.6467 | 4.1808 | 4.176 | 4.1449 | 4.1142 | 4.0838 | 4.0538 | 4.0241 | 3.9947 | 3.9656 | 3.9369
Scenario 1: Reference | PG&E | Com | BldgEnv | Com - Retail | Electric Energy (GWh/year) | Energy Efficiency | 1.3371 | 1.3269 | 1.3168 | 1.1848 | 1.1836 | 1.1748 | 1.1661 | 1.1575 | 1.149 | 1.1406 | 1.1323 | 1.1241 | 1.116
Scenario 1: Reference | PG&E | Com | BldgEnv | Com - Retail | Gas Energy (MMTherm/year) | Energy Efficiency | 0.30621 | 0.30387 | 0.30156 | 0.27134 | 0.27102 | 0.269 | 0.267 | 0.26503 | 0.26308 | 0.26115 | 0.25924 | 0.25736 | 0.25549
Scenario 1: Reference | PG&E | Com | BldgEnv | Com - School | Electric Demand (MW) | Energy Efficiency | 1.1307 | 1.1063 | 1.0826 | 1.0595 | 1.037 | 1.0151 | 0.99378 | 0.97299 | 0.95275 | 0.93305 | 0.91388 | 0.89524 | 0.87711
Scenario 1: Reference | PG&E | Com | BldgEnv | Com - School | Electric Energy (GWh/year) | Energy Efficiency | 0.32042 | 0.31354 | 0.30684 | 0.30032 | 0.29396 | 0.28776 | 0.28173 | 0.27585 | 0.27013 | 0.26457 | 0.25915 | 0.25388 | 0.24876
Scenario 1: Reference | PG&E | Com | BldgEnv | Com - School | Gas Energy (MMTherm/year) | Energy Efficiency | 0.073375 | 0.071795 | 0.070256 | 0.068757 | 0.067296 | 0.065874 | 0.064487 | 0.063138 | 0.061824 | 0.060544 | 0.0593 | 0.058089 | 0.056911
Scenario 1: Reference | PG&E | Com | BldgEnv | Com - Warehouse | Electric Demand (MW) | Energy Efficiency | 2.8928 | 2.8859 | 2.879 | 2.8723 | 2.8656 | 2.8591 | 2.8526 | 2.8463 | 2.8399 | 2.8337 | 2.8274 | 2.8213 | 2.8152
Scenario 1: Reference | PG&E | Com | BldgEnv | Com - Warehouse | Electric Energy (GWh/year) | Energy Efficiency | 1.4456 | 1.4422 | 1.4388 | 1.4355 | 1.4322 | 1.429 | 1.4258 | 1.4226 | 1.4195 | 1.4164 | 1.4134 | 1.4104 | 1.4073
Scenario 1: Reference | PG&E | Com | BldgEnv | Com - Warehouse | Gas Energy (MMTherm/year) | Energy Efficiency | 0.84707 | 0.84504 | 0.84302 | 0.84104 | 0.83908 | 0.83716 | 0.83526 | 0.83339 | 0.83153 | 0.82968 | 0.82786 | 0.82604 | 0.82425
Scenario 1: Reference | PG&E | Com | ComRefrig | Com - College | Electric Demand (MW) | Energy Efficiency | 0.030613 | 0.030772 | 0.030928 | 0.031086 | 0.031241 | 0.031392 | 0.031546 | 0.031697 | 0.031856 | 0.032018 | 0.032181 | 0.032341 | 0.022988
Scenario 1: Reference | PG&E | Com | ComRefrig | Com - College | Electric Energy (GWh/year) | Energy Efficiency | 0.31226 | 0.31339 | 0.31449 | 0.3156 | 0.3167 | 0.31776 | 0.31885 | 0.31992 | 0.32104 | 0.3222 | 0.32338 | 0.32453 | 0.24243
Scenario 1: Reference | PG&E | Com | ComRefrig | Com - College | Gas Energy (MMTherm/year) | Energy Efficiency | -0.0052507 | -0.0052894 | -0.0053275 | -0.0053658 | -0.0054035 | -0.0054405 | -0.0054779 | -0.0055149 | -0.0055532 | -0.0055923 | -0.0056317 | -0.0056703 | -0.0028785
Scenario 1: Reference | PG&E | Com | ComRefrig | Com - Grocery | Electric Demand (MW) | Energy Efficiency | 10.4854 | 10.439 | 10.3948 | 10.3527 | 10.312 | 10.2736 | 10.2372 | 10.2027 | 10.1697 | 10.1381 | 10.1082 | 10.0798 | 10.0529
Scenario 1: Reference | PG&E | Com | ComRefrig | Com - Grocery | Electric Energy (GWh/year) | Energy Efficiency | 123.035 | 122.295 | 121.5751 | 120.8747 | 120.1892 | 119.524 | 118.8776 | 118.2497 | 117.6361 | 117.0374 | 116.4541 | 115.8855 | 115.3326
Scenario 1: Reference | PG&E | Com | ComRefrig | Com - Grocery | Gas Energy (MMTherm/year) | Energy Efficiency | 0.77865 | 0.76934 | 0.76003 | 0.75074 | 0.74147 | 0.7322 | 0.72294 | 0.71369 | 0.70447 | 0.69528 | 0.68611 | 0.67696 | 0.66784
Scenario 1: Reference | PG&E | Com | ComRefrig | Com - Health | Electric Demand (MW) | Energy Efficiency | 0.11538 | 0.11667 | 0.11806 | 0.11942 | 0.1208 | 0.12221 | 0.12363 | 0.12507 | 0.12649 | 0.12788 | 0.12919 | 0.13051 | 0.077925
Scenario 1: Reference | PG&E | Com | ComRefrig | Com - Health | Electric Energy (GWh/year) | Energy Efficiency | 1.0097 | 1.021 | 1.0332 | 1.0451 | 1.0572 | 1.0695 | 1.082 | 1.0945 | 1.107 | 1.1191 | 1.1306 | 1.1422 | 0.68203
Scenario 1: Reference | PG&E | Com | ComRefrig | Com - Health | Gas Energy (MMTherm/year) | Energy Efficiency | -0.026799 | -0.027099 | -0.027423 | -0.027738 | -0.028059 | -0.028386 | -0.028717 | -0.02905 | -0.029381 | -0.029702 | -0.030006 | -0.030315 | -0.014581
Scenario 1: Reference | PG&E | Com | ComRefrig | Com - Refrig. Warehouse | Electric Demand (MW) | Energy Efficiency | 0.1207 | 0.12022 | 0.11974 | 0.11926 | 0.11879 | 0.11833 | 0.11787 | 0.11741 | 0.11696 | 0.11651 | 0.11606 | 0.11562 | 0.11517
Scenario 1: Reference | PG&E | Com | ComRefrig | Com - Refrig. Warehouse | Electric Energy (GWh/year) | Energy Efficiency | 1.81 | 1.8017 | 1.7934 | 1.7852 | 1.7771 | 1.769 | 1.761 | 1.753 | 1.7451 | 1.7372 | 1.7293 | 1.7216 | 1.7138
Scenario 1: Reference | PG&E | Com | ComRefrig | Com - Refrig. Warehouse | Gas Energy (MMTherm/year) | Energy Efficiency | -0.00048619 | -0.00049057 | -0.00049496 | -0.0004994 | -0.0005039 | -0.0005085 | -0.00051314 | -0.00051784 | -0.00052255 | -0.00052728 | -0.00053202 | -0.00053679 | -0.00054158
Scenario 1: Reference | PG&E | Com | ComRefrig | Com - Restaurant | Electric Demand (MW) | Energy Efficiency | 0.40736 | 0.40523 | 0.40315 | 0.40111 | 0.39912 | 0.39716 | 0.39526 | 0.3934 | 0.39158 | 0.3898 | 0.38806 | 0.34153 | 0.35564
Scenario 1: Reference | PG&E | Com | ComRefrig | Com - Restaurant | Electric Energy (GWh/year) | Energy Efficiency | 4.8469 | 4.8155 | 4.7846 | 4.7542 | 4.7242 | 4.6947 | 4.6656 | 4.6371 | 4.6089 | 4.5812 | 4.554 | 3.9997 | 4.0964
Scenario 1: Reference | PG&E | Com | ComRefrig | Com - Restaurant | Gas Energy (MMTherm/year) | Energy Efficiency | 0.034344 | 0.033975 | 0.033608 | 0.033243 | 0.03288 | 0.03252 | 0.032161 | 0.031804 | 0.031449 | 0.031095 | 0.030744 | 0.026801 | 0.025771
Scenario 1: Reference | PG&E | Com | ComRefrig | Com - Retail | Electric Demand (MW) | Energy Efficiency | 5.8623 | 5.8333 | 5.8053 | 5.228 | 5.3757 | 5.3534 | 5.332 | 5.3115 | 5.2917 | 5.2725 | 5.2541 | 5.2364 | 5.2195
Scenario 1: Reference | PG&E | Com | ComRefrig | Com - Retail | Electric Energy (GWh/year) | Energy Efficiency | 65.4071 | 65.0159 | 64.6337 | 58.1855 | 59.1749 | 58.8561 | 58.5455 | 58.243 | 57.9467 | 57.657 | 57.3741 | 57.0978 | 56.8283
Scenario 1: Reference | PG&E | Com | ComRefrig | Com - Retail | Gas Energy (MMTherm/year) | Energy Efficiency | 1.1028 | 1.0928 | 1.0828 | 0.97375 | 0.95681 | 0.94786 | 0.93894 | 0.93006 | 0.92124 | 0.91246 | 0.90373 | 0.89505 | 0.88641
Scenario 1: Reference | PG&E | Com | ComRefrig | Com - School | Electric Demand (MW) | Energy Efficiency | 0.014456 | 0.014266 | 0.014084 | 0.013908 | 0.013737 | 0.013573 | 0.013415 | 0.013263 | 0.013116 | 0.012976 | 0.012842 | 0.012715 | 0.012594
Scenario 1: Reference | PG&E | Com | ComRefrig | Com - School | Electric Energy (GWh/year) | Energy Efficiency | 0.19114 | 0.18774 | 0.18445 | 0.18125 | 0.17814 | 0.17513 | 0.1722 | 0.16936 | 0.1666 | 0.16394 | 0.16135 | 0.15886 | 0.15645
Scenario 1: Reference | PG&E | Com | ComRefrig | Com - School | Gas Energy (MMTherm/year) | Energy Efficiency | -0.00062549 | -0.00061778 | -0.00061038 | -0.00060327 | -0.00059639 | -0.00058978 | -0.0005834 | -0.0005773 | -0.00057144 | -0.00056585 | -0.00056052 | -0.00055548 | -0.00055069
Scenario 1: Reference | PG&E | Com | FoodServ | Com - College | Electric Demand (MW) | Energy Efficiency | 0.47352 | 0.47951 | 0.4854 | 0.49131 | 0.49716 | 0.50289 | 0.50868 | 0.51441 | 0.5203 | 0.52629 | 0.53232 | 0.53823 | 0.54416
Scenario 1: Reference | PG&E | Com | FoodServ | Com - College | Electric Demand (MW) | Fuel Substitution | -0.73486 | -0.73116 | -0.72748 | -0.72382 | -0.72018 | -0.71655 | -0.71295 | -0.70936 | -0.70579 | -0.70224 | -0.6987 | -0.69519 | -0.69169
Scenario 1: Reference | PG&E | Com | FoodServ | Com - College | Electric Energy (GWh/year) | Energy Efficiency | 2.1826 | 2.2108 | 2.2386 | 2.2664 | 2.294 | 2.321 | 2.3483 | 2.3753 | 2.4031 | 2.4313 | 2.4597 | 2.4876 | 2.5155
Scenario 1: Reference | PG&E | Com | FoodServ | Com - College | Electric Energy (GWh/year) | Fuel Substitution | -7.8046 | -7.7653 | -7.7262 | -7.6873 | -7.6486 | -7.6101 | -7.5718 | -7.5337 | -7.4958 | -7.4581 | -7.4206 | -7.3832 | -7.3461
Scenario 1: Reference | PG&E | Com | FoodServ | Com - College | Gas Energy (MMTherm/year) | Energy Efficiency | 0.14061 | 0.14458 | 0.14716 | 0.15242 | 0.15631 | 0.16013 | 0.16398 | 0.16779 | 0.17169 | 0.17564 | 0.17961 | 0.18352 | 0.18743
Scenario 1: Reference | PG&E | Com | FoodServ | Com - College | Gas Energy (MMTherm/year) | Fuel Substitution | 0.81087 | 0.80679 | 0.80273 | 0.79869 | 0.79467 | 0.79067 | 0.78669 | 0.78273 | 0.77879 | 0.77487 | 0.77097 | 0.76709 | 0.76323
Scenario 1: Reference | PG&E | Com | FoodServ | Com - Grocery | Electric Demand (MW) | Energy Efficiency | 2.0357 | 2.0489 | 2.0631 | 2.0783 | 2.0941 | 2.1109 | 2.1287 | 2.1474 | 2.1666 | 2.1864 | 2.2069 | 2.2281 | 2.2499
Scenario 1: Reference | PG&E | Com | FoodServ | Com - Grocery | Electric Demand (MW) | Fuel Substitution | -4.1017 | -4.0646 | -4.0278 | -3.9913 | -3.9552 | -3.9193 | -3.8838 | -3.8487 | -3.8138 | -3.7793 | -3.745 | -3.7111 | -3.6775
Scenario 1: Reference | PG&E | Com | FoodServ | Com - Grocery | Electric Energy (GWh/year) | Energy Efficiency | 9.2814 | 9.3436 | 9.4105 | 9.4818 | 9.5559 | 9.6348 | 9.7179 | 9.8053 | 9.8952 | 9.988 | 10.0839 | 10.1825 | 10.2844
Scenario 1: Reference | PG&E | Com | FoodServ | Com - Grocery | Electric Energy (GWh/year) | Fuel Substitution | -74.1612 | -73.4895 | -72.824 | -72.1645 | -71.5109 | -70.8633 | -70.2216 | -69.5856 | -68.9554 | -68.3309 | -67.7121 | -67.0989 | -66.4912
Scenario 1: Reference | PG&E | Com | FoodServ | Com - Grocery | Gas Energy (MMTherm/year) | Energy Efficiency | 0.54542 | 0.5679 | 0.59116 | 0.61517 | 0.63958 | 0.66481 | 0.69074 | 0.71738 | 0.74439 | 0.77186 | 0.7998 | 0.82819 | 0.85709
Scenario 1: Reference | PG&E | Com | FoodServ | Com - Grocery | Gas Energy (MMTherm/year) | Fuel Substitution | 7.7079 | 7.6381 | 7.5689 | 7.5004 | 7.4324 | 7.3651 | 7.2984 | 7.2323 | 7.1668 | 7.1019 | 7.0376 | 6.9739 | 6.9107
Scenario 1: Reference | PG&E | Com | FoodServ | Com - Health | Electric Demand (MW) | Energy Efficiency | 1.0368 | 1.0539 | 1.0723 | 1.0902 | 1.1084 | 1.1269 | 1.1456 | 1.1644 | 1.1831 | 1.2013 | 1.2186 | 1.2361 | 1.2539
Scenario 1: Reference | PG&E | Com | FoodServ | Com - Health | Electric Demand (MW) | Fuel Substitution | -1.7195 | -1.7138 | -1.708 | -1.7023 | -1.6966 | -1.6909 | -1.6852 | -1.6796 | -1.6739 | -1.6683 | -1.6627 | -1.6571 | -1.6516
Scenario 1: Reference | PG&E | Com | FoodServ | Com - Health | Electric Energy (GWh/year) | Energy Efficiency | 4.7134 | 4.7931 | 4.8786 | 4.9621 | 5.0468 | 5.1329 | 5.22 | 5.3077 | 5.3947 | 5.4794 | 5.56 | 5.6415 | 5.7242
Scenario 1: Reference | PG&E | Com | FoodServ | Com - Health | Electric Energy (GWh/year) | Fuel Substitution | -21.5981 | -21.5256 | -21.4534 | -21.3814 | -21.3096 | -21.2381 | -21.1668 | -21.0958 | -21.025 | -20.9544 | -20.8841 | -20.814 | -20.7442
Scenario 1: Reference | PG&E | Com | FoodServ | Com - Health | Gas Energy (MMTherm/year) | Energy Efficiency | 0.27845 | 0.29006 | 0.30244 | 0.31455 | 0.32682 | 0.33788 | 0.35184 | 0.36449 | 0.37706 | 0.38931 | 0.40103 | 0.41286 | 0.42485
Scenario 1: Reference | PG&E | Com | FoodServ | Com - Health | Gas Energy (MMTherm/year) | Fuel Substitution | 2.3036 | 2.2959 | 2.2882 | 2.2805 | 2.2729 | 2.2652 | 2.2576 | 2.2501 | 2.2425 | 2.235 | 2.2275 | 2.22 | 2.2126
Scenario 1: Reference | PG&E | Com | FoodServ | Com - Lodging | Electric Demand (MW) | Energy Efficiency | 1.2158 | 1.2376 | 1.2599 | 1.2823 | 1.3054 | 1.3288 | 1.3526 | 1.3765 | 1.4006 | 1.425 | 1.4495 | 1.4744 | 1.4995
Scenario 1: Reference | PG&E | Com | FoodServ | Com - Lodging | Electric Demand (MW) | Fuel Substitution | -1.6442 | -1.6308 | -1.6176 | -1.6045 | -1.5914 | -1.5785 | -1.5657 | -1.553 | -1.5404 | -1.5279 | -1.5154 | -1.5031 | -1.4909
Scenario 1: Reference | PG&E | Com | FoodServ | Com - Lodging | Electric Energy (GWh/year) | Energy Efficiency | 5.5686 | 5.6701 | 5.7735 | 5.8777 | 5.9853 | 6.0942 | 6.2044 | 6.3158 | 6.4277 | 6.5409 | 6.6551 | 6.7706 | 6.8871
Scenario 1: Reference | PG&E | Com | FoodServ | Com - Lodging | Electric Energy (GWh/year) | Fuel Substitution | -20.3836 | -20.2181 | -20.0539 | -19.8911 | -19.7295 | -19.5693 | -19.4104 | -19.2528 | -19.0964 | -18.9414 | -18.7875 | -18.635 | -18.4836
Scenario 1: Reference | PG&E | Com | FoodServ | Com - Lodging | Gas Energy (MMTherm/year) | Energy Efficiency | 0.17957 | 0.19255 | 0.20568 | 0.21887 | 0.23238 | 0.24598 | 0.25969 | 0.2735 | 0.28732 | 0.30126 | 0.31527 | 0.32837 | 0.34358
Scenario 1: Reference | PG&E | Com | FoodServ | Com - Lodging | Gas Energy (MMTherm/year) | Fuel Substitution | 2.1131 | 2.096 | 2.0789 | 2.0621 | 2.0453 | 2.0287 | 2.0122 | 1.9959 | 1.9797 | 1.9636 | 1.9477 | 1.9318 | 1.9162
Scenario 1: Reference | PG&E | Com | FoodServ | Com - Office (Large) | Electric Demand (MW) | Energy Efficiency | 0.0082903 | 0.0084127 | 0.0085407 | 0.0086711 | 0.0088065 | 0.0089453 | 0.0090895 | 0.0092352 | 0.0093794 | 0.0095254 | 0.0096723 | 0.0098202 | 0.0099697
Scenario 1: Reference | PG&E | Com | FoodServ | Com - Office (Large) | Electric Energy (GWh/year) | Energy Efficiency | 0.072716 | 0.073789 | 0.074912 | 0.076056 | 0.077244 | 0.078461 | 0.079726 | 0.081004 | 0.082269 | 0.083549 | 0.084837 | 0.086135 | 0.087446
Scenario 1: Reference | PG&E | Com | FoodServ | Com - Office (Small) | Electric Demand (MW) | Energy Efficiency | 0.003344 | 0.003375 | 0.0034071 | 0.0027792 | 0.0034737 | 0.0035083 | 0.0035438 | 0.0035801 | 0.003617 | 0.0036544 | 0.0036926 | 0.0037314 | 0.003771
Scenario 1: Reference | PG&E | Com | FoodServ | Com - Office (Small) | Electric Energy (GWh/year) | Energy Efficiency | 0.029331 | 0.029603 | 0.029885 | 0.024377 | 0.030469 | 0.030772 | 0.031083 | 0.031402 | 0.031725 | 0.032054 | 0.032389 | 0.032729 | 0.033076
Scenario 1: Reference | PG&E | Com | FoodServ | Com - Other | Electric Demand (MW) | Energy Efficiency | 3.2101 | 3.2277 | 3.2462 | 3.2655 | 3.2851 | 3.3057 | 3.3276 | 3.3503 | 3.3731 | 3.3963 | 3.4202 | 3.4445 | 3.4694
Scenario 1: Reference | PG&E | Com | FoodServ | Com - Other | Electric Demand (MW) | Fuel Substitution | -14.7831 | -14.682 | -14.5815 | -14.4818 | -14.3827 | -14.2843 | -14.1865 | -14.0895 | -13.9931 | -13.8973 | -13.8022 | -13.7078 | -13.614
Scenario 1: Reference | PG&E | Com | FoodServ | Com - Other | Electric Energy (GWh/year) | Energy Efficiency | 15.6462 | 15.732 | 15.8224 | 15.9164 | 16.0121 | 16.1129 | 16.2196 | 16.3302 | 16.4414 | 16.555 | 16.6714 | 16.7901 | 16.9117
Scenario 1: Reference | PG&E | Com | FoodServ | Com - Other | Electric Energy (GWh/year) | Fuel Substitution | -86.5528 | -85.9606 | -85.3724 | -84.7883 | -84.2081 | -83.632 | -83.0598 | -82.4915 | -81.927 | -81.3665 | -80.8098 | -80.2569 | -79.7077
Scenario 1: Reference | PG&E | Com | FoodServ | Com - Other | Gas Energy (MMTherm/year) | Energy Efficiency | 0.93948 | 0.96216 | 0.98549 | 1.0093 | 1.0333 | 1.058 | 1.0835 | 1.1096 | 1.1356 | 1.162 | 1.1888 | 1.2158 | 1.2432
Scenario 1: Reference | PG&E | Com | FoodServ | Com - Other | Gas Energy (MMTherm/year) | Fuel Substitution | 8.3136 | 8.2567 | 8.2002 | 8.1441 | 8.0883 | 8.033 | 7.978 | 7.9235 | 7.8692 | 7.8154 | 7.7619 | 7.7088 | 7.6561
Scenario 1: Reference | PG&E | Com | FoodServ | Com - Restaurant | Electric Demand (MW) | Energy Efficiency | 5.221 | 5.244 | 5.2682 | 5.2933 | 5.3195 | 5.3464 | 5.3746 | 5.4039 | 5.434 | 5.4651 | 5.4972 | 4.9065 | 5.6766
Scenario 1: Reference | PG&E | Com | FoodServ | Com - Restaurant | Electric Demand (MW) | Fuel Substitution | -22.7336 | -22.534 | -22.3361 | -22.14 | -21.9457 | -21.753 | -21.562 | -21.3727 | -21.185 | -20.999 | -20.8147 | -18.2087 | -18.0488
Scenario 1: Reference | PG&E | Com | FoodServ | Com - Restaurant | Electric Energy (GWh/year) | Energy Efficiency | 25.6721 | 25.785 | 25.9035 | 26.0271 | 26.1554 | 26.2876 | 26.4262 | 26.5699 | 26.7176 | 26.8704 | 27.0278 | 24.1236 | 27.9077
Scenario 1: Reference | PG&E | Com | FoodServ | Com - Restaurant | Electric Energy (GWh/year) | Fuel Substitution | -219.5497 | -217.6221 | -215.7114 | -213.8176 | -211.9403 | -210.0795 | -208.2351 | -206.4068 | -204.5946 | -202.7983 | -201.0178 | -175.8502 | -174.3063
Scenario 1: Reference | PG&E | Com | FoodServ | Com - Restaurant | Gas Energy (MMTherm/year) | Energy Efficiency | 1.4769 | 1.5289 | 1.5816 | 1.6352 | 1.6893 | 1.744 | 1.7996 | 1.8559 | 1.9128 | 1.9704 | 2.0287 | 1.8722 | 2.618
Scenario 1: Reference | PG&E | Com | FoodServ | Com - Restaurant | Gas Energy (MMTherm/year) | Fuel Substitution | 22.0554 | 21.8618 | 21.6698 | 21.4796 | 21.291 | 21.104 | 20.9188 | 20.7351 | 20.553 | 20.3726 | 20.1937 | 17.6655 | 17.5104
Scenario 1: Reference | PG&E | Com | FoodServ | Com - Retail | Electric Demand (MW) | Energy Efficiency | 0.20047 | 0.2026 | 0.20485 | 0.1854 | 0.22087 | 0.22335 | 0.22595 | 0.22867 | 0.23145 | 0.23432 | 0.23727 | 0.24031 | 0.24344
Scenario 1: Reference | PG&E | Com | FoodServ | Com - Retail | Electric Energy (GWh/year) | Energy Efficiency | 1.0206 | 1.0311 | 1.0423 | 0.9433 | 1.1211 | 1.1335 | 1.1464 | 1.1599 | 1.1738 | 1.1881 | 1.2028 | 1.2179 | 1.2335
Scenario 1: Reference | PG&E | Com | FoodServ | Com - Retail | Gas Energy (MMTherm/year) | Energy Efficiency | 0.044879 | 0.045372 | 0.045894 | 0.041543 | 0.049649 | 0.050222 | 0.050822 | 0.051448 | 0.052091 | 0.052752 | 0.053433 | 0.054133 | 0.054853
Scenario 1: Reference | PG&E | Com | FoodServ | Com - School | Electric Demand (MW) | Energy Efficiency | 1.31 | 1.3315 | 1.3534 | 1.3756 | 1.3975 | 1.4197 | 1.442 | 1.4644 | 1.4871 | 1.5102 | 1.5335 | 1.5574 | 1.5817
Scenario 1: Reference | PG&E | Com | FoodServ | Com - School | Electric Demand (MW) | Fuel Substitution | -0.84923 | -0.82866 | -0.80858 | -0.78899 | -0.76987 | -0.75122 | -0.73302 | -0.71526 | -0.69793 | -0.68102 | -0.66452 | -0.64842 | -0.63271
Scenario 1: Reference | PG&E | Com | FoodServ | Com - School | Electric Energy (GWh/year) | Energy Efficiency | 6.022 | 6.1234 | 6.2265 | 6.3308 | 6.4343 | 6.5387 | 6.6432 | 6.7489 | 6.8556 | 6.9636 | 7.0732 | 7.1854 | 7.2993
Scenario 1: Reference | PG&E | Com | FoodServ | Com - School | Electric Energy (GWh/year) | Fuel Substitution | -10.4152 | -10.1628 | -9.9166 | -9.6763 | -9.4419 | -9.2132 | -8.9899 | -8.7721 | -8.5596 | -8.3522 | -8.1499 | -7.9524 | -7.7598
Scenario 1: Reference | PG&E | Com | FoodServ | Com - School | Gas Energy (MMTherm/year) | Energy Efficiency | 0.28529 | 0.29848 | 0.3117 | 0.32489 | 0.33791 | 0.35089 | 0.36377 | 0.37664 | 0.38949 | 0.40235 | 0.41524 | 0.42824 | 0.44128
Scenario 1: Reference | PG&E | Com | FoodServ | Com - School | Gas Energy (MMTherm/year) | Fuel Substitution | 1.0929 | 1.0664 | 1.0406 | 1.0154 | 0.99079 | 0.96678 | 0.94336 | 0.92051 | 0.8982 | 0.87644 | 0.85521 | 0.83449 | 0.81427
Scenario 1: Reference | PG&E | Com | HVAC | Com - College | Electric Demand (MW) | Energy Efficiency | 8.6716 | 8.7252 | 8.7751 | 8.8306 | 8.8828 | 8.9036 | 8.9551 | 9.0059 | 9.0587 | 9.1127 | 9.1671 | 9.2204 | 9.2739
Scenario 1: Reference | PG&E | Com | HVAC | Com - College | Electric Demand (MW) | Fuel Substitution | 0 | 0 | 0 | 0 | 0 | 0.2129 | 0.21183 | 0.21076 | 0.2097 | 0.20865 | 0.2076 | 0.20655 | 0.20551
Scenario 1: Reference | PG&E | Com | HVAC | Com - College | Electric Energy (GWh/year) | Energy Efficiency | 17.0973 | 17.1613 | 17.2143 | 17.2864 | 17.3487 | 17.3065 | 17.3673 | 17.4272 | 17.4901 | 17.555 | 17.6208 | 17.6848 | 17.7493
Scenario 1: Reference | PG&E | Com | HVAC | Com - College | Electric Energy (GWh/year) | Fuel Substitution | -1.4212 | -1.414 | -1.4065 | -1.3994 | -1.3924 | 0.602 | 0.59897 | 0.59595 | 0.59295 | 0.58997 | 0.587 | 0.58405 | 0.58111
Scenario 1: Reference | PG&E | Com | HVAC | Com - College | Gas Energy (MMTherm/year) | Energy Efficiency | 0.58079 | 0.58563 | 0.58176 | 0.5951 | 0.59983 | 0.50692 | 0.51075 | 0.51454 | 0.51846 | 0.52245 | 0.52647 | 0.53041 | 0.53437
Scenario 1: Reference | PG&E | Com | HVAC | Com - College | Gas Energy (MMTherm/year) | Fuel Substitution | 0.26945 | 0.26809 | 0.26669 | 0.26535 | 0.26401 | 0 | 0 | 0 | 0 | 0 | 0 | 0 | 0
Scenario 1: Reference | PG&E | Com | HVAC | Com - Grocery | Electric Demand (MW) | Energy Efficiency | 9.0206 | 9.0534 | 9.0901 | 9.1304 | 9.1729 | 9.2194 | 9.2693 | 9.3227 | 9.3783 | 9.4362 | 9.4943 | 9.5571 | 9.6226
Scenario 1: Reference | PG&E | Com | HVAC | Com - Grocery | Electric Demand (MW) | Fuel Substitution | 0 | 0 | 0 | 0 | 0 | 0.24546 | 0.24323 | 0.24103 | 0.23885 | 0.23668 | 0.23454 | 0.23242 | 0.23031
Scenario 1: Reference | PG&E | Com | HVAC | Com - Grocery | Electric Energy (GWh/year) | Energy Efficiency | 25.1844 | 25.2759 | 25.3781 | 25.4905 | 25.6091 | 25.7387 | 25.878 | 26.027 | 26.1818 | 26.3433 | 26.4955 | 26.6707 | 26.8533
Scenario 1: Reference | PG&E | Com | HVAC | Com - Grocery | Electric Energy (GWh/year) | Fuel Substitution | -13.5198 | -13.3973 | -13.276 | -13.1558 | -13.0366 | 1.5907 | 1.5763 | 1.562 | 1.5479 | 1.5339 | 1.52 | 1.5062 | 1.4926
Scenario 1: Reference | PG&E | Com | HVAC | Com - Grocery | Gas Energy (MMTherm/year) | Energy Efficiency | 0.81501 | 0.81799 | 0.82131 | 0.82496 | 0.82882 | 0.82778 | 0.83228 | 0.83708 | 0.84208 | 0.84728 | 0.85325 | 0.85889 | 0.86477
Scenario 1: Reference | PG&E | Com | HVAC | Com - Grocery | Gas Energy (MMTherm/year) | Fuel Substitution | 1.9011 | 1.8839 | 1.8669 | 1.8499 | 1.8332 | 2.0185e-06 | 2.0002e-06 | 1.9821e-06 | 1.9641e-06 | 1.9463e-06 | 1.9287e-06 | 1.9112e-06 | 1.8939e-06
Scenario 1: Reference | PG&E | Com | HVAC | Com - Health | Electric Demand (MW) | Energy Efficiency | 7.8815 | 7.9561 | 8.0368 | 8.1155 | 8.1955 | 8.2458 | 8.3279 | 8.4107 | 8.493 | 8.5727 | 8.6482 | 8.7247 | 8.8024
Scenario 1: Reference | PG&E | Com | HVAC | Com - Health | Electric Demand (MW) | Fuel Substitution | 0 | 0 | 0 | 0 | 0 | 0.27798 | 0.27705 | 0.27612 | 0.27519 | 0.27427 | 0.27335 | 0.27243 | 0.27152
Scenario 1: Reference | PG&E | Com | HVAC | Com - Health | Electric Energy (GWh/year) | Energy Efficiency | 37.1866 | 37.5048 | 37.8504 | 38.1868 | 38.5293 | 38.7718 | 39.1239 | 39.4791 | 39.8317 | 40.1732 | 40.4962 | 40.8237 | 41.1567
Scenario 1: Reference | PG&E | Com | HVAC | Com - Health | Electric Energy (GWh/year) | Fuel Substitution | -3.0778 | -3.0674 | -3.0571 | -3.0469 | -3.0367 | 1.4931 | 1.4881 | 1.4831 | 1.4781 | 1.4731 | 1.4682 | 1.4633 | 1.4584
Scenario 1: Reference | PG&E | Com | HVAC | Com - Health | Gas Energy (MMTherm/year) | Energy Efficiency | 1.5774 | 1.5953 | 1.6146 | 1.6335 | 1.6527 | 1.5615 | 1.5799 | 1.5984 | 1.6169 | 1.6347 | 1.6517 | 1.6688 | 1.6863
Scenario 1: Reference | PG&E | Com | HVAC | Com - Health | Gas Energy (MMTherm/year) | Fuel Substitution | 0.61062 | 0.60858 | 0.60653 | 0.6045 | 0.60247 | 0 | 0 | 0 | 0 | 0 | 0 | 0 | 0
Scenario 1: Reference | PG&E | Com | HVAC | Com - Lodging | Electric Demand (MW) | Energy Efficiency | 5.3024 | 5.3672 | 5.4334 | 5.5003 | 5.5698 | 5.6299 | 5.7013 | 5.7736 | 5.8464 | 5.9202 | 5.9948 | 6.0705 | 6.147
Scenario 1: Reference | PG&E | Com | HVAC | Com - Lodging | Electric Demand (MW) | Fuel Substitution | 0 | 0 | 0 | 0 | 0 | 0.16154 | 0.16023 | 0.15893 | 0.15764 | 0.15636 | 0.15509 | 0.15377 | 0.15252
Scenario 1: Reference | PG&E | Com | HVAC | Com - Lodging | Electric Energy (GWh/year) | Energy Efficiency | 24.4614 | 24.7148 | 24.9744 | 25.237 | 25.5109 | 25.7534 | 26.0355 | 26.3216 | 26.6097 | 26.9024 | 27.1987 | 27.4985 | 27.8028
Scenario 1: Reference | PG&E | Com | HVAC | Com - Lodging | Electric Energy (GWh/year) | Fuel Substitution | -3.5612 | -3.5322 | -3.5036 | -3.4751 | -3.4469 | 0.73128 | 0.72534 | 0.71945 | 0.71361 | 0.70782 | 0.70207 | 0.69622 | 0.69057
Scenario 1: Reference | PG&E | Com | HVAC | Com - Lodging | Gas Energy (MMTherm/year) | Energy Efficiency | 0.92358 | 0.93666 | 0.95002 | 0.9635 | 0.97748 | 0.95358 | 0.96737 | 0.98132 | 0.99535 | 1.0096 | 1.0239 | 1.0384 | 1.0531
Scenario 1: Reference | PG&E | Com | HVAC | Com - Lodging | Gas Energy (MMTherm/year) | Fuel Substitution | 0.58195 | 0.57722 | 0.57254 | 0.56789 | 0.56328 | 0 | 0 | 0 | 0 | 0 | 0 | 0 | 0
Scenario 1: Reference | PG&E | Com | HVAC | Com - Office (Large) | Electric Demand (MW) | Energy Efficiency | 13.9783 | 13.993 | 14.0187 | 14.0513 | 14.0938 | 14.0385 | 14.097 | 14.1609 | 14.2266 | 14.2976 | 14.3729 | 14.4527 | 14.5373
Scenario 1: Reference | PG&E | Com | HVAC | Com - Office (Large) | Electric Demand (MW) | Fuel Substitution | 0 | 0 | 0 | 0 | 0 | 0.23797 | 0.23032 | 0.22293 | 0.21577 | 0.20884 | 0.20213 | 0.19564 | 0.18935
Scenario 1: Reference | PG&E | Com | HVAC | Com - Office (Large) | Electric Energy (GWh/year) | Energy Efficiency | 63.8619 | 63.8919 | 63.972 | 64.0846 | 64.2429 | 64.0782 | 64.3121 | 64.5716 | 64.8395 | 65.1329 | 65.4462 | 65.7803 | 66.1371
Scenario 1: Reference | PG&E | Com | HVAC | Com - Office (Large) | Electric Energy (GWh/year) | Fuel Substitution | 0.23255 | 0.22508 | 0.21785 | 0.21085 | 0.20408 | 1.1216 | 1.0855 | 1.0507 | 1.0169 | 0.98426 | 0.95264 | 0.92205 | 0.89243
Scenario 1: Reference | PG&E | Com | HVAC | Com - Office (Large) | Gas Energy (MMTherm/year) | Energy Efficiency | 0.82033 | 0.8322 | 0.84463 | 0.85731 | 0.87047 | 0.58439 | 0.59279 | 0.60127 | 0.60965 | 0.61814 | 0.62667 | 0.63526 | 0.64394
Scenario 1: Reference | PG&E | Com | HVAC | Com - Office (Large) | Gas Energy (MMTherm/year) | Fuel Substitution | 0.090968 | 0.088047 | 0.085219 | 0.082482 | 0.079832 | 0 | 0 | 0 | 0 | 0 | 0 | 0 | 0
Scenario 1: Reference | PG&E | Com | HVAC | Com - Office (Small) | Electric Demand (MW) | Energy Efficiency | 6.8168 | 6.876 | 6.9373 | 5.6605 | 7.0287 | 7.0144 | 7.0819 | 7.1511 | 7.2213 | 7.2929 | 7.3657 | 7.4398 | 7.5153
Scenario 1: Reference | PG&E | Com | HVAC | Com - Office (Small) | Electric Demand (MW) | Fuel Substitution | 0 | 0 | 0 | 0 | 0 | 0.10309 | 0.10203 | 0.10098 | 0.099939 | 0.098909 | 0.097891 | 0.096882 | 0.095885
Scenario 1: Reference | PG&E | Com | HVAC | Com - Office (Small) | Electric Energy (GWh/year) | Energy Efficiency | 23.5729 | 23.7706 | 23.9757 | 19.5588 | 24.212 | 24.1607 | 24.3877 | 24.6202 | 24.8564 | 25.0969 | 25.342 | 25.5915 | 25.8458
Scenario 1: Reference | PG&E | Com | HVAC | Com - Office (Small) | Electric Energy (GWh/year) | Fuel Substitution | -0.92664 | -0.91709 | -0.90765 | -0.73023 | -0.72271 | 0.49228 | 0.48721 | 0.48219 | 0.47723 | 0.47231 | 0.46745 | 0.46263 | 0.45787
Scenario 1: Reference | PG&E | Com | HVAC | Com - Office (Small) | Gas Energy (MMTherm/year) | Energy Efficiency | 0.60837 | 0.61364 | 0.6191 | 0.51614 | 0.63043 | 0.40465 | 0.40808 | 0.4116 | 0.41517 | 0.4188 | 0.42249 | 0.42625 | 0.43008
Scenario 1: Reference | PG&E | Com | HVAC | Com - Office (Small) | Gas Energy (MMTherm/year) | Fuel Substitution | 0.18321 | 0.18132 | 0.17946 | 0.14438 | 0.14289 | 0 | 0 | 0 | 0 | 0 | 0 | 0 | 0
Scenario 1: Reference | PG&E | Com | HVAC | Com - Other | Electric Demand (MW) | Energy Efficiency | 66.5279 | 66.8021 | 67.0945 | 67.4004 | 67.7132 | 68.0457 | 68.4007 | 68.7712 | 69.1438 | 69.5261 | 69.9191 | 70.3212 | 70.7347
Scenario 1: Reference | PG&E | Com | HVAC | Com - Other | Electric Demand (MW) | Fuel Substitution | 0 | 0 | 0 | 0 | 0 | 1.5681 | 1.5573 | 1.5467 | 1.5361 | 1.5256 | 1.5152 | 1.5048 | 1.4945
Scenario 1: Reference | PG&E | Com | HVAC | Com - Other | Electric Energy (GWh/year) | Energy Efficiency | 94.7014 | 95.0917 | 95.508 | 95.9435 | 96.3886 | 96.8621 | 97.3674 | 97.8948 | 98.4252 | 98.9694 | 99.5288 | 100.1013 | 100.6899
Scenario 1: Reference | PG&E | Com | HVAC | Com - Other | Electric Energy (GWh/year) | Fuel Substitution | -20.9953 | -20.8517 | -20.709 | -20.5673 | -20.4266 | 5.0936 | 5.0587 | 5.0241 | 4.9897 | 4.9556 | 4.9217 | 4.888 | 4.8545
Scenario 1: Reference | PG&E | Com | HVAC | Com - Other | Gas Energy (MMTherm/year) | Energy Efficiency | 7.7622 | 7.7942 | 7.8283 | 7.864 | 7.9005 | 7.8678 | 7.9088 | 7.9516 | 7.9947 | 8.0388 | 8.0843 | 8.1307 | 8.1785
Scenario 1: Reference | PG&E | Com | HVAC | Com - Other | Gas Energy (MMTherm/year) | Fuel Substitution | 3.5382 | 3.514 | 3.49 | 3.4661 | 3.4424 | 0 | 0 | 0 | 0 | 0 | 0 | 0 | 0
Scenario 1: Reference | PG&E | Com | HVAC | Com - Refrig. Warehouse | Gas Energy (MMTherm/year) | Energy Efficiency | 0.00026556 | 0.00026947 | 0.00027342 | 0.00027741 | 0.00028145 | 2.9385e-05 | 2.9429e-05 | 2.9474e-05 | 2.9519e-05 | 2.9564e-05 | 2.9608e-05 | 2.9654e-05 | 2.9699e-05
Scenario 1: Reference | PG&E | Com | HVAC | Com - Restaurant | Electric Demand (MW) | Energy Efficiency | 2.3138 | 2.3188 | 2.3243 | 2.3302 | 2.3365 | 2.3431 | 2.3502 | 2.3577 | 2.3655 | 2.3738 | 2.3824 | 2.12 | 2.4007
Scenario 1: Reference | PG&E | Com | HVAC | Com - Restaurant | Electric Demand (MW) | Fuel Substitution | 0 | 0 | 0 | 0 | 0 | 0.16943 | 0.16794 | 0.16647 | 0.16501 | 0.16356 | 0.16212 | 0.14183 | 0.14058
Scenario 1: Reference | PG&E | Com | HVAC | Com - Restaurant | Electric Energy (GWh/year) | Energy Efficiency | 7.7914 | 7.8083 | 7.8267 | 7.8466 | 7.8677 | 7.8899 | 7.9138 | 7.939 | 7.9655 | 7.9932 | 8.0222 | 7.1391 | 8.084
Scenario 1: Reference | PG&E | Com | HVAC | Com - Restaurant | Electric Energy (GWh/year) | Fuel Substitution | -0.78831 | -0.78139 | -0.77453 | -0.76773 | -0.76099 | 0.54851 | 0.5437 | 0.53892 | 0.53419 | 0.5295 | 0.52485 | 0.45915 | 0.45512
Scenario 1: Reference | PG&E | Com | HVAC | Com - Restaurant | Gas Energy (MMTherm/year) | Energy Efficiency | 3.0368 | 3.043 | 3.0499 | 3.0574 | 3.0654 | 3.0021 | 3.0111 | 3.0206 | 3.0306 | 3.0411 | 3.0522 | 2.7551 | 3.0759
Scenario 1: Reference | PG&E | Com | HVAC | Com - Restaurant | Gas Energy (MMTherm/year) | Fuel Substitution | 0.16482 | 0.16337 | 0.16194 | 0.16051 | 0.1591 | 0 | 0 | 0 | 0 | 0 | 0 | 0 | 0
Scenario 1: Reference | PG&E | Com | HVAC | Com - Retail | Electric Demand (MW) | Energy Efficiency | 29.0978 | 29.1936 | 29.3017 | 26.4594 | 29.5317 | 29.6342 | 29.784 | 29.9447 | 30.1126 | 30.2883 | 30.4725 | 30.6645 | 30.8651
Scenario 1: Reference | PG&E | Com | HVAC | Com - Retail | Electric Demand (MW) | Fuel Substitution | 0 | 0 | 0 | 0 | 0 | 0.51654 | 0.51226 | 0.50802 | 0.50381 | 0.49964 | 0.4955 | 0.4914 | 0.48733
Scenario 1: Reference | PG&E | Com | HVAC | Com - Retail | Electric Energy (GWh/year) | Energy Efficiency | 61.3099 | 61.5067 | 61.7291 | 55.7412 | 62.1637 | 62.3274 | 62.6374 | 62.9703 | 63.3181 | 63.6822 | 64.064 | 64.4622 | 64.8787
Scenario 1: Reference | PG&E | Com | HVAC | Com - Retail | Electric Energy (GWh/year) | Fuel Substitution | -2.3584 | -2.3389 | -2.3195 | -2.0867 | -2.0695 | 1.672 | 1.6581 | 1.6444 | 1.6308 | 1.6173 | 1.6039 | 1.5906 | 1.5774
Scenario 1: Reference | PG&E | Com | HVAC | Com - Retail | Gas Energy (MMTherm/year) | Energy Efficiency | 1.4269 | 1.4317 | 1.4371 | 1.3 | 1.4495 | 1.3282 | 1.3349 | 1.3421 | 1.3497 | 1.3575 | 1.3658 | 1.3744 | 1.3834
Scenario 1: Reference | PG&E | Com | HVAC | Com - Retail | Gas Energy (MMTherm/year) | Fuel Substitution | 0.51736 | 0.51307 | 0.50883 | 0.45774 | 0.45395 | 0 | 0 | 0 | 0 | 0 | 0 | 0 | 0
Scenario 1: Reference | PG&E | Com | HVAC | Com - School | Electric Demand (MW) | Energy Efficiency | 7.3565 | 7.3724 | 7.3913 | 7.4126 | 7.4347 | 7.4052 | 7.4303 | 7.4576 | 7.487 | 7.5188 | 7.553 | 7.5905 | 7.6305
Scenario 1: Reference | PG&E | Com | HVAC | Com - School | Electric Demand (MW) | Fuel Substitution | 0 | 0 | 0 | 0 | 0 | 0.10487 | 0.10233 | 0.099851 | 0.097432 | 0.095072 | 0.092757 | 0.090509 | 0.088317
Scenario 1: Reference | PG&E | Com | HVAC | Com - School | Electric Energy (GWh/year) | Energy Efficiency | 28.1816 | 28.2318 | 28.2936 | 28.3646 | 28.439 | 28.3392 | 28.4256 | 28.5206 | 28.6236 | 28.7359 | 28.8576 | 28.9918 | 29.1357
Scenario 1: Reference | PG&E | Com | HVAC | Com - School | Electric Energy (GWh/year) | Fuel Substitution | -2.6367 | -2.5728 | -2.5105 | -2.4497 | -2.3903 | 0.58016 | 0.5661 | 0.55239 | 0.53901 | 0.52595 | 0.51315 | 0.50072 | 0.48859
Scenario 1: Reference | PG&E | Com | HVAC | Com - School | Gas Energy (MMTherm/year) | Energy Efficiency | 1.4781 | 1.4937 | 1.5099 | 1.5264 | 1.5428 | 1.3391 | 1.3532 | 1.3675 | 1.3821 | 1.3971 | 1.4124 | 1.4282 | 1.4444
Scenario 1: Reference | PG&E | Com | HVAC | Com - School | Gas Energy (MMTherm/year) | Fuel Substitution | 0.44367 | 0.43292 | 0.42243 | 0.41219 | 0.40221 | 0 | 0 | 0 | 0 | 0 | 0 | 0 | 0
Scenario 1: Reference | PG&E | Com | HVAC | Com - Warehouse | Electric Demand (MW) | Energy Efficiency | 1.2383 | 1.2614 | 1.2847 | 1.3084 | 1.3323 | 1.3567 | 1.3813 | 1.4063 | 1.4312 | 1.4563 | 1.4814 | 1.5066 | 1.5319
Scenario 1: Reference | PG&E | Com | HVAC | Com - Warehouse | Electric Demand (MW) | Fuel Substitution | 0 | 0 | 0 | 0 | 0 | 0.049647 | 0.049449 | 0.049252 | 0.049056 | 0.04886 | 0.048665 | 0.048471 | 0.048278
Scenario 1: Reference | PG&E | Com | HVAC | Com - Warehouse | Electric Energy (GWh/year) | Energy Efficiency | 4.4569 | 4.5402 | 4.624 | 4.709 | 4.7953 | 4.8832 | 4.9717 | 5.0615 | 5.1512 | 5.2415 | 5.3318 | 5.4224 | 5.5134
Scenario 1: Reference | PG&E | Com | HVAC | Com - Warehouse | Electric Energy (GWh/year) | Fuel Substitution | -1.9249 | -1.9173 | -1.9096 | -1.902 | -1.8944 | 0.30366 | 0.30245 | 0.30124 | 0.30004 | 0.29885 | 0.29766 | 0.29647 | 0.29529
Scenario 1: Reference | PG&E | Com | HVAC | Com - Warehouse | Gas Energy (MMTherm/year) | Energy Efficiency | 0.10651 | 0.1085 | 0.1105 | 0.11253 | 0.11459 | 0.11574 | 0.11784 | 0.11996 | 0.12209 | 0.12423 | 0.12636 | 0.12851 | 0.13067
Scenario 1: Reference | PG&E | Com | HVAC | Com - Warehouse | Gas Energy (MMTherm/year) | Fuel Substitution | 0.2906 | 0.28944 | 0.28829 | 0.28714 | 0.28599 | 0 | 0 | 0 | 0 | 0 | 0 | 0 | 0
Scenario 1: Reference | PG&E | Com | Lighting | Com - College | Electric Demand (MW) | Energy Efficiency | 3.2162 | 3.2068 | 3.1974 | 3.1881 | 3.1788 | 3.1695 | 3.1604 | 3.1512 | 3.1423 | 3.1334 | 3.1247 | 3.116 | 3.1074
Scenario 1: Reference | PG&E | Com | Lighting | Com - College | Electric Energy (GWh/year) | Energy Efficiency | 18.0873 | 18.0221 | 17.957 | 17.8924 | 17.828 | 17.7636 | 17.6999 | 17.6363 | 17.5737 | 17.5118 | 17.4504 | 17.3891 | 17.3282
Scenario 1: Reference | PG&E | Com | Lighting | Com - College | Gas Energy (MMTherm/year) | Energy Efficiency | -0.31851 | -0.3172 | -0.3159 | -0.3146 | -0.31331 | -0.31203 | -0.31075 | -0.30948 | -0.30822 | -0.30697 | -0.30573 | -0.30449 | -0.30326
Scenario 1: Reference | PG&E | Com | Lighting | Com - Grocery | Electric Demand (MW) | Energy Efficiency | 5.9294 | 5.8802 | 5.8315 | 5.7834 | 5.7359 | 5.6889 | 5.6426 | 5.5968 | 5.5515 | 5.5067 | 5.4625 | 5.4187 | 5.3755
Scenario 1: Reference | PG&E | Com | Lighting | Com - Grocery | Electric Energy (GWh/year) | Energy Efficiency | 32.7601 | 32.4887 | 32.2206 | 31.9558 | 31.6941 | 31.4356 | 31.1803 | 30.9283 | 30.679 | 30.4327 | 30.1893 | 29.9487 | 29.711
Scenario 1: Reference | PG&E | Com | Lighting | Com - Grocery | Gas Energy (MMTherm/year) | Energy Efficiency | -0.46702 | -0.46314 | -0.45931 | -0.45552 | -0.45178 | -0.44808 | -0.44443 | -0.44082 | -0.43725 | -0.43373 | -0.43024 | -0.4268 | -0.42339
Scenario 1: Reference | PG&E | Com | Lighting | Com - Health | Electric Demand (MW) | Energy Efficiency | 5.4895 | 5.4812 | 5.4736 | 5.4658 | 5.4582 | 5.4508 | 5.4435 | 5.4364 | 5.4292 | 5.4219 | 5.4142 | 5.4066 | 5.3993
Scenario 1: Reference | PG&E | Com | Lighting | Com - Health | Electric Energy (GWh/year) | Energy Efficiency | 32.1426 | 32.0948 | 32.0511 | 32.0064 | 31.9628 | 31.9205 | 31.879 | 31.8383 | 31.7975 | 31.7555 | 31.7112 | 31.6679 | 31.6256
Scenario 1: Reference | PG&E | Com | Lighting | Com - Health | Gas Energy (MMTherm/year) | Energy Efficiency | -0.39691 | -0.3963 | -0.39575 | -0.39519 | -0.39464 | -0.3941 | -0.39358 | -0.39306 | -0.39254 | -0.39201 | -0.39145 | -0.39091 | -0.39037
Scenario 1: Reference | PG&E | Com | Lighting | Com - Lodging | Electric Demand (MW) | Energy Efficiency | 3.6578 | 3.6321 | 3.6067 | 3.5815 | 3.5566 | 3.532 | 3.5077 | 3.4836 | 3.4597 | 3.4361 | 3.4128 | 3.3897 | 3.3668
Scenario 1: Reference | PG&E | Com | Lighting | Com - Lodging | Electric Energy (GWh/year) | Energy Efficiency | 22.6473 | 22.4857 | 22.3258 | 22.1675 | 22.0111 | 21.8563 | 21.7031 | 21.5515 | 21.4013 | 21.2526 | 21.1055 | 20.9599 | 20.8157
Scenario 1: Reference | PG&E | Com | Lighting | Com - Lodging | Gas Energy (MMTherm/year) | Energy Efficiency | -0.29284 | -0.29071 | -0.2886 | -0.28651 | -0.28445 | -0.28241 | -0.28038 | -0.27838 | -0.27639 | -0.27443 | -0.27248 | -0.27056 | -0.26865
Scenario 1: Reference | PG&E | Com | Lighting | Com - Office (Large) | Electric Demand (MW) | Energy Efficiency | 5.1429 | 5.0151 | 4.8924 | 4.7742 | 4.6608 | 4.5517 | 4.4471 | 4.3464 | 4.2493 | 4.1559 | 4.066 | 3.9796 | 3.8966
Scenario 1: Reference | PG&E | Com | Lighting | Com - Office (Large) | Electric Energy (GWh/year) | Energy Efficiency | 36.503 | 35.5989 | 34.7304 | 33.8943 | 33.0914 | 32.3197 | 31.5795 | 30.8673 | 30.1803 | 29.5197 | 28.8842 | 28.2731 | 27.6859
Scenario 1: Reference | PG&E | Com | Lighting | Com - Office (Large) | Gas Energy (MMTherm/year) | Energy Efficiency | -0.097491 | -0.095611 | -0.093822 | -0.092112 | -0.090486 | -0.088938 | -0.08747 | -0.08607 | -0.084725 | -0.083444 | -0.082222 | -0.081058 | -0.079951
Scenario 1: Reference | PG&E | Com | Lighting | Com - Office (Small) | Electric Demand (MW) | Energy Efficiency | 1.832 | 1.819 | 1.8063 | 1.4567 | 1.5068 | 1.4976 | 1.4887 | 1.4799 | 1.4713 | 1.4629 | 1.4546 | 1.4466 | 1.4387
Scenario 1: Reference | PG&E | Com | Lighting | Com - Office (Small) | Electric Energy (GWh/year) | Energy Efficiency | 11.4359 | 11.3541 | 11.2739 | 9.0911 | 9.3948 | 9.3367 | 9.2799 | 9.2243 | 9.1698 | 9.1164 | 9.0642 | 9.0131 | 8.9631
Scenario 1: Reference | PG&E | Com | Lighting | Com - Office (Small) | Gas Energy (MMTherm/year) | Energy Efficiency | -0.045899 | -0.045608 | -0.045324 | -0.03657 | -0.038199 | -0.038001 | -0.037808 | -0.037621 | -0.037438 | -0.03726 | -0.037086 | -0.036918 | -0.036754
Scenario 1: Reference | PG&E | Com | Lighting | Com - Other | Electric Demand (MW) | Energy Efficiency | 4.0708 | 4.0464 | 4.0223 | 3.9984 | 3.9748 | 3.9514 | 3.9283 | 3.9054 | 3.8827 | 3.8602 | 3.8379 | 3.8159 | 3.7941
Scenario 1: Reference | PG&E | Com | Lighting | Com - Other | Electric Energy (GWh/year) | Energy Efficiency | 10.5464 | 10.4888 | 10.4319 | 10.3757 | 10.3201 | 10.2653 | 10.2113 | 10.1581 | 10.1053 | 10.0532 | 10.0016 | 9.9507 | 9.9004
Scenario 1: Reference | PG&E | Com | Lighting | Com - Other | Gas Energy (MMTherm/year) | Energy Efficiency | -0.13358 | -0.13285 | -0.13213 | -0.13142 | -0.13071 | -0.13002 | -0.12934 | -0.12866 | -0.128 | -0.12734 | -0.12668 | -0.12604 | -0.1254
Scenario 1: Reference | PG&E | Com | Lighting | Com - Refrig. Warehouse | Electric Demand (MW) | Energy Efficiency | 0.33988 | 0.33818 | 0.33649 | 0.33481 | 0.33314 | 0.33148 | 0.32983 | 0.32819 | 0.32656 | 0.32493 | 0.32332 | 0.32171 | 0.32012
Scenario 1: Reference | PG&E | Com | Lighting | Com - Refrig. Warehouse | Electric Energy (GWh/year) | Energy Efficiency | 3.1547 | 3.1389 | 3.1232 | 3.1076 | 3.0921 | 3.0767 | 3.0613 | 3.0461 | 3.0309 | 3.0159 | 3.0009 | 2.986 | 2.9711
Scenario 1: Reference | PG&E | Com | Lighting | Com - Restaurant | Electric Demand (MW) | Energy Efficiency | 1.9457 | 1.9309 | 1.9162 | 1.9018 | 1.8875 | 1.8733 | 1.8594 | 1.8456 | 1.8319 | 1.8184 | 1.8051 | 1.5823 | 1.5953
Scenario 1: Reference | PG&E | Com | Lighting | Com - Restaurant | Electric Energy (GWh/year) | Energy Efficiency | 10.5675 | 10.4884 | 10.4102 | 10.333 | 10.2566 | 10.1812 | 10.1067 | 10.0331 | 9.9604 | 9.8885 | 9.8176 | 8.6078 | 8.6933
Scenario 1: Reference | PG&E | Com | Lighting | Com - Restaurant | Gas Energy (MMTherm/year) | Energy Efficiency | -0.083571 | -0.082985 | -0.082407 | -0.081837 | -0.081275 | -0.080719 | -0.080172 | -0.079632 | -0.0791 | -0.078575 | -0.078057 | -0.068493 | -0.069638
Scenario 1: Reference | PG&E | Com | Lighting | Com - Retail | Electric Demand (MW) | Energy Efficiency | 15.0006 | 14.8963 | 14.7936 | 13.3133 | 13.3976 | 13.3094 | 13.2225 | 13.1371 | 13.053 | 12.97 | 12.8883 | 12.8079 | 12.7287
Scenario 1: Reference | PG&E | Com | Lighting | Com - Retail | Electric Energy (GWh/year) | Energy Efficiency | 92.813 | 92.1629 | 91.5228 | 82.3631 | 82.8404 | 82.2894 | 81.7472 | 81.2138 | 80.6879 | 80.1695 | 79.6589 | 79.1559 | 78.6607
Scenario 1: Reference | PG&E | Com | Lighting | Com - Retail | Gas Energy (MMTherm/year) | Energy Efficiency | -0.43285 | -0.42999 | -0.42719 | -0.38449 | -0.38844 | -0.38606 | -0.38372 | -0.38143 | -0.37917 | -0.37695 | -0.37477 | -0.37264 | -0.37054
Scenario 1: Reference | PG&E | Com | Lighting | Com - School | Electric Demand (MW) | Energy Efficiency | 1.9381 | 1.9 | 1.8629 | 1.8269 | 1.7918 | 1.7576 | 1.7244 | 1.6921 | 1.6607 | 1.6303 | 1.6007 | 1.572 | 1.5442
Scenario 1: Reference | PG&E | Com | Lighting | Com - School | Electric Energy (GWh/year) | Energy Efficiency | 21.3438 | 20.8906 | 20.4495 | 20.0201 | 19.6015 | 19.1939 | 18.7968 | 18.4104 | 18.0342 | 17.6682 | 17.3121 | 16.966 | 16.6294
Scenario 1: Reference | PG&E | Com | Lighting | Com - School | Gas Energy (MMTherm/year) | Energy Efficiency | -0.36084 | -0.35297 | -0.34529 | -0.33782 | -0.33054 | -0.32344 | -0.31652 | -0.30979 | -0.30323 | -0.29684 | -0.29062 | -0.28457 | -0.27868
Scenario 1: Reference | PG&E | Com | Lighting | Com - Warehouse | Electric Demand (MW) | Energy Efficiency | 1.2337 | 1.2292 | 1.2246 | 1.2201 | 1.2157 | 1.2112 | 1.2068 | 1.2024 | 1.198 | 1.1936 | 1.1893 | 1.185 | 1.1807
Scenario 1: Reference | PG&E | Com | Lighting | Com - Warehouse | Electric Energy (GWh/year) | Energy Efficiency | 8.9213 | 8.8887 | 8.8563 | 8.8241 | 8.792 | 8.7602 | 8.7285 | 8.6969 | 8.6655 | 8.6343 | 8.6032 | 8.5722 | 8.5414
Scenario 1: Reference | PG&E | Com | Lighting | Com - Warehouse | Gas Energy (MMTherm/year) | Energy Efficiency | -0.07747 | -0.077183 | -0.076896 | -0.076611 | -0.076328 | -0.076046 | -0.075766 | -0.075487 | -0.075209 | -0.074932 | -0.074657 | -0.074383 | -0.07411
Scenario 1: Reference | PG&E | Com | WaterHeat | Com - College | Electric Demand (MW) | Energy Efficiency | 0.45225 | 0.45469 | 0.45703 | 0.45948 | 0.46185 | 0.46376 | 0.46617 | 0.46856 | 0.47103 | 0.47357 | 0.47614 | 0.47864 | 0.48116
Scenario 1: Reference | PG&E | Com | WaterHeat | Com - College | Electric Demand (MW) | Fuel Substitution | 0 | 0 | 0 | 0 | 0 | 3.2614 | 3.245 | 3.2287 | 3.2124 | 3.1963 | 3.1802 | 3.1642 | 3.1483
Scenario 1: Reference | PG&E | Com | WaterHeat | Com - College | Electric Energy (GWh/year) | Energy Efficiency | 3.2696 | 3.2917 | 3.3131 | 3.3353 | 3.3569 | 3.3743 | 3.3963 | 3.418 | 3.4404 | 3.4634 | 3.4866 | 3.5092 | 3.532
Scenario 1: Reference | PG&E | Com | WaterHeat | Com - College | Electric Energy (GWh/year) | Fuel Substitution | -37.5555 | -37.3665 | -37.1721 | -36.985 | -36.7989 | 29.5772 | 29.4283 | 29.2802 | 29.1329 | 28.9863 | 28.8404 | 28.6952 | 28.5508
Scenario 1: Reference | PG&E | Com | WaterHeat | Com - College | Gas Energy (MMTherm/year) | Energy Efficiency | 4.4231 | 4.4095 | 4.0948 | 4.0997 | 4.0877 | 3.8767 | 3.8574 | 3.8383 | 3.8193 | 3.8004 | 3.7815 | 3.7628 | 3.7441
Scenario 1: Reference | PG&E | Com | WaterHeat | Com - College | Gas Energy (MMTherm/year) | Fuel Substitution | 4.3789 | 4.3569 | 4.3343 | 4.3125 | 4.2908 | 0 | 0 | 0 | 0 | 0 | 0 | 0 | 0
Scenario 1: Reference | PG&E | Com | WaterHeat | Com - Grocery | Electric Demand (MW) | Energy Efficiency | 1.744 | 1.7497 | 1.7561 | 1.7632 | 1.7707 | 1.7788 | 1.7877 | 1.7973 | 1.8072 | 1.8177 | 1.8286 | 1.8399 | 1.8518
Scenario 1: Reference | PG&E | Com | WaterHeat | Com - Grocery | Electric Energy (GWh/year) | Energy Efficiency | 9.1018 | 9.1329 | 9.1677 | 9.2062 | 9.2469 | 9.2907 | 9.3388 | 9.3903 | 9.4439 | 9.4999 | 9.5584 | 9.6192 | 9.6827
Scenario 1: Reference | PG&E | Com | WaterHeat | Com - Grocery | Electric Energy (GWh/year) | Fuel Substitution | -1.6199 | -1.6052 | -1.5907 | -1.5762 | -1.562 | 0 | 0 | 0 | 0 | 0 | 0 | 0 | 0
Scenario 1: Reference | PG&E | Com | WaterHeat | Com - Grocery | Gas Energy (MMTherm/year) | Energy Efficiency | 2.7682 | 2.7437 | 2.7195 | 2.6956 | 2.6718 | 2.6105 | 2.587 | 2.5638 | 2.5407 | 2.5179 | 2.4953 | 2.4729 | 2.4507
Scenario 1: Reference | PG&E | Com | WaterHeat | Com - Grocery | Gas Energy (MMTherm/year) | Fuel Substitution | 0.21735 | 0.21539 | 0.21343 | 0.2115 | 0.20959 | 0 | 0 | 0 | 0 | 0 | 0 | 0 | 0
Scenario 1: Reference | PG&E | Com | WaterHeat | Com - Health | Electric Demand (MW) | Energy Efficiency | 2.0312 | 2.0524 | 2.0753 | 2.0976 | 2.1204 | 2.1422 | 2.1658 | 2.1896 | 2.2132 | 2.2361 | 2.2578 | 2.2798 | 2.3021
Scenario 1: Reference | PG&E | Com | WaterHeat | Com - Health | Electric Demand (MW) | Fuel Substitution | 0 | 0 | 0 | 0 | 0 | 7.2585 | 7.2341 | 7.2098 | 7.1856 | 7.1615 | 7.1375 | 7.1135 | 7.0897
Scenario 1: Reference | PG&E | Com | WaterHeat | Com - Health | Electric Energy (GWh/year) | Energy Efficiency | 16.5061 | 16.6851 | 16.8784 | 17.0669 | 17.2586 | 17.443 | 17.6419 | 17.8424 | 18.0414 | 18.2345 | 18.4177 | 18.6033 | 18.7917
Scenario 1: Reference | PG&E | Com | WaterHeat | Com - Health | Electric Energy (GWh/year) | Fuel Substitution | -85.5688 | -85.2817 | -84.9955 | -84.7103 | -84.426 | 66.821 | 66.5967 | 66.3733 | 66.1505 | 65.9285 | 65.7073 | 65.4868 | 65.267
Scenario 1: Reference | PG&E | Com | WaterHeat | Com - Health | Gas Energy (MMTherm/year) | Energy Efficiency | 11.8231 | 11.804 | 11.7864 | 11.7685 | 11.7509 | 10.9028 | 10.8667 | 10.8306 | 10.7946 | 10.7588 | 10.723 | 10.6874 | 10.652
Scenario 1: Reference | PG&E | Com | WaterHeat | Com - Health | Gas Energy (MMTherm/year) | Fuel Substitution | 10.2243 | 10.19 | 10.1558 | 10.1217 | 10.0878 | 0 | 0 | 0 | 0 | 0 | 0 | 0 | 0
Scenario 1: Reference | PG&E | Com | WaterHeat | Com - Lodging | Electric Demand (MW) | Energy Efficiency | 0.51529 | 0.51869 | 0.5222 | 0.52577 | 0.52953 | 0.52465 | 0.52873 | 0.53289 | 0.53708 | 0.54136 | 0.54571 | 0.55013 | 0.55462
Scenario 1: Reference | PG&E | Com | WaterHeat | Com - Lodging | Electric Demand (MW) | Fuel Substitution | 0 | 0 | 0 | 0 | 0 | 6.8704 | 6.8146 | 6.7592 | 6.7043 | 6.6499 | 6.5959 | 6.5409 | 6.4877
Scenario 1: Reference | PG&E | Com | WaterHeat | Com - Lodging | Electric Energy (GWh/year) | Energy Efficiency | 3.4247 | 3.4586 | 3.4934 | 3.5287 | 3.5654 | 3.5332 | 3.5725 | 3.6123 | 3.6523 | 3.693 | 3.7342 | 3.776 | 3.8183
Scenario 1: Reference | PG&E | Com | WaterHeat | Com - Lodging | Electric Energy (GWh/year) | Fuel Substitution | -86.4902 | -85.7878 | -85.0912 | -84.4002 | -83.7148 | 61.5999 | 61.0997 | 60.6035 | 60.1114 | 59.6232 | 59.139 | 58.6453 | 58.1691
Scenario 1: Reference | PG&E | Com | WaterHeat | Com - Lodging | Gas Energy (MMTherm/year) | Energy Efficiency | 8.0377 | 8.0606 | 8.0855 | 8.1112 | 8.1391 | 4.9359 | 4.8994 | 4.8632 | 4.8274 | 4.7918 | 4.7565 | 4.3137 | 4.2825
Scenario 1: Reference | PG&E | Com | WaterHeat | Com - Lodging | Gas Energy (MMTherm/year) | Fuel Substitution | 10.1425 | 10.0602 | 9.9785 | 9.8975 | 9.8171 | 0 | 0 | 0 | 0 | 0 | 0 | 0 | 0
Scenario 1: Reference | PG&E | Com | WaterHeat | Com - Office (Large) | Electric Demand (MW) | Energy Efficiency | 0.37211 | 0.37531 | 0.37877 | 0.38238 | 0.38623 | 0.38998 | 0.39431 | 0.39873 | 0.40314 | 0.40766 | 0.41225 | 0.41692 | 0.42168
Scenario 1: Reference | PG&E | Com | WaterHeat | Com - Office (Large) | Electric Demand (MW) | Fuel Substitution | 0 | 0 | 0 | 0 | 0 | 0.57301 | 0.55461 | 0.5368 | 0.51956 | 0.50287 | 0.48672 | 0.47108 | 0.45595
Scenario 1: Reference | PG&E | Com | WaterHeat | Com - Office (Large) | Electric Energy (GWh/year) | Energy Efficiency | 6.0762 | 6.1577 | 6.2435 | 6.3311 | 6.4225 | 6.511 | 6.6097 | 6.7097 | 6.8088 | 6.9093 | 7.0104 | 7.1125 | 7.2158
Scenario 1: Reference | PG&E | Com | WaterHeat | Com - Office (Large) | Electric Energy (GWh/year) | Fuel Substitution | -14.8531 | -14.376 | -13.9143 | -13.4674 | -13.0348 | 11.5744 | 11.2027 | 10.8429 | 10.4946 | 10.1575 | 9.8313 | 9.5155 | 9.2099
Scenario 1: Reference | PG&E | Com | WaterHeat | Com - Office (Large) | Gas Energy (MMTherm/year) | Energy Efficiency | 6.3813 | 6.2014 | 6.0279 | 5.8604 | 5.6988 | 5.2457 | 5.0811 | 4.9218 | 4.7676 | 4.6183 | 4.4738 | 4.334 | 4.1987
Scenario 1: Reference | PG&E | Com | WaterHeat | Com - Office (Large) | Gas Energy (MMTherm/year) | Fuel Substitution | 1.7168 | 1.6617 | 1.6083 | 1.5566 | 1.5066 | 0 | 0 | 0 | 0 | 0 | 0 | 0 | 0
Scenario 1: Reference | PG&E | Com | WaterHeat | Com - Office (Small) | Electric Demand (MW) | Energy Efficiency | 0.03969 | 0.039668 | 0.039654 | 0.032128 | 0.036066 | 0.036112 | 0.036164 | 0.036222 | 0.036286 | 0.036355 | 0.036429 | 0.036509 | 0.036595
Scenario 1: Reference | PG&E | Com | WaterHeat | Com - Office (Small) | Electric Demand (MW) | Fuel Substitution | 0 | 0 | 0 | 0 | 0 | 0.03276 | 0.032423 | 0.032089 | 0.031759 | 0.031431 | 0.031108 | 0.030787 | 0.03047
Scenario 1: Reference | PG&E | Com | WaterHeat | Com - Office (Small) | Electric Energy (GWh/year) | Energy Efficiency | 2.2263 | 2.2456 | 2.2656 | 1.8473 | 2.2943 | 2.3162 | 2.3387 | 2.3617 | 2.385 | 2.4088 | 2.433 | 2.4576 | 2.4827
Scenario 1: Reference | PG&E | Com | WaterHeat | Com - Office (Small) | Electric Energy (GWh/year) | Fuel Substitution | -5.7329 | -5.6739 | -5.6155 | -4.5178 | -4.4713 | 3.9565 | 3.9157 | 3.8754 | 3.8355 | 3.796 | 3.7569 | 3.7182 | 3.6799
Scenario 1: Reference | PG&E | Com | WaterHeat | Com - Office (Small) | Gas Energy (MMTherm/year) | Energy Efficiency | 2.9586 | 2.9296 | 2.901 | 2.455 | 2.4465 | 2.4215 | 2.3968 | 2.3724 | 2.3481 | 2.3242 | 2.3005 | 2.277 | 2.2538
Scenario 1: Reference | PG&E | Com | WaterHeat | Com - Office (Small) | Gas Energy (MMTherm/year) | Fuel Substitution | 0.65778 | 0.65101 | 0.6443 | 0.51836 | 0.51302 | 0 | 0 | 0 | 0 | 0 | 0 | 0 | 0
Scenario 1: Reference | PG&E | Com | WaterHeat | Com - Other | Electric Demand (MW) | Energy Efficiency | 16.5412 | 16.6073 | 16.6779 | 16.7518 | 16.8275 | 16.9073 | 16.9942 | 17.0849 | 17.1762 | 17.2698 | 17.3661 | 17.4646 | 17.566
Scenario 1: Reference | PG&E | Com | WaterHeat | Com - Other | Electric Demand (MW) | Fuel Substitution | 0 | 0 | 0 | 0 | 0 | 39.6806 | 39.4091 | 39.1395 | 38.8717 | 38.6057 | 38.3416 | 38.0792 | 37.8187
Scenario 1: Reference | PG&E | Com | WaterHeat | Com - Other | Electric Energy (GWh/year) | Energy Efficiency | 106.9974 | 107.4293 | 107.8903 | 108.3729 | 108.8664 | 109.3876 | 109.9541 | 110.5455 | 111.1403 | 111.7506 | 112.3781 | 113.0203 | 113.6806
Scenario 1: Reference | PG&E | Com | WaterHeat | Com - Other | Electric Energy (GWh/year) | Fuel Substitution | -388.4096 | -385.752 | -383.1127 | -380.4914 | -377.888 | 284.7908 | 282.8423 | 280.907 | 278.985 | 277.0762 | 275.1804 | 273.2976 | 271.4276
Scenario 1: Reference | PG&E | Com | WaterHeat | Com - Other | Gas Energy (MMTherm/year) | Energy Efficiency | 22.2696 | 22.1672 | 22.0669 | 21.9684 | 21.8711 | 21.3059 | 21.1622 | 21.0195 | 20.8778 | 20.737 | 20.5972 | 20.4584 | 20.3205
Scenario 1: Reference | PG&E | Com | WaterHeat | Com - Other | Gas Energy (MMTherm/year) | Fuel Substitution | 44.6063 | 44.3011 | 43.998 | 43.6969 | 43.398 | 0 | 0 | 0 | 0 | 0 | 0 | 0 | 0
Scenario 1: Reference | PG&E | Com | WaterHeat | Com - Refrig. Warehouse | Electric Demand (MW) | Energy Efficiency | 0.10198 | 0.10332 | 0.10467 | 0.10603 | 0.10741 | 0.10881 | 0.11022 | 0.11165 | 0.11308 | 0.11452 | 0.11596 | 0.1174 | 0.11885
Scenario 1: Reference | PG&E | Com | WaterHeat | Com - Refrig. Warehouse | Electric Demand (MW) | Fuel Substitution | 0 | 0 | 0 | 0 | 0 | 0.052971 | 0.052695 | 0.052419 | 0.052146 | 0.051873 | 0.051602 | 0.051333 | 0.051064
Scenario 1: Reference | PG&E | Com | WaterHeat | Com - Refrig. Warehouse | Electric Energy (GWh/year) | Energy Efficiency | 1.12 | 1.1359 | 1.1518 | 1.1679 | 1.1841 | 1.2005 | 1.2172 | 1.2341 | 1.2509 | 1.2678 | 1.2848 | 1.3018 | 1.3189
Scenario 1: Reference | PG&E | Com | WaterHeat | Com - Refrig. Warehouse | Electric Energy (GWh/year) | Fuel Substitution | -0.89742 | -0.89273 | -0.88807 | -0.88343 | -0.87881 | 0.67441 | 0.67089 | 0.66739 | 0.6639 | 0.66043 | 0.65698 | 0.65355 | 0.65014
Scenario 1: Reference | PG&E | Com | WaterHeat | Com - Refrig. Warehouse | Gas Energy (MMTherm/year) | Energy Efficiency | 0.58918 | 0.58636 | 0.58356 | 0.58077 | 0.578 | 0.57111 | 0.56813 | 0.56517 | 0.56222 | 0.55929 | 0.55638 | 0.55348 | 0.55059
Scenario 1: Reference | PG&E | Com | WaterHeat | Com - Refrig. Warehouse | Gas Energy (MMTherm/year) | Fuel Substitution | 0.10921 | 0.10864 | 0.10808 | 0.10751 | 0.10695 | 0 | 0 | 0 | 0 | 0 | 0 | 0 | 0
Scenario 1: Reference | PG&E | Com | WaterHeat | Com - Restaurant | Electric Demand (MW) | Energy Efficiency | 3.9988 | 4.0065 | 4.0149 | 4.024 | 4.0338 | 4.0444 | 4.0562 | 4.0687 | 4.0818 | 4.0956 | 4.11 | 3.6565 | 4.1364
Scenario 1: Reference | PG&E | Com | WaterHeat | Com - Restaurant | Electric Demand (MW) | Fuel Substitution | 0 | 0 | 0 | 0 | 0 | 28.741 | 28.4887 | 28.2385 | 27.9906 | 27.7449 | 27.5013 | 24.0594 | 23.8481
Scenario 1: Reference | PG&E | Com | WaterHeat | Com - Restaurant | Electric Energy (GWh/year) | Energy Efficiency | 20.4129 | 20.4527 | 20.4964 | 20.5437 | 20.5947 | 20.6498 | 20.7109 | 20.7757 | 20.8434 | 20.9146 | 20.9891 | 18.6744 | 21.1344
Scenario 1: Reference | PG&E | Com | WaterHeat | Com - Restaurant | Electric Energy (GWh/year) | Fuel Substitution | -172.6975 | -171.1812 | -169.6783 | -168.1886 | -166.7119 | 163.1491 | 161.7167 | 160.2969 | 158.8895 | 157.4945 | 156.1117 | 136.5739 | 135.3748
Scenario 1: Reference | PG&E | Com | WaterHeat | Com - Restaurant | Gas Energy (MMTherm/year) | Energy Efficiency | 4.4322 | 4.4213 | 4.4111 | 4.4014 | 4.3923 | 4.2865 | 4.2504 | 4.2147 | 4.1793 | 4.1443 | 4.1095 | 3.6884 | 3.6608
Scenario 1: Reference | PG&E | Com | WaterHeat | Com - Restaurant | Gas Energy (MMTherm/year) | Fuel Substitution | 20.6427 | 20.4615 | 20.2818 | 20.1038 | 19.9273 | 0 | 0 | 0 | 0 | 0 | 0 | 0 | 0
Scenario 1: Reference | PG&E | Com | WaterHeat | Com - Retail | Electric Demand (MW) | Energy Efficiency | 1.1031 | 1.1061 | 1.1094 | 1.0016 | 1.1111 | 1.1157 | 1.1206 | 1.126 | 1.1316 | 1.1375 | 1.1437 | 1.1502 | 1.157
Scenario 1: Reference | PG&E | Com | WaterHeat | Com - Retail | Electric Demand (MW) | Fuel Substitution | 0 | 0 | 0 | 0 | 0 | 1.1934 | 1.1835 | 1.1737 | 1.164 | 1.1544 | 1.1448 | 1.1353 | 1.1259
Scenario 1: Reference | PG&E | Com | WaterHeat | Com - Retail | Electric Energy (GWh/year) | Energy Efficiency | 6.7396 | 6.7596 | 6.7825 | 6.1238 | 6.8148 | 6.845 | 6.8776 | 6.9128 | 6.9495 | 6.9881 | 7.0286 | 7.0708 | 7.1151
Scenario 1: Reference | PG&E | Com | WaterHeat | Com - Retail | Electric Energy (GWh/year) | Fuel Substitution | -10.1933 | -10.1089 | -10.0252 | -9.0184 | -8.9437 | 8.3408 | 8.2717 | 8.2032 | 8.1352 | 8.0679 | 8.001 | 7.9348 | 7.8691
Scenario 1: Reference | PG&E | Com | WaterHeat | Com - Retail | Gas Energy (MMTherm/year) | Energy Efficiency | 8.2615 | 8.1948 | 8.1286 | 7.442 | 7.3964 | 7.3353 | 7.2748 | 7.2147 | 7.1551 | 7.096 | 7.0374 | 6.9793 | 6.9217
Scenario 1: Reference | PG&E | Com | WaterHeat | Com - Retail | Gas Energy (MMTherm/year) | Fuel Substitution | 1.14 | 1.1306 | 1.1212 | 1.0086 | 1.0002 | 0 | 0 | 0 | 0 | 0 | 0 | 0 | 0
Scenario 1: Reference | PG&E | Com | WaterHeat | Com - School | Electric Demand (MW) | Energy Efficiency | 0.048894 | 0.047683 | 0.0465 | 0.045345 | 0.044218 | 0.043118 | 0.042045 | 0.040997 | 0.039974 | 0.038975 | 0.038001 | 0.037049 | 0.03612
Scenario 1: Reference | PG&E | Com | WaterHeat | Com - School | Electric Demand (MW) | Fuel Substitution | 0 | 0 | 0 | 0 | 0 | -0.0045234 | -0.0044139 | -0.0043069 | -0.0042026 | -0.0041008 | -0.0040014 | -0.0039045 | -0.0038099
Scenario 1: Reference | PG&E | Com | WaterHeat | Com - School | Electric Energy (GWh/year) | Energy Efficiency | 6.634 | 6.6929 | 6.7542 | 6.8173 | 6.8803 | 6.9432 | 7.0109 | 7.0802 | 7.151 | 7.2236 | 7.2982 | 7.3757 | 7.4554
Scenario 1: Reference | PG&E | Com | WaterHeat | Com - School | Electric Energy (GWh/year) | Fuel Substitution | -50.5834 | -49.3579 | -48.1621 | -46.9952 | -45.8566 | 40.8158 | 39.8269 | 38.862 | 37.9205 | 37.0018 | 36.1053 | 35.2306 | 34.377
Scenario 1: Reference | PG&E | Com | WaterHeat | Com - School | Gas Energy (MMTherm/year) | Energy Efficiency | 13.597 | 13.3009 | 13.0125 | 12.7316 | 12.4578 | 11.9884 | 11.7021 | 11.4226 | 11.15 | 10.884 | 10.6244 | 10.3711 | 10.1239
Scenario 1: Reference | PG&E | Com | WaterHeat | Com - School | Gas Energy (MMTherm/year) | Fuel Substitution | 5.9786 | 5.8337 | 5.6924 | 5.5545 | 5.4199 | 0 | 0 | 0 | 0 | 0 | 0 | 0 | 0
Scenario 1: Reference | PG&E | Com | WaterHeat | Com - Warehouse | Electric Demand (MW) | Energy Efficiency | 0.093605 | 0.094021 | 0.094441 | 0.094872 | 0.095314 | 0.095755 | 0.096217 | 0.096689 | 0.097161 | 0.097639 | 0.098118 | 0.0986 | 0.099086
Scenario 1: Reference | PG&E | Com | WaterHeat | Com - Warehouse | Electric Demand (MW) | Fuel Substitution | 0 | 0 | 0 | 0 | 0 | 0.01642 | 0.016355 | 0.01629 | 0.016225 | 0.01616 | 0.016096 | 0.016032 | 0.015968
Scenario 1: Reference | PG&E | Com | WaterHeat | Com - Warehouse | Electric Energy (GWh/year) | Energy Efficiency | 1.1238 | 1.1405 | 1.1574 | 1.1745 | 1.1919 | 1.2093 | 1.2272 | 1.2453 | 1.2634 | 1.2817 | 1.3 | 1.3183 | 1.3367
Scenario 1: Reference | PG&E | Com | WaterHeat | Com - Warehouse | Electric Energy (GWh/year) | Fuel Substitution | -0.74579 | -0.74282 | -0.73986 | -0.73691 | -0.73397 | 0.48971 | 0.48776 | 0.48581 | 0.48387 | 0.48195 | 0.48002 | 0.47811 | 0.4762
Scenario 1: Reference | PG&E | Com | WaterHeat | Com - Warehouse | Gas Energy (MMTherm/year) | Energy Efficiency | 5.2429 | 5.2226 | 5.2023 | 5.1822 | 5.1621 | 5.1232 | 5.1028 | 5.0825 | 5.0622 | 5.0421 | 5.022 | 5.002 | 4.982
Scenario 1: Reference | PG&E | Com | WaterHeat | Com - Warehouse | Gas Energy (MMTherm/year) | Fuel Substitution | 0.086974 | 0.086627 | 0.086282 | 0.085938 | 0.085595 | 0 | 0 | 0 | 0 | 0 | 0 | 0 | 0
Scenario 1: Reference | PG&E | Res | AppPlug | Res - Multi Family | Electric Demand (MW) | Energy Efficiency | 7.4308 | 7.5193 | 7.6143 | 7.709 | 7.7997 | 7.8855 | 7.9663 | 8.0418 | 8.1118 | 8.1766 | 8.2368 | 8.2936 | 8.3471
Scenario 1: Reference | PG&E | Res | AppPlug | Res - Multi Family | Electric Energy (GWh/year) | Energy Efficiency | 117.548 | 118.9388 | 120.437 | 121.9335 | 123.3693 | 124.7293 | 126.0104 | 127.2083 | 128.3198 | 129.3479 | 130.3053 | 131.2077 | 132.0593
Scenario 1: Reference | PG&E | Res | AppPlug | Res - Multi Family | Electric Energy (GWh/year) | Fuel Substitution | -61.0524 | -61.5902 | -62.1728 | -62.7556 | -63.3147 | -50.4733 | -50.9926 | -51.4782 | -51.9289 | -52.346 | -52.7346 | -53.101 | -53.4468
Scenario 1: Reference | PG&E | Res | AppPlug | Res - Multi Family | Gas Energy (MMTherm/year) | Energy Efficiency | 2.4157 | 2.428 | 2.4411 | 2.454 | 2.466 | 2.4773 | 2.4877 | 2.4973 | 2.506 | 2.5139 | 2.5211 | 2.5277 | 2.5338
Scenario 1: Reference | PG&E | Res | AppPlug | Res - Multi Family | Gas Energy (MMTherm/year) | Fuel Substitution | 6.481 | 6.5204 | 6.5634 | 6.6063 | 6.6474 | 3.9637 | 4.0045 | 4.0426 | 4.078 | 4.1108 | 4.1413 | 4.1701 | 4.1972
Scenario 1: Reference | PG&E | Res | AppPlug | Res - Single Family | Electric Demand (MW) | Energy Efficiency | 22.1202 | 22.3608 | 22.6192 | 22.8756 | 23.1199 | 23.3497 | 23.5633 | 23.7603 | 23.9414 | 24.1089 | 24.2645 | 24.41 | 24.546
Scenario 1: Reference | PG&E | Res | AppPlug | Res - Single Family | Electric Energy (GWh/year) | Energy Efficiency | 508.0561 | 513.4291 | 519.2013 | 524.9329 | 530.4106 | 535.5617 | 540.3533 | 544.7692 | 548.8304 | 552.5869 | 556.079 | 559.3432 | 562.3949
Scenario 1: Reference | PG&E | Res | AppPlug | Res - Single Family | Electric Energy (GWh/year) | Fuel Substitution | -498.9943 | -502.6334 | -506.5497 | -510.4384 | -514.1551 | -373.5525 | -376.8703 | -379.928 | -382.7401 | -385.3413 | -387.7596 | -390.0204 | -392.134
Scenario 1: Reference | PG&E | Res | AppPlug | Res - Single Family | Gas Energy (MMTherm/year) | Energy Efficiency | 3.8698 | 3.9287 | 3.9918 | 4.0543 | 4.1134 | 4.1578 | 4.1991 | 4.2372 | 4.2722 | 4.3046 | 4.3346 | 4.3626 | 4.3888
Scenario 1: Reference | PG&E | Res | AppPlug | Res - Single Family | Gas Energy (MMTherm/year) | Fuel Substitution | 52.6642 | 52.8918 | 53.1375 | 53.3815 | 53.6141 | 24.4416 | 24.6586 | 24.8587 | 25.0427 | 25.2129 | 25.3711 | 25.5191 | 25.6573
Scenario 1: Reference | PG&E | Res | BldgEnv | Res - Multi Family | Electric Demand (MW) | Energy Efficiency | 33.0347 | 33.0103 | 32.9881 | 32.9661 | 32.943 | 32.9185 | 32.8926 | 32.8651 | 32.8361 | 32.8055 | 32.7736 | 32.7407 | 32.707
Scenario 1: Reference | PG&E | Res | BldgEnv | Res - Multi Family | Electric Energy (GWh/year) | Energy Efficiency | -0.48133 | -0.49321 | -0.50597 | -0.51873 | -0.53103 | -0.54271 | -0.55377 | -0.56416 | -0.57385 | -0.58288 | -0.59134 | -0.59936 | -0.60697
Scenario 1: Reference | PG&E | Res | BldgEnv | Res - Multi Family | Gas Energy (MMTherm/year) | Energy Efficiency | 7.2268 | 7.2212 | 7.2161 | 7.211 | 7.2057 | 7.2001 | 7.1942 | 7.188 | 7.1815 | 7.1746 | 7.1674 | 7.1601 | 7.1525
Scenario 1: Reference | PG&E | Res | BldgEnv | Res - Single Family | Electric Demand (MW) | Energy Efficiency | 267.6103 | 267.7665 | 267.9439 | 268.1192 | 268.2815 | 268.4267 | 268.553 | 268.6596 | 268.7476 | 268.8196 | 268.8778 | 268.9241 | 268.9592
Scenario 1: Reference | PG&E | Res | BldgEnv | Res - Single Family | Electric Energy (GWh/year) | Energy Efficiency | 74.8742 | 74.7886 | 74.6997 | 74.6112 | 74.5248 | 74.441 | 74.3603 | 74.2826 | 74.2079 | 74.1357 | 74.0657 | 73.9975 | 73.9312
Scenario 1: Reference | PG&E | Res | BldgEnv | Res - Single Family | Gas Energy (MMTherm/year) | Energy Efficiency | 80.2155 | 80.2318 | 80.2522 | 80.2722 | 80.2897 | 80.3039 | 80.3143 | 80.3208 | 80.3237 | 80.3235 | 80.3205 | 80.3153 | 80.3078
Scenario 1: Reference | PG&E | Res | HVAC | Res - Multi Family | Electric Demand (MW) | Energy Efficiency | 61.0171 | 61.2756 | 61.5595 | 61.8435 | 62.1143 | 62.2682 | 62.4143 | 62.5467 | 62.6648 | 62.7691 | 62.8617 | 62.9453 | 63.0205
Scenario 1: Reference | PG&E | Res | HVAC | Res - Multi Family | Electric Demand (MW) | Fuel Substitution | 0 | 0 | 0 | 0 | 0 | 10.4534 | 10.436 | 10.4186 | 10.4012 | 10.3838 | 10.3665 | 10.3491 | 10.3319
Scenario 1: Reference | PG&E | Res | HVAC | Res - Multi Family | Electric Energy (GWh/year) | Energy Efficiency | 80.585 | 81.1667 | 81.7987 | 82.4309 | 83.0366 | 83.5046 | 83.9622 | 84.3867 | 84.7768 | 85.1338 | 85.4627 | 85.7698 | 86.0566
Scenario 1: Reference | PG&E | Res | HVAC | Res - Multi Family | Electric Energy (GWh/year) | Fuel Substitution | -59.0507 | -58.9715 | -58.873 | -58.7747 | -58.6766 | 77.85 | 77.72 | 77.5902 | 77.4606 | 77.3313 | 77.2022 | 77.0732 | 76.9445
Scenario 1: Reference | PG&E | Res | HVAC | Res - Multi Family | Gas Energy (MMTherm/year) | Energy Efficiency | 0.62015 | 0.63015 | 0.64095 | 0.65174 | 0.66213 | 0.66586 | 0.67301 | 0.67969 | 0.6859 | 0.69165 | 0.69701 | 0.70207 | 0.70684
Scenario 1: Reference | PG&E | Res | HVAC | Res - Multi Family | Gas Energy (MMTherm/year) | Fuel Substitution | 7.9768 | 7.9649 | 7.9516 | 7.9383 | 7.925 | 0 | 0 | 0 | 0 | 0 | 0 | 0 | 0
Scenario 1: Reference | PG&E | Res | HVAC | Res - Single Family | Electric Demand (MW) | Energy Efficiency | 509.2477 | 511.9253 | 514.8122 | 517.6784 | 520.4146 | 521.5511 | 522.7253 | 523.7926 | 524.7591 | 525.639 | 526.4438 | 527.1839 | 527.8637
Scenario 1: Reference | PG&E | Res | HVAC | Res - Single Family | Electric Demand (MW) | Fuel Substitution | 0 | 0 | 0 | 0 | 0 | 165.3923 | 165.3055 | 165.2187 | 165.132 | 165.0453 | 164.9587 | 164.8721 | 164.7856
Scenario 1: Reference | PG&E | Res | HVAC | Res - Single Family | Electric Energy (GWh/year) | Energy Efficiency | 516.3857 | 518.7523 | 522.3073 | 525.8371 | 529.2093 | 530.964 | 532.7835 | 534.4481 | 535.9663 | 537.3588 | 538.6424 | 539.8321 | 540.9342
Scenario 1: Reference | PG&E | Res | HVAC | Res - Single Family | Electric Energy (GWh/year) | Fuel Substitution | -1221.7868 | -1345.5324 | -1344.8262 | -1344.1203 | -1343.4149 | 887.1798 | 886.7141 | 886.2487 | 885.7836 | 885.3187 | 884.854 | 884.3896 | 883.9254
Scenario 1: Reference | PG&E | Res | HVAC | Res - Single Family | Gas Energy (MMTherm/year) | Energy Efficiency | 2.5482 | 2.3739 | 2.4709 | 2.5672 | 2.6595 | 2.664 | 2.696 | 2.7254 | 2.7525 | 2.7777 | 2.8011 | 2.823 | 2.8436
Scenario 1: Reference | PG&E | Res | HVAC | Res - Single Family | Gas Energy (MMTherm/year) | Fuel Substitution | 162.5183 | 171.3492 | 171.2593 | 171.1694 | 171.0796 | 0 | 0 | 0 | 0 | 0 | 0 | 0 | 0
Scenario 1: Reference | PG&E | Res | WaterHeat | Res - Multi Family | Electric Demand (MW) | Energy Efficiency | 10.3224 | 10.4422 | 10.5716 | 10.7011 | 10.8255 | 10.9451 | 11.0578 | 11.1631 | 11.261 | 11.3515 | 11.4358 | 11.5153 | 11.5904
Scenario 1: Reference | PG&E | Res | WaterHeat | Res - Multi Family | Electric Demand (MW) | Fuel Substitution | 0 | 0 | 0 | 0 | 0 | 31.3317 | 31.2793 | 31.2271 | 31.175 | 31.1229 | 31.0709 | 31.019 | 30.9672
Scenario 1: Reference | PG&E | Res | WaterHeat | Res - Multi Family | Electric Energy (GWh/year) | Energy Efficiency | 59.1566 | 59.8432 | 60.5849 | 61.3267 | 62.0394 | 62.7248 | 63.3706 | 63.9746 | 64.5352 | 65.054 | 65.5373 | 65.993 | 66.4231
Scenario 1: Reference | PG&E | Res | WaterHeat | Res - Multi Family | Electric Energy (GWh/year) | Fuel Substitution | -14682.0555 | -14657.5379 | -14633.0613 | -14608.6256 | -14584.2307 | 202.6639 | 202.3254 | 201.9876 | 201.6503 | 201.3135 | 200.9774 | 200.6417 | 200.3067
Scenario 1: Reference | PG&E | Res | WaterHeat | Res - Multi Family | Gas Energy (MMTherm/year) | Energy Efficiency | 10.3474 | 10.4776 | 10.6161 | 10.7536 | 10.8847 | 10.9387 | 10.9889 | 11.0352 | 11.0774 | 11.1157 | 11.1506 | 11.1829 | 11.2129
Scenario 1: Reference | PG&E | Res | WaterHeat | Res - Multi Family | Gas Energy (MMTherm/year) | Fuel Substitution | 1138.2103 | 1136.3096 | 1134.4121 | 1132.5178 | 1130.6266 | 0 | 0 | 0 | 0 | 0 | 0 | 0 | 0
Scenario 1: Reference | PG&E | Res | WaterHeat | Res - Single Family | Electric Demand (MW) | Energy Efficiency | 27.9793 | 28.2628 | 28.5674 | 28.87 | 29.1594 | 29.441 | 29.7029 | 29.9443 | 30.1663 | 30.3717 | 30.5626 | 30.7411 | 30.9079
Scenario 1: Reference | PG&E | Res | WaterHeat | Res - Single Family | Electric Demand (MW) | Fuel Substitution | 0 | 0 | 0 | 0 | 0 | 210.2916 | 210.1813 | 210.0709 | 209.9607 | 209.8505 | 209.7403 | 209.6302 | 209.5202
Scenario 1: Reference | PG&E | Res | WaterHeat | Res - Single Family | Electric Energy (GWh/year) | Energy Efficiency | 190.1601 | 192.0795 | 194.1424 | 196.191 | 198.1506 | 200.0643 | 201.8445 | 203.4852 | 204.994 | 206.3897 | 207.6873 | 208.9003 | 210.0344
Scenario 1: Reference | PG&E | Res | WaterHeat | Res - Single Family | Electric Energy (GWh/year) | Fuel Substitution | -2175.6792 | -2174.5373 | -2173.3959 | -2172.2552 | -2171.115 | 1685.2787 | 1684.3941 | 1683.51 | 1682.6264 | 1681.7433 | 1680.8606 | 1679.9783 | 1679.0966
Scenario 1: Reference | PG&E | Res | WaterHeat | Res - Single Family | Gas Energy (MMTherm/year) | Energy Efficiency | 34.1513 | 35.1512 | 36.2217 | 37.2842 | 38.296 | 38.6791 | 39.0352 | 39.3633 | 39.6652 | 39.9443 | 40.2034 | 40.4452 | 40.6711
Scenario 1: Reference | PG&E | Res | WaterHeat | Res - Single Family | Gas Energy (MMTherm/year) | Fuel Substitution | 312.1085 | 311.9447 | 311.7809 | 311.6173 | 311.4537 | 0 | 0 | 0 | 0 | 0 | 0 | 0 | 0
Scenario 1: Reference | SCE | Com | BldgEnv | Com - College | Electric Demand (MW) | Energy Efficiency | 0.29329 | 0.29205 | 0.29083 | 0.28963 | 0.28843 | 0.28726 | 0.2861 | 0.28495 | 0.28381 | 0.28268 | 0.28156 | 0.28046 | 0.27937
Scenario 1: Reference | SCE | Com | BldgEnv | Com - College | Electric Energy (GWh/year) | Energy Efficiency | 0.099413 | 0.098994 | 0.09858 | 0.098172 | 0.097767 | 0.097368 | 0.096976 | 0.096586 | 0.096201 | 0.095817 | 0.095437 | 0.095064 | 0.094695
Scenario 1: Reference | SCE | Com | BldgEnv | Com - College | Gas Energy (MMTherm/year) | Energy Efficiency | 0.079846 | 0.079509 | 0.079177 | 0.078849 | 0.078524 | 0.078204 | 0.077888 | 0.077576 | 0.077266 | 0.076958 | 0.076652 | 0.076353 | 0.076056
Scenario 1: Reference | SCE | Com | BldgEnv | Com - Grocery | Electric Demand (MW) | Energy Efficiency | 0.61813 | 0.6132 | 0.60832 | 0.6035 | 0.59875 | 0.59407 | 0.58944 | 0.58487 | 0.58037 | 0.57592 | 0.57152 | 0.56717 | 0.56288
Scenario 1: Reference | SCE | Com | BldgEnv | Com - Grocery | Electric Energy (GWh/year) | Energy Efficiency | 0.20952 | 0.20785 | 0.20619 | 0.20456 | 0.20295 | 0.20136 | 0.1998 | 0.19825 | 0.19672 | 0.19521 | 0.19372 | 0.19225 | 0.19079
Scenario 1: Reference | SCE | Com | BldgEnv | Com - Grocery | Gas Energy (MMTherm/year) | Energy Efficiency | 0.13288 | 0.13182 | 0.13078 | 0.12974 | 0.12872 | 0.12771 | 0.12672 | 0.12574 | 0.12477 | 0.12381 | 0.12286 | 0.12193 | 0.12101
Scenario 1: Reference | SCE | Com | BldgEnv | Com - Health | Electric Demand (MW) | Energy Efficiency | 0.4486 | 0.44767 | 0.44676 | 0.44585 | 0.44495 | 0.44405 | 0.44318 | 0.4423 | 0.44143 | 0.44055 | 0.43966 | 0.43878 | 0.43793
Scenario 1: Reference | SCE | Com | BldgEnv | Com - Health | Electric Energy (GWh/year) | Energy Efficiency | 0.21364 | 0.2132 | 0.21276 | 0.21233 | 0.2119 | 0.21148 | 0.21106 | 0.21064 | 0.21023 | 0.20981 | 0.20939 | 0.20897 | 0.20856
Scenario 1: Reference | SCE | Com | BldgEnv | Com - Health | Gas Energy (MMTherm/year) | Energy Efficiency | 0.10629 | 0.10607 | 0.10585 | 0.10564 | 0.10542 | 0.10521 | 0.10501 | 0.1048 | 0.10459 | 0.10438 | 0.10417 | 0.10396 | 0.10376
Scenario 1: Reference | SCE | Com | BldgEnv | Com - Lodging | Electric Demand (MW) | Energy Efficiency | 0.43409 | 0.43132 | 0.42857 | 0.42586 | 0.42319 | 0.42056 | 0.41797 | 0.4154 | 0.41287 | 0.41037 | 0.4079 | 0.40546 | 0.40304
Scenario 1: Reference | SCE | Com | BldgEnv | Com - Lodging | Electric Energy (GWh/year) | Energy Efficiency | 0.28102 | 0.27922 | 0.27745 | 0.2757 | 0.27397 | 0.27226 | 0.27058 | 0.26892 | 0.26729 | 0.26567 | 0.26407 | 0.26248 | 0.26092
Scenario 1: Reference | SCE | Com | BldgEnv | Com - Lodging | Gas Energy (MMTherm/year) | Energy Efficiency | 0.065979 | 0.065557 | 0.06514 | 0.064728 | 0.064322 | 0.063922 | 0.063528 | 0.063138 | 0.062754 | 0.062374 | 0.061998 | 0.061626 | 0.061259
Scenario 1: Reference | SCE | Com | BldgEnv | Com - Office (Large) | Electric Demand (MW) | Energy Efficiency | 1.0862 | 1.0553 | 1.0255 | 0.99668 | 0.96887 | 0.94204 | 0.91614 | 0.89114 | 0.86699 | 0.84365 | 0.82111 | 0.79933 | 0.77829
Scenario 1: Reference | SCE | Com | BldgEnv | Com - Office (Large) | Electric Energy (GWh/year) | Energy Efficiency | 0.36818 | 0.35772 | 0.3476 | 0.33783 | 0.32841 | 0.31931 | 0.31053 | 0.30206 | 0.29387 | 0.28596 | 0.27832 | 0.27094 | 0.26381
Scenario 1: Reference | SCE | Com | BldgEnv | Com - Office (Large) | Gas Energy (MMTherm/year) | Energy Efficiency | 0.30728 | 0.29855 | 0.29011 | 0.28196 | 0.27409 | 0.2665 | 0.25917 | 0.2521 | 0.24527 | 0.23866 | 0.23229 | 0.22613 | 0.22017
Scenario 1: Reference | SCE | Com | BldgEnv | Com - Office (Small) | Electric Demand (MW) | Energy Efficiency | 0.54221 | 0.53732 | 0.53249 | 0.52772 | 0.42097 | 0.42462 | 0.42099 | 0.4174 | 0.41386 | 0.41036 | 0.40691 | 0.4035 | 0.40013
Scenario 1: Reference | SCE | Com | BldgEnv | Com - Office (Small) | Electric Energy (GWh/year) | Energy Efficiency | 0.18379 | 0.18213 | 0.18049 | 0.17887 | 0.14269 | 0.14393 | 0.1427 | 0.14148 | 0.14028 | 0.1391 | 0.13793 | 0.13677 | 0.13563
Scenario 1: Reference | SCE | Com | BldgEnv | Com - Office (Small) | Gas Energy (MMTherm/year) | Energy Efficiency | 0.10647 | 0.10551 | 0.10456 | 0.10363 | 0.082663 | 0.083381 | 0.082667 | 0.081963 | 0.081268 | 0.080581 | 0.079903 | 0.079233 | 0.078571
Scenario 1: Reference | SCE | Com | BldgEnv | Com - Other | Electric Demand (MW) | Energy Efficiency | 1.0649 | 1.0588 | 1.0528 | 1.0468 | 1.0409 | 1.0351 | 1.0294 | 1.0238 | 1.0182 | 1.0126 | 1.0072 | 1.0018 | 0.99646
Scenario 1: Reference | SCE | Com | BldgEnv | Com - Other | Electric Energy (GWh/year) | Energy Efficiency | 0.36112 | 0.35906 | 0.35701 | 0.355 | 0.353 | 0.35103 | 0.34909 | 0.34718 | 0.34528 | 0.3434 | 0.34155 | 0.33972 | 0.33792
Scenario 1: Reference | SCE | Com | BldgEnv | Com - Other | Gas Energy (MMTherm/year) | Energy Efficiency | 0.32294 | 0.32109 | 0.31926 | 0.31746 | 0.31568 | 0.31392 | 0.31218 | 0.31047 | 0.30877 | 0.30709 | 0.30544 | 0.3038 | 0.30219
Scenario 1: Reference | SCE | Com | BldgEnv | Com - Refrig. Warehouse | Electric Demand (MW) | Energy Efficiency | 0.10244 | 0.102 | 0.10157 | 0.10114 | 0.10071 | 0.10028 | 0.099858 | 0.099438 | 0.099022 | 0.09861 | 0.098202 | 0.097798 | 0.097398
Scenario 1: Reference | SCE | Com | BldgEnv | Com - Refrig. Warehouse | Electric Energy (GWh/year) | Energy Efficiency | 0.035401 | 0.035252 | 0.035102 | 0.034953 | 0.034804 | 0.034657 | 0.034511 | 0.034365 | 0.034222 | 0.034079 | 0.033938 | 0.033799 | 0.03366
Scenario 1: Reference | SCE | Com | BldgEnv | Com - Refrig. Warehouse | Gas Energy (MMTherm/year) | Energy Efficiency | 0.015067 | 0.015003 | 0.014939 | 0.014876 | 0.014813 | 0.01475 | 0.014688 | 0.014626 | 0.014565 | 0.014504 | 0.014444 | 0.014385 | 0.014326
Scenario 1: Reference | SCE | Com | BldgEnv | Com - Restaurant | Electric Demand (MW) | Energy Efficiency | 0.25078 | 0.24917 | 0.24759 | 0.24605 | 0.24455 | 0.24308 | 0.24164 | 0.24022 | 0.23883 | 0.23747 | 0.23613 | 0.23482 | 0.23353
Scenario 1: Reference | SCE | Com | BldgEnv | Com - Restaurant | Electric Energy (GWh/year) | Energy Efficiency | 0.085004 | 0.084458 | 0.083924 | 0.083402 | 0.082893 | 0.082395 | 0.081905 | 0.081425 | 0.080954 | 0.080492 | 0.080038 | 0.079593 | 0.079156
Scenario 1: Reference | SCE | Com | BldgEnv | Com - Restaurant | Gas Energy (MMTherm/year) | Energy Efficiency | 0.033556 | 0.03334 | 0.03313 | 0.032923 | 0.032723 | 0.032526 | 0.032332 | 0.032143 | 0.031957 | 0.031775 | 0.031596 | 0.03142 | 0.031247
Scenario 1: Reference | SCE | Com | BldgEnv | Com - Retail | Electric Demand (MW) | Energy Efficiency | 1.9947 | 1.9804 | 1.9663 | 1.9523 | 1.9385 | 1.9249 | 1.9115 | 1.8982 | 1.8851 | 1.8721 | 1.8593 | 1.8466 | 1.8341
Scenario 1: Reference | SCE | Com | BldgEnv | Com - Retail | Electric Energy (GWh/year) | Energy Efficiency | 0.67613 | 0.67129 | 0.6665 | 0.66176 | 0.65709 | 0.65247 | 0.64791 | 0.64341 | 0.63896 | 0.63456 | 0.63021 | 0.62592 | 0.62167
Scenario 1: Reference | SCE | Com | BldgEnv | Com - Retail | Gas Energy (MMTherm/year) | Energy Efficiency | 0.26691 | 0.265 | 0.2631 | 0.26123 | 0.25939 | 0.25757 | 0.25577 | 0.25399 | 0.25223 | 0.2505 | 0.24878 | 0.24708 | 0.24541
Scenario 1: Reference | SCE | Com | BldgEnv | Com - School | Electric Demand (MW) | Energy Efficiency | 0.35394 | 0.34637 | 0.33901 | 0.33184 | 0.32485 | 0.31805 | 0.31142 | 0.30496 | 0.29868 | 0.29256 | 0.28661 | 0.28081 | 0.27518
Scenario 1: Reference | SCE | Com | BldgEnv | Com - School | Electric Energy (GWh/year) | Energy Efficiency | 0.11997 | 0.11741 | 0.11491 | 0.11248 | 0.11011 | 0.1078 | 0.10556 | 0.10337 | 0.10124 | 0.099166 | 0.097148 | 0.095185 | 0.093273
Scenario 1: Reference | SCE | Com | BldgEnv | Com - School | Gas Energy (MMTherm/year) | Energy Efficiency | 0.069501 | 0.068015 | 0.066569 | 0.065161 | 0.063789 | 0.062453 | 0.061151 | 0.059884 | 0.05865 | 0.057449 | 0.05628 | 0.055142 | 0.054035
Scenario 1: Reference | SCE | Com | BldgEnv | Com - Warehouse | Electric Demand (MW) | Energy Efficiency | 1.6922 | 1.6865 | 1.6808 | 1.6751 | 1.6696 | 1.6642 | 1.6588 | 1.6535 | 1.6482 | 1.643 | 1.6379 | 1.6328 | 1.6278
Scenario 1: Reference | SCE | Com | BldgEnv | Com - Warehouse | Electric Energy (GWh/year) | Energy Efficiency | 1.0895 | 1.0857 | 1.0821 | 1.0784 | 1.0749 | 1.0714 | 1.0679 | 1.0645 | 1.0611 | 1.0578 | 1.0545 | 1.0512 | 1.048
Scenario 1: Reference | SCE | Com | BldgEnv | Com - Warehouse | Gas Energy (MMTherm/year) | Energy Efficiency | 0.40869 | 0.4073 | 0.40592 | 0.40456 | 0.40323 | 0.40191 | 0.40061 | 0.39933 | 0.39807 | 0.39682 | 0.39558 | 0.39435 | 0.39314
Scenario 1: Reference | SCE | Com | ComRefrig | Com - College | Electric Demand (MW) | Energy Efficiency | 0.030035 | 0.030212 | 0.030402 | 0.030607 | 0.030814 | 0.031037 | 0.031275 | 0.031518 | 0.031766 | 0.032014 | 0.032265 | 0.03254 | 0.032817
Scenario 1: Reference | SCE | Com | ComRefrig | Com - College | Electric Energy (GWh/year) | Energy Efficiency | 0.28811 | 0.2895 | 0.291 | 0.29263 | 0.29428 | 0.29607 | 0.29799 | 0.29995 | 0.30196 | 0.30397 | 0.306 | 0.30825 | 0.31051
Scenario 1: Reference | SCE | Com | ComRefrig | Com - College | Gas Energy (MMTherm/year) | Energy Efficiency | -0.0032852 | -0.003311 | -0.0033382 | -0.0033675 | -0.0033969 | -0.0034285 | -0.0034619 | -0.003496 | -0.0035307 | -0.0035653 | -0.0036004 | -0.0036385 | -0.0036769
Scenario 1: Reference | SCE | Com | ComRefrig | Com - Grocery | Electric Demand (MW) | Energy Efficiency | 14.3592 | 14.3132 | 14.269 | 14.2272 | 14.1889 | 14.1534 | 14.1202 | 14.0899 | 14.0621 | 14.0362 | 14.0125 | 13.9906 | 13.9706
Scenario 1: Reference | SCE | Com | ComRefrig | Com - Grocery | Electric Energy (GWh/year) | Energy Efficiency | 160.0233 | 159.2349 | 158.464 | 157.7166 | 156.9999 | 156.3096 | 155.6402 | 154.9977 | 154.3784 | 153.778 | 153.1984 | 152.6367 | 152.0931
Scenario 1: Reference | SCE | Com | ComRefrig | Com - Grocery | Gas Energy (MMTherm/year) | Energy Efficiency | 1.2588 | 1.2453 | 1.2319 | 1.2186 | 1.2053 | 1.1921 | 1.1789 | 1.1658 | 1.1528 | 1.1399 | 1.127 | 1.1142 | 1.1014
Scenario 1: Reference | SCE | Com | ComRefrig | Com - Health | Electric Demand (MW) | Energy Efficiency | 0.15527 | 0.15714 | 0.15907 | 0.16099 | 0.16293 | 0.16489 | 0.16689 | 0.16888 | 0.17087 | 0.1728 | 0.17466 | 0.17657 | 0.17854
Scenario 1: Reference | SCE | Com | ComRefrig | Com - Health | Electric Energy (GWh/year) | Energy Efficiency | 1.359 | 1.3754 | 1.3924 | 1.4091 | 1.4261 | 1.4432 | 1.4607 | 1.4782 | 1.4956 | 1.5125 | 1.5288 | 1.5455 | 1.5627
Scenario 1: Reference | SCE | Com | ComRefrig | Com - Health | Gas Energy (MMTherm/year) | Energy Efficiency | -0.022085 | -0.022351 | -0.022627 | -0.022899 | -0.023176 | -0.023453 | -0.023738 | -0.024022 | -0.024304 | -0.024579 | -0.024844 | -0.025115 | -0.025395
Scenario 1: Reference | SCE | Com | ComRefrig | Com - Refrig. Warehouse | Electric Demand (MW) | Energy Efficiency | 0.07521 | 0.074912 | 0.074615 | 0.074317 | 0.074021 | 0.073727 | 0.073436 | 0.073147 | 0.072862 | 0.072579 | 0.0723 | 0.072024 | 0.071751
Scenario 1: Reference | SCE | Com | ComRefrig | Com - Refrig. Warehouse | Electric Energy (GWh/year) | Energy Efficiency | 0.91979 | 0.91573 | 0.91169 | 0.90765 | 0.90363 | 0.89964 | 0.89568 | 0.89174 | 0.88785 | 0.88398 | 0.88015 | 0.87635 | 0.87259
Scenario 1: Reference | SCE | Com | ComRefrig | Com - Refrig. Warehouse | Gas Energy (MMTherm/year) | Energy Efficiency | -0.00019643 | -0.00019776 | -0.00019907 | -0.00020031 | -0.00020153 | -0.00020277 | -0.00020404 | -0.00020532 | -0.00020665 | -0.000208 | -0.00020939 | -0.00021081 | -0.00021227
Scenario 1: Reference | SCE | Com | ComRefrig | Com - Restaurant | Electric Demand (MW) | Energy Efficiency | 0.66378 | 0.66296 | 0.66231 | 0.66186 | 0.66163 | 0.66154 | 0.66156 | 0.66172 | 0.66201 | 0.6624 | 0.6629 | 0.66351 | 0.66422
Scenario 1: Reference | SCE | Com | ComRefrig | Com - Restaurant | Electric Energy (GWh/year) | Energy Efficiency | 7.4111 | 7.3854 | 7.3612 | 7.3387 | 7.3182 | 7.2989 | 7.2806 | 7.2636 | 7.2478 | 7.2329 | 7.2191 | 7.2062 | 7.1943
Scenario 1: Reference | SCE | Com | ComRefrig | Com - Restaurant | Gas Energy (MMTherm/year) | Energy Efficiency | 0.063232 | 0.062553 | 0.061875 | 0.061199 | 0.060524 | 0.059851 | 0.059181 | 0.058514 | 0.057849 | 0.057188 | 0.056529 | 0.055874 | 0.055221
Scenario 1: Reference | SCE | Com | ComRefrig | Com - Retail | Electric Demand (MW) | Energy Efficiency | 8.4059 | 8.3797 | 8.3542 | 8.33 | 8.3074 | 8.286 | 8.2657 | 8.2468 | 8.229 | 8.2121 | 8.1963 | 8.1814 | 8.1674
Scenario 1: Reference | SCE | Com | ComRefrig | Com - Retail | Electric Energy (GWh/year) | Energy Efficiency | 91.2384 | 90.8234 | 90.417 | 90.0216 | 89.6404 | 89.2711 | 88.9118 | 88.5647 | 88.228 | 87.9004 | 87.5828 | 87.2738 | 86.9738
Scenario 1: Reference | SCE | Com | ComRefrig | Com - Retail | Gas Energy (MMTherm/year) | Energy Efficiency | 1.6189 | 1.6044 | 1.59 | 1.5757 | 1.5615 | 1.5474 | 1.5334 | 1.5195 | 1.5056 | 1.4919 | 1.4782 | 1.4647 | 1.4512
Scenario 1: Reference | SCE | Com | ComRefrig | Com - School | Electric Demand (MW) | Energy Efficiency | 0.013864 | 0.01369 | 0.013522 | 0.013361 | 0.013205 | 0.013056 | 0.012911 | 0.012772 | 0.012639 | 0.012512 | 0.01239 | 0.012274 | 0.012162
Scenario 1: Reference | SCE | Com | ComRefrig | Com - School | Electric Energy (GWh/year) | Energy Efficiency | 0.16201 | 0.15936 | 0.15679 | 0.1543 | 0.15188 | 0.14954 | 0.14727 | 0.14507 | 0.14294 | 0.14088 | 0.13889 | 0.13697 | 0.13512
Scenario 1: Reference | SCE | Com | ComRefrig | Com - School | Gas Energy (MMTherm/year) | Energy Efficiency | -0.00036569 | -0.00036083 | -0.00035615 | -0.00035164 | -0.00034728 | -0.00034308 | -0.00033902 | -0.00033511 | -0.00033136 | -0.00032776 | -0.00032431 | -0.000321 | -0.00031783
Scenario 1: Reference | SCE | Com | FoodServ | Com - College | Electric Demand (MW) | Energy Efficiency | 0.41659 | 0.42206 | 0.42781 | 0.4339 | 0.44003 | 0.44653 | 0.45335 | 0.46031 | 0.46735 | 0.4744 | 0.4815 | 0.48915 | 0.49685
Scenario 1: Reference | SCE | Com | FoodServ | Com - College | Electric Demand (MW) | Fuel Substitution | -0.71594 | -0.71233 | -0.70875 | -0.70518 | -0.70163 | -0.6981 | -0.69459 | -0.69109 | -0.68761 | -0.68415 | -0.68071 | -0.67729 | -0.67388
Scenario 1: Reference | SCE | Com | FoodServ | Com - College | Electric Energy (GWh/year) | Energy Efficiency | 1.9208 | 1.9466 | 1.9737 | 2.0024 | 2.0312 | 2.0618 | 2.094 | 2.1267 | 2.1599 | 2.193 | 2.2264 | 2.2624 | 2.2986
Scenario 1: Reference | SCE | Com | FoodServ | Com - College | Electric Energy (GWh/year) | Fuel Substitution | -7.6036 | -7.5653 | -7.5272 | -7.4894 | -7.4517 | -7.4142 | -7.3769 | -7.3397 | -7.3028 | -7.266 | -7.2295 | -7.1931 | -7.1569
Scenario 1: Reference | SCE | Com | FoodServ | Com - College | Gas Energy (MMTherm/year) | Energy Efficiency | 0.079081 | 0.079962 | 0.080889 | 0.081875 | 0.082866 | 0.083921 | 0.085031 | 0.086163 | 0.087311 | 0.088459 | 0.089616 | 0.090868 | 0.092126
Scenario 1: Reference | SCE | Com | FoodServ | Com - College | Gas Energy (MMTherm/year) | Fuel Substitution | 0.78999 | 0.78601 | 0.78206 | 0.77812 | 0.77421 | 0.77031 | 0.76643 | 0.76258 | 0.75874 | 0.75492 | 0.75112 | 0.74734 | 0.74358
Scenario 1: Reference | SCE | Com | FoodServ | Com - Grocery | Electric Demand (MW) | Energy Efficiency | 2.8181 | 2.8459 | 2.8742 | 2.9037 | 2.9348 | 2.9672 | 3.0006 | 3.0353 | 3.0711 | 3.1076 | 3.145 | 3.1832 | 3.222
Scenario 1: Reference | SCE | Com | FoodServ | Com - Grocery | Electric Demand (MW) | Fuel Substitution | -5.2865 | -5.2386 | -5.1912 | -5.1441 | -5.0976 | -5.0514 | -5.0056 | -4.9603 | -4.9154 | -4.8709 | -4.8268 | -4.783 | -4.7397
Scenario 1: Reference | SCE | Com | FoodServ | Com - Grocery | Electric Energy (GWh/year) | Energy Efficiency | 12.8562 | 12.9862 | 13.1189 | 13.2566 | 13.4019 | 13.5534 | 13.709 | 13.8709 | 14.0378 | 14.2082 | 14.3828 | 14.5605 | 14.7415
Scenario 1: Reference | SCE | Com | FoodServ | Com - Grocery | Electric Energy (GWh/year) | Fuel Substitution | -95.5818 | -94.7162 | -93.8584 | -93.0084 | -92.1661 | -91.3314 | -90.5043 | -89.6846 | -88.8724 | -88.0676 | -87.27 | -86.4797 | -85.6965
Scenario 1: Reference | SCE | Com | FoodServ | Com - Grocery | Gas Energy (MMTherm/year) | Energy Efficiency | 0.4639 | 0.46793 | 0.47206 | 0.47635 | 0.4809 | 0.48566 | 0.49055 | 0.49567 | 0.50095 | 0.50635 | 0.51189 | 0.51754 | 0.5233
Scenario 1: Reference | SCE | Com | FoodServ | Com - Grocery | Gas Energy (MMTherm/year) | Fuel Substitution | 9.9342 | 9.8442 | 9.7551 | 9.6667 | 9.5792 | 9.4924 | 9.4065 | 9.3213 | 9.2369 | 9.1532 | 9.0703 | 8.9882 | 8.9068
Scenario 1: Reference | SCE | Com | FoodServ | Com - Health | Electric Demand (MW) | Energy Efficiency | 1.1851 | 1.206 | 1.2276 | 1.2489 | 1.2705 | 1.2923 | 1.3145 | 1.3367 | 1.3587 | 1.3802 | 1.401 | 1.4222 | 1.444
Scenario 1: Reference | SCE | Com | FoodServ | Com - Health | Electric Demand (MW) | Fuel Substitution | -2.0017 | -1.995 | -1.9883 | -1.9816 | -1.975 | -1.9684 | -1.9618 | -1.9552 | -1.9486 | -1.9421 | -1.9356 | -1.9291 | -1.9226
Scenario 1: Reference | SCE | Com | FoodServ | Com - Health | Electric Energy (GWh/year) | Energy Efficiency | 5.3895 | 5.4868 | 5.5873 | 5.6866 | 5.7875 | 5.8887 | 5.9922 | 6.0954 | 6.1982 | 6.2982 | 6.395 | 6.4937 | 6.5955
Scenario 1: Reference | SCE | Com | FoodServ | Com - Health | Electric Energy (GWh/year) | Fuel Substitution | -25.1424 | -25.0581 | -24.974 | -24.8902 | -24.8066 | -24.7234 | -24.6404 | -24.5577 | -24.4753 | -24.3932 | -24.3113 | -24.2297 | -24.1484
Scenario 1: Reference | SCE | Com | FoodServ | Com - Health | Gas Energy (MMTherm/year) | Energy Efficiency | 0.1863 | 0.18926 | 0.19232 | 0.19535 | 0.19842 | 0.2015 | 0.20466 | 0.2078 | 0.21094 | 0.21398 | 0.21693 | 0.21994 | 0.22304
Scenario 1: Reference | SCE | Com | FoodServ | Com - Health | Gas Energy (MMTherm/year) | Fuel Substitution | 2.6817 | 2.6727 | 2.6637 | 2.6548 | 2.6459 | 2.637 | 2.6281 | 2.6193 | 2.6105 | 2.6018 | 2.593 | 2.5843 | 2.5757
Scenario 1: Reference | SCE | Com | FoodServ | Com - Lodging | Electric Demand (MW) | Energy Efficiency | 1.2652 | 1.29 | 1.3153 | 1.3409 | 1.367 | 1.3937 | 1.4209 | 1.4485 | 1.4764 | 1.5044 | 1.5326 | 1.561 | 1.5895
Scenario 1: Reference | SCE | Com | FoodServ | Com - Lodging | Electric Demand (MW) | Fuel Substitution | -1.749 | -1.7348 | -1.7207 | -1.7067 | -1.6928 | -1.6791 | -1.6655 | -1.6519 | -1.6385 | -1.6252 | -1.612 | -1.5989 | -1.5859
Scenario 1: Reference | SCE | Com | FoodServ | Com - Lodging | Electric Energy (GWh/year) | Energy Efficiency | 5.7973 | 5.9128 | 6.0304 | 6.1492 | 6.2706 | 6.3947 | 6.521 | 6.6495 | 6.7791 | 6.9092 | 7.0403 | 7.172 | 7.3044
Scenario 1: Reference | SCE | Com | FoodServ | Com - Lodging | Electric Energy (GWh/year) | Fuel Substitution | -21.6824 | -21.5063 | -21.3317 | -21.1585 | -20.9866 | -20.8162 | -20.6472 | -20.4795 | -20.3132 | -20.1482 | -19.9846 | -19.8223 | -19.6613
Scenario 1: Reference | SCE | Com | FoodServ | Com - Lodging | Gas Energy (MMTherm/year) | Energy Efficiency | 0.12439 | 0.12689 | 0.12943 | 0.13199 | 0.13462 | 0.1373 | 0.14003 | 0.1428 | 0.1456 | 0.14842 | 0.15125 | 0.15409 | 0.15695
Scenario 1: Reference | SCE | Com | FoodServ | Com - Lodging | Gas Energy (MMTherm/year) | Fuel Substitution | 2.2478 | 2.2295 | 2.2114 | 2.1935 | 2.1756 | 2.158 | 2.1404 | 2.1231 | 2.1058 | 2.0887 | 2.0718 | 2.0549 | 2.0383
Scenario 1: Reference | SCE | Com | FoodServ | Com - Office (Large) | Electric Demand (MW) | Energy Efficiency | 0.009718 | 0.0098154 | 0.009913 | 0.010013 | 0.010118 | 0.010229 | 0.010344 | 0.010462 | 0.010581 | 0.010699 | 0.010819 | 0.010938 | 0.011058
Scenario 1: Reference | SCE | Com | FoodServ | Com - Office (Large) | Electric Energy (GWh/year) | Energy Efficiency | 0.085239 | 0.086093 | 0.086949 | 0.087823 | 0.088748 | 0.089724 | 0.090727 | 0.091765 | 0.092807 | 0.093844 | 0.094892 | 0.09594 | 0.096995
Scenario 1: Reference | SCE | Com | FoodServ | Com - Office (Small) | Electric Demand (MW) | Energy Efficiency | 0.0036773 | 0.00371 | 0.0037433 | 0.003777 | 0.0030659 | 0.0038468 | 0.0038825 | 0.0039188 | 0.0039555 | 0.0039926 | 0.0040301 | 0.0040678 | 0.0041059
Scenario 1: Reference | SCE | Com | FoodServ | Com - Office (Small) | Electric Energy (GWh/year) | Energy Efficiency | 0.032254 | 0.032541 | 0.032833 | 0.033129 | 0.026891 | 0.033741 | 0.034054 | 0.034373 | 0.034695 | 0.03502 | 0.035348 | 0.03568 | 0.036014
Scenario 1: Reference | SCE | Com | FoodServ | Com - Other | Electric Demand (MW) | Energy Efficiency | 4.6227 | 4.6783 | 4.7361 | 4.7959 | 4.8577 | 4.9215 | 4.9877 | 5.0557 | 5.1249 | 5.1957 | 5.2683 | 5.3424 | 5.4182
Scenario 1: Reference | SCE | Com | FoodServ | Com - Other | Electric Demand (MW) | Fuel Substitution | -19.0948 | -18.9642 | -18.8344 | -18.7055 | -18.5776 | -18.4504 | -18.3242 | -18.1988 | -18.0743 | -17.9506 | -17.8278 | -17.7058 | -17.5847
Scenario 1: Reference | SCE | Com | FoodServ | Com - Other | Electric Energy (GWh/year) | Energy Efficiency | 22.5397 | 22.8111 | 23.0931 | 23.3849 | 23.6864 | 23.9975 | 24.3206 | 24.6527 | 24.9902 | 25.3358 | 25.6899 | 26.0514 | 26.4213
Scenario 1: Reference | SCE | Com | FoodServ | Com - Other | Electric Energy (GWh/year) | Fuel Substitution | -111.7969 | -111.032 | -110.2723 | -109.5178 | -108.7685 | -108.0243 | -107.2851 | -106.5511 | -105.822 | -105.098 | -104.3789 | -103.6647 | -102.9554
Scenario 1: Reference | SCE | Com | FoodServ | Com - Other | Gas Energy (MMTherm/year) | Energy Efficiency | 0.83194 | 0.84128 | 0.851 | 0.86106 | 0.87146 | 0.88221 | 0.89338 | 0.90487 | 0.91656 | 0.92853 | 0.9408 | 0.95334 | 0.96618
Scenario 1: Reference | SCE | Com | FoodServ | Com - Other | Gas Energy (MMTherm/year) | Fuel Substitution | 10.7383 | 10.6648 | 10.5919 | 10.5194 | 10.4474 | 10.3759 | 10.3049 | 10.2344 | 10.1644 | 10.0949 | 10.0258 | 9.9572 | 9.8891
Scenario 1: Reference | SCE | Com | FoodServ | Com - Restaurant | Electric Demand (MW) | Energy Efficiency | 8.7572 | 8.9129 | 9.0753 | 9.2451 | 9.4235 | 9.6069 | 9.7937 | 9.9854 | 10.1813 | 10.3805 | 10.5835 | 10.7894 | 10.9986
Scenario 1: Reference | SCE | Com | FoodServ | Com - Restaurant | Electric Demand (MW) | Fuel Substitution | -37.4261 | -37.0975 | -36.7718 | -36.449 | -36.129 | -35.8118 | -35.4974 | -35.1857 | -34.8768 | -34.5706 | -34.267 | -33.9662 | -33.668
Scenario 1: Reference | SCE | Com | FoodServ | Com - Restaurant | Electric Energy (GWh/year) | Energy Efficiency | 43.0668 | 43.8317 | 44.6295 | 45.4637 | 46.3404 | 47.2414 | 48.1596 | 49.1012 | 50.0637 | 51.0426 | 52.0398 | 53.0516 | 54.0797
Scenario 1: Reference | SCE | Com | FoodServ | Com - Restaurant | Electric Energy (GWh/year) | Fuel Substitution | -361.4432 | -358.2698 | -355.1243 | -352.0064 | -348.9159 | -345.8525 | -342.816 | -339.8061 | -336.8227 | -333.8655 | -330.9343 | -328.0287 | -325.1487
Scenario 1: Reference | SCE | Com | FoodServ | Com - Restaurant | Gas Energy (MMTherm/year) | Energy Efficiency | 1.56 | 1.585 | 1.6112 | 1.6386 | 1.6675 | 1.6972 | 1.7275 | 1.7585 | 1.7903 | 1.8227 | 1.8557 | 1.8892 | 1.9232
Scenario 1: Reference | SCE | Com | FoodServ | Com - Restaurant | Gas Energy (MMTherm/year) | Fuel Substitution | 36.3096 | 35.9909 | 35.6749 | 35.3616 | 35.0512 | 34.7434 | 34.4384 | 34.136 | 33.8363 | 33.5393 | 33.2448 | 32.9529 | 32.6636
Scenario 1: Reference | SCE | Com | FoodServ | Com - Retail | Electric Demand (MW) | Energy Efficiency | 0.29213 | 0.29785 | 0.30364 | 0.30956 | 0.3157 | 0.32199 | 0.3284 | 0.33498 | 0.34167 | 0.34847 | 0.35538 | 0.36238 | 0.36947
Scenario 1: Reference | SCE | Com | FoodServ | Com - Retail | Electric Energy (GWh/year) | Energy Efficiency | 1.4871 | 1.5156 | 1.5444 | 1.574 | 1.6046 | 1.636 | 1.668 | 1.7008 | 1.7342 | 1.7682 | 1.8027 | 1.8376 | 1.8731
Scenario 1: Reference | SCE | Com | FoodServ | Com - Retail | Gas Energy (MMTherm/year) | Energy Efficiency | 0.030118 | 0.030724 | 0.031337 | 0.031965 | 0.032615 | 0.033282 | 0.03396 | 0.034656 | 0.035365 | 0.036084 | 0.036816 | 0.037556 | 0.038307
Scenario 1: Reference | SCE | Com | FoodServ | Com - School | Electric Demand (MW) | Energy Efficiency | 1.2824 | 1.3037 | 1.3254 | 1.3472 | 1.3691 | 1.3912 | 1.4132 | 1.4354 | 1.4578 | 1.4805 | 1.5034 | 1.5266 | 1.55
Scenario 1: Reference | SCE | Com | FoodServ | Com - School | Electric Demand (MW) | Fuel Substitution | -0.81179 | -0.79213 | -0.77293 | -0.75421 | -0.73594 | -0.71811 | -0.70071 | -0.68373 | -0.66717 | -0.651 | -0.63523 | -0.61984 | -0.60482
Scenario 1: Reference | SCE | Com | FoodServ | Com - School | Electric Energy (GWh/year) | Energy Efficiency | 5.8998 | 6.0002 | 6.1022 | 6.2051 | 6.3079 | 6.4119 | 6.5154 | 6.6197 | 6.7251 | 6.8318 | 6.9392 | 7.0483 | 7.1581
Scenario 1: Reference | SCE | Com | FoodServ | Com - School | Electric Energy (GWh/year) | Fuel Substitution | -9.956 | -9.7148 | -9.4794 | -9.2498 | -9.0257 | -8.807 | -8.5936 | -8.3854 | -8.1823 | -7.984 | -7.7906 | -7.6019 | -7.4177
Scenario 1: Reference | SCE | Com | FoodServ | Com - School | Gas Energy (MMTherm/year) | Energy Efficiency | 0.17515 | 0.17783 | 0.18056 | 0.18333 | 0.18609 | 0.18889 | 0.19169 | 0.1945 | 0.19735 | 0.20025 | 0.20316 | 0.20614 | 0.20913
Scenario 1: Reference | SCE | Com | FoodServ | Com - School | Gas Energy (MMTherm/year) | Fuel Substitution | 1.0447 | 1.0194 | 0.99473 | 0.97063 | 0.94711 | 0.92417 | 0.90177 | 0.87993 | 0.85861 | 0.83781 | 0.81751 | 0.7977 | 0.77838
Scenario 1: Reference | SCE | Com | HVAC | Com - College | Electric Demand (MW) | Energy Efficiency | 5.3167 | 5.3486 | 5.3827 | 5.4196 | 5.4567 | 5.4969 | 5.5395 | 5.5833 | 5.6278 | 5.6723 | 5.7174 | 5.7668 | 5.8165
Scenario 1: Reference | SCE | Com | HVAC | Com - College | Electric Demand (MW) | Fuel Substitution | 0 | 0 | 0 | 0 | 0 | 0.23651 | 0.23532 | 0.23413 | 0.23296 | 0.23178 | 0.23062 | 0.22946 | 0.2283
Scenario 1: Reference | SCE | Com | HVAC | Com - College | Electric Energy (GWh/year) | Energy Efficiency | 14.7383 | 14.7868 | 14.84 | 14.899 | 14.9587 | 15.0247 | 15.0962 | 15.1699 | 15.2453 | 15.3209 | 15.3976 | 15.4835 | 15.5702
Scenario 1: Reference | SCE | Com | HVAC | Com - College | Electric Energy (GWh/year) | Fuel Substitution | -0.16601 | -0.16517 | -0.16434 | -0.16352 | -0.16269 | 0.76889 | 0.76502 | 0.76117 | 0.75734 | 0.75353 | 0.74973 | 0.74596 | 0.74221
Scenario 1: Reference | SCE | Com | HVAC | Com - College | Gas Energy (MMTherm/year) | Energy Efficiency | 0.12168 | 0.12276 | 0.12389 | 0.12511 | 0.12633 | 0.12764 | 0.12902 | 0.13043 | 0.13186 | 0.13329 | 0.13474 | 0.13631 | 0.13789
Scenario 1: Reference | SCE | Com | HVAC | Com - College | Gas Energy (MMTherm/year) | Fuel Substitution | 0.098545 | 0.098049 | 0.097556 | 0.097065 | 0.096576 | 0 | 0 | 0 | 0 | 0 | 0 | 0 | 0
Scenario 1: Reference | SCE | Com | HVAC | Com - Grocery | Electric Demand (MW) | Energy Efficiency | 17.1459 | 17.2559 | 17.3691 | 17.4879 | 17.6152 | 17.7494 | 17.8882 | 18.0342 | 18.1858 | 18.3413 | 18.5017 | 18.6656 | 18.8333
Scenario 1: Reference | SCE | Com | HVAC | Com - Grocery | Electric Demand (MW) | Fuel Substitution | 0 | 0 | 0 | 0 | 0 | 0.45289 | 0.44878 | 0.44472 | 0.44069 | 0.4367 | 0.43275 | 0.42883 | 0.42494
Scenario 1: Reference | SCE | Com | HVAC | Com - Grocery | Electric Energy (GWh/year) | Energy Efficiency | 48.515 | 48.8258 | 49.1455 | 49.4811 | 49.8408 | 50.2198 | 50.6121 | 51.0245 | 51.4529 | 51.8924 | 52.3454 | 52.8088 | 53.2826
Scenario 1: Reference | SCE | Com | HVAC | Com - Grocery | Electric Energy (GWh/year) | Fuel Substitution | -10.7709 | -10.6733 | -10.5766 | -10.4809 | -10.3859 | 2.6046 | 2.5811 | 2.5577 | 2.5345 | 2.5116 | 2.4888 | 2.4663 | 2.4439
Scenario 1: Reference | SCE | Com | HVAC | Com - Grocery | Gas Energy (MMTherm/year) | Energy Efficiency | 0.075316 | 0.075826 | 0.07635 | 0.076898 | 0.077485 | 0.078102 | 0.078741 | 0.079411 | 0.080106 | 0.080819 | 0.081554 | 0.082304 | 0.083071
Scenario 1: Reference | SCE | Com | HVAC | Com - Grocery | Gas Energy (MMTherm/year) | Fuel Substitution | 1.7274 | 1.7117 | 1.6962 | 1.6809 | 1.6657 | 3.9548e-06 | 3.919e-06 | 3.8835e-06 | 3.8483e-06 | 3.8135e-06 | 3.7789e-06 | 3.7447e-06 | 3.7108e-06
Scenario 1: Reference | SCE | Com | HVAC | Com - Health | Electric Demand (MW) | Energy Efficiency | 9.9125 | 10.0136 | 10.1185 | 10.2221 | 10.3276 | 10.4335 | 10.5421 | 10.6504 | 10.7582 | 10.8628 | 10.9638 | 11.067 | 11.1739
Scenario 1: Reference | SCE | Com | HVAC | Com - Health | Electric Demand (MW) | Fuel Substitution | 0 | 0 | 0 | 0 | 0 | 0.36313 | 0.36191 | 0.36069 | 0.35948 | 0.35828 | 0.35708 | 0.35588 | 0.35468
Scenario 1: Reference | SCE | Com | HVAC | Com - Health | Electric Energy (GWh/year) | Energy Efficiency | 51.2676 | 51.7397 | 52.2297 | 52.7135 | 53.2068 | 53.7017 | 54.2098 | 54.7163 | 55.2207 | 55.7098 | 56.1815 | 56.6638 | 57.1641
Scenario 1: Reference | SCE | Com | HVAC | Com - Health | Electric Energy (GWh/year) | Fuel Substitution | -0.70694 | -0.70457 | -0.7022 | -0.69985 | -0.6975 | 2.1361 | 2.1289 | 2.1218 | 2.1147 | 2.1076 | 2.1005 | 2.0935 | 2.0864
Scenario 1: Reference | SCE | Com | HVAC | Com - Health | Gas Energy (MMTherm/year) | Energy Efficiency | 0.17858 | 0.18088 | 0.18326 | 0.18561 | 0.188 | 0.1904 | 0.19286 | 0.19531 | 0.19775 | 0.20012 | 0.20241 | 0.20475 | 0.20717
Scenario 1: Reference | SCE | Com | HVAC | Com - Health | Gas Energy (MMTherm/year) | Fuel Substitution | 0.35637 | 0.35518 | 0.35398 | 0.3528 | 0.35161 | 0 | 0 | 0 | 0 | 0 | 0 | 0 | 0
Scenario 1: Reference | SCE | Com | HVAC | Com - Lodging | Electric Demand (MW) | Energy Efficiency | 6.1865 | 6.2733 | 6.3621 | 6.4518 | 6.544 | 6.6384 | 6.7348 | 6.8331 | 6.9324 | 7.0323 | 7.1331 | 7.2345 | 7.3364
Scenario 1: Reference | SCE | Com | HVAC | Com - Lodging | Electric Demand (MW) | Fuel Substitution | 0 | 0 | 0 | 0 | 0 | 0.19172 | 0.19017 | 0.18862 | 0.18709 | 0.18557 | 0.18406 | 0.18257 | 0.18109
Scenario 1: Reference | SCE | Com | HVAC | Com - Lodging | Electric Energy (GWh/year) | Energy Efficiency | 31.1182 | 31.4722 | 31.835 | 32.2024 | 32.5807 | 32.9693 | 33.3669 | 33.7731 | 34.1841 | 34.5979 | 35.0155 | 35.4363 | 35.8599
Scenario 1: Reference | SCE | Com | HVAC | Com - Lodging | Electric Energy (GWh/year) | Fuel Substitution | -1.3255 | -1.3147 | -1.304 | -1.2934 | -1.2829 | 0.96203 | 0.95421 | 0.94647 | 0.93878 | 0.93116 | 0.92359 | 0.91609 | 0.90865
Scenario 1: Reference | SCE | Com | HVAC | Com - Lodging | Gas Energy (MMTherm/year) | Energy Efficiency | 0.12236 | 0.12436 | 0.1264 | 0.12847 | 0.13059 | 0.13275 | 0.13496 | 0.13721 | 0.13948 | 0.14177 | 0.14407 | 0.14638 | 0.1487
Scenario 1: Reference | SCE | Com | HVAC | Com - Lodging | Gas Energy (MMTherm/year) | Fuel Substitution | 0.26586 | 0.2637 | 0.26155 | 0.25943 | 0.25732 | 1.0522e-06 | 1.0436e-06 | 1.0351e-06 | 1.0267e-06 | 1.0184e-06 | 1.0101e-06 | 1.0019e-06 | 9.9378e-07
Scenario 1: Reference | SCE | Com | HVAC | Com - Office (Large) | Electric Demand (MW) | Energy Efficiency | 15.063 | 15.0697 | 15.0802 | 15.0965 | 15.1232 | 15.16 | 15.2035 | 15.2548 | 15.3096 | 15.3665 | 15.4277 | 15.4915 | 15.5588
Scenario 1: Reference | SCE | Com | HVAC | Com - Office (Large) | Electric Demand (MW) | Fuel Substitution | 0 | 0 | 0 | 0 | 0 | 0.33867 | 0.32779 | 0.31726 | 0.30707 | 0.29721 | 0.28767 | 0.27843 | 0.26948
Scenario 1: Reference | SCE | Com | HVAC | Com - Office (Large) | Electric Energy (GWh/year) | Energy Efficiency | 90.5515 | 90.3513 | 90.1796 | 90.0476 | 89.98 | 89.9751 | 90.0142 | 90.1023 | 90.2164 | 90.348 | 90.5093 | 90.69 | 90.8962
Scenario 1: Reference | SCE | Com | HVAC | Com - Office (Large) | Electric Energy (GWh/year) | Fuel Substitution | 1.6378 | 1.5852 | 1.5343 | 1.485 | 1.4373 | 2.2516 | 2.1793 | 2.1093 | 2.0415 | 1.9759 | 1.9125 | 1.8511 | 1.7916
Scenario 1: Reference | SCE | Com | HVAC | Com - Office (Large) | Gas Energy (MMTherm/year) | Energy Efficiency | 0.021414 | 0.021677 | 0.021939 | 0.022205 | 0.022484 | 0.022774 | 0.023071 | 0.023376 | 0.023682 | 0.023985 | 0.02429 | 0.024594 | 0.024899
Scenario 1: Reference | SCE | Com | HVAC | Com - Office (Large) | Gas Energy (MMTherm/year) | Fuel Substitution | 0.036081 | 0.034922 | 0.0338 | 0.032715 | 0.031664 | 0 | 0 | 0 | 0 | 0 | 0 | 0 | 0
Scenario 1: Reference | SCE | Com | HVAC | Com - Office (Small) | Electric Demand (MW) | Energy Efficiency | 6.7275 | 6.7859 | 6.8452 | 6.9055 | 5.6042 | 7.0158 | 7.0798 | 7.1448 | 7.2106 | 7.277 | 7.3442 | 7.4119 | 7.4802
Scenario 1: Reference | SCE | Com | HVAC | Com - Office (Small) | Electric Demand (MW) | Fuel Substitution | 0 | 0 | 0 | 0 | 0 | 0.12119 | 0.11994 | 0.11871 | 0.11748 | 0.11627 | 0.11508 | 0.11389 | 0.11272
Scenario 1: Reference | SCE | Com | HVAC | Com - Office (Small) | Electric Energy (GWh/year) | Energy Efficiency | 30.0329 | 30.2827 | 30.5366 | 30.7948 | 24.9833 | 31.1607 | 31.4363 | 31.7164 | 32.0004 | 32.2869 | 32.5766 | 32.8689 | 33.1639
Scenario 1: Reference | SCE | Com | HVAC | Com - Office (Small) | Electric Energy (GWh/year) | Fuel Substitution | 0.10456 | 0.10349 | 0.10242 | 0.10137 | 0.086056 | 0.77693 | 0.76893 | 0.76101 | 0.75317 | 0.74541 | 0.73774 | 0.73014 | 0.72262
Scenario 1: Reference | SCE | Com | HVAC | Com - Office (Small) | Gas Energy (MMTherm/year) | Energy Efficiency | 0.10416 | 0.10509 | 0.10603 | 0.10699 | 0.086842 | 0.10896 | 0.10997 | 0.111 | 0.11204 | 0.11309 | 0.11415 | 0.11522 | 0.1163
Scenario 1: Reference | SCE | Com | HVAC | Com - Office (Small) | Gas Energy (MMTherm/year) | Fuel Substitution | 0.080594 | 0.079764 | 0.078943 | 0.07813 | 0.066329 | 0 | 0 | 0 | 0 | 0 | 0 | 0 | 0
Scenario 1: Reference | SCE | Com | HVAC | Com - Other | Electric Demand (MW) | Energy Efficiency | 68.8739 | 69.5625 | 70.2805 | 71.0254 | 71.7973 | 72.5958 | 73.4272 | 74.2833 | 75.1546 | 76.0484 | 76.9656 | 77.9033 | 78.8643
Scenario 1: Reference | SCE | Com | HVAC | Com - Other | Electric Demand (MW) | Fuel Substitution | 0 | 0 | 0 | 0 | 0 | 2.1112 | 2.0968 | 2.0824 | 2.0682 | 2.054 | 2.04 | 2.026 | 2.0121
Scenario 1: Reference | SCE | Com | HVAC | Com - Other | Electric Energy (GWh/year) | Energy Efficiency | 124.2461 | 125.4884 | 126.7837 | 128.1274 | 129.5199 | 130.9603 | 132.4601 | 134.0046 | 135.5762 | 137.1887 | 138.8433 | 140.5348 | 142.2685
Scenario 1: Reference | SCE | Com | HVAC | Com - Other | Electric Energy (GWh/year) | Fuel Substitution | -6.3286 | -6.2853 | -6.2423 | -6.1996 | -6.1571 | 8.1628 | 8.1069 | 8.0515 | 7.9964 | 7.9417 | 7.8873 | 7.8334 | 7.7798
Scenario 1: Reference | SCE | Com | HVAC | Com - Other | Gas Energy (MMTherm/year) | Energy Efficiency | 3.4347 | 3.4691 | 3.5049 | 3.542 | 3.5805 | 3.6204 | 3.6618 | 3.7045 | 3.748 | 3.7925 | 3.8383 | 3.885 | 3.933
Scenario 1: Reference | SCE | Com | HVAC | Com - Other | Gas Energy (MMTherm/year) | Fuel Substitution | 1.612 | 1.6009 | 1.59 | 1.5791 | 1.5683 | 0 | 0 | 0 | 0 | 0 | 0 | 0 | 0
Scenario 1: Reference | SCE | Com | HVAC | Com - Restaurant | Electric Demand (MW) | Energy Efficiency | 2.01 | 2.0369 | 2.0651 | 2.0947 | 2.126 | 2.1583 | 2.1913 | 2.2252 | 2.26 | 2.2954 | 2.3315 | 2.3683 | 2.4057
Scenario 1: Reference | SCE | Com | HVAC | Com - Restaurant | Electric Demand (MW) | Fuel Substitution | 0 | 0 | 0 | 0 | 0 | 0.29173 | 0.28917 | 0.28663 | 0.28411 | 0.28162 | 0.27914 | 0.27669 | 0.27426
Scenario 1: Reference | SCE | Com | HVAC | Com - Restaurant | Electric Energy (GWh/year) | Energy Efficiency | 10.1902 | 10.3264 | 10.4693 | 10.6195 | 10.7783 | 10.9419 | 11.1091 | 11.281 | 11.4572 | 11.6367 | 11.82 | 12.0063 | 12.1959
Scenario 1: Reference | SCE | Com | HVAC | Com - Restaurant | Electric Energy (GWh/year) | Fuel Substitution | 0.20464 | 0.20284 | 0.20106 | 0.19929 | 0.19754 | 1.1527 | 1.1426 | 1.1325 | 1.1226 | 1.1127 | 1.103 | 1.0933 | 1.0837
Scenario 1: Reference | SCE | Com | HVAC | Com - Restaurant | Gas Energy (MMTherm/year) | Energy Efficiency | 0.1473 | 0.14927 | 0.15133 | 0.15351 | 0.1558 | 0.15817 | 0.16058 | 0.16307 | 0.16561 | 0.16821 | 0.17086 | 0.17355 | 0.17629
Scenario 1: Reference | SCE | Com | HVAC | Com - Restaurant | Gas Energy (MMTherm/year) | Fuel Substitution | 0.081498 | 0.080782 | 0.080073 | 0.07937 | 0.078673 | 0 | 0 | 0 | 0 | 0 | 0 | 0 | 0
Scenario 1: Reference | SCE | Com | HVAC | Com - Retail | Electric Demand (MW) | Energy Efficiency | 43.613 | 44.0013 | 44.3975 | 44.8076 | 45.238 | 45.6842 | 46.1421 | 46.6165 | 47.1033 | 47.6002 | 48.1088 | 48.6264 | 49.1539
Scenario 1: Reference | SCE | Com | HVAC | Com - Retail | Electric Demand (MW) | Fuel Substitution | 0 | 0 | 0 | 0 | 0 | 0.80009 | 0.79346 | 0.78689 | 0.78037 | 0.77391 | 0.7675 | 0.76114 | 0.75484
Scenario 1: Reference | SCE | Com | HVAC | Com - Retail | Electric Energy (GWh/year) | Energy Efficiency | 115.051 | 116.0519 | 117.0736 | 118.1314 | 119.2422 | 120.3944 | 121.5771 | 122.8029 | 124.0612 | 125.3458 | 126.6612 | 128 | 129.3646
Scenario 1: Reference | SCE | Com | HVAC | Com - Retail | Electric Energy (GWh/year) | Fuel Substitution | 0.43918 | 0.43554 | 0.43193 | 0.42836 | 0.42379 | 3.2884 | 3.2612 | 3.2342 | 3.2074 | 3.1808 | 3.1545 | 3.1284 | 3.1025
Scenario 1: Reference | SCE | Com | HVAC | Com - Retail | Gas Energy (MMTherm/year) | Energy Efficiency | 0.37557 | 0.37893 | 0.38237 | 0.38593 | 0.38966 | 0.39353 | 0.3975 | 0.40161 | 0.40583 | 0.41014 | 0.41454 | 0.41903 | 0.4236
Scenario 1: Reference | SCE | Com | HVAC | Com - Retail | Gas Energy (MMTherm/year) | Fuel Substitution | 0.24724 | 0.24519 | 0.24316 | 0.24114 | 0.23858 | 0 | 0 | 0 | 0 | 0 | 0 | 0 | 0
Scenario 1: Reference | SCE | Com | HVAC | Com - School | Electric Demand (MW) | Energy Efficiency | 14.1874 | 14.2851 | 14.3875 | 14.4937 | 14.6017 | 14.7136 | 14.8267 | 14.9428 | 15.0628 | 15.1869 | 15.3138 | 15.4457 | 15.5801
Scenario 1: Reference | SCE | Com | HVAC | Com - School | Electric Demand (MW) | Fuel Substitution | 0 | 0 | 0 | 0 | 0 | 0.19683 | 0.19206 | 0.18741 | 0.18287 | 0.17843 | 0.17411 | 0.16989 | 0.16578
Scenario 1: Reference | SCE | Com | HVAC | Com - School | Electric Energy (GWh/year) | Energy Efficiency | 37.8567 | 37.9219 | 38.0014 | 38.0928 | 38.1918 | 38.3029 | 38.4199 | 38.5471 | 38.6858 | 38.837 | 38.9974 | 39.1718 | 39.3549
Scenario 1: Reference | SCE | Com | HVAC | Com - School | Electric Energy (GWh/year) | Fuel Substitution | -0.58504 | -0.57087 | -0.55704 | -0.54354 | -0.53037 | 0.74136 | 0.72339 | 0.70587 | 0.68877 | 0.67208 | 0.6558 | 0.63991 | 0.62441
Scenario 1: Reference | SCE | Com | HVAC | Com - School | Gas Energy (MMTherm/year) | Energy Efficiency | 0.24809 | 0.25087 | 0.25373 | 0.25664 | 0.25957 | 0.26256 | 0.26555 | 0.26859 | 0.27168 | 0.27484 | 0.27804 | 0.28132 | 0.28464
Scenario 1: Reference | SCE | Com | HVAC | Com - School | Gas Energy (MMTherm/year) | Fuel Substitution | 0.16296 | 0.15902 | 0.15516 | 0.1514 | 0.14774 | 0 | 0 | 0 | 0 | 0 | 0 | 0 | 0
Scenario 1: Reference | SCE | Com | HVAC | Com - Warehouse | Electric Demand (MW) | Energy Efficiency | 3.3006 | 3.3218 | 3.3442 | 3.3684 | 3.3952 | 3.4239 | 3.4541 | 3.486 | 3.5192 | 3.5536 | 3.5893 | 3.6259 | 3.6637
Scenario 1: Reference | SCE | Com | HVAC | Com - Warehouse | Electric Demand (MW) | Fuel Substitution | 0 | 0 | 0 | 0 | 0 | 0.12794 | 0.12743 | 0.12692 | 0.12641 | 0.12591 | 0.12541 | 0.12491 | 0.12441
Scenario 1: Reference | SCE | Com | HVAC | Com - Warehouse | Electric Energy (GWh/year) | Energy Efficiency | 11.679 | 11.7539 | 11.8331 | 11.9187 | 12.0135 | 12.1151 | 12.222 | 12.335 | 12.4524 | 12.5742 | 12.7004 | 12.8299 | 12.9637
Scenario 1: Reference | SCE | Com | HVAC | Com - Warehouse | Electric Energy (GWh/year) | Fuel Substitution | -1.6305 | -1.624 | -1.6176 | -1.6111 | -1.6047 | 0.70196 | 0.69916 | 0.69637 | 0.6936 | 0.69083 | 0.68808 | 0.68534 | 0.6826
Scenario 1: Reference | SCE | Com | HVAC | Com - Warehouse | Gas Energy (MMTherm/year) | Energy Efficiency | 0.054756 | 0.055107 | 0.055478 | 0.05588 | 0.056324 | 0.0568 | 0.057302 | 0.057831 | 0.058382 | 0.058953 | 0.059544 | 0.060152 | 0.060779
Scenario 1: Reference | SCE | Com | HVAC | Com - Warehouse | Gas Energy (MMTherm/year) | Fuel Substitution | 0.30618 | 0.30496 | 0.30375 | 0.30254 | 0.30133 | 0 | 0 | 0 | 0 | 0 | 0 | 0 | 0
Scenario 1: Reference | SCE | Com | Lighting | Com - College | Electric Demand (MW) | Energy Efficiency | 3.7923 | 3.7782 | 3.7644 | 3.7509 | 3.7376 | 3.7245 | 3.7118 | 3.6992 | 3.6868 | 3.6744 | 3.6622 | 3.6504 | 3.6388
Scenario 1: Reference | SCE | Com | Lighting | Com - College | Electric Energy (GWh/year) | Energy Efficiency | 21.6751 | 21.5849 | 21.4958 | 21.4081 | 21.321 | 21.2354 | 21.151 | 21.0675 | 20.9848 | 20.9025 | 20.8209 | 20.7411 | 20.662
Scenario 1: Reference | SCE | Com | Lighting | Com - College | Gas Energy (MMTherm/year) | Energy Efficiency | -0.17904 | -0.17824 | -0.17745 | -0.17667 | -0.1759 | -0.17513 | -0.17438 | -0.17363 | -0.17288 | -0.17214 | -0.1714 | -0.17068 | -0.16996
Scenario 1: Reference | SCE | Com | Lighting | Com - Grocery | Electric Demand (MW) | Energy Efficiency | 10.0808 | 9.9991 | 9.9182 | 9.8383 | 9.7595 | 9.6817 | 9.6048 | 9.5289 | 9.4539 | 9.3799 | 9.3067 | 9.2343 | 9.1628
Scenario 1: Reference | SCE | Com | Lighting | Com - Grocery | Electric Energy (GWh/year) | Energy Efficiency | 54.5494 | 54.1088 | 53.673 | 53.2425 | 52.8179 | 52.3987 | 51.9845 | 51.5757 | 51.172 | 50.7731 | 50.379 | 49.9895 | 49.6046
Scenario 1: Reference | SCE | Com | Lighting | Com - Grocery | Gas Energy (MMTherm/year) | Energy Efficiency | -0.57311 | -0.56849 | -0.56391 | -0.5594 | -0.55494 | -0.55054 | -0.54619 | -0.5419 | -0.53767 | -0.53348 | -0.52935 | -0.52526 | -0.52122
Scenario 1: Reference | SCE | Com | Lighting | Com - Health | Electric Demand (MW) | Energy Efficiency | 5.3289 | 5.3206 | 5.3125 | 5.3045 | 5.2966 | 5.2888 | 5.2812 | 5.2736 | 5.2661 | 5.2584 | 5.2505 | 5.2428 | 5.2354
Scenario 1: Reference | SCE | Com | Lighting | Com - Health | Electric Energy (GWh/year) | Energy Efficiency | 31.5223 | 31.4724 | 31.4243 | 31.3759 | 31.3287 | 31.2819 | 31.2366 | 31.1914 | 31.1464 | 31.1003 | 31.053 | 31.007 | 30.9627
Scenario 1: Reference | SCE | Com | Lighting | Com - Health | Gas Energy (MMTherm/year) | Energy Efficiency | -0.1894 | -0.18913 | -0.18887 | -0.18861 | -0.18836 | -0.18811 | -0.18787 | -0.18763 | -0.18739 | -0.18714 | -0.18689 | -0.18664 | -0.18641
Scenario 1: Reference | SCE | Com | Lighting | Com - Lodging | Electric Demand (MW) | Energy Efficiency | 4.0382 | 4.0088 | 3.9797 | 3.9509 | 3.9224 | 3.8943 | 3.8664 | 3.8388 | 3.8115 | 3.7844 | 3.7576 | 3.7311 | 3.7048
Scenario 1: Reference | SCE | Com | Lighting | Com - Lodging | Electric Energy (GWh/year) | Energy Efficiency | 27.8249 | 27.619 | 27.4153 | 27.2134 | 27.0136 | 26.8159 | 26.6202 | 26.4265 | 26.2346 | 26.0445 | 25.8561 | 25.6695 | 25.4847
Scenario 1: Reference | SCE | Com | Lighting | Com - Lodging | Gas Energy (MMTherm/year) | Energy Efficiency | -0.14103 | -0.13998 | -0.13894 | -0.13791 | -0.13689 | -0.13589 | -0.13489 | -0.1339 | -0.13292 | -0.13195 | -0.13099 | -0.13003 | -0.12909
Scenario 1: Reference | SCE | Com | Lighting | Com - Office (Large) | Electric Demand (MW) | Energy Efficiency | 8.7718 | 8.5128 | 8.2623 | 8.0201 | 7.7862 | 7.5603 | 7.3421 | 7.1313 | 6.9275 | 6.7304 | 6.5399 | 6.3558 | 6.1778
Scenario 1: Reference | SCE | Com | Lighting | Com - Office (Large) | Electric Energy (GWh/year) | Energy Efficiency | 59.7473 | 57.9863 | 56.2831 | 54.6365 | 53.0464 | 51.5109 | 50.0272 | 48.5942 | 47.2088 | 45.8692 | 44.5746 | 43.323 | 42.1134
Scenario 1: Reference | SCE | Com | Lighting | Com - Office (Large) | Gas Energy (MMTherm/year) | Energy Efficiency | -0.048862 | -0.047667 | -0.046513 | -0.045402 | -0.044334 | -0.043308 | -0.042322 | -0.041375 | -0.040462 | -0.039581 | -0.038733 | -0.037915 | -0.037129
Scenario 1: Reference | SCE | Com | Lighting | Com - Office (Small) | Electric Demand (MW) | Energy Efficiency | 2.8585 | 2.8326 | 2.8071 | 2.7819 | 2.2191 | 2.238 | 2.2188 | 2.1998 | 2.1811 | 2.1627 | 2.1444 | 2.1264 | 2.1086
Scenario 1: Reference | SCE | Com | Lighting | Com - Office (Small) | Electric Energy (GWh/year) | Energy Efficiency | 17.9048 | 17.7423 | 17.5816 | 17.423 | 13.8976 | 14.0061 | 13.8852 | 13.7658 | 13.6479 | 13.5314 | 13.4164 | 13.3027 | 13.1905
Scenario 1: Reference | SCE | Com | Lighting | Com - Office (Small) | Gas Energy (MMTherm/year) | Energy Efficiency | -0.025647 | -0.02543 | -0.025216 | -0.025005 | -0.019959 | -0.020299 | -0.02014 | -0.019984 | -0.01983 | -0.019678 | -0.019528 | -0.01938 | -0.019234
Scenario 1: Reference | SCE | Com | Lighting | Com - Other | Electric Demand (MW) | Energy Efficiency | 7.9815 | 7.9326 | 7.8842 | 7.8363 | 7.7889 | 7.742 | 7.6956 | 7.6496 | 7.6041 | 7.559 | 7.5144 | 7.4702 | 7.4265
Scenario 1: Reference | SCE | Com | Lighting | Com - Other | Electric Energy (GWh/year) | Energy Efficiency | 21.0073 | 20.8878 | 20.7699 | 20.6534 | 20.5384 | 20.4248 | 20.3128 | 20.2023 | 20.0929 | 19.9848 | 19.8782 | 19.7728 | 19.6687
Scenario 1: Reference | SCE | Com | Lighting | Com - Other | Gas Energy (MMTherm/year) | Energy Efficiency | -0.11962 | -0.11896 | -0.1183 | -0.11766 | -0.11702 | -0.11639 | -0.11577 | -0.11516 | -0.11455 | -0.11395 | -0.11336 | -0.11278 | -0.11221
Scenario 1: Reference | SCE | Com | Lighting | Com - Refrig. Warehouse | Electric Demand (MW) | Energy Efficiency | 0.26011 | 0.25887 | 0.25764 | 0.25641 | 0.25518 | 0.25396 | 0.25275 | 0.25155 | 0.25036 | 0.24917 | 0.24799 | 0.24682 | 0.24566
Scenario 1: Reference | SCE | Com | Lighting | Com - Refrig. Warehouse | Electric Energy (GWh/year) | Energy Efficiency | 2.4219 | 2.4103 | 2.3989 | 2.3874 | 2.376 | 2.3647 | 2.3535 | 2.3423 | 2.3312 | 2.3202 | 2.3093 | 2.2984 | 2.2876
Scenario 1: Reference | SCE | Com | Lighting | Com - Restaurant | Electric Demand (MW) | Energy Efficiency | 1.8662 | 1.8557 | 1.8456 | 1.8358 | 1.8263 | 1.817 | 1.808 | 1.7992 | 1.7907 | 1.7823 | 1.7742 | 1.7663 | 1.7585
Scenario 1: Reference | SCE | Com | Lighting | Com - Restaurant | Electric Energy (GWh/year) | Energy Efficiency | 10.405 | 10.3497 | 10.2962 | 10.2445 | 10.1949 | 10.1467 | 10.0997 | 10.0541 | 10.0098 | 9.9667 | 9.9249 | 9.8841 | 9.8445
Scenario 1: Reference | SCE | Com | Lighting | Com - Restaurant | Gas Energy (MMTherm/year) | Energy Efficiency | -0.035599 | -0.035464 | -0.035336 | -0.035216 | -0.035104 | -0.034999 | -0.034898 | -0.034803 | -0.034714 | -0.034629 | -0.034549 | -0.034473 | -0.034402
Scenario 1: Reference | SCE | Com | Lighting | Com - Retail | Electric Demand (MW) | Energy Efficiency | 18.2328 | 18.12 | 18.0086 | 17.8991 | 17.7917 | 17.6862 | 17.5823 | 17.4804 | 17.3801 | 17.2813 | 17.1842 | 17.0886 | 16.9944
Scenario 1: Reference | SCE | Com | Lighting | Com - Retail | Electric Energy (GWh/year) | Energy Efficiency | 111.2019 | 110.508 | 109.8233 | 109.1494 | 108.4883 | 107.8386 | 107.1988 | 106.5706 | 105.9525 | 105.3437 | 104.7449 | 104.155 | 103.5742
Scenario 1: Reference | SCE | Com | Lighting | Com - Retail | Gas Energy (MMTherm/year) | Energy Efficiency | -0.19404 | -0.19301 | -0.192 | -0.19102 | -0.19006 | -0.18912 | -0.1882 | -0.18731 | -0.18643 | -0.18558 | -0.18474 | -0.18392 | -0.18312
Scenario 1: Reference | SCE | Com | Lighting | Com - School | Electric Demand (MW) | Energy Efficiency | 2.531 | 2.4775 | 2.4255 | 2.3749 | 2.3256 | 2.2776 | 2.2308 | 2.1853 | 2.1409 | 2.0978 | 2.0558 | 2.015 | 1.9753
Scenario 1: Reference | SCE | Com | Lighting | Com - School | Electric Energy (GWh/year) | Energy Efficiency | 29.485 | 28.8227 | 28.1772 | 27.5481 | 26.9347 | 26.337 | 25.7542 | 25.1863 | 24.6328 | 24.0936 | 23.5682 | 23.0564 | 22.5577
Scenario 1: Reference | SCE | Com | Lighting | Com - School | Gas Energy (MMTherm/year) | Energy Efficiency | -0.21436 | -0.20949 | -0.20474 | -0.20011 | -0.1956 | -0.1912 | -0.18691 | -0.18273 | -0.17865 | -0.17468 | -0.17081 | -0.16704 | -0.16336
Scenario 1: Reference | SCE | Com | Lighting | Com - Warehouse | Electric Demand (MW) | Energy Efficiency | 3.3788 | 3.3663 | 3.3539 | 3.3416 | 3.3294 | 3.3174 | 3.3054 | 3.2935 | 3.2817 | 3.27 | 3.2584 | 3.2469 | 3.2354
Scenario 1: Reference | SCE | Com | Lighting | Com - Warehouse | Electric Energy (GWh/year) | Energy Efficiency | 27.211 | 27.1107 | 27.0112 | 26.9125 | 26.8148 | 26.718 | 26.622 | 26.5268 | 26.4323 | 26.3385 | 26.2455 | 26.153 | 26.0613
Scenario 1: Reference | SCE | Com | Lighting | Com - Warehouse | Gas Energy (MMTherm/year) | Energy Efficiency | -0.11851 | -0.11807 | -0.11763 | -0.1172 | -0.11677 | -0.11634 | -0.11592 | -0.1155 | -0.11508 | -0.11467 | -0.11426 | -0.11385 | -0.11344
Scenario 1: Reference | SCE | Com | WaterHeat | Com - College | Electric Demand (MW) | Energy Efficiency | 0.65483 | 0.65947 | 0.66442 | 0.66973 | 0.67508 | 0.68083 | 0.68693 | 0.69317 | 0.69951 | 0.70585 | 0.71225 | 0.71925 | 0.72629
Scenario 1: Reference | SCE | Com | WaterHeat | Com - College | Electric Demand (MW) | Fuel Substitution | 0 | 0 | 0 | 0 | 0 | 6.84 | 6.8056 | 6.7713 | 6.7372 | 6.7033 | 6.6696 | 6.636 | 6.6026
Scenario 1: Reference | SCE | Com | WaterHeat | Com - College | Electric Energy (GWh/year) | Energy Efficiency | 2.6187 | 2.638 | 2.6585 | 2.6806 | 2.7028 | 2.7266 | 2.7519 | 2.7777 | 2.8039 | 2.8302 | 2.8567 | 2.8856 | 2.9147
Scenario 1: Reference | SCE | Com | WaterHeat | Com - College | Electric Energy (GWh/year) | Fuel Substitution | -38.736 | -38.541 | -38.3471 | -38.1541 | -37.9621 | 30.7387 | 30.584 | 30.4301 | 30.2769 | 30.1246 | 29.973 | 29.8221 | 29.672
Scenario 1: Reference | SCE | Com | WaterHeat | Com - College | Gas Energy (MMTherm/year) | Fuel Substitution | 4.4554 | 4.433 | 4.4107 | 4.3885 | 4.3664 | 0 | 0 | 0 | 0 | 0 | 0 | 0 | 0
Scenario 1: Reference | SCE | Com | WaterHeat | Com - Grocery | Electric Demand (MW) | Energy Efficiency | 2.077 | 2.0894 | 2.1022 | 2.1156 | 2.1301 | 2.1453 | 2.1611 | 2.1777 | 2.195 | 2.2128 | 2.2312 | 2.2499 | 2.2691
Scenario 1: Reference | SCE | Com | WaterHeat | Com - Grocery | Electric Energy (GWh/year) | Energy Efficiency | 11.54 | 11.6111 | 11.6843 | 11.7612 | 11.8438 | 11.9309 | 12.0212 | 12.1162 | 12.2149 | 12.3162 | 12.4208 | 12.5277 | 12.6372
Scenario 1: Reference | SCE | Com | WaterHeat | Com - Grocery | Electric Energy (GWh/year) | Fuel Substitution | -1.9572 | -1.9395 | -1.9219 | -1.9045 | -1.8873 | 0 | 0 | 0 | 0 | 0 | 0 | 0 | 0
Scenario 1: Reference | SCE | Com | WaterHeat | Com - Grocery | Gas Energy (MMTherm/year) | Fuel Substitution | 0.25959 | 0.25724 | 0.25491 | 0.2526 | 0.25032 | 0 | 0 | 0 | 0 | 0 | 0 | 0 | 0
Scenario 1: Reference | SCE | Com | WaterHeat | Com - Health | Electric Demand (MW) | Energy Efficiency | 2.001 | 2.0237 | 2.0472 | 2.0704 | 2.094 | 2.1178 | 2.1421 | 2.1663 | 2.1905 | 2.2139 | 2.2366 | 2.2597 | 2.2837
Scenario 1: Reference | SCE | Com | WaterHeat | Com - Health | Electric Demand (MW) | Fuel Substitution | 0 | 0 | 0 | 0 | 0 | 8.4843 | 8.4559 | 8.4275 | 8.3992 | 8.371 | 8.3429 | 8.3149 | 8.287
Scenario 1: Reference | SCE | Com | WaterHeat | Com - Health | Electric Energy (GWh/year) | Energy Efficiency | 17.1705 | 17.3729 | 17.5824 | 17.7894 | 18.0001 | 18.2116 | 18.4282 | 18.6442 | 18.8593 | 19.0682 | 19.27 | 19.4761 | 19.6894
Scenario 1: Reference | SCE | Com | WaterHeat | Com - Health | Electric Energy (GWh/year) | Fuel Substitution | -105.0649 | -104.7124 | -104.361 | -104.0108 | -103.6617 | 82.5518 | 82.2748 | 81.9987 | 81.7235 | 81.4493 | 81.176 | 80.9036 | 80.6321
Scenario 1: Reference | SCE | Com | WaterHeat | Com - Health | Gas Energy (MMTherm/year) | Fuel Substitution | 12.3206 | 12.2792 | 12.238 | 12.1969 | 12.156 | 0 | 0 | 0 | 0 | 0 | 0 | 0 | 0
Scenario 1: Reference | SCE | Com | WaterHeat | Com - Lodging | Electric Demand (MW) | Energy Efficiency | 0.45308 | 0.45673 | 0.46048 | 0.4643 | 0.46825 | 0.47233 | 0.47653 | 0.48083 | 0.4852 | 0.48961 | 0.49406 | 0.49856 | 0.5031
Scenario 1: Reference | SCE | Com | WaterHeat | Com - Lodging | Electric Demand (MW) | Fuel Substitution | 0 | 0 | 0 | 0 | 0 | 7.3356 | 7.276 | 7.2169 | 7.1583 | 7.1002 | 7.0425 | 6.9853 | 6.9286
Scenario 1: Reference | SCE | Com | WaterHeat | Com - Lodging | Electric Energy (GWh/year) | Energy Efficiency | 3.1485 | 3.186 | 3.2244 | 3.2633 | 3.3033 | 3.3444 | 3.3864 | 3.4293 | 3.4727 | 3.5164 | 3.5605 | 3.6049 | 3.6496
Scenario 1: Reference | SCE | Com | WaterHeat | Com - Lodging | Electric Energy (GWh/year) | Fuel Substitution | -96.5861 | -95.8017 | -95.0238 | -94.2521 | -93.4867 | 69.5801 | 69.0151 | 68.4546 | 67.8987 | 67.3474 | 66.8004 | 66.258 | 65.7199
Scenario 1: Reference | SCE | Com | WaterHeat | Com - Lodging | Gas Energy (MMTherm/year) | Fuel Substitution | 11.1156 | 11.0254 | 10.9358 | 10.847 | 10.7589 | 0 | 0 | 0 | 0 | 0 | 0 | 0 | 0
Scenario 1: Reference | SCE | Com | WaterHeat | Com - Office (Large) | Electric Demand (MW) | Energy Efficiency | 0.37804 | 0.37978 | 0.38158 | 0.3835 | 0.38566 | 0.38806 | 0.39061 | 0.39333 | 0.39612 | 0.39893 | 0.40181 | 0.40474 | 0.40772
Scenario 1: Reference | SCE | Com | WaterHeat | Com - Office (Large) | Electric Demand (MW) | Fuel Substitution | 0 | 0 | 0 | 0 | 0 | 0.77457 | 0.74969 | 0.72561 | 0.7023 | 0.67975 | 0.65791 | 0.63678 | 0.61633
Scenario 1: Reference | SCE | Com | WaterHeat | Com - Office (Large) | Electric Energy (GWh/year) | Energy Efficiency | 6.4617 | 6.52 | 6.5785 | 6.6386 | 6.7026 | 6.7705 | 6.8405 | 6.9132 | 6.9864 | 7.0593 | 7.1332 | 7.2072 | 7.2818
Scenario 1: Reference | SCE | Com | WaterHeat | Com - Office (Large) | Electric Energy (GWh/year) | Fuel Substitution | -21.5459 | -20.8538 | -20.184 | -19.5358 | -18.9083 | 16.4158 | 15.8886 | 15.3783 | 14.8843 | 14.4063 | 13.9436 | 13.4957 | 13.0622
Scenario 1: Reference | SCE | Com | WaterHeat | Com - Office (Large) | Gas Energy (MMTherm/year) | Fuel Substitution | 2.4588 | 2.3799 | 2.3034 | 2.2294 | 2.1578 | 0 | 0 | 0 | 0 | 0 | 0 | 0 | 0
Scenario 1: Reference | SCE | Com | WaterHeat | Com - Office (Small) | Electric Demand (MW) | Energy Efficiency | 0.037692 | 0.037666 | 0.037644 | 0.037627 | 0.030268 | 0.034124 | 0.034159 | 0.034198 | 0.034241 | 0.034288 | 0.034338 | 0.034391 | 0.034447
Scenario 1: Reference | SCE | Com | WaterHeat | Com - Office (Small) | Electric Demand (MW) | Fuel Substitution | 0 | 0 | 0 | 0 | 0 | 0.037327 | 0.036942 | 0.036562 | 0.036185 | 0.035813 | 0.035444 | 0.035079 | 0.034718
Scenario 1: Reference | SCE | Com | WaterHeat | Com - Office (Small) | Electric Energy (GWh/year) | Energy Efficiency | 2.2293 | 2.248 | 2.267 | 2.2863 | 1.855 | 2.3153 | 2.3359 | 2.3568 | 2.378 | 2.3995 | 2.4211 | 2.4429 | 2.465
Scenario 1: Reference | SCE | Com | WaterHeat | Com - Office (Small) | Electric Energy (GWh/year) | Fuel Substitution | -6.646 | -6.5775 | -6.5098 | -6.4427 | -5.4696 | 4.7453 | 4.6965 | 4.6481 | 4.6002 | 4.5528 | 4.506 | 4.4595 | 4.4136
Scenario 1: Reference | SCE | Com | WaterHeat | Com - Office (Small) | Gas Energy (MMTherm/year) | Fuel Substitution | 0.75078 | 0.74305 | 0.7354 | 0.72782 | 0.61789 | 0 | 0 | 0 | 0 | 0 | 0 | 0 | 0
Scenario 1: Reference | SCE | Com | WaterHeat | Com - Other | Electric Demand (MW) | Energy Efficiency | 20.3081 | 20.5088 | 20.7181 | 20.9352 | 21.1603 | 21.3932 | 21.6357 | 21.8855 | 22.1397 | 22.4006 | 22.6682 | 22.9419 | 23.2224
Scenario 1: Reference | SCE | Com | WaterHeat | Com - Other | Electric Demand (MW) | Fuel Substitution | 0 | 0 | 0 | 0 | 0 | 51.5392 | 51.1865 | 50.8363 | 50.4885 | 50.143 | 49.8 | 49.4592 | 49.1208
Scenario 1: Reference | SCE | Com | WaterHeat | Com - Other | Electric Energy (GWh/year) | Energy Efficiency | 138.4109 | 139.7874 | 141.2227 | 142.7119 | 144.2552 | 145.8517 | 147.5143 | 149.2264 | 150.9687 | 152.7564 | 154.5909 | 156.4664 | 158.3887
Scenario 1: Reference | SCE | Com | WaterHeat | Com - Other | Electric Energy (GWh/year) | Fuel Substitution | -532.8367 | -529.1909 | -525.5701 | -521.9741 | -518.4027 | 388.2189 | 385.5626 | 382.9246 | 380.3046 | 377.7025 | 375.1182 | 372.5516 | 370.0025
Scenario 1: Reference | SCE | Com | WaterHeat | Com - Other | Gas Energy (MMTherm/year) | Fuel Substitution | 60.0129 | 59.6022 | 59.1944 | 58.7894 | 58.3872 | 0 | 0 | 0 | 0 | 0 | 0 | 0 | 0
Scenario 1: Reference | SCE | Com | WaterHeat | Com - Refrig. Warehouse | Electric Demand (MW) | Energy Efficiency | 0.065875 | 0.066538 | 0.06719 | 0.067814 | 0.068431 | 0.069052 | 0.069687 | 0.070329 | 0.070986 | 0.071657 | 0.072338 | 0.073038 | 0.073753
Scenario 1: Reference | SCE | Com | WaterHeat | Com - Refrig. Warehouse | Electric Demand (MW) | Fuel Substitution | 0 | 0 | 0 | 0 | 0 | 0.028305 | 0.028158 | 0.02801 | 0.027864 | 0.027719 | 0.027574 | 0.02743 | 0.027286
Scenario 1: Reference | SCE | Com | WaterHeat | Com - Refrig. Warehouse | Electric Energy (GWh/year) | Energy Efficiency | 0.7693 | 0.77758 | 0.78573 | 0.79354 | 0.80125 | 0.80903 | 0.81696 | 0.82498 | 0.83318 | 0.84156 | 0.85006 | 0.85879 | 0.86769
Scenario 1: Reference | SCE | Com | WaterHeat | Com - Refrig. Warehouse | Electric Energy (GWh/year) | Fuel Substitution | -0.56513 | -0.56218 | -0.4971 | -0.4945 | -0.49192 | 0.3802 | 0.37822 | 0.37624 | 0.37427 | 0.37232 | 0.37037 | 0.36844 | 0.36652
Scenario 1: Reference | SCE | Com | WaterHeat | Com - Refrig. Warehouse | Gas Energy (MMTherm/year) | Fuel Substitution | 0.067263 | 0.066912 | 0.059166 | 0.058857 | 0.05855 | 0 | 0 | 0 | 0 | 0 | 0 | 0 | 0
Scenario 1: Reference | SCE | Com | WaterHeat | Com - Restaurant | Electric Demand (MW) | Energy Efficiency | 5.7184 | 5.7936 | 5.8724 | 5.9554 | 6.0431 | 6.1335 | 6.2259 | 6.3209 | 6.4183 | 6.5176 | 6.619 | 6.722 | 6.8269
Scenario 1: Reference | SCE | Com | WaterHeat | Com - Restaurant | Electric Demand (MW) | Fuel Substitution | 0 | 0 | 0 | 0 | 0 | 47.495 | 47.078 | 46.6647 | 46.255 | 45.8489 | 45.4463 | 45.0473 | 44.6518
Scenario 1: Reference | SCE | Com | WaterHeat | Com - Restaurant | Electric Energy (GWh/year) | Energy Efficiency | 31.079 | 31.4906 | 31.9222 | 32.3761 | 32.8558 | 33.3505 | 33.8559 | 34.3756 | 34.9083 | 35.4512 | 36.0055 | 36.5688 | 37.1423
Scenario 1: Reference | SCE | Com | WaterHeat | Com - Restaurant | Electric Energy (GWh/year) | Fuel Substitution | -305.4802 | -302.7981 | -300.1396 | -297.5045 | -294.8925 | 286.4536 | 283.9386 | 281.4457 | 278.9747 | 276.5253 | 274.0975 | 271.691 | 269.3056
Scenario 1: Reference | SCE | Com | WaterHeat | Com - Restaurant | Gas Energy (MMTherm/year) | Fuel Substitution | 36.1964 | 35.8786 | 35.5636 | 35.2513 | 34.9418 | 0 | 0 | 0 | 0 | 0 | 0 | 0 | 0
Scenario 1: Reference | SCE | Com | WaterHeat | Com - Retail | Electric Demand (MW) | Energy Efficiency | 1.387 | 1.398 | 1.4092 | 1.4209 | 1.4332 | 1.446 | 1.4591 | 1.4727 | 1.4867 | 1.501 | 1.5156 | 1.5306 | 1.5458
Scenario 1: Reference | SCE | Com | WaterHeat | Com - Retail | Electric Demand (MW) | Fuel Substitution | 0 | 0 | 0 | 0 | 0 | 1.7931 | 1.7782 | 1.7635 | 1.7489 | 1.7344 | 1.72 | 1.7058 | 1.6917
Scenario 1: Reference | SCE | Com | WaterHeat | Com - Retail | Electric Energy (GWh/year) | Energy Efficiency | 8.9639 | 9.0396 | 9.117 | 9.1971 | 9.2813 | 9.3687 | 9.4585 | 9.5516 | 9.6472 | 9.7448 | 9.8447 | 9.9465 | 10.0503
Scenario 1: Reference | SCE | Com | WaterHeat | Com - Retail | Electric Energy (GWh/year) | Fuel Substitution | -14.9618 | -14.8378 | -14.7149 | -14.5931 | -14.4376 | 13.2251 | 13.1156 | 13.0069 | 12.8992 | 12.7924 | 12.6864 | 12.5814 | 12.4772
Scenario 1: Reference | SCE | Com | WaterHeat | Com - Retail | Gas Energy (MMTherm/year) | Fuel Substitution | 1.6627 | 1.649 | 1.6353 | 1.6218 | 1.6045 | 0 | 0 | 0 | 0 | 0 | 0 | 0 | 0
Scenario 1: Reference | SCE | Com | WaterHeat | Com - School | Electric Demand (MW) | Energy Efficiency | 0.42924 | 0.43225 | 0.43539 | 0.43865 | 0.44197 | 0.4454 | 0.44886 | 0.45242 | 0.4561 | 0.45989 | 0.46378 | 0.46781 | 0.47192
Scenario 1: Reference | SCE | Com | WaterHeat | Com - School | Electric Demand (MW) | Fuel Substitution | 0 | 0 | 0 | 0 | 0 | 2.5547 | 2.4928 | 2.4325 | 2.3735 | 2.316 | 2.2599 | 2.2052 | 2.1517
Scenario 1: Reference | SCE | Com | WaterHeat | Com - School | Electric Energy (GWh/year) | Energy Efficiency | 5.884 | 5.94 | 5.9979 | 6.0571 | 6.1169 | 6.1782 | 6.2397 | 6.3024 | 6.3665 | 6.4323 | 6.499 | 6.5678 | 6.6375
Scenario 1: Reference | SCE | Com | WaterHeat | Com - School | Electric Energy (GWh/year) | Fuel Substitution | -52.115 | -50.8524 | -49.6204 | -48.4182 | -47.2452 | 41.473 | 40.4682 | 39.4878 | 38.5311 | 37.5976 | 36.6867 | 35.7979 | 34.9306
Scenario 1: Reference | SCE | Com | WaterHeat | Com - School | Gas Energy (MMTherm/year) | Fuel Substitution | 6.0819 | 5.9345 | 5.7908 | 5.6505 | 5.5136 | 0 | 0 | 0 | 0 | 0 | 0 | 0 | 0
Scenario 1: Reference | SCE | Com | WaterHeat | Com - Warehouse | Electric Demand (MW) | Energy Efficiency | 0.18327 | 0.18325 | 0.18325 | 0.18329 | 0.18339 | 0.18353 | 0.1837 | 0.18391 | 0.18415 | 0.18441 | 0.1847 | 0.18501 | 0.18535
Scenario 1: Reference | SCE | Com | WaterHeat | Com - Warehouse | Electric Demand (MW) | Fuel Substitution | 0 | 0 | 0 | 0 | 0 | 0.035547 | 0.035405 | 0.035264 | 0.035124 | 0.034984 | 0.034844 | 0.034705 | 0.034567
Scenario 1: Reference | SCE | Com | WaterHeat | Com - Warehouse | Electric Energy (GWh/year) | Energy Efficiency | 2.2887 | 2.2995 | 2.3111 | 2.3238 | 2.338 | 2.3533 | 2.3695 | 2.3867 | 2.4046 | 2.4232 | 2.4426 | 2.4626 | 2.4832
Scenario 1: Reference | SCE | Com | WaterHeat | Com - Warehouse | Electric Energy (GWh/year) | Fuel Substitution | -1.6667 | -1.6601 | -1.6535 | -1.6469 | -1.6403 | 1.1077 | 1.1033 | 1.0989 | 1.0945 | 1.0901 | 1.0858 | 1.0814 | 1.0771
Scenario 1: Reference | SCE | Com | WaterHeat | Com - Warehouse | Gas Energy (MMTherm/year) | Fuel Substitution | 0.19142 | 0.19066 | 0.1899 | 0.18914 | 0.18839 | 0 | 0 | 0 | 0 | 0 | 0 | 0 | 0
Scenario 1: Reference | SCE | Res | AppPlug | Res - Multi Family | Electric Demand (MW) | Energy Efficiency | 5.3661 | 5.4409 | 5.5161 | 5.589 | 5.66 | 5.727 | 5.7902 | 5.8496 | 5.9049 | 5.9564 | 6.0044 | 6.0494 | 6.0917
Scenario 1: Reference | SCE | Res | AppPlug | Res - Multi Family | Electric Energy (GWh/year) | Energy Efficiency | 88.9857 | 90.2255 | 91.4724 | 92.6821 | 93.8591 | 94.9701 | 96.019 | 97.0029 | 97.921 | 98.775 | 99.5704 | 100.3171 | 101.0177
Scenario 1: Reference | SCE | Res | AppPlug | Res - Multi Family | Electric Energy (GWh/year) | Fuel Substitution | -33.5678 | -33.8925 | -34.2218 | -65.2282 | -65.8843 | -61.3716 | -61.9677 | -62.5287 | -63.0536 | -63.5431 | -64.0003 | -64.4305 | -64.8351
Scenario 1: Reference | SCE | Res | AppPlug | Res - Multi Family | Gas Energy (MMTherm/year) | Energy Efficiency | -0.013409 | -0.013596 | -0.013784 | -0.013966 | -0.014143 | -0.014311 | -0.014469 | -0.014617 | -0.014755 | -0.014884 | -0.015004 | -0.015116 | -0.015222
Scenario 1: Reference | SCE | Res | AppPlug | Res - Multi Family | Gas Energy (MMTherm/year) | Fuel Substitution | 3.6839 | 3.713 | 3.7425 | 5.5416 | 5.5894 | 4.5889 | 4.6333 | 4.675 | 4.7141 | 4.7505 | 4.7846 | 4.8166 | 4.8467
Scenario 1: Reference | SCE | Res | AppPlug | Res - Single Family | Electric Demand (MW) | Energy Efficiency | 25.1725 | 25.4027 | 25.6505 | 25.8983 | 26.1476 | 26.3862 | 26.6095 | 26.8161 | 27.0073 | 27.1847 | 27.3499 | 27.5043 | 27.6488
Scenario 1: Reference | SCE | Res | AppPlug | Res - Single Family | Electric Energy (GWh/year) | Energy Efficiency | 454.0401 | 458.1922 | 462.6611 | 467.1316 | 471.6268 | 475.9318 | 479.9582 | 483.6849 | 487.1335 | 490.3338 | 493.3136 | 496.0989 | 498.7042
Scenario 1: Reference | SCE | Res | AppPlug | Res - Single Family | Electric Energy (GWh/year) | Fuel Substitution | -265.5303 | -267.3071 | -269.2168 | -506.2735 | -510.5511 | -440.2978 | -444.1611 | -447.7371 | -451.0471 | -454.1194 | -456.9803 | -459.6539 | -462.1535
Scenario 1: Reference | SCE | Res | AppPlug | Res - Single Family | Gas Energy (MMTherm/year) | Energy Efficiency | -0.43398 | -0.43795 | -0.44222 | -0.44649 | -0.45079 | -0.4549 | -0.45875 | -0.46231 | -0.46561 | -0.46867 | -0.47151 | -0.47418 | -0.47667
Scenario 1: Reference | SCE | Res | AppPlug | Res - Single Family | Gas Energy (MMTherm/year) | Fuel Substitution | 28.5962 | 28.7163 | 28.8457 | 42.5414 | 42.8073 | 27.9705 | 28.2155 | 28.4424 | 28.6524 | 28.8473 | 29.0287 | 29.1983 | 29.3569
Scenario 1: Reference | SCE | Res | BldgEnv | Res - Multi Family | Electric Demand (MW) | Energy Efficiency | 11.9795 | 11.9757 | 11.9721 | 11.9681 | 11.9637 | 11.9586 | 11.9527 | 11.9462 | 11.9389 | 11.9309 | 11.9222 | 11.913 | 11.9033
Scenario 1: Reference | SCE | Res | BldgEnv | Res - Multi Family | Electric Energy (GWh/year) | Energy Efficiency | 25.8235 | 25.807 | 25.7907 | 25.7738 | 25.7563 | 25.7376 | 25.7178 | 25.6968 | 25.6746 | 25.6512 | 25.6268 | 25.6015 | 25.5754
Scenario 1: Reference | SCE | Res | BldgEnv | Res - Multi Family | Gas Energy (MMTherm/year) | Energy Efficiency | 3.6085 | 3.607 | 3.6055 | 3.604 | 3.6023 | 3.6004 | 3.5983 | 3.5961 | 3.5936 | 3.5909 | 3.588 | 3.585 | 3.5819
Scenario 1: Reference | SCE | Res | BldgEnv | Res - Single Family | Electric Demand (MW) | Energy Efficiency | 237.9274 | 238.102 | 238.2983 | 238.4948 | 238.693 | 238.8784 | 239.0447 | 239.1907 | 239.3177 | 239.4279 | 239.5231 | 239.605 | 239.6748
Scenario 1: Reference | SCE | Res | BldgEnv | Res - Single Family | Electric Energy (GWh/year) | Energy Efficiency | 304.2178 | 304.3524 | 304.5083 | 304.6645 | 304.8223 | 304.9675 | 305.0941 | 305.2007 | 305.2887 | 305.3601 | 305.4169 | 305.4606 | 305.4924
Scenario 1: Reference | SCE | Res | BldgEnv | Res - Single Family | Gas Energy (MMTherm/year) | Energy Efficiency | 43.7294 | 43.7671 | 43.8092 | 43.8514 | 43.8939 | 43.9338 | 43.9698 | 44.0017 | 44.0298 | 44.0544 | 44.0761 | 44.095 | 44.1115
Scenario 1: Reference | SCE | Res | HVAC | Res - Multi Family | Electric Demand (MW) | Energy Efficiency | 61.7874 | 61.9064 | 62.0266 | 62.141 | 62.2504 | 62.3493 | 62.4384 | 62.5172 | 62.5856 | 62.6439 | 62.693 | 62.7344 | 62.7685
Scenario 1: Reference | SCE | Res | HVAC | Res - Multi Family | Electric Demand (MW) | Fuel Substitution | 0 | 0 | 0 | 0 | 0 | 7.8944 | 7.8813 | 7.8681 | 7.855 | 7.8418 | 7.8288 | 7.8157 | 7.8026
Scenario 1: Reference | SCE | Res | HVAC | Res - Multi Family | Electric Energy (GWh/year) | Energy Efficiency | 89.3129 | 89.6989 | 90.0877 | 90.4624 | 90.8246 | 91.1615 | 91.4747 | 91.7629 | 92.0259 | 92.2644 | 92.4805 | 92.6779 | 92.8577
Scenario 1: Reference | SCE | Res | HVAC | Res - Multi Family | Electric Energy (GWh/year) | Fuel Substitution | -5.8855 | -5.8757 | -5.8658 | -5.856 | -5.8463 | 26.9424 | 26.8974 | 26.8525 | 26.8077 | 26.7629 | 26.7182 | 26.6736 | 26.6291
Scenario 1: Reference | SCE | Res | HVAC | Res - Multi Family | Gas Energy (MMTherm/year) | Energy Efficiency | 0.12345 | 0.1256 | 0.12776 | 0.12986 | 0.1319 | 0.13383 | 0.13566 | 0.13737 | 0.13898 | 0.14047 | 0.14186 | 0.14318 | 0.14441
Scenario 1: Reference | SCE | Res | HVAC | Res - Multi Family | Gas Energy (MMTherm/year) | Fuel Substitution | 5.0433 | 5.0349 | 5.0265 | 5.0181 | 5.0097 | 8.1865e-08 | 8.1729e-08 | 8.1592e-08 | 8.1456e-08 | 8.132e-08 | 8.1184e-08 | 8.1049e-08 | 8.0913e-08
Scenario 1: Reference | SCE | Res | HVAC | Res - Single Family | Electric Demand (MW) | Energy Efficiency | 708.4052 | 709.8182 | 711.3601 | 712.9029 | 714.4557 | 715.9315 | 717.2941 | 718.535 | 719.663 | 720.6902 | 721.6279 | 722.4868 | 723.2725
Scenario 1: Reference | SCE | Res | HVAC | Res - Single Family | Electric Demand (MW) | Fuel Substitution | 0 | 0 | 0 | 0 | 0 | 174.0408 | 173.9494 | 173.8581 | 173.7669 | 173.6757 | 173.5845 | 173.4934 | 173.4024
Scenario 1: Reference | SCE | Res | HVAC | Res - Single Family | Electric Energy (GWh/year) | Energy Efficiency | 865.5729 | 867.5905 | 869.7867 | 871.9839 | 874.1951 | 876.2995 | 878.2472 | 880.0263 | 881.649 | 883.132 | 884.4911 | 885.7409 | 886.8894
Scenario 1: Reference | SCE | Res | HVAC | Res - Single Family | Electric Energy (GWh/year) | Fuel Substitution | -389.5682 | -389.3638 | -389.1594 | -575.6171 | -575.315 | 486.2968 | 486.0416 | 485.7865 | 485.5315 | 485.2767 | 485.022 | 484.7674 | 484.5129
Scenario 1: Reference | SCE | Res | HVAC | Res - Single Family | Gas Energy (MMTherm/year) | Energy Efficiency | 0.73296 | 0.74744 | 0.76299 | 0.77855 | 0.79419 | 0.80919 | 0.82324 | 0.83628 | 0.84838 | 0.85964 | 0.87015 | 0.88 | 0.88924
Scenario 1: Reference | SCE | Res | HVAC | Res - Single Family | Gas Energy (MMTherm/year) | Fuel Substitution | 100.7527 | 100.6999 | 100.647 | 111.6749 | 111.6163 | 0 | 0 | 0 | 0 | 0 | 0 | 0 | 0
Scenario 1: Reference | SCE | Res | WaterHeat | Res - Multi Family | Electric Demand (MW) | Energy Efficiency | 7.6554 | 7.7621 | 7.8693 | 7.9734 | 8.0747 | 8.1703 | 8.2605 | 8.3451 | 8.4241 | 8.4976 | 8.566 | 8.6303 | 8.6905
Scenario 1: Reference | SCE | Res | WaterHeat | Res - Multi Family | Electric Demand (MW) | Fuel Substitution | 0 | 0 | 0 | 0 | 0 | 27.1444 | 27.0991 | 27.0538 | 27.0086 | 26.9635 | 26.9185 | 26.8736 | 26.8287
Scenario 1: Reference | SCE | Res | WaterHeat | Res - Multi Family | Electric Energy (GWh/year) | Energy Efficiency | 40.5885 | 41.154 | 41.7227 | 42.2745 | 42.8114 | 43.3181 | 43.7966 | 44.2454 | 44.6641 | 45.0536 | 45.4165 | 45.7571 | 46.0766
Scenario 1: Reference | SCE | Res | WaterHeat | Res - Multi Family | Electric Energy (GWh/year) | Fuel Substitution | -12457.4231 | -12436.6205 | -12415.8526 | -12395.1193 | -12374.4207 | 162.3954 | 162.1242 | 161.8535 | 161.5832 | 161.3134 | 161.044 | 160.7751 | 160.5066
Scenario 1: Reference | SCE | Res | WaterHeat | Res - Multi Family | Gas Energy (MMTherm/year) | Fuel Substitution | 882.8835 | 881.4092 | 879.9373 | 878.4679 | 877.001 | 0 | 0 | 0 | 0 | 0 | 0 | 0 | 0
Scenario 1: Reference | SCE | Res | WaterHeat | Res - Single Family | Electric Demand (MW) | Energy Efficiency | 13.7134 | 13.8388 | 13.9738 | 14.1088 | 14.2446 | 14.3746 | 14.4962 | 14.6087 | 14.7129 | 14.8096 | 14.8996 | 14.9837 | 15.0624
Scenario 1: Reference | SCE | Res | WaterHeat | Res - Single Family | Electric Demand (MW) | Fuel Substitution | 0 | 0 | 0 | 0 | 0 | 235.3428 | 235.2193 | 235.0959 | 234.9725 | 234.8491 | 234.7259 | 234.6027 | 234.4795
Scenario 1: Reference | SCE | Res | WaterHeat | Res - Single Family | Electric Energy (GWh/year) | Energy Efficiency | 70.418 | 71.062 | 71.755 | 72.4484 | 73.1456 | 73.8132 | 74.4377 | 75.0157 | 75.5505 | 76.0469 | 76.509 | 76.941 | 77.345
Scenario 1: Reference | SCE | Res | WaterHeat | Res - Single Family | Electric Energy (GWh/year) | Fuel Substitution | -1724.7547 | -1723.8494 | -1722.9446 | -1722.0403 | -1721.1365 | 1415.6428 | 1414.8998 | 1414.1572 | 1413.4149 | 1412.6731 | 1411.9316 | 1411.1906 | 1410.4499
Scenario 1: Reference | SCE | Res | WaterHeat | Res - Single Family | Gas Energy (MMTherm/year) | Fuel Substitution | 254.3989 | 254.2654 | 254.1319 | 253.9985 | 253.8652 | 0 | 0 | 0 | 0 | 0 | 0 | 0 | 0
Scenario 1: Reference | SCG | Com | AppPlug | Com - College | Gas Energy (MMTherm/year) | Energy Efficiency | 0.10757 | 0.10703 | 0.10649 | 0.10595 | 0.10542 | 0.10489 | 0.10436 | 0.10384 | 0.10331 | 0.10279 | 0.10228 | 0.10176 | 0.10125
Scenario 1: Reference | SCG | Com | AppPlug | Com - Health | Gas Energy (MMTherm/year) | Energy Efficiency | 26.6816 | 26.8367 | 26.9996 | 27.1611 | 27.3272 | 27.4949 | 27.6705 | 27.8474 | 28.025 | 28.1979 | 28.3648 | 28.5389 | 28.7219
Scenario 1: Reference | SCG | Com | AppPlug | Com - Lodging | Gas Energy (MMTherm/year) | Energy Efficiency | 19.4091 | 19.5868 | 19.7684 | 19.9519 | 20.1398 | 20.3329 | 20.531 | 20.7334 | 20.938 | 21.1438 | 21.3515 | 21.5606 | 21.771
Scenario 1: Reference | SCG | Com | AppPlug | Com - Other | Gas Energy (MMTherm/year) | Energy Efficiency | 0.46803 | 0.47235 | 0.47685 | 0.48153 | 0.47878 | 0.49137 | 0.49658 | 0.50195 | 0.50742 | 0.51303 | 0.51879 | 0.52467 | 0.53069
Scenario 1: Reference | SCG | Com | BldgEnv | Com - College | Electric Demand (MW) | Energy Efficiency | 0.50129 | 0.49911 | 0.49695 | 0.49482 | 0.49271 | 0.49062 | 0.48855 | 0.4865 | 0.48446 | 0.48244 | 0.48043 | 0.47845 | 0.47648
Scenario 1: Reference | SCG | Com | BldgEnv | Com - College | Electric Energy (GWh/year) | Energy Efficiency | 0.17106 | 0.17032 | 0.16958 | 0.16886 | 0.16813 | 0.16742 | 0.16672 | 0.16602 | 0.16532 | 0.16463 | 0.16394 | 0.16327 | 0.1626
Scenario 1: Reference | SCG | Com | BldgEnv | Com - College | Gas Energy (MMTherm/year) | Energy Efficiency | 0.13915 | 0.13854 | 0.13795 | 0.13736 | 0.13677 | 0.13619 | 0.13561 | 0.13504 | 0.13448 | 0.13392 | 0.13336 | 0.13281 | 0.13226
Scenario 1: Reference | SCG | Com | BldgEnv | Com - Grocery | Electric Demand (MW) | Energy Efficiency | 0.89238 | 0.88525 | 0.8782 | 0.87123 | 0.86435 | 0.85756 | 0.85085 | 0.84423 | 0.83769 | 0.83124 | 0.82485 | 0.81855 | 0.81232
Scenario 1: Reference | SCG | Com | BldgEnv | Com - Grocery | Electric Energy (GWh/year) | Energy Efficiency | 0.30452 | 0.30209 | 0.29968 | 0.2973 | 0.29495 | 0.29264 | 0.29035 | 0.28809 | 0.28586 | 0.28366 | 0.28148 | 0.27933 | 0.2772
Scenario 1: Reference | SCG | Com | BldgEnv | Com - Grocery | Gas Energy (MMTherm/year) | Energy Efficiency | 0.16909 | 0.16774 | 0.1664 | 0.16508 | 0.16378 | 0.16249 | 0.16122 | 0.15997 | 0.15873 | 0.1575 | 0.15629 | 0.1551 | 0.15392
Scenario 1: Reference | SCG | Com | BldgEnv | Com - Health | Electric Demand (MW) | Energy Efficiency | 0.70491 | 0.70335 | 0.70182 | 0.70029 | 0.69878 | 0.69729 | 0.69583 | 0.69438 | 0.69294 | 0.69149 | 0.69003 | 0.68859 | 0.6872
Scenario 1: Reference | SCG | Com | BldgEnv | Com - Health | Electric Energy (GWh/year) | Energy Efficiency | 0.33816 | 0.33741 | 0.33668 | 0.33595 | 0.33522 | 0.33451 | 0.33381 | 0.33311 | 0.33242 | 0.33172 | 0.33102 | 0.33034 | 0.32967
Scenario 1: Reference | SCG | Com | BldgEnv | Com - Health | Gas Energy (MMTherm/year) | Energy Efficiency | 0.15623 | 0.15589 | 0.15555 | 0.15521 | 0.15487 | 0.15454 | 0.15422 | 0.1539 | 0.15358 | 0.15326 | 0.15293 | 0.15262 | 0.15231
Scenario 1: Reference | SCG | Com | BldgEnv | Com - Lodging | Electric Demand (MW) | Energy Efficiency | 0.6854 | 0.6809 | 0.67646 | 0.67207 | 0.66773 | 0.66345 | 0.65922 | 0.65505 | 0.65092 | 0.64684 | 0.6428 | 0.6388 | 0.63484
Scenario 1: Reference | SCG | Com | BldgEnv | Com - Lodging | Electric Energy (GWh/year) | Energy Efficiency | 0.44723 | 0.44429 | 0.4414 | 0.43853 | 0.4357 | 0.4329 | 0.43015 | 0.42742 | 0.42473 | 0.42206 | 0.41943 | 0.41682 | 0.41424
Scenario 1: Reference | SCG | Com | BldgEnv | Com - Lodging | Gas Energy (MMTherm/year) | Energy Efficiency | 0.087686 | 0.087111 | 0.086543 | 0.085981 | 0.085425 | 0.084878 | 0.084337 | 0.083803 | 0.083275 | 0.082752 | 0.082236 | 0.081724 | 0.081218
Scenario 1: Reference | SCG | Com | BldgEnv | Com - Office (Large) | Electric Demand (MW) | Energy Efficiency | 1.9033 | 1.8491 | 1.7967 | 1.746 | 1.6971 | 1.6499 | 1.6043 | 1.5603 | 1.5177 | 1.4766 | 1.4369 | 1.3986 | 1.3615
Scenario 1: Reference | SCG | Com | BldgEnv | Com - Office (Large) | Electric Energy (GWh/year) | Energy Efficiency | 0.6495 | 0.63099 | 0.6131 | 0.59581 | 0.57912 | 0.56301 | 0.54745 | 0.53244 | 0.51792 | 0.5039 | 0.49035 | 0.47725 | 0.46461
Scenario 1: Reference | SCG | Com | BldgEnv | Com - Office (Large) | Gas Energy (MMTherm/year) | Energy Efficiency | 0.2315 | 0.2249 | 0.21853 | 0.21236 | 0.20641 | 0.20067 | 0.19513 | 0.18977 | 0.1846 | 0.1796 | 0.17477 | 0.17011 | 0.1656
Scenario 1: Reference | SCG | Com | BldgEnv | Com - Office (Small) | Electric Demand (MW) | Energy Efficiency | 0.81287 | 0.80547 | 0.79817 | 0.79094 | 0.67206 | 0.67431 | 0.6684 | 0.66256 | 0.65679 | 0.65109 | 0.64546 | 0.6399 | 0.6344
Scenario 1: Reference | SCG | Com | BldgEnv | Com - Office (Small) | Electric Energy (GWh/year) | Energy Efficiency | 0.27739 | 0.27487 | 0.27237 | 0.26991 | 0.22934 | 0.23011 | 0.22809 | 0.2261 | 0.22413 | 0.22218 | 0.22026 | 0.21836 | 0.21649
Scenario 1: Reference | SCG | Com | BldgEnv | Com - Office (Small) | Gas Energy (MMTherm/year) | Energy Efficiency | 0.098868 | 0.097969 | 0.09708 | 0.096202 | 0.081742 | 0.082015 | 0.081297 | 0.080587 | 0.079885 | 0.079192 | 0.078507 | 0.07783 | 0.077161
Scenario 1: Reference | SCG | Com | BldgEnv | Com - Other | Electric Demand (MW) | Energy Efficiency | 1.5013 | 1.4926 | 1.4841 | 1.4756 | 1.4656 | 1.459 | 1.4508 | 1.4427 | 1.4347 | 1.4269 | 1.4191 | 1.4113 | 1.4037
Scenario 1: Reference | SCG | Com | BldgEnv | Com - Other | Electric Energy (GWh/year) | Energy Efficiency | 0.51257 | 0.50961 | 0.50668 | 0.50379 | 0.50038 | 0.49811 | 0.49532 | 0.49256 | 0.48984 | 0.48714 | 0.48448 | 0.48185 | 0.47925
Scenario 1: Reference | SCG | Com | BldgEnv | Com - Other | Gas Energy (MMTherm/year) | Energy Efficiency | 0.45068 | 0.44808 | 0.4455 | 0.44296 | 0.43996 | 0.43796 | 0.43551 | 0.43309 | 0.43069 | 0.42833 | 0.42598 | 0.42367 | 0.42138
Scenario 1: Reference | SCG | Com | BldgEnv | Com - Refrig. Warehouse | Electric Demand (MW) | Energy Efficiency | 0.14678 | 0.14615 | 0.12938 | 0.12977 | 0.12922 | 0.12868 | 0.12814 | 0.1276 | 0.12707 | 0.12654 | 0.12602 | 0.12551 | 0.125
Scenario 1: Reference | SCG | Com | BldgEnv | Com - Refrig. Warehouse | Electric Energy (GWh/year) | Energy Efficiency | 0.05024 | 0.050023 | 0.044284 | 0.044419 | 0.044231 | 0.044044 | 0.043858 | 0.043675 | 0.043493 | 0.043313 | 0.043135 | 0.042958 | 0.042784
Scenario 1: Reference | SCG | Com | BldgEnv | Com - Refrig. Warehouse | Gas Energy (MMTherm/year) | Energy Efficiency | 0.028091 | 0.02797 | 0.024761 | 0.024836 | 0.024731 | 0.024627 | 0.024523 | 0.02442 | 0.024319 | 0.024218 | 0.024118 | 0.02402 | 0.023922
Scenario 1: Reference | SCG | Com | BldgEnv | Com - Restaurant | Electric Demand (MW) | Energy Efficiency | 0.38786 | 0.38533 | 0.38286 | 0.38043 | 0.37806 | 0.37573 | 0.37343 | 0.37118 | 0.36896 | 0.36678 | 0.36464 | 0.36254 | 0.36047
Scenario 1: Reference | SCG | Com | BldgEnv | Com - Restaurant | Electric Energy (GWh/year) | Energy Efficiency | 0.13235 | 0.13149 | 0.13065 | 0.12982 | 0.12901 | 0.12821 | 0.12743 | 0.12666 | 0.12591 | 0.12516 | 0.12443 | 0.12371 | 0.12301
Scenario 1: Reference | SCG | Com | BldgEnv | Com - Restaurant | Gas Energy (MMTherm/year) | Energy Efficiency | 0.10296 | 0.10229 | 0.10163 | 0.10098 | 0.10035 | 0.099735 | 0.099126 | 0.098528 | 0.09794 | 0.097362 | 0.096794 | 0.096235 | 0.095686
Scenario 1: Reference | SCG | Com | BldgEnv | Com - Retail | Electric Demand (MW) | Energy Efficiency | 2.8842 | 2.8635 | 2.8429 | 2.8227 | 2.7927 | 2.7766 | 2.7571 | 2.7378 | 2.7188 | 2.6999 | 2.6813 | 2.6629 | 2.6447
Scenario 1: Reference | SCG | Com | BldgEnv | Com - Retail | Electric Energy (GWh/year) | Energy Efficiency | 0.98423 | 0.97715 | 0.97015 | 0.96322 | 0.95301 | 0.94751 | 0.94085 | 0.93428 | 0.92777 | 0.92135 | 0.91499 | 0.90871 | 0.90249
Scenario 1: Reference | SCG | Com | BldgEnv | Com - Retail | Gas Energy (MMTherm/year) | Energy Efficiency | 1.0407 | 1.0332 | 1.0258 | 1.0185 | 1.0077 | 1.0019 | 0.99484 | 0.98788 | 0.98101 | 0.97421 | 0.96749 | 0.96085 | 0.95428
Scenario 1: Reference | SCG | Com | BldgEnv | Com - School | Electric Demand (MW) | Energy Efficiency | 0.53605 | 0.52454 | 0.51334 | 0.50242 | 0.49178 | 0.48142 | 0.47132 | 0.46147 | 0.45188 | 0.44255 | 0.43347 | 0.42463 | 0.41603
Scenario 1: Reference | SCG | Com | BldgEnv | Com - School | Electric Energy (GWh/year) | Energy Efficiency | 0.18292 | 0.179 | 0.17517 | 0.17145 | 0.16782 | 0.16428 | 0.16083 | 0.15748 | 0.1542 | 0.15102 | 0.14792 | 0.1449 | 0.14197
Scenario 1: Reference | SCG | Com | BldgEnv | Com - School | Gas Energy (MMTherm/year) | Energy Efficiency | 0.065199 | 0.063799 | 0.062437 | 0.061109 | 0.059815 | 0.058554 | 0.057326 | 0.056128 | 0.054962 | 0.053827 | 0.052722 | 0.051647 | 0.050601
Scenario 1: Reference | SCG | Com | BldgEnv | Com - Warehouse | Electric Demand (MW) | Energy Efficiency | 2.4059 | 2.3977 | 2.3896 | 2.3816 | 2.3737 | 2.3659 | 2.3581 | 2.3505 | 2.343 | 2.3355 | 2.3281 | 2.3208 | 2.3136
Scenario 1: Reference | SCG | Com | BldgEnv | Com - Warehouse | Electric Energy (GWh/year) | Energy Efficiency | 1.5685 | 1.5631 | 1.5578 | 1.5526 | 1.5475 | 1.5424 | 1.5373 | 1.5324 | 1.5274 | 1.5226 | 1.5178 | 1.513 | 1.5083
Scenario 1: Reference | SCG | Com | BldgEnv | Com - Warehouse | Gas Energy (MMTherm/year) | Energy Efficiency | 0.4974 | 0.4957 | 0.49403 | 0.49237 | 0.49073 | 0.48911 | 0.48752 | 0.48594 | 0.48438 | 0.48284 | 0.48131 | 0.4798 | 0.4783
Scenario 1: Reference | SCG | Com | ComRefrig | Com - Grocery | Electric Demand (MW) | Energy Efficiency | 4.3151 | 4.276 | 4.2373 | 4.1989 | 4.1609 | 4.1232 | 4.0859 | 4.0489 | 4.0122 | 3.9759 | 3.9399 | 3.9042 | 3.8688
Scenario 1: Reference | SCG | Com | ComRefrig | Com - Grocery | Electric Energy (GWh/year) | Energy Efficiency | 43.8381 | 43.4411 | 43.0477 | 42.6578 | 42.2715 | 41.8887 | 41.5093 | 41.1334 | 40.7609 | 40.3918 | 40.026 | 39.6635 | 39.3043
Scenario 1: Reference | SCG | Com | ComRefrig | Com - Grocery | Gas Energy (MMTherm/year) | Energy Efficiency | 2.4928 | 2.4703 | 2.4479 | 2.4257 | 2.4037 | 2.382 | 2.3604 | 2.339 | 2.3178 | 2.2969 | 2.2761 | 2.2554 | 2.235
Scenario 1: Reference | SCG | Com | ComRefrig | Com - Restaurant | Electric Demand (MW) | Energy Efficiency | 0.221 | 0.21906 | 0.21714 | 0.21523 | 0.21334 | 0.21147 | 0.20961 | 0.20777 | 0.20595 | 0.20414 | 0.20235 | 0.20057 | 0.19881
Scenario 1: Reference | SCG | Com | ComRefrig | Com - Restaurant | Electric Energy (GWh/year) | Energy Efficiency | 2.2452 | 2.2255 | 2.206 | 2.1866 | 2.1674 | 2.1484 | 2.1295 | 2.1108 | 2.0923 | 2.0739 | 2.0557 | 2.0377 | 2.0198
Scenario 1: Reference | SCG | Com | ComRefrig | Com - Restaurant | Gas Energy (MMTherm/year) | Energy Efficiency | 0.12767 | 0.12655 | 0.12544 | 0.12434 | 0.12325 | 0.12217 | 0.12109 | 0.12003 | 0.11898 | 0.11793 | 0.1169 | 0.11587 | 0.11485
Scenario 1: Reference | SCG | Com | ComRefrig | Com - Retail | Electric Demand (MW) | Energy Efficiency | 4.624 | 4.5857 | 4.5477 | 4.51 | 4.462 | 4.425 | 4.3884 | 4.352 | 4.316 | 4.2802 | 4.2448 | 4.2096 | 4.1747
Scenario 1: Reference | SCG | Com | ComRefrig | Com - Retail | Electric Energy (GWh/year) | Energy Efficiency | 46.9759 | 46.5868 | 46.201 | 45.8183 | 45.3302 | 44.9548 | 44.5825 | 44.2132 | 43.847 | 43.4839 | 43.1237 | 42.7666 | 42.4124
Scenario 1: Reference | SCG | Com | ComRefrig | Com - Retail | Gas Energy (MMTherm/year) | Energy Efficiency | 2.6713 | 2.6491 | 2.6272 | 2.6054 | 2.5777 | 2.5563 | 2.5352 | 2.5142 | 2.4933 | 2.4727 | 2.4522 | 2.4319 | 2.4118
Scenario 1: Reference | SCG | Com | FoodServ | Com - College | Electric Demand (MW) | Energy Efficiency | 0.41133 | 0.41683 | 0.42254 | 0.42852 | 0.43455 | 0.44086 | 0.44744 | 0.45411 | 0.46087 | 0.46762 | 0.47442 | 0.4816 | 0.48881
Scenario 1: Reference | SCG | Com | FoodServ | Com - College | Electric Energy (GWh/year) | Energy Efficiency | 2.0132 | 2.0401 | 2.0681 | 2.0974 | 2.1269 | 2.1578 | 2.19 | 2.2227 | 2.2558 | 2.2888 | 2.3222 | 2.3573 | 2.3926
Scenario 1: Reference | SCG | Com | FoodServ | Com - College | Gas Energy (MMTherm/year) | Energy Efficiency | 0.082165 | 0.086088 | 0.090129 | 0.094323 | 0.098542 | 0.10292 | 0.10744 | 0.11201 | 0.11663 | 0.12124 | 0.12588 | 0.13073 | 0.13559
Scenario 1: Reference | SCG | Com | FoodServ | Com - Grocery | Electric Demand (MW) | Energy Efficiency | 1.6423 | 1.6665 | 1.6912 | 1.7164 | 1.7426 | 1.7696 | 1.7973 | 1.8259 | 1.8551 | 1.8848 | 1.9151 | 1.9458 | 1.977
Scenario 1: Reference | SCG | Com | FoodServ | Com - Grocery | Electric Energy (GWh/year) | Energy Efficiency | 8.0316 | 8.1501 | 8.2707 | 8.3944 | 8.5223 | 8.6546 | 8.7901 | 8.93 | 9.0732 | 9.2185 | 9.3668 | 9.5171 | 9.6696
Scenario 1: Reference | SCG | Com | FoodServ | Com - Grocery | Gas Energy (MMTherm/year) | Energy Efficiency | 0.505 | 0.55596 | 0.60733 | 0.65951 | 0.71273 | 0.76707 | 0.82221 | 0.87849 | 0.93555 | 0.99313 | 1.0514 | 1.1101 | 1.1694
Scenario 1: Reference | SCG | Com | FoodServ | Com - Health | Electric Demand (MW) | Energy Efficiency | 1.1203 | 1.1413 | 1.1631 | 1.1848 | 1.2068 | 1.2291 | 1.2521 | 1.2752 | 1.2984 | 1.3211 | 1.3432 | 1.366 | 1.3896
Scenario 1: Reference | SCG | Com | FoodServ | Com - Health | Electric Energy (GWh/year) | Energy Efficiency | 5.4806 | 5.5835 | 5.6903 | 5.7962 | 5.9043 | 6.0132 | 6.1259 | 6.2391 | 6.3526 | 6.4637 | 6.5717 | 6.6832 | 6.7991
Scenario 1: Reference | SCG | Com | FoodServ | Com - Health | Gas Energy (MMTherm/year) | Energy Efficiency | 0.21432 | 0.22994 | 0.24606 | 0.26207 | 0.27836 | 0.29475 | 0.31165 | 0.32861 | 0.34561 | 0.36228 | 0.37853 | 0.39524 | 0.41253
Scenario 1: Reference | SCG | Com | FoodServ | Com - Lodging | Electric Demand (MW) | Energy Efficiency | 0.65426 | 0.67076 | 0.68748 | 0.70428 | 0.72133 | 0.73868 | 0.75632 | 0.77419 | 0.79218 | 0.8102 | 0.82831 | 0.84647 | 0.86468
Scenario 1: Reference | SCG | Com | FoodServ | Com - Lodging | Electric Energy (GWh/year) | Energy Efficiency | 3.1992 | 3.28 | 3.3618 | 3.444 | 3.5274 | 3.6123 | 3.6986 | 3.7861 | 3.8741 | 3.9623 | 4.0509 | 4.1398 | 4.2289
Scenario 1: Reference | SCG | Com | FoodServ | Com - Lodging | Gas Energy (MMTherm/year) | Energy Efficiency | 0.15013 | 0.16803 | 0.18609 | 0.20419 | 0.22249 | 0.24102 | 0.25978 | 0.27872 | 0.29772 | 0.31674 | 0.3358 | 0.35489 | 0.37399
Scenario 1: Reference | SCG | Com | FoodServ | Com - Other | Electric Demand (MW) | Energy Efficiency | 2.2232 | 2.2566 | 2.2911 | 2.3267 | 2.3143 | 2.4009 | 2.4399 | 2.4798 | 2.5203 | 2.5618 | 2.6041 | 2.6471 | 2.6911
Scenario 1: Reference | SCG | Com | FoodServ | Com - Other | Electric Energy (GWh/year) | Energy Efficiency | 10.8076 | 10.9703 | 11.1386 | 11.3121 | 11.2518 | 11.674 | 11.8638 | 12.0585 | 12.2561 | 12.4579 | 12.6642 | 12.8742 | 13.0886
Scenario 1: Reference | SCG | Com | FoodServ | Com - Other | Gas Energy (MMTherm/year) | Energy Efficiency | 1.2644 | 1.33 | 1.3973 | 1.4662 | 1.4615 | 1.6082 | 1.6818 | 1.7569 | 1.8328 | 1.91 | 1.9884 | 2.0679 | 2.1487
Scenario 1: Reference | SCG | Com | FoodServ | Com - Restaurant | Electric Demand (MW) | Energy Efficiency | 5.9819 | 6.1164 | 6.2548 | 6.3977 | 6.5457 | 6.6969 | 6.8504 | 7.0071 | 7.1665 | 7.3282 | 7.4923 | 7.6584 | 7.8267
Scenario 1: Reference | SCG | Com | FoodServ | Com - Restaurant | Electric Energy (GWh/year) | Energy Efficiency | 29.2986 | 29.9573 | 30.6355 | 31.3352 | 32.06 | 32.8006 | 33.5528 | 34.3201 | 35.1011 | 35.8928 | 36.6966 | 37.5101 | 38.3345
Scenario 1: Reference | SCG | Com | FoodServ | Com - Restaurant | Gas Energy (MMTherm/year) | Energy Efficiency | 2.486 | 2.7557 | 3.0312 | 3.3131 | 3.6024 | 3.8962 | 4.1932 | 4.4945 | 4.7996 | 5.1077 | 5.4191 | 5.7332 | 6.0502
Scenario 1: Reference | SCG | Com | FoodServ | Com - Retail | Electric Demand (MW) | Energy Efficiency | 0.40805 | 0.41598 | 0.42401 | 0.43221 | 0.42808 | 0.44987 | 0.45866 | 0.46768 | 0.47684 | 0.48612 | 0.49555 | 0.50509 | 0.51476
Scenario 1: Reference | SCG | Com | FoodServ | Com - Retail | Electric Energy (GWh/year) | Energy Efficiency | 1.9987 | 2.0376 | 2.0769 | 2.1171 | 2.0969 | 2.2036 | 2.2467 | 2.2908 | 2.3357 | 2.3812 | 2.4274 | 2.4741 | 2.5215
Scenario 1: Reference | SCG | Com | FoodServ | Com - Retail | Gas Energy (MMTherm/year) | Energy Efficiency | 0.044263 | 0.045123 | 0.045994 | 0.046883 | 0.046436 | 0.048799 | 0.049753 | 0.050731 | 0.051725 | 0.052732 | 0.053755 | 0.05479 | 0.055838
Scenario 1: Reference | SCG | Com | FoodServ | Com - School | Electric Demand (MW) | Energy Efficiency | 0.71773 | 0.73633 | 0.75504 | 0.77383 | 0.79226 | 0.81079 | 0.82914 | 0.84736 | 0.8656 | 0.88396 | 0.90235 | 0.92096 | 0.93963
Scenario 1: Reference | SCG | Com | FoodServ | Com - School | Electric Energy (GWh/year) | Energy Efficiency | 3.4891 | 3.58 | 3.6714 | 3.7632 | 3.8532 | 3.9437 | 4.0333 | 4.1223 | 4.2113 | 4.301 | 4.3908 | 4.4817 | 4.5728
Scenario 1: Reference | SCG | Com | FoodServ | Com - School | Gas Energy (MMTherm/year) | Energy Efficiency | 0.22467 | 0.24016 | 0.2556 | 0.27097 | 0.28602 | 0.30103 | 0.31583 | 0.33046 | 0.34499 | 0.35951 | 0.37394 | 0.38842 | 0.40284
Scenario 1: Reference | SCG | Com | HVAC | Com - College | Electric Demand (MW) | Energy Efficiency | 3.1224 | 3.1424 | 3.1634 | 3.1857 | 3.2083 | 3.204 | 3.229 | 3.2545 | 3.2803 | 3.3062 | 3.3324 | 3.3603 | 3.3884
Scenario 1: Reference | SCG | Com | HVAC | Com - College | Electric Energy (GWh/year) | Energy Efficiency | 3.7833 | 3.8075 | 3.833 | 3.86 | 3.8874 | 3.7754 | 3.8048 | 3.8348 | 3.8652 | 3.8957 | 3.9264 | 3.9593 | 3.9924
Scenario 1: Reference | SCG | Com | HVAC | Com - College | Gas Energy (MMTherm/year) | Energy Efficiency | 0.44167 | 0.44449 | 0.44747 | 0.45062 | 0.45382 | 0.36492 | 0.36772 | 0.37058 | 0.37348 | 0.37638 | 0.37932 | 0.38245 | 0.38561
Scenario 1: Reference | SCG | Com | HVAC | Com - Grocery | Gas Energy (MMTherm/year) | Energy Efficiency | 0.9275 | 0.93326 | 0.93919 | 0.94539 | 0.95192 | 0.95536 | 0.96248 | 0.96995 | 0.97769 | 0.98561 | 0.99377 | 1.0021 | 1.0106
Scenario 1: Reference | SCG | Com | HVAC | Com - Health | Electric Demand (MW) | Energy Efficiency | 0.031581 | 0.031908 | 0.032249 | 0.032587 | 0.032933 | 0.0021921 | 0.0021921 | 0.0021921 | 0.0021921 | 0.0021921 | 0.0021921 | 0.0021921 | 0.0021921
Scenario 1: Reference | SCG | Com | HVAC | Com - Health | Electric Energy (GWh/year) | Energy Efficiency | 0.1577 | 0.15933 | 0.16104 | 0.16272 | 0.16445 | 0.010946 | 0.010946 | 0.010946 | 0.010946 | 0.010946 | 0.010946 | 0.010946 | 0.010946
Scenario 1: Reference | SCG | Com | HVAC | Com - Health | Gas Energy (MMTherm/year) | Energy Efficiency | 2.1265 | 2.1485 | 2.1715 | 2.1942 | 2.2175 | 2.1341 | 2.1573 | 2.1806 | 2.204 | 2.2268 | 2.249 | 2.2719 | 2.2959
Scenario 1: Reference | SCG | Com | HVAC | Com - Lodging | Electric Demand (MW) | Energy Efficiency | 0.01064 | 0.010782 | 0.010926 | 0.011072 | 0.01122 | 0.0011393 | 0.0011393 | 0.0011393 | 0.0011393 | 0.0011393 | 0.0011393 | 0.0011393 | 0.0011393
Scenario 1: Reference | SCG | Com | HVAC | Com - Lodging | Electric Energy (GWh/year) | Energy Efficiency | 0.053133 | 0.053841 | 0.054561 | 0.055286 | 0.056027 | 0.005689 | 0.005689 | 0.005689 | 0.005689 | 0.005689 | 0.005689 | 0.005689 | 0.005689
Scenario 1: Reference | SCG | Com | HVAC | Com - Lodging | Gas Energy (MMTherm/year) | Energy Efficiency | 1.1226 | 1.1376 | 1.1528 | 1.1681 | 1.1837 | 1.164 | 1.1798 | 1.1959 | 1.2121 | 1.2284 | 1.2448 | 1.2613 | 1.2778
Scenario 1: Reference | SCG | Com | HVAC | Com - Office (Large) | Electric Demand (MW) | Energy Efficiency | 0.13774 | 0.13901 | 0.14027 | 0.14156 | 0.14291 | 0.026983 | 0.026983 | 0.026983 | 0.026983 | 0.026983 | 0.026983 | 0.026983 | 0.026983
Scenario 1: Reference | SCG | Com | HVAC | Com - Office (Large) | Electric Energy (GWh/year) | Energy Efficiency | 0.68779 | 0.69413 | 0.70046 | 0.70689 | 0.71363 | 0.13474 | 0.13474 | 0.13474 | 0.13474 | 0.13474 | 0.13474 | 0.13474 | 0.13474
Scenario 1: Reference | SCG | Com | HVAC | Com - Office (Large) | Gas Energy (MMTherm/year) | Energy Efficiency | 1.0823 | 1.0923 | 1.1022 | 1.1124 | 1.123 | 0.77733 | 0.78437 | 0.79163 | 0.79892 | 0.80619 | 0.81356 | 0.82094 | 0.82838
Scenario 1: Reference | SCG | Com | HVAC | Com - Office (Small) | Electric Demand (MW) | Energy Efficiency | 2.2236 | 2.2409 | 2.2583 | 2.2761 | 1.9564 | 2.225 | 2.2429 | 2.2611 | 2.2794 | 2.298 | 2.3167 | 2.3356 | 2.3546
Scenario 1: Reference | SCG | Com | HVAC | Com - Office (Small) | Electric Energy (GWh/year) | Energy Efficiency | 3.494 | 3.5211 | 3.5486 | 3.5765 | 3.0741 | 3.1962 | 3.2217 | 3.2476 | 3.2739 | 3.3003 | 3.327 | 3.354 | 3.3811
Scenario 1: Reference | SCG | Com | HVAC | Com - Office (Small) | Gas Energy (MMTherm/year) | Energy Efficiency | 0.48247 | 0.48621 | 0.49001 | 0.49386 | 0.42448 | 0.23433 | 0.23606 | 0.23782 | 0.2396 | 0.24139 | 0.2432 | 0.24503 | 0.24687
Scenario 1: Reference | SCG | Com | HVAC | Com - Other | Electric Demand (MW) | Energy Efficiency | 53.8367 | 54.3336 | 54.8518 | 55.3896 | 55.073 | 56.5216 | 57.121 | 57.7387 | 58.368 | 59.0131 | 59.6752 | 60.3516 | 61.0445
Scenario 1: Reference | SCG | Com | HVAC | Com - Other | Electric Energy (GWh/year) | Energy Efficiency | 75.2577 | 75.9523 | 76.6766 | 77.4285 | 76.9859 | 79.0109 | 79.8488 | 80.7122 | 81.5919 | 82.4938 | 83.4193 | 84.3648 | 85.3335
Scenario 1: Reference | SCG | Com | HVAC | Com - Other | Gas Energy (MMTherm/year) | Energy Efficiency | 4.7071 | 4.7505 | 4.7959 | 4.8429 | 4.8152 | 4.8932 | 4.945 | 4.9985 | 5.0529 | 5.1087 | 5.166 | 5.2245 | 5.2845
Scenario 1: Reference | SCG | Com | HVAC | Com - Refrig. Warehouse | Gas Energy (MMTherm/year) | Energy Efficiency | 9.3714e-05 | 9.4633e-05 | 8.5322e-05 | 9.6424e-05 | 9.7297e-05 | 2.7673e-05 | 2.7683e-05 | 2.7693e-05 | 2.7703e-05 | 2.7713e-05 | 2.7723e-05 | 2.7734e-05 | 2.7745e-05
Scenario 1: Reference | SCG | Com | HVAC | Com - Restaurant | Electric Demand (MW) | Energy Efficiency | 3.1041 | 3.1433 | 3.1841 | 3.2266 | 3.2709 | 3.3164 | 3.3629 | 3.4105 | 3.4592 | 3.5088 | 3.5593 | 3.6105 | 3.6626
Scenario 1: Reference | SCG | Com | HVAC | Com - Restaurant | Electric Energy (GWh/year) | Energy Efficiency | 1.9841 | 2.0092 | 2.0353 | 2.0624 | 2.0908 | 2.1199 | 2.1496 | 2.18 | 2.2111 | 2.2428 | 2.2751 | 2.3079 | 2.3412
Scenario 1: Reference | SCG | Com | HVAC | Com - Restaurant | Gas Energy (MMTherm/year) | Energy Efficiency | 5.2322 | 5.2984 | 5.3672 | 5.4387 | 5.5134 | 5.5306 | 5.6079 | 5.6873 | 5.7684 | 5.8509 | 5.935 | 6.0204 | 6.1072
Scenario 1: Reference | SCG | Com | HVAC | Com - Retail | Electric Demand (MW) | Energy Efficiency | 9.4099 | 9.4901 | 9.572 | 9.6566 | 9.5604 | 9.7972 | 9.8905 | 9.9871 | 10.0859 | 10.1867 | 10.2899 | 10.3948 | 10.5016
Scenario 1: Reference | SCG | Com | HVAC | Com - Retail | Electric Energy (GWh/year) | Energy Efficiency | 8.1399 | 8.2093 | 8.2802 | 8.3533 | 8.2701 | 8.3165 | 8.3956 | 8.4775 | 8.5613 | 8.6468 | 8.7342 | 8.8231 | 8.9137
Scenario 1: Reference | SCG | Com | HVAC | Com - Retail | Gas Energy (MMTherm/year) | Energy Efficiency | 1.0007 | 1.0092 | 1.0179 | 1.0269 | 1.0167 | 0.91042 | 0.919 | 0.92789 | 0.93699 | 0.94626 | 0.95575 | 0.9654 | 0.97523
Scenario 1: Reference | SCG | Com | HVAC | Com - School | Electric Demand (MW) | Energy Efficiency | 4.1957 | 4.2343 | 4.2742 | 4.3152 | 4.3555 | 4.3491 | 4.3901 | 4.4314 | 4.4733 | 4.5165 | 4.5604 | 4.6058 | 4.6521
Scenario 1: Reference | SCG | Com | HVAC | Com - School | Electric Energy (GWh/year) | Energy Efficiency | 3.455 | 3.4868 | 3.5196 | 3.5534 | 3.5866 | 3.382 | 3.4135 | 3.4452 | 3.4775 | 3.5107 | 3.5445 | 3.5794 | 3.615
Scenario 1: Reference | SCG | Com | HVAC | Com - School | Gas Energy (MMTherm/year) | Energy Efficiency | 1.3155 | 1.3276 | 1.3401 | 1.3529 | 1.3656 | 1.2002 | 1.2112 | 1.2223 | 1.2336 | 1.2452 | 1.257 | 1.2692 | 1.2817
Scenario 1: Reference | SCG | Com | HVAC | Com - Warehouse | Gas Energy (MMTherm/year) | Energy Efficiency | 0.098653 | 0.099287 | 0.099946 | 0.10065 | 0.1014 | 0.10127 | 0.10211 | 0.103 | 0.10391 | 0.10486 | 0.10584 | 0.10685 | 0.10788
Scenario 1: Reference | SCG | Com | WaterHeat | Com - College | Electric Demand (MW) | Energy Efficiency | 0.00091766 | 0.00070085 | 0.00047832 | 0.00024849 | 1.7558e-05 | -0.0010883 | -0.0010883 | -0.0010883 | -0.0010883 | -0.0010883 | -0.0010883 | -0.0010883 | -0.0010883
Scenario 1: Reference | SCG | Com | WaterHeat | Com - College | Electric Energy (GWh/year) | Energy Efficiency | 0.0037403 | 0.0028836 | 0.0020042 | 0.001096 | 0.00018352 | -0.0042976 | -0.0042976 | -0.0042976 | -0.0042976 | -0.0042976 | -0.0042976 | -0.0042976 | -0.0042976
Scenario 1: Reference | SCG | Com | WaterHeat | Com - College | Gas Energy (MMTherm/year) | Energy Efficiency | 5.689 | 5.6711 | 5.6536 | 5.6366 | 5.6199 | 5.3925 | 5.3656 | 5.3389 | 5.3123 | 5.2858 | 5.2595 | 5.2333 | 5.2073
Scenario 1: Reference | SCG | Com | WaterHeat | Com - Grocery | Electric Demand (MW) | Energy Efficiency | 0.00020446 | 0.00020573 | 0.00020703 | 0.0002084 | 0.00020984 | 1.5625e-05 | 1.5625e-05 | 1.5625e-05 | 1.5625e-05 | 1.5625e-05 | 1.5625e-05 | 1.5625e-05 | 1.5625e-05
Scenario 1: Reference | SCG | Com | WaterHeat | Com - Grocery | Electric Energy (GWh/year) | Energy Efficiency | 0.0011117 | 0.0011187 | 0.0011258 | 0.0011332 | 0.001141 | 8.4962e-05 | 8.4962e-05 | 8.4962e-05 | 8.4962e-05 | 8.4962e-05 | 8.4962e-05 | 8.4962e-05 | 8.4962e-05
Scenario 1: Reference | SCG | Com | WaterHeat | Com - Grocery | Gas Energy (MMTherm/year) | Energy Efficiency | 3.1793 | 3.1514 | 3.1238 | 3.0965 | 3.0695 | 2.9952 | 2.9683 | 2.9416 | 2.9153 | 2.8891 | 2.8632 | 2.8375 | 2.8121
Scenario 1: Reference | SCG | Com | WaterHeat | Com - Health | Electric Demand (MW) | Energy Efficiency | 0.0013196 | 0.001012 | 0.00069506 | 0.00038035 | 6.0355e-05 | -0.0015338 | -0.0015338 | -0.0015338 | -0.0015338 | -0.0015338 | -0.0015338 | -0.0015338 | -0.0015338
Scenario 1: Reference | SCG | Com | WaterHeat | Com - Health | Electric Energy (GWh/year) | Energy Efficiency | 0.010754 | 0.0080806 | 0.0053257 | 0.0025902 | -0.00019132 | -0.013344 | -0.013344 | -0.013344 | -0.013344 | -0.013344 | -0.013344 | -0.013344 | -0.013344
Scenario 1: Reference | SCG | Com | WaterHeat | Com - Health | Gas Energy (MMTherm/year) | Energy Efficiency | 15.6451 | 15.6245 | 15.605 | 15.5855 | 15.5667 | 14.9282 | 14.8787 | 14.8293 | 14.7801 | 14.7311 | 14.6822 | 14.6335 | 14.585
Scenario 1: Reference | SCG | Com | WaterHeat | Com - Lodging | Electric Demand (MW) | Energy Efficiency | 0.0089799 | 0.0086385 | 0.0082955 | 0.0079527 | 0.0076079 | -0.0013408 | -0.0013408 | -0.0013408 | -0.0013408 | -0.0013408 | -0.0013408 | -0.0013408 | -0.0013408
Scenario 1: Reference | SCG | Com | WaterHeat | Com - Lodging | Electric Energy (GWh/year) | Energy Efficiency | 0.073932 | 0.07112 | 0.068295 | 0.065471 | 0.062631 | -0.011045 | -0.011045 | -0.011045 | -0.011045 | -0.011045 | -0.011045 | -0.011045 | -0.011045
Scenario 1: Reference | SCG | Com | WaterHeat | Com - Lodging | Gas Energy (MMTherm/year) | Energy Efficiency | 8.272 | 8.3113 | 8.352 | 8.3934 | 8.4364 | 5.0979 | 5.0609 | 5.0241 | 4.9877 | 4.9515 | 4.9156 | 4.8801 | 4.8448
Scenario 1: Reference | SCG | Com | WaterHeat | Com - Office (Large) | Electric Demand (MW) | Energy Efficiency | 0.00037482 | 0.00028284 | 0.00019326 | 0.0001057 | 1.9521e-05 | -0.0003789 | -0.0003789 | -0.0003789 | -0.0003789 | -0.0003789 | -0.0003789 | -0.0003789 | -0.0003789
Scenario 1: Reference | SCG | Com | WaterHeat | Com - Office (Large) | Electric Energy (GWh/year) | Energy Efficiency | 0.0076835 | 0.0058011 | 0.0039682 | 0.0021762 | 0.0004128 | -0.0077516 | -0.0077516 | -0.0077516 | -0.0077516 | -0.0077516 | -0.0077516 | -0.0077516 | -0.0077516
Scenario 1: Reference | SCG | Com | WaterHeat | Com - Office (Large) | Gas Energy (MMTherm/year) | Energy Efficiency | 7.6973 | 7.4874 | 7.2845 | 7.0886 | 6.8996 | 6.33 | 6.1324 | 5.9411 | 5.756 | 5.5768 | 5.4034 | 5.2355 | 5.073
Scenario 1: Reference | SCG | Com | WaterHeat | Com - Office (Small) | Electric Demand (MW) | Energy Efficiency | -2.1419e-06 | -4.2873e-06 | -6.4328e-06 | -8.5818e-06 | -8.5818e-06 | -8.5818e-06 | -8.5818e-06 | -8.5818e-06 | -8.5818e-06 | -8.5818e-06 | -8.5818e-06 | -8.5818e-06 | -8.5818e-06
Scenario 1: Reference | SCG | Com | WaterHeat | Com - Office (Small) | Electric Energy (GWh/year) | Energy Efficiency | -0.00026074 | -0.00052191 | -0.00078307 | -0.0010447 | -0.0010447 | -0.0010447 | -0.0010447 | -0.0010447 | -0.0010447 | -0.0010447 | -0.0010447 | -0.0010447 | -0.0010447
Scenario 1: Reference | SCG | Com | WaterHeat | Com - Office (Small) | Gas Energy (MMTherm/year) | Energy Efficiency | 2.3487 | 2.3271 | 2.3057 | 2.2846 | 1.9411 | 1.9212 | 1.9015 | 1.882 | 1.8628 | 1.8437 | 1.8248 | 1.8061 | 1.7876
Scenario 1: Reference | SCG | Com | WaterHeat | Com - Other | Electric Demand (MW) | Energy Efficiency | -0.00051445 | -0.0029366 | -0.0054113 | -0.0079343 | -0.0080548 | -0.0098506 | -0.0098506 | -0.0098506 | -0.0098506 | -0.0098506 | -0.0098506 | -0.0098506 | -0.0098506
Scenario 1: Reference | SCG | Com | WaterHeat | Com - Other | Electric Energy (GWh/year) | Energy Efficiency | -0.0033498 | -0.019442 | -0.035884 | -0.052646 | -0.053448 | -0.065444 | -0.065444 | -0.065444 | -0.065444 | -0.065444 | -0.065444 | -0.065444 | -0.065444
Scenario 1: Reference | SCG | Com | WaterHeat | Com - Other | Gas Energy (MMTherm/year) | Energy Efficiency | 27.351 | 27.3181 | 27.2898 | 27.2659 | 27.0905 | 26.3775 | 26.2019 | 26.0276 | 25.8545 | 25.6825 | 25.5118 | 25.3422 | 25.1738
Scenario 1: Reference | SCG | Com | WaterHeat | Com - Refrig. Warehouse | Electric Demand (MW) | Energy Efficiency | -8.7122e-06 | -1.0095e-05 | -1.0594e-05 | -2.2249e-05 | -2.3529e-05 | -2.7297e-05 | -2.7297e-05 | -2.7297e-05 | -2.7297e-05 | -2.7297e-05 | -2.7297e-05 | -2.7297e-05 | -2.7297e-05
Scenario 1: Reference | SCG | Com | WaterHeat | Com - Refrig. Warehouse | Electric Energy (GWh/year) | Energy Efficiency | -0.00010603 | -0.00012292 | -0.00012905 | -0.00027136 | -0.000287 | -0.00033332 | -0.00033332 | -0.00033332 | -0.00033332 | -0.00033332 | -0.00033332 | -0.00033332 | -0.00033332
Scenario 1: Reference | SCG | Com | WaterHeat | Com - Refrig. Warehouse | Gas Energy (MMTherm/year) | Energy Efficiency | 0.31253 | 0.31109 | 0.27531 | 0.27546 | 0.27421 | 0.27074 | 0.26934 | 0.26796 | 0.26658 | 0.2652 | 0.26384 | 0.26248 | 0.26113
Scenario 1: Reference | SCG | Com | WaterHeat | Com - Restaurant | Electric Demand (MW) | Energy Efficiency | -0.0024 | -0.0053262 | -0.0083084 | -0.011353 | -0.014471 | -0.014924 | -0.014924 | -0.014924 | -0.014924 | -0.014924 | -0.014924 | -0.014924 | -0.014924
Scenario 1: Reference | SCG | Com | WaterHeat | Com - Restaurant | Electric Energy (GWh/year) | Energy Efficiency | -0.012607 | -0.028049 | -0.043787 | -0.059853 | -0.076309 | -0.078756 | -0.078756 | -0.078756 | -0.078756 | -0.078756 | -0.078756 | -0.078756 | -0.078756
Scenario 1: Reference | SCG | Com | WaterHeat | Com - Restaurant | Gas Energy (MMTherm/year) | Energy Efficiency | 6.9973 | 7.0876 | 7.1814 | 7.2788 | 7.3806 | 7.2153 | 7.1599 | 7.1049 | 7.0505 | 6.9966 | 6.9432 | 6.8902 | 6.8378
Scenario 1: Reference | SCG | Com | WaterHeat | Com - Retail | Electric Demand (MW) | Energy Efficiency | -8.7185e-05 | -0.00017568 | -0.00026476 | -0.00035496 | -0.00035496 | -0.00035496 | -0.00035496 | -0.00035496 | -0.00035496 | -0.00035496 | -0.00035496 | -0.00035496 | -0.00035496
Scenario 1: Reference | SCG | Com | WaterHeat | Com - Retail | Electric Energy (GWh/year) | Energy Efficiency | -0.00056898 | -0.0011465 | -0.0017279 | -0.0023165 | -0.0023165 | -0.0023165 | -0.0023165 | -0.0023165 | -0.0023165 | -0.0023165 | -0.0023165 | -0.0023165 | -0.0023165
Scenario 1: Reference | SCG | Com | WaterHeat | Com - Retail | Gas Energy (MMTherm/year) | Energy Efficiency | 9.8486 | 9.7726 | 9.6972 | 9.6226 | 9.5203 | 9.4417 | 9.3636 | 9.2863 | 9.2095 | 9.1334 | 9.058 | 8.9831 | 8.9089
Scenario 1: Reference | SCG | Com | WaterHeat | Com - School | Electric Demand (MW) | Energy Efficiency | 2.1809e-05 | -0.00022186 | -0.00046346 | -0.00070276 | -0.00093688 | -0.0011747 | -0.0011747 | -0.0011747 | -0.0011747 | -0.0011747 | -0.0011747 | -0.0011747 | -0.0011747
Scenario 1: Reference | SCG | Com | WaterHeat | Com - School | Electric Energy (GWh/year) | Energy Efficiency | 0.00032044 | -0.0034636 | -0.0072155 | -0.010932 | -0.014567 | -0.018244 | -0.018244 | -0.018244 | -0.018244 | -0.018244 | -0.018244 | -0.018244 | -0.018244
Scenario 1: Reference | SCG | Com | WaterHeat | Com - School | Gas Energy (MMTherm/year) | Energy Efficiency | 9.1858 | 9.0111 | 8.8413 | 8.6763 | 8.5155 | 8.1542 | 7.9624 | 7.7753 | 7.5927 | 7.4145 | 7.2406 | 7.071 | 6.9054
Scenario 1: Reference | SCG | Com | WaterHeat | Com - Warehouse | Electric Demand (MW) | Energy Efficiency | 2.5731e-05 | 2.4941e-05 | 2.4137e-05 | 2.3306e-05 | 2.2438e-05 | -3.5339e-06 | -3.5339e-06 | -3.5339e-06 | -3.5339e-06 | -3.5339e-06 | -3.5339e-06 | -3.5339e-06 | -3.5339e-06
Scenario 1: Reference | SCG | Com | WaterHeat | Com - Warehouse | Electric Energy (GWh/year) | Energy Efficiency | 0.00078954 | 0.00076541 | 0.00074082 | 0.00071542 | 0.00068888 | -0.00010796 | -0.00010796 | -0.00010796 | -0.00010796 | -0.00010796 | -0.00010796 | -0.00010796 | -0.00010796
Scenario 1: Reference | SCG | Com | WaterHeat | Com - Warehouse | Gas Energy (MMTherm/year) | Energy Efficiency | 8.9364 | 8.9014 | 8.8666 | 8.8319 | 8.7975 | 8.7271 | 8.6923 | 8.6576 | 8.6231 | 8.5888 | 8.5546 | 8.5205 | 8.4865
Scenario 1: Reference | SCG | Res | AppPlug | Res - Multi Family | Electric Demand (MW) | Energy Efficiency | 1.8735 | 1.8955 | 1.9178 | 1.9395 | 1.9605 | 1.9804 | 1.9993 | 2.017 | 2.0336 | 2.0491 | 2.0636 | 2.0772 | 2.09
Scenario 1: Reference | SCG | Res | AppPlug | Res - Multi Family | Electric Energy (GWh/year) | Energy Efficiency | 12.3982 | 12.5438 | 12.6913 | 12.9439 | 13.0842 | 13.2171 | 13.3429 | 13.4614 | 13.5722 | 13.6755 | 13.772 | 13.8629 | 13.9483
Scenario 1: Reference | SCG | Res | AppPlug | Res - Multi Family | Gas Energy (MMTherm/year) | Energy Efficiency | 2.9844 | 3.001 | 3.0178 | 2.636 | 2.6472 | 2.6578 | 2.6676 | 2.6768 | 2.6852 | 2.6929 | 2.7 | 2.7065 | 2.7125
Scenario 1: Reference | SCG | Res | AppPlug | Res - Single Family | Electric Demand (MW) | Energy Efficiency | 4.0591 | 4.0977 | 4.1391 | 4.1806 | 4.2217 | 4.2611 | 4.2979 | 4.3319 | 4.3635 | 4.3927 | 4.42 | 4.4455 | 4.4693
Scenario 1: Reference | SCG | Res | AppPlug | Res - Single Family | Electric Energy (GWh/year) | Energy Efficiency | 24.8795 | 25.1161 | 25.3699 | 26.4561 | 26.7166 | 26.9659 | 27.199 | 27.4149 | 27.6146 | 27.8 | 27.9727 | 28.1341 | 28.2849
Scenario 1: Reference | SCG | Res | AppPlug | Res - Single Family | Gas Energy (MMTherm/year) | Energy Efficiency | 7.03 | 7.1055 | 7.1865 | 4.216 | 4.2655 | 4.304 | 4.34 | 4.3734 | 4.4043 | 4.4329 | 4.4596 | 4.4845 | 4.5078
Scenario 1: Reference | SCG | Res | BldgEnv | Res - Multi Family | Electric Demand (MW) | Energy Efficiency | 46.9544 | 46.9095 | 46.865 | 46.82 | 46.7741 | 46.7268 | 46.6783 | 46.6284 | 46.5771 | 46.5245 | 46.4706 | 46.4157 | 46.3599
Scenario 1: Reference | SCG | Res | BldgEnv | Res - Multi Family | Electric Energy (GWh/year) | Energy Efficiency | -10.6833 | -10.7207 | -10.7588 | -10.7957 | -10.831 | -10.8638 | -10.8944 | -10.9225 | -10.9482 | -10.9714 | -10.9924 | -11.0115 | -11.0289
Scenario 1: Reference | SCG | Res | BldgEnv | Res - Multi Family | Gas Energy (MMTherm/year) | Energy Efficiency | 11.3998 | 11.3908 | 11.3819 | 11.3729 | 11.3635 | 11.3538 | 11.3437 | 11.3331 | 11.3222 | 11.3108 | 11.299 | 11.2869 | 11.2746
Scenario 1: Reference | SCG | Res | BldgEnv | Res - Single Family | Electric Demand (MW) | Energy Efficiency | 479.5579 | 479.6811 | 479.8305 | 479.9801 | 480.1271 | 480.2578 | 480.3653 | 480.4476 | 480.5067 | 480.5451 | 480.5651 | 480.5688 | 480.5573
Scenario 1: Reference | SCG | Res | BldgEnv | Res - Single Family | Electric Energy (GWh/year) | Energy Efficiency | 50.9876 | 50.8563 | 50.7178 | 50.5793 | 50.4416 | 50.3084 | 50.1818 | 50.0623 | 49.9492 | 49.842 | 49.74 | 49.6426 | 49.5494
Scenario 1: Reference | SCG | Res | BldgEnv | Res - Single Family | Gas Energy (MMTherm/year) | Energy Efficiency | 87.4542 | 87.4959 | 87.5436 | 87.5914 | 87.6386 | 87.682 | 87.7199 | 87.752 | 87.7786 | 87.8004 | 87.8179 | 87.8315 | 87.8416
Scenario 1: Reference | SCG | Res | HVAC | Res - Multi Family | Electric Demand (MW) | Energy Efficiency | 0.20524 | 0.38933 | 0.57556 | 0.75775 | 0.93454 | 0.91825 | 0.91825 | 0.91825 | 0.91825 | 0.91825 | 0.91825 | 0.91825 | 0.91825
Scenario 1: Reference | SCG | Res | HVAC | Res - Multi Family | Electric Energy (GWh/year) | Energy Efficiency | 9.3016 | 9.6452 | 9.9929 | 10.3329 | 10.6623 | 10.6755 | 10.7658 | 10.8508 | 10.9303 | 11.0044 | 11.0737 | 11.1389 | 11.2002
Scenario 1: Reference | SCG | Res | HVAC | Res - Multi Family | Gas Energy (MMTherm/year) | Energy Efficiency | 0.49687 | 0.5041 | 0.51144 | 0.51859 | 0.52551 | 0.51292 | 0.51773 | 0.52225 | 0.52648 | 0.53042 | 0.53411 | 0.53757 | 0.54083
Scenario 1: Reference | SCG | Res | HVAC | Res - Single Family | Electric Demand (MW) | Energy Efficiency | 3.1617 | 6.5737 | 10.2224 | 13.8724 | 17.4966 | 17.2839 | 17.2839 | 17.2839 | 17.2839 | 17.2839 | 17.2839 | 17.2839 | 17.2839
Scenario 1: Reference | SCG | Res | HVAC | Res - Single Family | Electric Energy (GWh/year) | Energy Efficiency | 56.2323 | 60.2797 | 64.6096 | 66.2529 | 70.555 | 70.6037 | 71.0572 | 71.477 | 71.8656 | 72.2263 | 72.5622 | 72.8761 | 73.1695
Scenario 1: Reference | SCG | Res | HVAC | Res - Single Family | Gas Energy (MMTherm/year) | Energy Efficiency | 2.9818 | 3.0512 | 3.1255 | 2.8311 | 2.9051 | 2.8879 | 2.9109 | 2.9321 | 2.9518 | 2.9701 | 2.9871 | 3.0029 | 3.0178
Scenario 1: Reference | SCG | Res | WaterHeat | Res - Multi Family | Electric Demand (MW) | Energy Efficiency | -0.0026798 | -0.0052927 | -0.0079358 | -0.010522 | -0.013031 | -0.013031 | -0.013031 | -0.013031 | -0.013031 | -0.013031 | -0.013031 | -0.013031 | -0.013031
Scenario 1: Reference | SCG | Res | WaterHeat | Res - Multi Family | Electric Energy (GWh/year) | Energy Efficiency | -0.0138 | -0.027256 | -0.040867 | -0.054184 | -0.067106 | -0.067106 | -0.067106 | -0.067106 | -0.067106 | -0.067106 | -0.067106 | -0.067106 | -0.067106
Scenario 1: Reference | SCG | Res | WaterHeat | Res - Multi Family | Gas Energy (MMTherm/year) | Energy Efficiency | 9.0571 | 9.2057 | 9.3562 | 9.5032 | 9.6454 | 9.6933 | 9.7384 | 9.7805 | 9.8194 | 9.8553 | 9.8885 | 9.9193 | 9.9479
Scenario 1: Reference | SCG | Res | WaterHeat | Res - Single Family | Electric Demand (MW) | Energy Efficiency | -0.013 | -0.028045 | -0.044133 | -0.060227 | -0.076207 | -0.076207 | -0.076207 | -0.076207 | -0.076207 | -0.076207 | -0.076207 | -0.076207 | -0.076207
Scenario 1: Reference | SCG | Res | WaterHeat | Res - Single Family | Electric Energy (GWh/year) | Energy Efficiency | -0.073939 | -0.15951 | -0.25101 | -0.34255 | -0.43344 | -0.43344 | -0.43344 | -0.43344 | -0.43344 | -0.43344 | -0.43344 | -0.43344 | -0.43344
Scenario 1: Reference | SCG | Res | WaterHeat | Res - Single Family | Gas Energy (MMTherm/year) | Energy Efficiency | 27.4193 | 28.3613 | 29.3695 | 30.3782 | 31.3796 | 31.6397 | 31.883 | 32.1082 | 32.3166 | 32.5101 | 32.6902 | 32.8586 | 33.016
Scenario 1: Reference | SDG&E | Com | AppPlug | Com - College | Gas Energy (MMTherm/year) | Energy Efficiency | 0.025072 | 0.024946 | 0.024821 | 0.024696 | 0.024572 | 0.024448 | 0.024325 | 0.024202 | 0.024081 | 0.023959 | 0.023839 | 0.023719 | 0.0236
Scenario 1: Reference | SDG&E | Com | AppPlug | Com - Health | Gas Energy (MMTherm/year) | Energy Efficiency | 6.4714 | 6.5459 | 6.6181 | 6.6909 | 6.7609 | 6.8269 | 6.8806 | 6.9327 | 6.9862 | 7.0456 | 7.1135 | 7.1718 | 7.2247
Scenario 1: Reference | SDG&E | Com | AppPlug | Com - Lodging | Gas Energy (MMTherm/year) | Energy Efficiency | 6.4042 | 6.4491 | 6.4898 | 6.5297 | 6.5648 | 6.5985 | 6.6297 | 6.6587 | 6.6867 | 6.7133 | 6.7377 | 6.7602 | 6.7817
Scenario 1: Reference | SDG&E | Com | AppPlug | Com - Other | Gas Energy (MMTherm/year) | Energy Efficiency | 0.073084 | 0.07404 | 0.075021 | 0.07603 | 0.077047 | 0.078092 | 0.079163 | 0.080255 | 0.081364 | 0.082493 | 0.083638 | 0.084801 | 0.085985
Scenario 1: Reference | SDG&E | Com | BldgEnv | Com - College | Electric Demand (MW) | Energy Efficiency | 0.075246 | 0.074958 | 0.074671 | 0.074387 | 0.074104 | 0.073825 | 0.073548 | 0.073274 | 0.073003 | 0.072735 | 0.072469 | 0.07221 | 0.071955
Scenario 1: Reference | SDG&E | Com | BldgEnv | Com - College | Electric Energy (GWh/year) | Energy Efficiency | 0.025709 | 0.025611 | 0.025513 | 0.025416 | 0.025319 | 0.025223 | 0.025129 | 0.025035 | 0.024943 | 0.024851 | 0.02476 | 0.024672 | 0.024584
Scenario 1: Reference | SDG&E | Com | BldgEnv | Com - College | Gas Energy (MMTherm/year) | Energy Efficiency | 0.022771 | 0.022684 | 0.022597 | 0.022512 | 0.022426 | 0.022341 | 0.022258 | 0.022175 | 0.022093 | 0.022011 | 0.021931 | 0.021853 | 0.021775
Scenario 1: Reference | SDG&E | Com | BldgEnv | Com - Grocery | Electric Demand (MW) | Energy Efficiency | 0.044713 | 0.044434 | 0.04416 | 0.043891 | 0.043626 | 0.043367 | 0.043114 | 0.042866 | 0.042622 | 0.042383 | 0.042148 | 0.041918 | 0.041693
Scenario 1: Reference | SDG&E | Com | BldgEnv | Com - Grocery | Electric Energy (GWh/year) | Energy Efficiency | 0.015277 | 0.015182 | 0.015088 | 0.014996 | 0.014906 | 0.014817 | 0.014731 | 0.014646 | 0.014563 | 0.014481 | 0.014401 | 0.014322 | 0.014245
Scenario 1: Reference | SDG&E | Com | BldgEnv | Com - Grocery | Gas Energy (MMTherm/year) | Energy Efficiency | 0.011803 | 0.011729 | 0.011657 | 0.011586 | 0.011516 | 0.011448 | 0.011381 | 0.011316 | 0.011251 | 0.011188 | 0.011126 | 0.011065 | 0.011006
Scenario 1: Reference | SDG&E | Com | BldgEnv | Com - Health | Electric Demand (MW) | Energy Efficiency | 0.056452 | 0.05643 | 0.056405 | 0.056381 | 0.056353 | 0.056318 | 0.056263 | 0.056205 | 0.05615 | 0.056106 | 0.056077 | 0.056032 | 0.055978
Scenario 1: Reference | SDG&E | Com | BldgEnv | Com - Health | Electric Energy (GWh/year) | Energy Efficiency | 0.027118 | 0.027107 | 0.027095 | 0.027084 | 0.02707 | 0.027053 | 0.027027 | 0.026999 | 0.026973 | 0.026951 | 0.026938 | 0.026916 | 0.02689
Scenario 1: Reference | SDG&E | Com | BldgEnv | Com - Health | Gas Energy (MMTherm/year) | Energy Efficiency | 0.023094 | 0.023085 | 0.023074 | 0.023065 | 0.023053 | 0.023039 | 0.023016 | 0.022993 | 0.02297 | 0.022952 | 0.02294 | 0.022922 | 0.0229
Scenario 1: Reference | SDG&E | Com | BldgEnv | Com - Lodging | Electric Demand (MW) | Energy Efficiency | 0.12065 | 0.11984 | 0.11902 | 0.11821 | 0.1174 | 0.1166 | 0.11579 | 0.11499 | 0.1142 | 0.11341 | 0.11262 | 0.11184 | 0.11106
Scenario 1: Reference | SDG&E | Com | BldgEnv | Com - Lodging | Electric Energy (GWh/year) | Energy Efficiency | 0.07884 | 0.078308 | 0.077775 | 0.077246 | 0.076717 | 0.07619 | 0.075666 | 0.075143 | 0.074624 | 0.074108 | 0.073594 | 0.073082 | 0.072573
Scenario 1: Reference | SDG&E | Com | BldgEnv | Com - Lodging | Gas Energy (MMTherm/year) | Energy Efficiency | 0.023177 | 0.023021 | 0.022864 | 0.022709 | 0.022553 | 0.022398 | 0.022244 | 0.02209 | 0.021938 | 0.021786 | 0.021635 | 0.021484 | 0.021335
Scenario 1: Reference | SDG&E | Com | BldgEnv | Com - Office (Large) | Electric Demand (MW) | Energy Efficiency | 0.14738 | 0.14338 | 0.1395 | 0.13576 | 0.13215 | 0.12866 | 0.1253 | 0.12206 | 0.11893 | 0.1159 | 0.11297 | 0.11014 | 0.10741
Scenario 1: Reference | SDG&E | Com | BldgEnv | Com - Office (Large) | Electric Energy (GWh/year) | Energy Efficiency | 0.050355 | 0.048987 | 0.047664 | 0.046386 | 0.04515 | 0.043958 | 0.042811 | 0.041704 | 0.040633 | 0.039598 | 0.038598 | 0.037632 | 0.0367
Scenario 1: Reference | SDG&E | Com | BldgEnv | Com - Office (Large) | Gas Energy (MMTherm/year) | Energy Efficiency | 0.018158 | 0.017664 | 0.017187 | 0.016727 | 0.016281 | 0.015851 | 0.015437 | 0.015038 | 0.014652 | 0.014279 | 0.013918 | 0.01357 | 0.013234
Scenario 1: Reference | SDG&E | Com | BldgEnv | Com - Office (Small) | Electric Demand (MW) | Energy Efficiency | 0.088483 | 0.087731 | 0.086987 | 0.086253 | 0.085526 | 0.084809 | 0.084101 | 0.083401 | 0.08271 | 0.082027 | 0.081352 | 0.080685 | 0.080026
Scenario 1: Reference | SDG&E | Com | BldgEnv | Com - Office (Small) | Electric Energy (GWh/year) | Energy Efficiency | 0.030232 | 0.029975 | 0.029721 | 0.02947 | 0.029222 | 0.028976 | 0.028734 | 0.028495 | 0.028259 | 0.028026 | 0.027795 | 0.027567 | 0.027342
Scenario 1: Reference | SDG&E | Com | BldgEnv | Com - Office (Small) | Gas Energy (MMTherm/year) | Energy Efficiency | 0.010901 | 0.010809 | 0.010717 | 0.010627 | 0.010537 | 0.010449 | 0.010361 | 0.010275 | 0.01019 | 0.010106 | 0.010023 | 0.0099406 | 0.0098594
Scenario 1: Reference | SDG&E | Com | BldgEnv | Com - Other | Electric Demand (MW) | Energy Efficiency | 0.11839 | 0.11775 | 0.11712 | 0.1165 | 0.11589 | 0.11528 | 0.11468 | 0.11409 | 0.1135 | 0.11292 | 0.11235 | 0.11179 | 0.11123
Scenario 1: Reference | SDG&E | Com | BldgEnv | Com - Other | Electric Energy (GWh/year) | Energy Efficiency | 0.040471 | 0.040252 | 0.040037 | 0.039824 | 0.039614 | 0.039406 | 0.039201 | 0.038998 | 0.038798 | 0.038601 | 0.038405 | 0.038212 | 0.038022
Scenario 1: Reference | SDG&E | Com | BldgEnv | Com - Other | Gas Energy (MMTherm/year) | Energy Efficiency | 0.014586 | 0.014508 | 0.01443 | 0.014353 | 0.014277 | 0.014203 | 0.014129 | 0.014056 | 0.013984 | 0.013912 | 0.013842 | 0.013772 | 0.013704
Scenario 1: Reference | SDG&E | Com | BldgEnv | Com - Refrig. Warehouse | Electric Demand (MW) | Energy Efficiency | 0.0035981 | 0.0035806 | 0.0035633 | 0.0035461 | 0.0035291 | 0.0035123 | 0.0034956 | 0.0034792 | 0.003463 | 0.003447 | 0.0034312 | 0.0034156 | 0.0034002
Scenario 1: Reference | SDG&E | Com | BldgEnv | Com - Refrig. Warehouse | Electric Energy (GWh/year) | Energy Efficiency | 0.0012294 | 0.0012234 | 0.0012175 | 0.0012116 | 0.0012058 | 0.0012 | 0.0011943 | 0.0011887 | 0.0011832 | 0.0011777 | 0.0011723 | 0.001167 | 0.0011617
Scenario 1: Reference | SDG&E | Com | BldgEnv | Com - Refrig. Warehouse | Gas Energy (MMTherm/year) | Energy Efficiency | 0.0004433 | 0.00044114 | 0.00043901 | 0.00043689 | 0.0004348 | 0.00043272 | 0.00043067 | 0.00042865 | 0.00042665 | 0.00042467 | 0.00042273 | 0.00042081 | 0.00041892
Scenario 1: Reference | SDG&E | Com | BldgEnv | Com - Restaurant | Electric Demand (MW) | Energy Efficiency | 0.039759 | 0.039467 | 0.039178 | 0.038894 | 0.038614 | 0.038338 | 0.038066 | 0.037798 | 0.037534 | 0.037273 | 0.037016 | 0.036763 | 0.036513
Scenario 1: Reference | SDG&E | Com | BldgEnv | Com - Restaurant | Electric Energy (GWh/year) | Energy Efficiency | 0.013584 | 0.013484 | 0.013386 | 0.013289 | 0.013193 | 0.013099 | 0.013006 | 0.012914 | 0.012824 | 0.012735 | 0.012647 | 0.012561 | 0.012475
Scenario 1: Reference | SDG&E | Com | BldgEnv | Com - Restaurant | Gas Energy (MMTherm/year) | Energy Efficiency | 0.0048985 | 0.0048624 | 0.0048268 | 0.0047918 | 0.0047573 | 0.0047233 | 0.0046898 | 0.0046568 | 0.0046243 | 0.0045922 | 0.0045605 | 0.0045293 | 0.0044986
Scenario 1: Reference | SDG&E | Com | BldgEnv | Com - Retail | Electric Demand (MW) | Energy Efficiency | 0.22193 | 0.22033 | 0.21877 | 0.21722 | 0.21569 | 0.21418 | 0.21269 | 0.21122 | 0.20977 | 0.20834 | 0.20693 | 0.20554 | 0.20417
Scenario 1: Reference | SDG&E | Com | BldgEnv | Com - Retail | Electric Energy (GWh/year) | Energy Efficiency | 0.075824 | 0.075281 | 0.074745 | 0.074216 | 0.073693 | 0.073178 | 0.072669 | 0.072168 | 0.071673 | 0.071184 | 0.070702 | 0.070226 | 0.069757
Scenario 1: Reference | SDG&E | Com | BldgEnv | Com - Retail | Gas Energy (MMTherm/year) | Energy Efficiency | 0.053573 | 0.053189 | 0.05281 | 0.052437 | 0.052067 | 0.051703 | 0.051344 | 0.050989 | 0.05064 | 0.050294 | 0.049954 | 0.049617 | 0.049286
Scenario 1: Reference | SDG&E | Com | BldgEnv | Com - School | Electric Demand (MW) | Energy Efficiency | 0.079839 | 0.078109 | 0.076423 | 0.074782 | 0.073185 | 0.071631 | 0.070117 | 0.068644 | 0.06721 | 0.065816 | 0.06446 | 0.06314 | 0.061857
Scenario 1: Reference | SDG&E | Com | BldgEnv | Com - School | Electric Energy (GWh/year) | Energy Efficiency | 0.027278 | 0.026687 | 0.026111 | 0.025551 | 0.025005 | 0.024474 | 0.023957 | 0.023453 | 0.022964 | 0.022487 | 0.022024 | 0.021573 | 0.021135
Scenario 1: Reference | SDG&E | Com | BldgEnv | Com - School | Gas Energy (MMTherm/year) | Energy Efficiency | 0.0098364 | 0.0096232 | 0.0094156 | 0.0092134 | 0.0090166 | 0.0088251 | 0.0086386 | 0.0084571 | 0.0082805 | 0.0081087 | 0.0079416 | 0.0077791 | 0.007621
Scenario 1: Reference | SDG&E | Com | BldgEnv | Com - Warehouse | Electric Demand (MW) | Energy Efficiency | 0.13473 | 0.13431 | 0.1339 | 0.1335 | 0.1331 | 0.1327 | 0.13231 | 0.13192 | 0.13154 | 0.13116 | 0.13079 | 0.13042 | 0.13005
Scenario 1: Reference | SDG&E | Com | BldgEnv | Com - Warehouse | Electric Energy (GWh/year) | Energy Efficiency | 0.088038 | 0.087766 | 0.087498 | 0.087234 | 0.086972 | 0.086713 | 0.086458 | 0.086205 | 0.085955 | 0.085708 | 0.085464 | 0.085222 | 0.084983
Scenario 1: Reference | SDG&E | Com | BldgEnv | Com - Warehouse | Gas Energy (MMTherm/year) | Energy Efficiency | 0.027835 | 0.02775 | 0.027665 | 0.027581 | 0.027498 | 0.027417 | 0.027336 | 0.027256 | 0.027177 | 0.027099 | 0.027022 | 0.026945 | 0.026869
Scenario 1: Reference | SDG&E | Com | ComRefrig | Com - College | Electric Demand (MW) | Energy Efficiency | 0.0089503 | 0.0090228 | 0.0090944 | 0.0091683 | 0.0092406 | 0.009315 | 0.0093916 | 0.0094691 | 0.0095478 | 0.0096282 | 0.0097092 | 0.0097983 | 0.0098887
Scenario 1: Reference | SDG&E | Com | ComRefrig | Com - College | Electric Energy (GWh/year) | Energy Efficiency | 0.08813 | 0.088703 | 0.089268 | 0.089854 | 0.090425 | 0.091016 | 0.091625 | 0.092243 | 0.092871 | 0.093514 | 0.094163 | 0.094882 | 0.095612
Scenario 1: Reference | SDG&E | Com | ComRefrig | Com - College | Gas Energy (MMTherm/year) | Energy Efficiency | -0.0012366 | -0.0012497 | -0.0012627 | -0.001276 | -0.0012891 | -0.0013024 | -0.0013162 | -0.0013301 | -0.0013441 | -0.0013585 | -0.0013729 | -0.0013887 | -0.0014047
Scenario 1: Reference | SDG&E | Com | ComRefrig | Com - Grocery | Electric Demand (MW) | Energy Efficiency | 4.2684 | 4.2561 | 4.2444 | 4.2334 | 4.2228 | 4.213 | 4.2041 | 4.1958 | 4.188 | 4.1808 | 4.1741 | 4.168 | 4.1626
Scenario 1: Reference | SDG&E | Com | ComRefrig | Com - Grocery | Electric Energy (GWh/year) | Energy Efficiency | 45.0912 | 44.8929 | 44.6999 | 44.5139 | 44.3317 | 44.1568 | 43.9892 | 43.8281 | 43.6716 | 43.521 | 43.3755 | 43.2352 | 43.1011
Scenario 1: Reference | SDG&E | Com | ComRefrig | Com - Grocery | Gas Energy (MMTherm/year) | Energy Efficiency | 0.3679 | 0.36396 | 0.36004 | 0.35615 | 0.35228 | 0.34843 | 0.34461 | 0.3408 | 0.33701 | 0.33325 | 0.32951 | 0.3258 | 0.3221
Scenario 1: Reference | SDG&E | Com | ComRefrig | Com - Health | Electric Demand (MW) | Energy Efficiency | 0.041405 | 0.042179 | 0.042931 | 0.04369 | 0.04442 | 0.045113 | 0.045688 | 0.046248 | 0.046822 | 0.047451 | 0.048161 | 0.04878 | 0.049346
Scenario 1: Reference | SDG&E | Com | ComRefrig | Com - Health | Electric Energy (GWh/year) | Energy Efficiency | 0.36269 | 0.36948 | 0.37606 | 0.3827 | 0.3891 | 0.39517 | 0.40021 | 0.40512 | 0.41014 | 0.41565 | 0.42188 | 0.42729 | 0.43226
Scenario 1: Reference | SDG&E | Com | ComRefrig | Com - Health | Gas Energy (MMTherm/year) | Energy Efficiency | -0.0077806 | -0.0079261 | -0.0080674 | -0.0082099 | -0.0083471 | -0.0084773 | -0.0085855 | -0.0086908 | -0.0087985 | -0.0089167 | -0.0090502 | -0.0091664 | -0.0092729
Scenario 1: Reference | SDG&E | Com | ComRefrig | Com - Refrig. Warehouse | Electric Demand (MW) | Energy Efficiency | 0.0043004 | 0.0042799 | 0.0042597 | 0.0042397 | 0.0042199 | 0.0042003 | 0.004181 | 0.004162 | 0.0041432 | 0.0041248 | 0.0041067 | 0.0040888 | 0.0040713
Scenario 1: Reference | SDG&E | Com | ComRefrig | Com - Refrig. Warehouse | Electric Energy (GWh/year) | Energy Efficiency | 0.05598 | 0.055704 | 0.05543 | 0.055158 | 0.054889 | 0.054622 | 0.054357 | 0.054096 | 0.053837 | 0.053582 | 0.053329 | 0.053079 | 0.052832
Scenario 1: Reference | SDG&E | Com | ComRefrig | Com - Refrig. Warehouse | Gas Energy (MMTherm/year) | Energy Efficiency | -1.6954e-05 | -1.6911e-05 | -1.6873e-05 | -1.6836e-05 | -1.6802e-05 | -1.6771e-05 | -1.6745e-05 | -1.6722e-05 | -1.6705e-05 | -1.6691e-05 | -1.6683e-05 | -1.668e-05 | -1.6681e-05
Scenario 1: Reference | SDG&E | Com | ComRefrig | Com - Restaurant | Electric Demand (MW) | Energy Efficiency | 0.17954 | 0.17875 | 0.178 | 0.17727 | 0.17658 | 0.17591 | 0.17527 | 0.17467 | 0.17408 | 0.17352 | 0.17298 | 0.17247 | 0.17198
Scenario 1: Reference | SDG&E | Com | ComRefrig | Com - Restaurant | Electric Energy (GWh/year) | Energy Efficiency | 1.8969 | 1.8865 | 1.8764 | 1.8666 | 1.8571 | 1.8478 | 1.8388 | 1.8301 | 1.8216 | 1.8133 | 1.8052 | 1.7974 | 1.7897
Scenario 1: Reference | SDG&E | Com | ComRefrig | Com - Restaurant | Gas Energy (MMTherm/year) | Energy Efficiency | 0.017075 | 0.016907 | 0.01674 | 0.016574 | 0.016408 | 0.016244 | 0.01608 | 0.015917 | 0.015756 | 0.015595 | 0.015436 | 0.015277 | 0.015119
Scenario 1: Reference | SDG&E | Com | ComRefrig | Com - Retail | Electric Demand (MW) | Energy Efficiency | 2.3695 | 2.3579 | 2.3466 | 2.3357 | 2.325 | 2.3147 | 2.3047 | 2.2951 | 2.2857 | 2.2767 | 2.2679 | 2.2595 | 2.2514
Scenario 1: Reference | SDG&E | Com | ComRefrig | Com - Retail | Electric Energy (GWh/year) | Energy Efficiency | 22.9187 | 22.7924 | 22.6693 | 22.5493 | 22.4314 | 22.3168 | 22.2053 | 22.0967 | 21.9907 | 21.8874 | 21.7867 | 21.6886 | 21.5934
Scenario 1: Reference | SDG&E | Com | ComRefrig | Com - Retail | Gas Energy (MMTherm/year) | Energy Efficiency | 0.42555 | 0.42184 | 0.41816 | 0.4145 | 0.41087 | 0.40726 | 0.40367 | 0.40011 | 0.39657 | 0.39306 | 0.38957 | 0.38611 | 0.38266
Scenario 1: Reference | SDG&E | Com | ComRefrig | Com - School | Electric Demand (MW) | Energy Efficiency | 0.0039731 | 0.0039306 | 0.0038902 | 0.0038516 | 0.0038151 | 0.0037804 | 0.0037475 | 0.0037164 | 0.0036871 | 0.0036596 | 0.003634 | 0.0036101 | 0.0035879
Scenario 1: Reference | SDG&E | Com | ComRefrig | Com - School | Electric Energy (GWh/year) | Energy Efficiency | 0.048126 | 0.047389 | 0.046677 | 0.04599 | 0.045328 | 0.04469 | 0.044074 | 0.043482 | 0.042912 | 0.042366 | 0.041841 | 0.041338 | 0.040856
Scenario 1: Reference | SDG&E | Com | ComRefrig | Com - School | Gas Energy (MMTherm/year) | Energy Efficiency | -0.00013086 | -0.00012893 | -0.00012707 | -0.00012527 | -0.00012355 | -0.00012189 | -0.00012029 | -0.00011875 | -0.00011728 | -0.00011587 | -0.00011451 | -0.00011322 | -0.00011198
Scenario 1: Reference | SDG&E | Com | FoodServ | Com - College | Electric Demand (MW) | Energy Efficiency | 0.15092 | 0.15352 | 0.1561 | 0.15874 | 0.16133 | 0.16398 | 0.16669 | 0.16942 | 0.17219 | 0.175 | 0.17782 | 0.18088 | 0.18397
Scenario 1: Reference | SDG&E | Com | FoodServ | Com - College | Electric Demand (MW) | Fuel Substitution | -0.23207 | -0.23091 | -0.22974 | -0.22859 | -0.22744 | -0.22629 | -0.22515 | -0.22402 | -0.22289 | -0.22177 | -0.22066 | -0.21954 | -0.21844
Scenario 1: Reference | SDG&E | Com | FoodServ | Com - College | Electric Energy (GWh/year) | Energy Efficiency | 0.69593 | 0.70819 | 0.72031 | 0.73274 | 0.74494 | 0.75741 | 0.77016 | 0.78302 | 0.79602 | 0.80924 | 0.82253 | 0.8369 | 0.85143
Scenario 1: Reference | SDG&E | Com | FoodServ | Com - College | Electric Energy (GWh/year) | Fuel Substitution | -2.4647 | -2.4523 | -2.44 | -2.4277 | -2.4155 | -2.4033 | -2.3912 | -2.3792 | -2.3672 | -2.3553 | -2.3435 | -2.3317 | -2.3199
Scenario 1: Reference | SDG&E | Com | FoodServ | Com - College | Gas Energy (MMTherm/year) | Energy Efficiency | 0.031893 | 0.033265 | 0.034622 | 0.036009 | 0.037372 | 0.03876 | 0.040175 | 0.041599 | 0.043037 | 0.044495 | 0.045959 | 0.047527 | 0.049109
Scenario 1: Reference | SDG&E | Com | FoodServ | Com - College | Gas Energy (MMTherm/year) | Fuel Substitution | 0.25608 | 0.25479 | 0.25351 | 0.25223 | 0.25096 | 0.2497 | 0.24844 | 0.24719 | 0.24595 | 0.24471 | 0.24348 | 0.24225 | 0.24103
Scenario 1: Reference | SDG&E | Com | FoodServ | Com - Grocery | Electric Demand (MW) | Energy Efficiency | 0.78183 | 0.79168 | 0.80173 | 0.8121 | 0.82255 | 0.83336 | 0.84454 | 0.85602 | 0.86764 | 0.87953 | 0.8916 | 0.90388 | 0.91644
Scenario 1: Reference | SDG&E | Com | FoodServ | Com - Grocery | Electric Demand (MW) | Fuel Substitution | -1.5565 | -1.5425 | -1.5285 | -1.5146 | -1.5009 | -1.4873 | -1.4739 | -1.4605 | -1.4473 | -1.4342 | -1.4212 | -1.4083 | -1.3956
Scenario 1: Reference | SDG&E | Com | FoodServ | Com - Grocery | Electric Energy (GWh/year) | Energy Efficiency | 3.5671 | 3.6131 | 3.6599 | 3.7083 | 3.7571 | 3.8075 | 3.8596 | 3.9131 | 3.9672 | 4.0225 | 4.0787 | 4.1359 | 4.1944
Scenario 1: Reference | SDG&E | Com | FoodServ | Com - Grocery | Electric Energy (GWh/year) | Fuel Substitution | -28.1431 | -27.8882 | -27.6356 | -27.3854 | -27.1374 | -26.8916 | -26.6481 | -26.4067 | -26.1676 | -25.9306 | -25.6958 | -25.4631 | -25.2325
Scenario 1: Reference | SDG&E | Com | FoodServ | Com - Grocery | Gas Energy (MMTherm/year) | Energy Efficiency | 0.16297 | 0.17478 | 0.18671 | 0.19886 | 0.21103 | 0.22345 | 0.23612 | 0.24899 | 0.26195 | 0.27506 | 0.2883 | 0.30166 | 0.31521
Scenario 1: Reference | SDG&E | Com | FoodServ | Com - Grocery | Gas Energy (MMTherm/year) | Fuel Substitution | 2.925 | 2.8985 | 2.8723 | 2.8463 | 2.8205 | 2.795 | 2.7696 | 2.7446 | 2.7197 | 2.6951 | 2.6707 | 2.6465 | 2.6225
Scenario 1: Reference | SDG&E | Com | FoodServ | Com - Health | Electric Demand (MW) | Energy Efficiency | 0.40606 | 0.41686 | 0.42737 | 0.43796 | 0.44817 | 0.45789 | 0.46604 | 0.47398 | 0.4821 | 0.49095 | 0.50089 | 0.5096 | 0.51763
Scenario 1: Reference | SDG&E | Com | FoodServ | Com - Health | Electric Demand (MW) | Fuel Substitution | -0.66337 | -0.66114 | -0.65893 | -0.65671 | -0.65451 | -0.65231 | -0.65013 | -0.64794 | -0.64577 | -0.6436 | -0.64144 | -0.63929 | -0.63714
Scenario 1: Reference | SDG&E | Com | FoodServ | Com - Health | Electric Energy (GWh/year) | Energy Efficiency | 1.8471 | 1.8974 | 1.9463 | 1.9955 | 2.0431 | 2.0883 | 2.1262 | 2.1632 | 2.201 | 2.2422 | 2.2885 | 2.329 | 2.3664
Scenario 1: Reference | SDG&E | Com | FoodServ | Com - Health | Electric Energy (GWh/year) | Fuel Substitution | -8.3322 | -8.3042 | -8.2763 | -8.2486 | -8.2209 | -8.1933 | -8.1658 | -8.1384 | -8.1111 | -8.0839 | -8.0567 | -8.0297 | -8.0027
Scenario 1: Reference | SDG&E | Com | FoodServ | Com - Health | Gas Energy (MMTherm/year) | Energy Efficiency | 0.073113 | 0.078976 | 0.084687 | 0.09044 | 0.096002 | 0.10131 | 0.10583 | 0.11025 | 0.11476 | 0.11963 | 0.12505 | 0.12984 | 0.13429
Scenario 1: Reference | SDG&E | Com | FoodServ | Com - Health | Gas Energy (MMTherm/year) | Fuel Substitution | 0.8887 | 0.88572 | 0.88275 | 0.87978 | 0.87683 | 0.87389 | 0.87096 | 0.86803 | 0.86512 | 0.86222 | 0.85932 | 0.85644 | 0.85357
Scenario 1: Reference | SDG&E | Com | FoodServ | Com - Lodging | Electric Demand (MW) | Energy Efficiency | 0.58784 | 0.59606 | 0.60368 | 0.61119 | 0.61804 | 0.62468 | 0.63097 | 0.63694 | 0.64276 | 0.64839 | 0.6537 | 0.65874 | 0.66362
Scenario 1: Reference | SDG&E | Com | FoodServ | Com - Lodging | Electric Demand (MW) | Fuel Substitution | -0.79331 | -0.78687 | -0.78048 | -0.77414 | -0.76785 | -0.76162 | -0.75543 | -0.7493 | -0.74321 | -0.73718 | -0.73119 | -0.72525 | -0.71936
Scenario 1: Reference | SDG&E | Com | FoodServ | Com - Lodging | Electric Energy (GWh/year) | Energy Efficiency | 2.6936 | 2.7319 | 2.7674 | 2.8024 | 2.8343 | 2.8653 | 2.8946 | 2.9225 | 2.9497 | 2.976 | 3.0008 | 3.0243 | 3.0471
Scenario 1: Reference | SDG&E | Com | FoodServ | Com - Lodging | Electric Energy (GWh/year) | Fuel Substitution | -9.8349 | -9.755 | -9.6758 | -9.5972 | -9.5193 | -9.442 | -9.3653 | -9.2893 | -9.2138 | -9.139 | -9.0648 | -8.9912 | -8.9182
Scenario 1: Reference | SDG&E | Com | FoodServ | Com - Lodging | Gas Energy (MMTherm/year) | Energy Efficiency | 0.061442 | 0.066085 | 0.070482 | 0.074821 | 0.078887 | 0.08286 | 0.086685 | 0.090375 | 0.093992 | 0.09752 | 0.10091 | 0.10419 | 0.1074
Scenario 1: Reference | SDG&E | Com | FoodServ | Com - Lodging | Gas Energy (MMTherm/year) | Fuel Substitution | 1.0196 | 1.0113 | 1.0031 | 0.99493 | 0.98685 | 0.97883 | 0.97088 | 0.963 | 0.95518 | 0.94742 | 0.93973 | 0.9321 | 0.92453
Scenario 1: Reference | SDG&E | Com | FoodServ | Com - Office (Large) | Electric Demand (MW) | Energy Efficiency | 0.0028914 | 0.0029227 | 0.0029539 | 0.0029853 | 0.003016 | 0.0030481 | 0.003082 | 0.0031169 | 0.0031508 | 0.0031846 | 0.0032179 | 0.0032513 | 0.0032847
Scenario 1: Reference | SDG&E | Com | FoodServ | Com - Office (Large) | Electric Energy (GWh/year) | Energy Efficiency | 0.025361 | 0.025635 | 0.025909 | 0.026185 | 0.026454 | 0.026735 | 0.027033 | 0.027339 | 0.027636 | 0.027932 | 0.028225 | 0.028517 | 0.028811
Scenario 1: Reference | SDG&E | Com | FoodServ | Com - Office (Small) | Electric Demand (MW) | Energy Efficiency | 0.0017634 | 0.0017723 | 0.0017814 | 0.0017905 | 0.0017997 | 0.0018091 | 0.0018186 | 0.0018283 | 0.001838 | 0.0018479 | 0.0018578 | 0.0018678 | 0.0018779
Scenario 1: Reference | SDG&E | Com | FoodServ | Com - Office (Small) | Electric Energy (GWh/year) | Energy Efficiency | 0.015467 | 0.015545 | 0.015625 | 0.015705 | 0.015786 | 0.015868 | 0.015952 | 0.016036 | 0.016122 | 0.016208 | 0.016295 | 0.016383 | 0.016472
Scenario 1: Reference | SDG&E | Com | FoodServ | Com - Other | Electric Demand (MW) | Energy Efficiency | 0.94749 | 0.96214 | 0.97717 | 0.99259 | 1.0081 | 1.0241 | 1.0404 | 1.057 | 1.0738 | 1.091 | 1.1083 | 1.1259 | 1.1439
Scenario 1: Reference | SDG&E | Com | FoodServ | Com - Other | Electric Demand (MW) | Fuel Substitution | -4.2504 | -4.2214 | -4.1925 | -4.1638 | -4.1353 | -4.107 | -4.0789 | -4.051 | -4.0233 | -3.9958 | -3.9684 | -3.9413 | -3.9143
Scenario 1: Reference | SDG&E | Com | FoodServ | Com - Other | Electric Energy (GWh/year) | Energy Efficiency | 4.6207 | 4.6922 | 4.7655 | 4.8408 | 4.9166 | 4.9944 | 5.0739 | 5.1549 | 5.2372 | 5.3208 | 5.4055 | 5.4915 | 5.5789
Scenario 1: Reference | SDG&E | Com | FoodServ | Com - Other | Electric Energy (GWh/year) | Fuel Substitution | -24.8856 | -24.7153 | -24.5462 | -24.3783 | -24.2115 | -24.0458 | -23.8813 | -23.7179 | -23.5556 | -23.3945 | -23.2344 | -23.0754 | -22.9175
Scenario 1: Reference | SDG&E | Com | FoodServ | Com - Other | Gas Energy (MMTherm/year) | Energy Efficiency | 0.23696 | 0.24954 | 0.26234 | 0.27539 | 0.2885 | 0.30186 | 0.31545 | 0.32922 | 0.34314 | 0.35723 | 0.37146 | 0.38584 | 0.4004
Scenario 1: Reference | SDG&E | Com | FoodServ | Com - Other | Gas Energy (MMTherm/year) | Fuel Substitution | 2.3903 | 2.374 | 2.3577 | 2.3416 | 2.3256 | 2.3096 | 2.2938 | 2.2781 | 2.2626 | 2.2471 | 2.2317 | 2.2164 | 2.2013
Scenario 1: Reference | SDG&E | Com | FoodServ | Com - Restaurant | Electric Demand (MW) | Energy Efficiency | 2.2062 | 2.2239 | 2.2426 | 2.2623 | 2.2831 | 2.3046 | 2.3271 | 2.3505 | 2.3745 | 2.3992 | 2.4246 | 2.4506 | 2.4772
Scenario 1: Reference | SDG&E | Com | FoodServ | Com - Restaurant | Electric Demand (MW) | Fuel Substitution | -9.4551 | -9.3721 | -9.2898 | -9.2083 | -9.1274 | -9.0473 | -8.9678 | -8.8891 | -8.8111 | -8.7337 | -8.657 | -8.581 | -8.5057
Scenario 1: Reference | SDG&E | Com | FoodServ | Com - Restaurant | Electric Energy (GWh/year) | Energy Efficiency | 10.8513 | 10.9383 | 11.0302 | 11.127 | 11.229 | 11.3347 | 11.4453 | 11.5603 | 11.6783 | 11.7995 | 11.924 | 12.0519 | 12.1827
Scenario 1: Reference | SDG&E | Com | FoodServ | Com - Restaurant | Electric Energy (GWh/year) | Fuel Substitution | -91.3129 | -90.5112 | -89.7165 | -88.9288 | -88.1481 | -87.3741 | -86.607 | -85.8466 | -85.0929 | -84.3458 | -83.6053 | -82.8713 | -82.1437
Scenario 1: Reference | SDG&E | Com | FoodServ | Com - Restaurant | Gas Energy (MMTherm/year) | Energy Efficiency | 0.49617 | 0.52378 | 0.55215 | 0.58127 | 0.61118 | 0.64165 | 0.67286 | 0.70474 | 0.73706 | 0.76982 | 0.80307 | 0.8368 | 0.87097
Scenario 1: Reference | SDG&E | Com | FoodServ | Com - Restaurant | Gas Energy (MMTherm/year) | Fuel Substitution | 9.1731 | 9.0925 | 9.0127 | 8.9336 | 8.8551 | 8.7774 | 8.7003 | 8.6239 | 8.5482 | 8.4732 | 8.3988 | 8.325 | 8.2519
Scenario 1: Reference | SDG&E | Com | FoodServ | Com - Retail | Electric Demand (MW) | Energy Efficiency | 0.071012 | 0.071939 | 0.072909 | 0.073922 | 0.074954 | 0.07603 | 0.07715 | 0.078307 | 0.079496 | 0.080719 | 0.081972 | 0.083258 | 0.084583
Scenario 1: Reference | SDG&E | Com | FoodServ | Com - Retail | Electric Energy (GWh/year) | Energy Efficiency | 0.36151 | 0.36612 | 0.37094 | 0.37598 | 0.38112 | 0.38648 | 0.39205 | 0.39781 | 0.40374 | 0.40984 | 0.41608 | 0.42249 | 0.4291
Scenario 1: Reference | SDG&E | Com | FoodServ | Com - Retail | Gas Energy (MMTherm/year) | Energy Efficiency | 0.0058332 | 0.0059118 | 0.005994 | 0.0060799 | 0.0061673 | 0.0062584 | 0.0063531 | 0.006451 | 0.0065515 | 0.0066549 | 0.0067608 | 0.0068695 | 0.0069813
Scenario 1: Reference | SDG&E | Com | FoodServ | Com - School | Electric Demand (MW) | Energy Efficiency | 0.39415 | 0.40227 | 0.4105 | 0.41883 | 0.42734 | 0.43595 | 0.44465 | 0.45346 | 0.46243 | 0.47154 | 0.4808 | 0.49021 | 0.49975
Scenario 1: Reference | SDG&E | Com | FoodServ | Com - School | Electric Demand (MW) | Fuel Substitution | -0.25213 | -0.24602 | -0.24006 | -0.23424 | -0.22857 | -0.22303 | -0.21763 | -0.21236 | -0.20721 | -0.20219 | -0.19729 | -0.19251 | -0.18785
Scenario 1: Reference | SDG&E | Com | FoodServ | Com - School | Electric Energy (GWh/year) | Energy Efficiency | 1.8135 | 1.8517 | 1.8904 | 1.9295 | 1.9695 | 2.0099 | 2.0507 | 2.092 | 2.134 | 2.1767 | 2.2201 | 2.2641 | 2.3088
Scenario 1: Reference | SDG&E | Com | FoodServ | Com - School | Electric Energy (GWh/year) | Fuel Substitution | -3.0922 | -3.0173 | -2.9442 | -2.8728 | -2.8032 | -2.7353 | -2.669 | -2.6044 | -2.5413 | -2.4797 | -2.4196 | -2.361 | -2.3038
Scenario 1: Reference | SDG&E | Com | FoodServ | Com - School | Gas Energy (MMTherm/year) | Energy Efficiency | 0.065768 | 0.06964 | 0.073513 | 0.077387 | 0.081284 | 0.085179 | 0.089073 | 0.092973 | 0.096892 | 0.10083 | 0.10478 | 0.10876 | 0.11275
Scenario 1: Reference | SDG&E | Com | FoodServ | Com - School | Gas Energy (MMTherm/year) | Fuel Substitution | 0.32448 | 0.31662 | 0.30895 | 0.30146 | 0.29416 | 0.28703 | 0.28008 | 0.27329 | 0.26667 | 0.26021 | 0.2539 | 0.24775 | 0.24175
Scenario 1: Reference | SDG&E | Com | HVAC | Com - College | Electric Demand (MW) | Energy Efficiency | 2.2115 | 2.2302 | 2.2486 | 2.2677 | 2.2863 | 2.3007 | 2.3203 | 2.3403 | 2.3605 | 2.3811 | 2.4019 | 2.4247 | 2.4479
Scenario 1: Reference | SDG&E | Com | HVAC | Com - College | Electric Demand (MW) | Fuel Substitution | 0 | 0 | 0 | 0 | 0 | 0.058502 | 0.058208 | 0.057915 | 0.057624 | 0.057334 | 0.057045 | 0.056758 | 0.056472
Scenario 1: Reference | SDG&E | Com | HVAC | Com - College | Electric Energy (GWh/year) | Energy Efficiency | 6.1249 | 6.1603 | 6.1953 | 6.2316 | 6.267 | 6.2688 | 6.3062 | 6.3442 | 6.3829 | 6.4226 | 6.4626 | 6.5072 | 6.5526
Scenario 1: Reference | SDG&E | Com | HVAC | Com - College | Electric Energy (GWh/year) | Fuel Substitution | -0.039687 | -0.039488 | -0.039289 | -0.039091 | -0.038894 | 0.19934 | 0.19834 | 0.19734 | 0.19635 | 0.19536 | 0.19438 | 0.1934 | 0.19243
Scenario 1: Reference | SDG&E | Com | HVAC | Com - College | Gas Energy (MMTherm/year) | Energy Efficiency | 0.096716 | 0.097844 | 0.098958 | 0.1001 | 0.10123 | 0.08198 | 0.082907 | 0.083844 | 0.084793 | 0.08576 | 0.086733 | 0.087794 | 0.088867
Scenario 1: Reference | SDG&E | Com | HVAC | Com - College | Gas Energy (MMTherm/year) | Fuel Substitution | 0.02749 | 0.027352 | 0.027214 | 0.027077 | 0.026941 | 0 | 0 | 0 | 0 | 0 | 0 | 0 | 0
Scenario 1: Reference | SDG&E | Com | HVAC | Com - Grocery | Electric Demand (MW) | Energy Efficiency | 3.222 | 3.2499 | 3.2785 | 3.3067 | 3.3365 | 3.3678 | 3.4005 | 3.4342 | 3.4684 | 3.5036 | 3.5394 | 3.576 | 3.6135
Scenario 1: Reference | SDG&E | Com | HVAC | Com - Grocery | Electric Demand (MW) | Fuel Substitution | 0 | 0 | 0 | 0 | 0 | 0.083902 | 0.083142 | 0.082389 | 0.081643 | 0.080904 | 0.080171 | 0.079445 | 0.078726
Scenario 1: Reference | SDG&E | Com | HVAC | Com - Grocery | Electric Energy (GWh/year) | Energy Efficiency | 11.9656 | 12.069 | 12.1752 | 12.2735 | 12.3828 | 12.4992 | 12.6203 | 12.7454 | 12.8725 | 13.0029 | 13.1359 | 13.2717 | 13.4111
Scenario 1: Reference | SDG&E | Com | HVAC | Com - Grocery | Electric Energy (GWh/year) | Fuel Substitution | -3.5825 | -3.5501 | -3.5179 | -3.4861 | -3.4545 | 0.64856 | 0.64268 | 0.63686 | 0.63109 | 0.62538 | 0.61972 | 0.6141 | 0.60854
Scenario 1: Reference | SDG&E | Com | HVAC | Com - Grocery | Gas Energy (MMTherm/year) | Energy Efficiency | 0.22526 | 0.22722 | 0.22924 | 0.23174 | 0.23393 | 0.2354 | 0.23768 | 0.24003 | 0.24242 | 0.24488 | 0.24738 | 0.24994 | 0.25257
Scenario 1: Reference | SDG&E | Com | HVAC | Com - Grocery | Gas Energy (MMTherm/year) | Fuel Substitution | 0.49728 | 0.49277 | 0.48831 | 0.48389 | 0.47951 | 6.838e-07 | 6.776e-07 | 6.7147e-07 | 6.6539e-07 | 6.5936e-07 | 6.5339e-07 | 6.4747e-07 | 6.4161e-07
Scenario 1: Reference | SDG&E | Com | HVAC | Com - Health | Electric Demand (MW) | Energy Efficiency | 2.9172 | 2.9627 | 3.0068 | 3.0513 | 3.0941 | 3.1276 | 3.1609 | 3.1933 | 3.2266 | 3.2632 | 3.3047 | 3.3406 | 3.3735
Scenario 1: Reference | SDG&E | Com | HVAC | Com - Health | Electric Demand (MW) | Fuel Substitution | 0 | 0 | 0 | 0 | 0 | 0.088474 | 0.088177 | 0.087881 | 0.087586 | 0.087292 | 0.086999 | 0.086707 | 0.086416
Scenario 1: Reference | SDG&E | Com | HVAC | Com - Health | Electric Energy (GWh/year) | Energy Efficiency | 18.3913 | 18.6588 | 18.9184 | 19.1804 | 19.4323 | 19.6196 | 19.815 | 20.005 | 20.1997 | 20.4144 | 20.6584 | 20.8694 | 21.0619
Scenario 1: Reference | SDG&E | Com | HVAC | Com - Health | Electric Energy (GWh/year) | Fuel Substitution | -0.05836 | -0.058164 | -0.057969 | -0.057774 | -0.057581 | 0.59313 | 0.59114 | 0.58916 | 0.58718 | 0.58521 | 0.58325 | 0.58129 | 0.57934
Scenario 1: Reference | SDG&E | Com | HVAC | Com - Health | Gas Energy (MMTherm/year) | Energy Efficiency | 0.57188 | 0.5826 | 0.59301 | 0.60351 | 0.61363 | 0.59267 | 0.60021 | 0.60755 | 0.61506 | 0.62329 | 0.63259 | 0.64069 | 0.64811
Scenario 1: Reference | SDG&E | Com | HVAC | Com - Health | Gas Energy (MMTherm/year) | Fuel Substitution | 0.079041 | 0.078775 | 0.078511 | 0.078248 | 0.077985 | 2.5332e-06 | 2.5247e-06 | 2.5162e-06 | 2.5078e-06 | 2.4994e-06 | 2.491e-06 | 2.4826e-06 | 2.4743e-06
Scenario 1: Reference | SDG&E | Com | HVAC | Com - Lodging | Electric Demand (MW) | Energy Efficiency | 2.1795 | 2.1984 | 2.2156 | 2.2326 | 2.2477 | 2.2589 | 2.2725 | 2.2852 | 2.2976 | 2.3094 | 2.3204 | 2.3306 | 2.3404
Scenario 1: Reference | SDG&E | Com | HVAC | Com - Lodging | Electric Demand (MW) | Fuel Substitution | 0 | 0 | 0 | 0 | 0 | 0.061367 | 0.060868 | 0.060374 | 0.059884 | 0.059398 | 0.058915 | 0.058437 | 0.057962
Scenario 1: Reference | SDG&E | Com | HVAC | Com - Lodging | Electric Energy (GWh/year) | Energy Efficiency | 13.6344 | 13.7307 | 13.8178 | 13.9033 | 13.9786 | 14.0262 | 14.093 | 14.155 | 14.2149 | 14.2718 | 14.3241 | 14.3723 | 14.4183
Scenario 1: Reference | SDG&E | Com | HVAC | Com - Lodging | Electric Energy (GWh/year) | Fuel Substitution | -0.51996 | -0.51574 | -0.51155 | -0.5074 | -0.50328 | 0.34859 | 0.34576 | 0.34295 | 0.34017 | 0.3374 | 0.33466 | 0.33195 | 0.32925
Scenario 1: Reference | SDG&E | Com | HVAC | Com - Lodging | Gas Energy (MMTherm/year) | Energy Efficiency | 0.43671 | 0.44138 | 0.44567 | 0.44989 | 0.4537 | 0.44264 | 0.44599 | 0.44915 | 0.45221 | 0.45517 | 0.45793 | 0.46053 | 0.46305
Scenario 1: Reference | SDG&E | Com | HVAC | Com - Lodging | Gas Energy (MMTherm/year) | Fuel Substitution | 0.11 | 0.1091 | 0.10822 | 0.10734 | 0.10647 | 4.9226e-07 | 4.8826e-07 | 4.8429e-07 | 4.8036e-07 | 4.7646e-07 | 4.7259e-07 | 4.6875e-07 | 4.6495e-07
Scenario 1: Reference | SDG&E | Com | HVAC | Com - Office (Large) | Electric Demand (MW) | Energy Efficiency | 3.4769 | 3.4816 | 3.4871 | 3.4936 | 3.5001 | 3.4933 | 3.5041 | 3.5164 | 3.5284 | 3.5409 | 3.5537 | 3.567 | 3.581
Scenario 1: Reference | SDG&E | Com | HVAC | Com - Office (Large) | Electric Demand (MW) | Fuel Substitution | 0 | 0 | 0 | 0 | 0 | 0.062479 | 0.060472 | 0.05853 | 0.05665 | 0.05483 | 0.053069 | 0.051365 | 0.049715
Scenario 1: Reference | SDG&E | Com | HVAC | Com - Office (Large) | Electric Energy (GWh/year) | Energy Efficiency | 27.3315 | 27.2664 | 27.2096 | 27.1625 | 27.1189 | 26.9815 | 26.9733 | 26.9781 | 26.9839 | 26.9955 | 27.0115 | 27.0335 | 27.0624
Scenario 1: Reference | SDG&E | Com | HVAC | Com - Office (Large) | Electric Energy (GWh/year) | Fuel Substitution | 0.38656 | 0.37414 | 0.36213 | 0.3505 | 0.33924 | 0.46765 | 0.45263 | 0.43809 | 0.42402 | 0.4104 | 0.39722 | 0.38446 | 0.37211
Scenario 1: Reference | SDG&E | Com | HVAC | Com - Office (Large) | Gas Energy (MMTherm/year) | Energy Efficiency | 0.18209 | 0.18406 | 0.18602 | 0.188 | 0.18993 | 0.13215 | 0.13346 | 0.13481 | 0.13612 | 0.13742 | 0.13871 | 0.14 | 0.14129
Scenario 1: Reference | SDG&E | Com | HVAC | Com - Office (Large) | Gas Energy (MMTherm/year) | Fuel Substitution | 0.0036919 | 0.0035733 | 0.0034586 | 0.0033475 | 0.00324 | 7.5928e-07 | 7.3489e-07 | 7.1129e-07 | 6.8844e-07 | 6.6633e-07 | 6.4493e-07 | 6.2421e-07 | 6.0416e-07
Scenario 1: Reference | SDG&E | Com | HVAC | Com - Office (Small) | Electric Demand (MW) | Energy Efficiency | 2.8118 | 2.8252 | 2.8387 | 2.8525 | 2.8663 | 2.8552 | 2.8694 | 2.8838 | 2.8984 | 2.9131 | 2.9279 | 2.9429 | 2.9581
Scenario 1: Reference | SDG&E | Com | HVAC | Com - Office (Small) | Electric Demand (MW) | Fuel Substitution | 0 | 0 | 0 | 0 | 0 | 0.051447 | 0.050918 | 0.050393 | 0.049874 | 0.04936 | 0.048852 | 0.048349 | 0.047851
Scenario 1: Reference | SDG&E | Com | HVAC | Com - Office (Small) | Electric Energy (GWh/year) | Energy Efficiency | 15.2507 | 15.315 | 15.3802 | 15.4465 | 15.5135 | 15.3989 | 15.4675 | 15.5371 | 15.6077 | 15.6791 | 15.7513 | 15.8243 | 15.8983
Scenario 1: Reference | SDG&E | Com | HVAC | Com - Office (Small) | Electric Energy (GWh/year) | Fuel Substitution | 0.077727 | 0.076927 | 0.076134 | 0.07535 | 0.074574 | 0.37828 | 0.37438 | 0.37052 | 0.36671 | 0.36293 | 0.35919 | 0.35549 | 0.35183
Scenario 1: Reference | SDG&E | Com | HVAC | Com - Office (Small) | Gas Energy (MMTherm/year) | Energy Efficiency | 0.1829 | 0.18382 | 0.18476 | 0.18571 | 0.18666 | 0.088517 | 0.088942 | 0.089371 | 0.089806 | 0.090244 | 0.090686 | 0.091133 | 0.091585
Scenario 1: Reference | SDG&E | Com | HVAC | Com - Office (Small) | Gas Energy (MMTherm/year) | Fuel Substitution | 0.029782 | 0.029475 | 0.029171 | 0.028871 | 0.028573 | 6.4648e-06 | 6.3982e-06 | 6.3323e-06 | 6.2671e-06 | 6.2025e-06 | 6.1387e-06 | 6.0754e-06 | 6.0129e-06
Scenario 1: Reference | SDG&E | Com | HVAC | Com - Other | Electric Demand (MW) | Energy Efficiency | 9.773 | 9.9008 | 10.0321 | 10.1669 | 10.303 | 10.4428 | 10.5859 | 10.7319 | 10.8802 | 11.0313 | 11.1844 | 11.3399 | 11.4983
Scenario 1: Reference | SDG&E | Com | HVAC | Com - Other | Electric Demand (MW) | Fuel Substitution | 0 | 0 | 0 | 0 | 0 | 0.34226 | 0.33992 | 0.33759 | 0.33528 | 0.33299 | 0.33071 | 0.32844 | 0.3262
Scenario 1: Reference | SDG&E | Com | HVAC | Com - Other | Electric Energy (GWh/year) | Energy Efficiency | 16.062 | 16.2721 | 16.4878 | 16.7094 | 16.9331 | 17.1627 | 17.398 | 17.6379 | 17.8817 | 18.13 | 18.3816 | 18.6372 | 18.8975
Scenario 1: Reference | SDG&E | Com | HVAC | Com - Other | Electric Energy (GWh/year) | Fuel Substitution | -1.5845 | -1.5737 | -1.5629 | -1.5522 | -1.5416 | 1.4105 | 1.4009 | 1.3913 | 1.3818 | 1.3723 | 1.3629 | 1.3536 | 1.3443
Scenario 1: Reference | SDG&E | Com | HVAC | Com - Other | Gas Energy (MMTherm/year) | Energy Efficiency | 0.95883 | 0.97137 | 0.98425 | 0.99748 | 1.0108 | 1.0168 | 1.0308 | 1.045 | 1.0594 | 1.0741 | 1.089 | 1.1041 | 1.1195
Scenario 1: Reference | SDG&E | Com | HVAC | Com - Other | Gas Energy (MMTherm/year) | Fuel Substitution | 0.34967 | 0.34728 | 0.3449 | 0.34254 | 0.3402 | 0 | 0 | 0 | 0 | 0 | 0 | 0 | 0
Scenario 1: Reference | SDG&E | Com | HVAC | Com - Refrig. Warehouse | Gas Energy (MMTherm/year) | Energy Efficiency | 4.2287e-06 | 4.2322e-06 | 4.2381e-06 | 4.2444e-06 | 4.2521e-06 | 1.3772e-07 | 1.3773e-07 | 1.3774e-07 | 1.3776e-07 | 1.3778e-07 | 1.378e-07 | 1.3782e-07 | 1.3785e-07
Scenario 1: Reference | SDG&E | Com | HVAC | Com - Restaurant | Electric Demand (MW) | Energy Efficiency | 0.48001 | 0.48252 | 0.48521 | 0.48809 | 0.49116 | 0.49438 | 0.49779 | 0.50136 | 0.50505 | 0.50886 | 0.5128 | 0.51687 | 0.52106
Scenario 1: Reference | SDG&E | Com | HVAC | Com - Restaurant | Electric Demand (MW) | Fuel Substitution | 0 | 0 | 0 | 0 | 0 | 0.06087 | 0.060335 | 0.059806 | 0.05928 | 0.05876 | 0.058244 | 0.057733 | 0.057226
Scenario 1: Reference | SDG&E | Com | HVAC | Com - Restaurant | Electric Energy (GWh/year) | Energy Efficiency | 2.2035 | 2.215 | 2.2273 | 2.2405 | 2.2546 | 2.2694 | 2.285 | 2.3014 | 2.3184 | 2.3359 | 2.354 | 2.3727 | 2.3919
Scenario 1: Reference | SDG&E | Com | HVAC | Com - Restaurant | Electric Energy (GWh/year) | Fuel Substitution | 0.076915 | 0.07624 | 0.075571 | 0.074907 | 0.074249 | 0.24739 | 0.24522 | 0.24307 | 0.24093 | 0.23882 | 0.23672 | 0.23464 | 0.23258
Scenario 1: Reference | SDG&E | Com | HVAC | Com - Restaurant | Gas Energy (MMTherm/year) | Energy Efficiency | 0.84771 | 0.85213 | 0.85689 | 0.86197 | 0.8674 | 0.86231 | 0.86825 | 0.87447 | 0.8809 | 0.88755 | 0.89442 | 0.90151 | 0.9088
Scenario 1: Reference | SDG&E | Com | HVAC | Com - Restaurant | Gas Energy (MMTherm/year) | Fuel Substitution | 0.013822 | 0.013701 | 0.013581 | 0.013461 | 0.013343 | 0 | 0 | 0 | 0 | 0 | 0 | 0 | 0
Scenario 1: Reference | SDG&E | Com | HVAC | Com - Retail | Electric Demand (MW) | Energy Efficiency | 10.1888 | 10.2378 | 10.2909 | 10.3481 | 10.4072 | 10.4647 | 10.532 | 10.6028 | 10.6767 | 10.7539 | 10.834 | 10.9172 | 11.004
Scenario 1: Reference | SDG&E | Com | HVAC | Com - Retail | Electric Demand (MW) | Fuel Substitution | 0 | 0 | 0 | 0 | 0 | 0.19072 | 0.18914 | 0.18757 | 0.18602 | 0.18448 | 0.18295 | 0.18143 | 0.17993
Scenario 1: Reference | SDG&E | Com | HVAC | Com - Retail | Electric Energy (GWh/year) | Energy Efficiency | 29.2547 | 29.3919 | 29.5407 | 29.7009 | 29.8667 | 30.0033 | 30.1922 | 30.3912 | 30.599 | 30.8162 | 31.0416 | 31.2759 | 31.5204
Scenario 1: Reference | SDG&E | Com | HVAC | Com - Retail | Electric Energy (GWh/year) | Fuel Substitution | 0.075451 | 0.074826 | 0.074206 | 0.073591 | 0.072982 | 0.79415 | 0.78757 | 0.78105 | 0.77458 | 0.76816 | 0.7618 | 0.75549 | 0.74923
Scenario 1: Reference | SDG&E | Com | HVAC | Com - Retail | Gas Energy (MMTherm/year) | Energy Efficiency | 0.21138 | 0.21241 | 0.21353 | 0.21473 | 0.21598 | 0.19163 | 0.19286 | 0.19416 | 0.19552 | 0.19694 | 0.19841 | 0.19993 | 0.20152
Scenario 1: Reference | SDG&E | Com | HVAC | Com - Retail | Gas Energy (MMTherm/year) | Fuel Substitution | 0.064842 | 0.064305 | 0.063772 | 0.063244 | 0.06272 | 1.8266e-07 | 1.8115e-07 | 1.7965e-07 | 1.7816e-07 | 1.7668e-07 | 1.7522e-07 | 1.7377e-07 | 1.7233e-07
Scenario 1: Reference | SDG&E | Com | HVAC | Com - School | Electric Demand (MW) | Energy Efficiency | 3.8755 | 3.9145 | 3.9549 | 3.9967 | 4.0402 | 4.0758 | 4.1215 | 4.1687 | 4.2174 | 4.2676 | 4.3194 | 4.3728 | 4.4276
Scenario 1: Reference | SDG&E | Com | HVAC | Com - School | Electric Demand (MW) | Fuel Substitution | 0 | 0 | 0 | 0 | 0 | 0.045983 | 0.044869 | 0.043782 | 0.042722 | 0.041686 | 0.040677 | 0.039691 | 0.038729
Scenario 1: Reference | SDG&E | Com | HVAC | Com - School | Electric Energy (GWh/year) | Energy Efficiency | 13.0666 | 13.1287 | 13.196 | 13.2681 | 13.3466 | 13.3631 | 13.4494 | 13.5405 | 13.6373 | 13.7393 | 13.8468 | 13.9596 | 14.0774
Scenario 1: Reference | SDG&E | Com | HVAC | Com - School | Electric Energy (GWh/year) | Fuel Substitution | -0.17061 | -0.16647 | -0.16244 | -0.15851 | -0.15467 | 0.19278 | 0.18811 | 0.18355 | 0.1791 | 0.17476 | 0.17053 | 0.1664 | 0.16237
Scenario 1: Reference | SDG&E | Com | HVAC | Com - School | Gas Energy (MMTherm/year) | Energy Efficiency | 0.36346 | 0.3685 | 0.37365 | 0.37892 | 0.38436 | 0.3465 | 0.35138 | 0.35637 | 0.36149 | 0.36673 | 0.37209 | 0.37758 | 0.38318
Scenario 1: Reference | SDG&E | Com | HVAC | Com - School | Gas Energy (MMTherm/year) | Fuel Substitution | 0.048071 | 0.046906 | 0.04577 | 0.044661 | 0.043579 | 0 | 0 | 0 | 0 | 0 | 0 | 0 | 0
Scenario 1: Reference | SDG&E | Com | HVAC | Com - Warehouse | Electric Demand (MW) | Energy Efficiency | 0.31013 | 0.31278 | 0.31551 | 0.31838 | 0.32129 | 0.32432 | 0.32742 | 0.3306 | 0.33386 | 0.3372 | 0.3406 | 0.34406 | 0.34761
Scenario 1: Reference | SDG&E | Com | HVAC | Com - Warehouse | Electric Demand (MW) | Fuel Substitution | 0 | 0 | 0 | 0 | 0 | 0.01369 | 0.013636 | 0.013582 | 0.013527 | 0.013473 | 0.01342 | 0.013366 | 0.013313
Scenario 1: Reference | SDG&E | Com | HVAC | Com - Warehouse | Electric Energy (GWh/year) | Energy Efficiency | 1.6717 | 1.686 | 1.7007 | 1.7162 | 1.7319 | 1.7482 | 1.7649 | 1.7821 | 1.7996 | 1.8177 | 1.836 | 1.8546 | 1.8738
Scenario 1: Reference | SDG&E | Com | HVAC | Com - Warehouse | Electric Energy (GWh/year) | Fuel Substitution | -0.33702 | -0.33568 | -0.33434 | -0.33301 | -0.33168 | 0.10066 | 0.10026 | 0.099856 | 0.099458 | 0.099062 | 0.098667 | 0.098273 | 0.097882
Scenario 1: Reference | SDG&E | Com | HVAC | Com - Warehouse | Gas Energy (MMTherm/year) | Energy Efficiency | 0.016653 | 0.016795 | 0.016942 | 0.017096 | 0.017252 | 0.017288 | 0.017453 | 0.017623 | 0.017796 | 0.017974 | 0.018155 | 0.01834 | 0.018529
Scenario 1: Reference | SDG&E | Com | HVAC | Com - Warehouse | Gas Energy (MMTherm/year) | Fuel Substitution | 0.056742 | 0.056516 | 0.05629 | 0.056066 | 0.055842 | 0 | 0 | 0 | 0 | 0 | 0 | 0 | 0
Scenario 1: Reference | SDG&E | Com | Lighting | Com - College | Electric Demand (MW) | Energy Efficiency | 1.1966 | 1.1949 | 1.1932 | 1.1916 | 1.1899 | 1.1884 | 1.1869 | 1.1855 | 1.1842 | 1.183 | 1.1818 | 1.1809 | 1.1801
Scenario 1: Reference | SDG&E | Com | Lighting | Com - College | Electric Energy (GWh/year) | Energy Efficiency | 6.6434 | 6.6268 | 6.6102 | 6.5941 | 6.5778 | 6.562 | 6.5467 | 6.5316 | 6.5168 | 6.5024 | 6.4882 | 6.4753 | 6.4627
Scenario 1: Reference | SDG&E | Com | Lighting | Com - College | Gas Energy (MMTherm/year) | Energy Efficiency | -0.055589 | -0.055385 | -0.055181 | -0.05498 | -0.05478 | -0.054582 | -0.054386 | -0.054193 | -0.054001 | -0.053812 | -0.053624 | -0.053443 | -0.053264
Scenario 1: Reference | SDG&E | Com | Lighting | Com - Grocery | Electric Demand (MW) | Energy Efficiency | 2.1931 | 2.1762 | 2.1595 | 2.1431 | 2.1268 | 2.1107 | 2.0949 | 2.0793 | 2.0638 | 2.0486 | 2.0336 | 2.0187 | 2.0041
Scenario 1: Reference | SDG&E | Com | Lighting | Com - Grocery | Electric Energy (GWh/year) | Energy Efficiency | 12.3564 | 12.2615 | 12.1678 | 12.0754 | 11.9839 | 11.8938 | 11.8049 | 11.7173 | 11.6307 | 11.5452 | 11.4609 | 11.3776 | 11.2954
Scenario 1: Reference | SDG&E | Com | Lighting | Com - Grocery | Gas Energy (MMTherm/year) | Energy Efficiency | -0.15084 | -0.14968 | -0.14853 | -0.1474 | -0.14628 | -0.14517 | -0.14408 | -0.14301 | -0.14195 | -0.1409 | -0.13986 | -0.13884 | -0.13783
Scenario 1: Reference | SDG&E | Com | Lighting | Com - Health | Electric Demand (MW) | Energy Efficiency | 1.886 | 1.8874 | 1.8887 | 1.89 | 1.891 | 1.8918 | 1.8916 | 1.8913 | 1.8911 | 1.8914 | 1.8924 | 1.8927 | 1.8925
Scenario 1: Reference | SDG&E | Com | Lighting | Com - Health | Electric Energy (GWh/year) | Energy Efficiency | 11.0656 | 11.0758 | 11.085 | 11.0946 | 11.1028 | 11.1092 | 11.1096 | 11.1094 | 11.1099 | 11.1133 | 11.1211 | 11.1243 | 11.1248
Scenario 1: Reference | SDG&E | Com | Lighting | Com - Health | Gas Energy (MMTherm/year) | Energy Efficiency | -0.056576 | -0.056647 | -0.056713 | -0.056781 | -0.056842 | -0.056892 | -0.05691 | -0.056923 | -0.056941 | -0.056975 | -0.057033 | -0.057065 | -0.057082
Scenario 1: Reference | SDG&E | Com | Lighting | Com - Lodging | Electric Demand (MW) | Energy Efficiency | 1.8269 | 1.8142 | 1.8015 | 1.7889 | 1.7763 | 1.7638 | 1.7514 | 1.739 | 1.7267 | 1.7144 | 1.7022 | 1.6901 | 1.6781
Scenario 1: Reference | SDG&E | Com | Lighting | Com - Lodging | Electric Energy (GWh/year) | Energy Efficiency | 12.4069 | 12.3196 | 12.2324 | 12.1458 | 12.0594 | 11.9735 | 11.888 | 11.8029 | 11.7184 | 11.6344 | 11.5508 | 11.4677 | 11.3851
Scenario 1: Reference | SDG&E | Com | Lighting | Com - Lodging | Gas Energy (MMTherm/year) | Energy Efficiency | -0.058033 | -0.057616 | -0.057199 | -0.056786 | -0.056374 | -0.055964 | -0.055556 | -0.055151 | -0.054749 | -0.054349 | -0.053951 | -0.053556 | -0.053163
Scenario 1: Reference | SDG&E | Com | Lighting | Com - Office (Large) | Electric Demand (MW) | Energy Efficiency | 2.1133 | 2.0608 | 2.0101 | 1.9612 | 1.9139 | 1.8684 | 1.8248 | 1.7827 | 1.7421 | 1.7029 | 1.665 | 1.6284 | 1.5932
Scenario 1: Reference | SDG&E | Com | Lighting | Com - Office (Large) | Electric Energy (GWh/year) | Energy Efficiency | 15.6931 | 15.3023 | 14.9248 | 14.5606 | 14.2083 | 13.8695 | 13.5443 | 13.2313 | 12.9285 | 12.6363 | 12.3541 | 12.0819 | 11.8195
Scenario 1: Reference | SDG&E | Com | Lighting | Com - Office (Large) | Gas Energy (MMTherm/year) | Energy Efficiency | -0.0063381 | -0.0062467 | -0.0061592 | -0.0060755 | -0.0059948 | -0.0059188 | -0.0058479 | -0.0057811 | -0.0057165 | -0.0056549 | -0.0055959 | -0.0055397 | -0.0054864
Scenario 1: Reference | SDG&E | Com | Lighting | Com - Office (Small) | Electric Demand (MW) | Energy Efficiency | 1.1626 | 1.1536 | 1.1448 | 1.1361 | 1.1274 | 1.119 | 1.1106 | 1.1023 | 1.0941 | 1.0861 | 1.0781 | 1.0703 | 1.0626
Scenario 1: Reference | SDG&E | Com | Lighting | Com - Office (Small) | Electric Energy (GWh/year) | Energy Efficiency | 7.6971 | 7.6375 | 7.5787 | 7.5207 | 7.4634 | 7.4068 | 7.351 | 7.296 | 7.2416 | 7.188 | 7.135 | 7.0828 | 7.0312
Scenario 1: Reference | SDG&E | Com | Lighting | Com - Office (Small) | Gas Energy (MMTherm/year) | Energy Efficiency | -0.0072654 | -0.0072135 | -0.0071624 | -0.0071119 | -0.0070622 | -0.0070131 | -0.0069648 | -0.0069171 | -0.0068701 | -0.0068238 | -0.0067781 | -0.006733 | -0.0066886
Scenario 1: Reference | SDG&E | Com | Lighting | Com - Other | Electric Demand (MW) | Energy Efficiency | 1.4136 | 1.4064 | 1.3993 | 1.3922 | 1.3853 | 1.3784 | 1.3717 | 1.365 | 1.3585 | 1.352 | 1.3456 | 1.3393 | 1.3331
Scenario 1: Reference | SDG&E | Com | Lighting | Com - Other | Electric Energy (GWh/year) | Energy Efficiency | 3.7575 | 3.7422 | 3.7272 | 3.7126 | 3.6982 | 3.6842 | 3.6705 | 3.657 | 3.6439 | 3.631 | 3.6184 | 3.6061 | 3.594
Scenario 1: Reference | SDG&E | Com | Lighting | Com - Other | Gas Energy (MMTherm/year) | Energy Efficiency | -0.021845 | -0.021756 | -0.021669 | -0.021583 | -0.021499 | -0.021417 | -0.021336 | -0.021258 | -0.021181 | -0.021105 | -0.021032 | -0.020959 | -0.020889
Scenario 1: Reference | SDG&E | Com | Lighting | Com - Refrig. Warehouse | Electric Demand (MW) | Energy Efficiency | 0.019839 | 0.019738 | 0.019638 | 0.019539 | 0.019441 | 0.019343 | 0.019246 | 0.019149 | 0.019054 | 0.018959 | 0.018865 | 0.018772 | 0.01868
Scenario 1: Reference | SDG&E | Com | Lighting | Com - Refrig. Warehouse | Electric Energy (GWh/year) | Energy Efficiency | 0.18286 | 0.18194 | 0.18101 | 0.1801 | 0.17919 | 0.17829 | 0.17739 | 0.1765 | 0.17562 | 0.17475 | 0.17388 | 0.17302 | 0.17217
Scenario 1: Reference | SDG&E | Com | Lighting | Com - Restaurant | Electric Demand (MW) | Energy Efficiency | 0.64109 | 0.6371 | 0.63319 | 0.62937 | 0.62564 | 0.62198 | 0.61841 | 0.61491 | 0.61149 | 0.60813 | 0.60484 | 0.60162 | 0.59846
Scenario 1: Reference | SDG&E | Com | Lighting | Com - Restaurant | Electric Energy (GWh/year) | Energy Efficiency | 3.5394 | 3.5186 | 3.4983 | 3.4784 | 3.4591 | 3.4402 | 3.4218 | 3.4039 | 3.3863 | 3.3692 | 3.3524 | 3.336 | 3.32
Scenario 1: Reference | SDG&E | Com | Lighting | Com - Restaurant | Gas Energy (MMTherm/year) | Energy Efficiency | -0.0091789 | -0.0091297 | -0.0090819 | -0.0090354 | -0.0089904 | -0.0089467 | -0.0089042 | -0.0088631 | -0.0088231 | -0.0087841 | -0.0087462 | -0.0087094 | -0.0086736
Scenario 1: Reference | SDG&E | Com | Lighting | Com - Retail | Electric Demand (MW) | Energy Efficiency | 4.8447 | 4.815 | 4.7859 | 4.7573 | 4.7292 | 4.7017 | 4.6747 | 4.6483 | 4.6224 | 4.5971 | 4.5722 | 4.5478 | 4.5239
Scenario 1: Reference | SDG&E | Com | Lighting | Com - Retail | Electric Energy (GWh/year) | Energy Efficiency | 31.0436 | 30.8513 | 30.6627 | 30.4778 | 30.2957 | 30.1173 | 29.9426 | 29.7713 | 29.6033 | 29.4385 | 29.2768 | 29.1183 | 28.9632
Scenario 1: Reference | SDG&E | Com | Lighting | Com - Retail | Gas Energy (MMTherm/year) | Energy Efficiency | -0.039022 | -0.038796 | -0.038576 | -0.03836 | -0.038148 | -0.03794 | -0.037738 | -0.037541 | -0.037348 | -0.037159 | -0.036975 | -0.036795 | -0.036619
Scenario 1: Reference | SDG&E | Com | Lighting | Com - School | Electric Demand (MW) | Energy Efficiency | 0.68729 | 0.67571 | 0.6645 | 0.65366 | 0.64318 | 0.63304 | 0.62324 | 0.61376 | 0.60462 | 0.59581 | 0.58731 | 0.57913 | 0.57125
Scenario 1: Reference | SDG&E | Com | Lighting | Com - School | Electric Energy (GWh/year) | Energy Efficiency | 7.2867 | 7.1445 | 7.0064 | 6.8721 | 6.7419 | 6.6154 | 6.4926 | 6.3733 | 6.2577 | 6.1455 | 6.0368 | 5.9315 | 5.8294
Scenario 1: Reference | SDG&E | Com | Lighting | Com - School | Gas Energy (MMTherm/year) | Energy Efficiency | -0.0584 | -0.057156 | -0.055944 | -0.054765 | -0.053619 | -0.052503 | -0.051417 | -0.05036 | -0.049333 | -0.048333 | -0.047362 | -0.046418 | -0.0455
Scenario 1: Reference | SDG&E | Com | Lighting | Com - Warehouse | Electric Demand (MW) | Energy Efficiency | 0.68663 | 0.68412 | 0.68162 | 0.67915 | 0.67668 | 0.67423 | 0.6718 | 0.66938 | 0.66698 | 0.66459 | 0.66222 | 0.65986 | 0.65751
Scenario 1: Reference | SDG&E | Com | Lighting | Com - Warehouse | Electric Energy (GWh/year) | Energy Efficiency | 5.1822 | 5.1635 | 5.1448 | 5.1263 | 5.1078 | 5.0896 | 5.0714 | 5.0533 | 5.0354 | 5.0176 | 4.9998 | 4.9822 | 4.9647
Scenario 1: Reference | SDG&E | Com | Lighting | Com - Warehouse | Gas Energy (MMTherm/year) | Energy Efficiency | -0.021939 | -0.021858 | -0.021777 | -0.021697 | -0.021617 | -0.021538 | -0.021459 | -0.02138 | -0.021303 | -0.021225 | -0.021148 | -0.021072 | -0.020996
Scenario 1: Reference | SDG&E | Com | WaterHeat | Com - College | Electric Demand (MW) | Energy Efficiency | 0.2616 | 0.26415 | 0.26666 | 0.26926 | 0.27179 | 0.2742 | 0.27695 | 0.27972 | 0.28254 | 0.28541 | 0.2883 | 0.29146 | 0.29466
Scenario 1: Reference | SDG&E | Com | WaterHeat | Com - College | Electric Demand (MW) | Fuel Substitution | 0 | 0 | 0 | 0 | 0 | 2.4424 | 2.4301 | 2.4179 | 2.4057 | 2.3936 | 2.3816 | 2.3696 | 2.3577
Scenario 1: Reference | SDG&E | Com | WaterHeat | Com - College | Electric Energy (GWh/year) | Energy Efficiency | 0.97692 | 0.98665 | 0.99626 | 1.0062 | 1.0159 | 1.025 | 1.0355 | 1.0461 | 1.0569 | 1.0678 | 1.0789 | 1.0909 | 1.1031
Scenario 1: Reference | SDG&E | Com | WaterHeat | Com - College | Electric Energy (GWh/year) | Fuel Substitution | -12.4335 | -12.3709 | -12.3087 | -12.2467 | -12.1851 | 10.2354 | 10.1839 | 10.1326 | 10.0816 | 10.0309 | 9.9804 | 9.9302 | 9.8802
Scenario 1: Reference | SDG&E | Com | WaterHeat | Com - College | Gas Energy (MMTherm/year) | Energy Efficiency | 1.3497 | 1.3463 | 1.3429 | 1.3395 | 1.3362 | 1.2824 | 1.2761 | 1.2697 | 1.2634 | 1.2572 | 1.2509 | 1.2447 | 1.2385
Scenario 1: Reference | SDG&E | Com | WaterHeat | Com - College | Gas Energy (MMTherm/year) | Fuel Substitution | 1.4678 | 1.4605 | 1.4531 | 1.4458 | 1.4385 | 0 | 0 | 0 | 0 | 0 | 0 | 0 | 0
Scenario 1: Reference | SDG&E | Com | WaterHeat | Com - Grocery | Electric Demand (MW) | Energy Efficiency | 0.63426 | 0.63945 | 0.64478 | 0.65033 | 0.65594 | 0.66175 | 0.66785 | 0.67415 | 0.68056 | 0.68714 | 0.69386 | 0.70072 | 0.70777
Scenario 1: Reference | SDG&E | Com | WaterHeat | Com - Grocery | Electric Energy (GWh/year) | Energy Efficiency | 3.2942 | 3.3218 | 3.3501 | 3.3796 | 3.4094 | 3.4402 | 3.4726 | 3.506 | 3.5399 | 3.5748 | 3.6104 | 3.6467 | 3.6841
Scenario 1: Reference | SDG&E | Com | WaterHeat | Com - Grocery | Electric Energy (GWh/year) | Fuel Substitution | -0.57205 | -0.56687 | -0.56174 | -0.55665 | -0.55161 | 0 | 0 | 0 | 0 | 0 | 0 | 0 | 0
Scenario 1: Reference | SDG&E | Com | WaterHeat | Com - Grocery | Gas Energy (MMTherm/year) | Energy Efficiency | 0.68803 | 0.68203 | 0.67609 | 0.67021 | 0.66439 | 0.6484 | 0.64259 | 0.63683 | 0.63112 | 0.62547 | 0.61987 | 0.61432 | 0.60882
Scenario 1: Reference | SDG&E | Com | WaterHeat | Com - Grocery | Gas Energy (MMTherm/year) | Fuel Substitution | 0.077504 | 0.076802 | 0.076106 | 0.075417 | 0.074734 | 0 | 0 | 0 | 0 | 0 | 0 | 0 | 0
Scenario 1: Reference | SDG&E | Com | WaterHeat | Com - Health | Electric Demand (MW) | Energy Efficiency | 0.74679 | 0.75995 | 0.77272 | 0.78561 | 0.79802 | 0.80948 | 0.81932 | 0.82889 | 0.83869 | 0.84945 | 0.86162 | 0.87219 | 0.88188
Scenario 1: Reference | SDG&E | Com | WaterHeat | Com - Health | Electric Demand (MW) | Fuel Substitution | 0 | 0 | 0 | 0 | 0 | 3.0688 | 3.0585 | 3.0483 | 3.038 | 3.0278 | 3.0177 | 3.0075 | 2.9974
Scenario 1: Reference | SDG&E | Com | WaterHeat | Com - Health | Electric Energy (GWh/year) | Energy Efficiency | 6.0423 | 6.1522 | 6.2588 | 6.3664 | 6.47 | 6.5658 | 6.6481 | 6.7282 | 6.8101 | 6.9 | 7.0016 | 7.09 | 7.171
Scenario 1: Reference | SDG&E | Com | WaterHeat | Com - Health | Electric Energy (GWh/year) | Fuel Substitution | -34.6747 | -34.5583 | -34.4423 | -34.3267 | -34.2115 | 28.0898 | 27.9955 | 27.9015 | 27.8079 | 27.7146 | 27.6216 | 27.5289 | 27.4365
Scenario 1: Reference | SDG&E | Com | WaterHeat | Com - Health | Gas Energy (MMTherm/year) | Energy Efficiency | 3.7881 | 3.7869 | 3.7854 | 3.7841 | 3.7824 | 3.628 | 3.616 | 3.6041 | 3.5922 | 3.5803 | 3.5685 | 3.5567 | 3.545
Scenario 1: Reference | SDG&E | Com | WaterHeat | Com - Health | Gas Energy (MMTherm/year) | Fuel Substitution | 4.1489 | 4.135 | 4.1211 | 4.1073 | 4.0935 | 0 | 0 | 0 | 0 | 0 | 0 | 0 | 0
Scenario 1: Reference | SDG&E | Com | WaterHeat | Com - Lodging | Electric Demand (MW) | Energy Efficiency | 0.22931 | 0.23035 | 0.23127 | 0.23216 | 0.23292 | 0.23067 | 0.23139 | 0.23205 | 0.23267 | 0.23326 | 0.23378 | 0.23424 | 0.23468
Scenario 1: Reference | SDG&E | Com | WaterHeat | Com - Lodging | Electric Demand (MW) | Fuel Substitution | 0 | 0 | 0 | 0 | 0 | 3.6317 | 3.6022 | 3.5729 | 3.5439 | 3.5151 | 3.4866 | 3.4583 | 3.4302
Scenario 1: Reference | SDG&E | Com | WaterHeat | Com - Lodging | Electric Energy (GWh/year) | Energy Efficiency | 1.5329 | 1.544 | 1.554 | 1.5639 | 1.5726 | 1.5573 | 1.5656 | 1.5735 | 1.581 | 1.5883 | 1.5949 | 1.6011 | 1.6071
Scenario 1: Reference | SDG&E | Com | WaterHeat | Com - Lodging | Electric Energy (GWh/year) | Fuel Substitution | -43.6313 | -43.2769 | -42.9255 | -42.5769 | -42.2312 | 32.4055 | 32.1423 | 31.8813 | 31.6224 | 31.3656 | 31.1109 | 30.8582 | 30.6076
Scenario 1: Reference | SDG&E | Com | WaterHeat | Com - Lodging | Gas Energy (MMTherm/year) | Energy Efficiency | 2.7404 | 2.7479 | 2.7541 | 2.7601 | 2.7647 | 1.6609 | 1.6485 | 1.6363 | 1.6242 | 1.6122 | 1.6002 | 1.5884 | 1.5767
Scenario 1: Reference | SDG&E | Com | WaterHeat | Com - Lodging | Gas Energy (MMTherm/year) | Fuel Substitution | 5.1198 | 5.0782 | 5.0369 | 4.996 | 4.9555 | 0 | 0 | 0 | 0 | 0 | 0 | 0 | 0
Scenario 1: Reference | SDG&E | Com | WaterHeat | Com - Office (Large) | Electric Demand (MW) | Energy Efficiency | 0.12243 | 0.12311 | 0.12379 | 0.1245 | 0.1252 | 0.12589 | 0.12675 | 0.12766 | 0.12854 | 0.12943 | 0.13032 | 0.13122 | 0.13213
Scenario 1: Reference | SDG&E | Com | WaterHeat | Com - Office (Large) | Electric Demand (MW) | Fuel Substitution | 0 | 0 | 0 | 0 | 0 | 0.22072 | 0.21363 | 0.20677 | 0.20013 | 0.1937 | 0.18748 | 0.18146 | 0.17563
Scenario 1: Reference | SDG&E | Com | WaterHeat | Com - Office (Large) | Electric Energy (GWh/year) | Energy Efficiency | 1.9897 | 2.0089 | 2.0281 | 2.0475 | 2.0664 | 2.0851 | 2.1066 | 2.1288 | 2.1504 | 2.1719 | 2.1932 | 2.2144 | 2.2358
Scenario 1: Reference | SDG&E | Com | WaterHeat | Com - Office (Large) | Electric Energy (GWh/year) | Fuel Substitution | -5.5652 | -5.3865 | -5.2135 | -5.046 | -4.8839 | 4.412 | 4.2703 | 4.1332 | 4.0004 | 3.8719 | 3.7476 | 3.6272 | 3.5107
Scenario 1: Reference | SDG&E | Com | WaterHeat | Com - Office (Large) | Gas Energy (MMTherm/year) | Energy Efficiency | 1.4776 | 1.4371 | 1.398 | 1.3602 | 1.3236 | 1.2149 | 1.1769 | 1.1402 | 1.1046 | 1.0702 | 1.0369 | 1.0046 | 0.97341
Scenario 1: Reference | SDG&E | Com | WaterHeat | Com - Office (Large) | Gas Energy (MMTherm/year) | Fuel Substitution | 0.65053 | 0.62963 | 0.60941 | 0.58984 | 0.57089 | 0 | 0 | 0 | 0 | 0 | 0 | 0 | 0
Scenario 1: Reference | SDG&E | Com | WaterHeat | Com - Office (Small) | Electric Demand (MW) | Energy Efficiency | 0.019397 | 0.019352 | 0.019309 | 0.019267 | 0.019227 | 0.019189 | 0.019153 | 0.019118 | 0.019085 | 0.019054 | 0.019024 | 0.018995 | 0.018968
Scenario 1: Reference | SDG&E | Com | WaterHeat | Com - Office (Small) | Electric Demand (MW) | Fuel Substitution | 0 | 0 | 0 | 0 | 0 | 0.023875 | 0.023629 | 0.023386 | 0.023145 | 0.022907 | 0.022671 | 0.022437 | 0.022206
Scenario 1: Reference | SDG&E | Com | WaterHeat | Com - Office (Small) | Electric Energy (GWh/year) | Energy Efficiency | 1.1098 | 1.1149 | 1.12 | 1.1253 | 1.1306 | 1.136 | 1.1416 | 1.1472 | 1.1529 | 1.1586 | 1.1644 | 1.1703 | 1.1762
Scenario 1: Reference | SDG&E | Com | WaterHeat | Com - Office (Small) | Electric Energy (GWh/year) | Fuel Substitution | -3.252 | -3.2185 | -3.1854 | -3.1526 | -3.1201 | 2.8183 | 2.7893 | 2.7605 | 2.7321 | 2.704 | 2.6761 | 2.6485 | 2.6213
Scenario 1: Reference | SDG&E | Com | WaterHeat | Com - Office (Small) | Gas Energy (MMTherm/year) | Energy Efficiency | 0.85382 | 0.84572 | 0.83772 | 0.8298 | 0.82197 | 0.81353 | 0.80519 | 0.79693 | 0.78876 | 0.78067 | 0.77267 | 0.76475 | 0.7569
Scenario 1: Reference | SDG&E | Com | WaterHeat | Com - Office (Small) | Gas Energy (MMTherm/year) | Fuel Substitution | 0.37631 | 0.37244 | 0.3686 | 0.36481 | 0.36105 | 0 | 0 | 0 | 0 | 0 | 0 | 0 | 0
Scenario 1: Reference | SDG&E | Com | WaterHeat | Com - Other | Electric Demand (MW) | Energy Efficiency | 4.5578 | 4.6163 | 4.6765 | 4.7383 | 4.8007 | 4.865 | 4.9311 | 4.9986 | 5.0671 | 5.1369 | 5.2077 | 5.2796 | 5.3528
Scenario 1: Reference | SDG&E | Com | WaterHeat | Com - Other | Electric Demand (MW) | Fuel Substitution | 0 | 0 | 0 | 0 | 0 | 12.525 | 12.4393 | 12.3542 | 12.2696 | 12.1857 | 12.1023 | 12.0195 | 11.9373
Scenario 1: Reference | SDG&E | Com | WaterHeat | Com - Other | Electric Energy (GWh/year) | Energy Efficiency | 29.3176 | 29.6963 | 30.0852 | 30.4849 | 30.8883 | 31.3036 | 31.7311 | 32.167 | 32.61 | 33.0611 | 33.5184 | 33.9828 | 34.4558
Scenario 1: Reference | SDG&E | Com | WaterHeat | Com - Other | Electric Energy (GWh/year) | Fuel Substitution | -117.4336 | -116.6301 | -115.8321 | -115.0396 | -114.2525 | 89.2561 | 88.6454 | 88.0389 | 87.4365 | 86.8383 | 86.2441 | 85.654 | 85.068
Scenario 1: Reference | SDG&E | Com | WaterHeat | Com - Other | Gas Energy (MMTherm/year) | Energy Efficiency | 4.4576 | 4.4551 | 4.4532 | 4.452 | 4.451 | 4.3351 | 4.3066 | 4.2782 | 4.25 | 4.222 | 4.1942 | 4.1666 | 4.1392
Scenario 1: Reference | SDG&E | Com | WaterHeat | Com - Other | Gas Energy (MMTherm/year) | Fuel Substitution | 13.5487 | 13.456 | 13.3639 | 13.2725 | 13.1817 | 0 | 0 | 0 | 0 | 0 | 0 | 0 | 0
Scenario 1: Reference | SDG&E | Com | WaterHeat | Com - Refrig. Warehouse | Electric Demand (MW) | Energy Efficiency | 0.0041475 | 0.0041492 | 0.0041532 | 0.0041575 | 0.0041632 | 0.0041702 | 0.0041796 | 0.0041909 | 0.0042046 | 0.0042203 | 0.0042384 | 0.004259 | 0.0042818
Scenario 1: Reference | SDG&E | Com | WaterHeat | Com - Refrig. Warehouse | Electric Demand (MW) | Fuel Substitution | 0 | 0 | 0 | 0 | 0 | 0.0025348 | 0.0025215 | 0.0025083 | 0.0024952 | 0.0024822 | 0.0024692 | 0.0024563 | 0.0024435
Scenario 1: Reference | SDG&E | Com | WaterHeat | Com - Refrig. Warehouse | Electric Energy (GWh/year) | Energy Efficiency | 0.045411 | 0.045443 | 0.045499 | 0.045561 | 0.045638 | 0.04573 | 0.045849 | 0.045991 | 0.046161 | 0.046353 | 0.046572 | 0.04682 | 0.047094
Scenario 1: Reference | SDG&E | Com | WaterHeat | Com - Refrig. Warehouse | Electric Energy (GWh/year) | Fuel Substitution | -0.040867 | -0.040654 | -0.040442 | -0.04023 | -0.04002 | 0.032127 | 0.031959 | 0.031792 | 0.031626 | 0.031461 | 0.031297 | 0.031133 | 0.030971
Scenario 1: Reference | SDG&E | Com | WaterHeat | Com - Refrig. Warehouse | Gas Energy (MMTherm/year) | Energy Efficiency | 0.016679 | 0.016595 | 0.016512 | 0.016429 | 0.016347 | 0.016139 | 0.016055 | 0.015971 | 0.015888 | 0.015805 | 0.015722 | 0.01564 | 0.015559
Scenario 1: Reference | SDG&E | Com | WaterHeat | Com - Refrig. Warehouse | Gas Energy (MMTherm/year) | Fuel Substitution | 0.0049772 | 0.0049512 | 0.0049254 | 0.0048996 | 0.0048741 | 0 | 0 | 0 | 0 | 0 | 0 | 0 | 0
Scenario 1: Reference | SDG&E | Com | WaterHeat | Com - Restaurant | Electric Demand (MW) | Energy Efficiency | 1.5922 | 1.6 | 1.6084 | 1.6174 | 1.627 | 1.6374 | 1.6485 | 1.6601 | 1.6721 | 1.6845 | 1.6973 | 1.7106 | 1.7242
Scenario 1: Reference | SDG&E | Com | WaterHeat | Com - Restaurant | Electric Demand (MW) | Fuel Substitution | 0 | 0 | 0 | 0 | 0 | 13.195 | 13.0791 | 12.9643 | 12.8505 | 12.7377 | 12.6258 | 12.515 | 12.4051
Scenario 1: Reference | SDG&E | Com | WaterHeat | Com - Restaurant | Electric Energy (GWh/year) | Energy Efficiency | 8.1422 | 8.1824 | 8.2258 | 8.2722 | 8.3219 | 8.3753 | 8.4324 | 8.4922 | 8.5541 | 8.618 | 8.6841 | 8.7524 | 8.8226
Scenario 1: Reference | SDG&E | Com | WaterHeat | Com - Restaurant | Electric Energy (GWh/year) | Fuel Substitution | -76.3499 | -75.6795 | -75.0151 | -74.3565 | -73.7037 | 74.874 | 74.2166 | 73.565 | 72.9191 | 72.2789 | 71.6443 | 71.0153 | 70.3918
Scenario 1: Reference | SDG&E | Com | WaterHeat | Com - Restaurant | Gas Energy (MMTherm/year) | Energy Efficiency | 1.2799 | 1.2849 | 1.2904 | 1.2963 | 1.3027 | 1.2721 | 1.2618 | 1.2516 | 1.2415 | 1.2315 | 1.2215 | 1.2117 | 1.2019
Scenario 1: Reference | SDG&E | Com | WaterHeat | Com - Restaurant | Gas Energy (MMTherm/year) | Fuel Substitution | 9.2926 | 9.211 | 9.1302 | 9.05 | 8.9705 | 0 | 0 | 0 | 0 | 0 | 0 | 0 | 0
Scenario 1: Reference | SDG&E | Com | WaterHeat | Com - Retail | Electric Demand (MW) | Energy Efficiency | 0.3731 | 0.37464 | 0.37632 | 0.37815 | 0.38005 | 0.3821 | 0.3843 | 0.38662 | 0.38905 | 0.3916 | 0.39424 | 0.397 | 0.39988
Scenario 1: Reference | SDG&E | Com | WaterHeat | Com - Retail | Electric Demand (MW) | Fuel Substitution | 0 | 0 | 0 | 0 | 0 | 0.51568 | 0.51141 | 0.50718 | 0.50298 | 0.49881 | 0.49468 | 0.49058 | 0.48652
Scenario 1: Reference | SDG&E | Com | WaterHeat | Com - Retail | Electric Energy (GWh/year) | Energy Efficiency | 2.2693 | 2.2795 | 2.2905 | 2.3024 | 2.3148 | 2.3282 | 2.3424 | 2.3574 | 2.3731 | 2.3895 | 2.4065 | 2.4242 | 2.4427
Scenario 1: Reference | SDG&E | Com | WaterHeat | Com - Retail | Electric Energy (GWh/year) | Fuel Substitution | -3.8546 | -3.8227 | -3.791 | -3.7596 | -3.7285 | 3.5629 | 3.5334 | 3.5042 | 3.4752 | 3.4464 | 3.4178 | 3.3895 | 3.3614
Scenario 1: Reference | SDG&E | Com | WaterHeat | Com - Retail | Gas Energy (MMTherm/year) | Energy Efficiency | 1.8856 | 1.8707 | 1.856 | 1.8414 | 1.8269 | 1.8118 | 1.7968 | 1.782 | 1.7673 | 1.7527 | 1.7382 | 1.7238 | 1.7096
Scenario 1: Reference | SDG&E | Com | WaterHeat | Com - Retail | Gas Energy (MMTherm/year) | Fuel Substitution | 0.43943 | 0.43579 | 0.43218 | 0.4286 | 0.42505 | 0 | 0 | 0 | 0 | 0 | 0 | 0 | 0
Scenario 1: Reference | SDG&E | Com | WaterHeat | Com - School | Electric Demand (MW) | Energy Efficiency | 0.14704 | 0.14851 | 0.15002 | 0.15159 | 0.15323 | 0.15492 | 0.1567 | 0.15854 | 0.16044 | 0.16239 | 0.16441 | 0.16648 | 0.16861
Scenario 1: Reference | SDG&E | Com | WaterHeat | Com - School | Electric Demand (MW) | Fuel Substitution | 0 | 0 | 0 | 0 | 0 | 0.87962 | 0.85831 | 0.83751 | 0.81722 | 0.79742 | 0.7781 | 0.75925 | 0.74086
Scenario 1: Reference | SDG&E | Com | WaterHeat | Com - School | Electric Energy (GWh/year) | Energy Efficiency | 1.8637 | 1.8867 | 1.9104 | 1.9347 | 1.9599 | 1.9856 | 2.0127 | 2.0404 | 2.0689 | 2.098 | 2.128 | 2.1586 | 2.19
Scenario 1: Reference | SDG&E | Com | WaterHeat | Com - School | Electric Energy (GWh/year) | Fuel Substitution | -15.9644 | -15.5776 | -15.2002 | -14.8319 | -14.4726 | 13.2358 | 12.9151 | 12.6022 | 12.2969 | 11.999 | 11.7083 | 11.4246 | 11.1478
Scenario 1: Reference | SDG&E | Com | WaterHeat | Com - School | Gas Energy (MMTherm/year) | Energy Efficiency | 2.0829 | 2.0436 | 2.0054 | 1.9683 | 1.9324 | 1.8507 | 1.8072 | 1.7647 | 1.7233 | 1.683 | 1.6435 | 1.6051 | 1.5676
Scenario 1: Reference | SDG&E | Com | WaterHeat | Com - School | Gas Energy (MMTherm/year) | Fuel Substitution | 1.912 | 1.8657 | 1.8205 | 1.7764 | 1.7333 | 0 | 0 | 0 | 0 | 0 | 0 | 0 | 0
Scenario 1: Reference | SDG&E | Com | WaterHeat | Com - Warehouse | Electric Demand (MW) | Energy Efficiency | 0.034039 | 0.03407 | 0.034104 | 0.034145 | 0.034188 | 0.034233 | 0.034284 | 0.03434 | 0.034399 | 0.034462 | 0.034528 | 0.034597 | 0.03467
Scenario 1: Reference | SDG&E | Com | WaterHeat | Com - Warehouse | Electric Demand (MW) | Fuel Substitution | 0 | 0 | 0 | 0 | 0 | 0.0073258 | 0.0072965 | 0.0072675 | 0.0072385 | 0.0072096 | 0.0071809 | 0.0071523 | 0.0071238
Scenario 1: Reference | SDG&E | Com | WaterHeat | Com - Warehouse | Electric Energy (GWh/year) | Energy Efficiency | 0.41737 | 0.42011 | 0.42295 | 0.42593 | 0.42898 | 0.43204 | 0.43531 | 0.43866 | 0.44209 | 0.44563 | 0.44923 | 0.45291 | 0.45668
Scenario 1: Reference | SDG&E | Com | WaterHeat | Com - Warehouse | Electric Energy (GWh/year) | Fuel Substitution | -0.30867 | -0.30744 | -0.30621 | -0.30499 | -0.30378 | 0.21436 | 0.21351 | 0.21265 | 0.21181 | 0.21096 | 0.21012 | 0.20928 | 0.20845
Scenario 1: Reference | SDG&E | Com | WaterHeat | Com - Warehouse | Gas Energy (MMTherm/year) | Energy Efficiency | 1.2303 | 1.2255 | 1.2208 | 1.216 | 1.2113 | 1.2016 | 1.1968 | 1.192 | 1.1873 | 1.1826 | 1.1778 | 1.1732 | 1.1685
Scenario 1: Reference | SDG&E | Com | WaterHeat | Com - Warehouse | Gas Energy (MMTherm/year) | Fuel Substitution | 0.036309 | 0.036164 | 0.03602 | 0.035876 | 0.035733 | 0 | 0 | 0 | 0 | 0 | 0 | 0 | 0
Scenario 1: Reference | SDG&E | Res | AppPlug | Res - Multi Family | Electric Demand (MW) | Energy Efficiency | 3.1315 | 3.177 | 3.2212 | 3.2648 | 3.3051 | 3.3437 | 3.3803 | 3.4146 | 3.4464 | 3.4759 | 3.5031 | 3.5287 | 3.5528
Scenario 1: Reference | SDG&E | Res | AppPlug | Res - Multi Family | Electric Energy (GWh/year) | Energy Efficiency | 41.8746 | 42.481 | 43.0682 | 43.6491 | 44.1862 | 44.6991 | 45.1862 | 45.6428 | 46.0664 | 46.4583 | 46.8215 | 47.1623 | 47.4831
Scenario 1: Reference | SDG&E | Res | AppPlug | Res - Multi Family | Electric Energy (GWh/year) | Fuel Substitution | -34.139 | -34.4448 | -34.7403 | -35.0325 | -35.3013 | -24.0808 | -24.342 | -24.5867 | -24.8139 | -25.024 | -25.2187 | -25.4015 | -25.5734
Scenario 1: Reference | SDG&E | Res | AppPlug | Res - Multi Family | Gas Energy (MMTherm/year) | Energy Efficiency | 0.88567 | 0.89239 | 0.89887 | 0.90528 | 0.91116 | 0.91674 | 0.92202 | 0.92692 | 0.93142 | 0.93553 | 0.9393 | 0.9428 | 0.94605
Scenario 1: Reference | SDG&E | Res | AppPlug | Res - Multi Family | Gas Energy (MMTherm/year) | Fuel Substitution | 4.0638 | 4.0829 | 4.1013 | 4.1195 | 4.136 | 1.7191 | 1.7378 | 1.7553 | 1.7715 | 1.7865 | 1.8004 | 1.8134 | 1.8257
Scenario 1: Reference | SDG&E | Res | AppPlug | Res - Single Family | Electric Demand (MW) | Energy Efficiency | 6.82 | 6.8756 | 6.9351 | 6.9938 | 7.046 | 7.0948 | 7.14 | 7.1815 | 7.2197 | 7.2547 | 7.287 | 7.317 | 7.3451
Scenario 1: Reference | SDG&E | Res | AppPlug | Res - Single Family | Electric Energy (GWh/year) | Energy Efficiency | 110.2517 | 111.1478 | 112.1051 | 113.0514 | 113.8921 | 114.6779 | 115.406 | 116.0756 | 116.69 | 117.2545 | 117.7747 | 118.259 | 118.7112
Scenario 1: Reference | SDG&E | Res | AppPlug | Res - Single Family | Electric Energy (GWh/year) | Fuel Substitution | -132.8911 | -133.7989 | -134.7695 | -135.7288 | -136.5798 | -117.7365 | -118.4826 | -119.1686 | -119.7982 | -120.3765 | -120.9095 | -121.4057 | -121.869
Scenario 1: Reference | SDG&E | Res | AppPlug | Res - Single Family | Gas Energy (MMTherm/year) | Energy Efficiency | 0.8986 | 0.90766 | 0.91733 | 0.92689 | 0.93539 | 0.94206 | 0.94824 | 0.95392 | 0.95913 | 0.96392 | 0.96833 | 0.97244 | 0.97628
Scenario 1: Reference | SDG&E | Res | AppPlug | Res - Single Family | Gas Energy (MMTherm/year) | Fuel Substitution | 11.3311 | 11.3869 | 11.4467 | 11.5058 | 11.5581 | 7.4405 | 7.4876 | 7.531 | 7.5708 | 7.6073 | 7.641 | 7.6724 | 7.7016
Scenario 1: Reference | SDG&E | Res | BldgEnv | Res - Multi Family | Electric Demand (MW) | Energy Efficiency | 9.0306 | 4.863 | 4.8635 | 4.864 | 4.864 | 4.8636 | 4.8629 | 4.8618 | 4.8603 | 8.9646 | 8.9554 | 8.946 | 8.9364
Scenario 1: Reference | SDG&E | Res | BldgEnv | Res - Multi Family | Electric Energy (GWh/year) | Energy Efficiency | -6.7486 | 1.9934 | 1.9774 | 1.9615 | 1.9464 | 1.9318 | 1.9178 | 1.9043 | 1.8914 | -6.7484 | -6.7457 | -6.7425 | -6.739
Scenario 1: Reference | SDG&E | Res | BldgEnv | Res - Multi Family | Gas Energy (MMTherm/year) | Energy Efficiency | 1.531 | 1.0252 | 1.0252 | 1.0251 | 1.025 | 1.0248 | 1.0245 | 1.0242 | 1.0238 | 1.5216 | 1.5202 | 1.5187 | 1.5172
Scenario 1: Reference | SDG&E | Res | BldgEnv | Res - Single Family | Electric Demand (MW) | Energy Efficiency | 57.5314 | 40.7315 | 40.7396 | 40.7473 | 40.752 | 40.7551 | 40.7566 | 40.7564 | 40.7545 | 57.4783 | 57.465 | 57.4506 | 57.4354
Scenario 1: Reference | SDG&E | Res | BldgEnv | Res - Single Family | Electric Energy (GWh/year) | Energy Efficiency | -14.0772 | 21.1987 | 21.1611 | 21.1238 | 21.0893 | 21.0562 | 21.0246 | 20.9946 | 20.9659 | -14.2068 | -14.2145 | -14.2213 | -14.2272
Scenario 1: Reference | SDG&E | Res | BldgEnv | Res - Single Family | Gas Energy (MMTherm/year) | Energy Efficiency | 8.015 | 5.9788 | 5.9823 | 5.9859 | 5.9887 | 5.9912 | 5.9932 | 5.9949 | 5.9963 | 8.027 | 8.0267 | 8.0261 | 8.0253
Scenario 1: Reference | SDG&E | Res | HVAC | Res - Multi Family | Electric Demand (MW) | Energy Efficiency | 15.6572 | 15.7547 | 15.8487 | 15.9416 | 16.0265 | 16.0786 | 16.1284 | 16.1741 | 16.2153 | 16.2523 | 16.2853 | 16.3154 | 16.3427
Scenario 1: Reference | SDG&E | Res | HVAC | Res - Multi Family | Electric Demand (MW) | Fuel Substitution | 0 | 0 | 0 | 0 | 0 | 2.3287 | 2.3248 | 2.3209 | 2.317 | 2.3132 | 2.3093 | 2.3054 | 2.3016
Scenario 1: Reference | SDG&E | Res | HVAC | Res - Multi Family | Electric Energy (GWh/year) | Energy Efficiency | 14.9544 | 15.0725 | 15.1866 | 15.2994 | 15.4029 | 15.4714 | 15.5398 | 15.6032 | 15.6611 | 15.7136 | 15.7615 | 15.8055 | 15.8463
Scenario 1: Reference | SDG&E | Res | HVAC | Res - Multi Family | Electric Energy (GWh/year) | Fuel Substitution | -13.647 | -13.6242 | -13.6014 | -13.5787 | -13.5561 | 6.9819 | 6.9702 | 6.9586 | 6.947 | 6.9354 | 6.9238 | 6.9122 | 6.9007
Scenario 1: Reference | SDG&E | Res | HVAC | Res - Multi Family | Gas Energy (MMTherm/year) | Energy Efficiency | 0.069057 | 0.07056 | 0.072018 | 0.073461 | 0.074798 | 0.075453 | 0.076317 | 0.077126 | 0.077878 | 0.078574 | 0.079219 | 0.079826 | 0.080397
Scenario 1: Reference | SDG&E | Res | HVAC | Res - Multi Family | Gas Energy (MMTherm/year) | Fuel Substitution | 2.1534 | 2.1498 | 2.1462 | 2.1426 | 2.139 | 5.1578e-09 | 5.1492e-09 | 5.1406e-09 | 5.132e-09 | 5.1234e-09 | 5.1149e-09 | 5.1063e-09 | 5.0978e-09
Scenario 1: Reference | SDG&E | Res | HVAC | Res - Single Family | Electric Demand (MW) | Energy Efficiency | 100.6802 | 101.1687 | 101.6919 | 102.209 | 102.6661 | 102.8041 | 102.9519 | 103.0847 | 103.2036 | 103.3097 | 103.4046 | 103.4903 | 103.5679
Scenario 1: Reference | SDG&E | Res | HVAC | Res - Single Family | Electric Demand (MW) | Fuel Substitution | 0 | 0 | 0 | 0 | 0 | 41.2031 | 41.1815 | 41.1598 | 41.1382 | 41.1166 | 41.0951 | 41.0735 | 41.0519
Scenario 1: Reference | SDG&E | Res | HVAC | Res - Single Family | Electric Energy (GWh/year) | Energy Efficiency | 78.157 | 78.6348 | 79.1458 | 79.6509 | 80.0986 | 80.2201 | 80.3762 | 80.5176 | 80.6453 | 80.7604 | 80.8645 | 80.9596 | 81.0466
Scenario 1: Reference | SDG&E | Res | HVAC | Res - Single Family | Electric Energy (GWh/year) | Fuel Substitution | -197.1204 | -197.0169 | -196.9135 | -196.8102 | -196.7069 | 93.3229 | 93.2739 | 93.2249 | 93.176 | 93.1271 | 93.0782 | 93.0294 | 92.9805
Scenario 1: Reference | SDG&E | Res | HVAC | Res - Single Family | Gas Energy (MMTherm/year) | Energy Efficiency | 0.14628 | 0.1534 | 0.16098 | 0.16848 | 0.17517 | 0.17404 | 0.17558 | 0.17701 | 0.17832 | 0.17952 | 0.18064 | 0.18168 | 0.18266
Scenario 1: Reference | SDG&E | Res | HVAC | Res - Single Family | Gas Energy (MMTherm/year) | Fuel Substitution | 33.2448 | 33.2274 | 33.2099 | 33.1925 | 33.1751 | 0 | 0 | 0 | 0 | 0 | 0 | 0 | 0
Scenario 1: Reference | SDG&E | Res | WaterHeat | Res - Multi Family | Electric Demand (MW) | Energy Efficiency | 5.1665 | 5.2402 | 5.3115 | 5.3821 | 5.4473 | 5.5103 | 5.5701 | 5.6261 | 5.6781 | 5.7263 | 5.7708 | 5.8127 | 5.8521
Scenario 1: Reference | SDG&E | Res | WaterHeat | Res - Multi Family | Electric Demand (MW) | Fuel Substitution | 0 | 0 | 0 | 0 | 0 | 12.0734 | 12.0532 | 12.0331 | 12.013 | 11.9929 | 11.9729 | 11.9529 | 11.9329
Scenario 1: Reference | SDG&E | Res | WaterHeat | Res - Multi Family | Electric Energy (GWh/year) | Energy Efficiency | 25.5298 | 25.8937 | 26.2461 | 26.5947 | 26.9171 | 27.2282 | 27.5237 | 27.8007 | 28.0577 | 28.2955 | 28.5158 | 28.7225 | 28.9171
Scenario 1: Reference | SDG&E | Res | WaterHeat | Res - Multi Family | Electric Energy (GWh/year) | Fuel Substitution | -5068.4911 | -5060.0273 | -5051.5775 | -5043.1419 | -5034.7204 | 66.7216 | 66.6102 | 66.4989 | 66.3879 | 66.277 | 66.1664 | 66.0559 | 65.9456
Scenario 1: Reference | SDG&E | Res | WaterHeat | Res - Multi Family | Gas Energy (MMTherm/year) | Energy Efficiency | 3.045 | 3.0939 | 3.1413 | 3.1882 | 3.2316 | 3.2491 | 3.2657 | 3.2811 | 3.2952 | 3.3081 | 3.3198 | 3.3307 | 3.3408
Scenario 1: Reference | SDG&E | Res | WaterHeat | Res - Multi Family | Gas Energy (MMTherm/year) | Fuel Substitution | 369.6767 | 369.0594 | 368.4431 | 367.8279 | 367.2136 | 0 | 0 | 0 | 0 | 0 | 0 | 0 | 0
Scenario 1: Reference | SDG&E | Res | WaterHeat | Res - Single Family | Electric Demand (MW) | Energy Efficiency | 3.6582 | 3.6856 | 3.7148 | 3.7436 | 3.7693 | 3.7953 | 3.8194 | 3.8416 | 3.8619 | 3.8806 | 3.8979 | 3.9139 | 3.9289
Scenario 1: Reference | SDG&E | Res | WaterHeat | Res - Single Family | Electric Demand (MW) | Fuel Substitution | 0 | 0 | 0 | 0 | 0 | 67.9918 | 67.9561 | 67.9205 | 67.8848 | 67.8492 | 67.8136 | 67.778 | 67.7424
Scenario 1: Reference | SDG&E | Res | WaterHeat | Res - Single Family | Electric Energy (GWh/year) | Energy Efficiency | 18.979 | 19.1199 | 19.2705 | 19.4193 | 19.5515 | 19.6865 | 19.8117 | 19.9268 | 20.0324 | 20.1294 | 20.2188 | 20.3021 | 20.3798
Scenario 1: Reference | SDG&E | Res | WaterHeat | Res - Single Family | Electric Energy (GWh/year) | Fuel Substitution | -465.1878 | -464.9436 | -464.6996 | -464.4557 | -464.2119 | 401.9809 | 401.7699 | 401.559 | 401.3482 | 401.1376 | 400.927 | 400.7166 | 400.5063
Scenario 1: Reference | SDG&E | Res | WaterHeat | Res - Single Family | Gas Energy (MMTherm/year) | Energy Efficiency | 6.2327 | 6.3903 | 6.5582 | 6.7244 | 6.8726 | 6.9182 | 6.9604 | 6.9992 | 7.0348 | 7.0675 | 7.0977 | 7.1258 | 7.152
Scenario 1: Reference | SDG&E | Res | WaterHeat | Res - Single Family | Gas Energy (MMTherm/year) | Fuel Substitution | 71.1265 | 71.0891 | 71.0518 | 71.0145 | 70.9773 | 0 | 0 | 0 | 0 | 0 | 0 | 0 | 0

## Econ Pot. Detail (hidden)
Scenario | Utility | Sector | End Use | Building Type | Savings Type | Measure Type | 2025 | 2026 | 2027 | 2028 | 2029 | 2030 | 2031 | 2032 | 2033 | 2034 | 2035 | 2036 | 2037
Scenario 1: Reference | PG&E | Com | AppPlug | Com - Health | Gas Energy (MMTherm/year) | Energy Efficiency | 24.282 | 24.4394 | 24.6113 | 24.7795 | 24.9511 | 24.2916 | 25.1267 | 25.3097 | 25.4915 | 25.668 | 25.8351 | 26.0062 | 26.181
Scenario 1: Reference | PG&E | Com | AppPlug | Com - Lodging | Gas Energy (MMTherm/year) | Energy Efficiency | 18.5631 | 18.7352 | 18.914 | 19.0953 | 19.2838 | 19.4751 | 19.6692 | 19.8655 | 20.0635 | 20.2641 | 20.4665 | 18.7401 | 20.6057
Scenario 1: Reference | PG&E | Com | AppPlug | Com - Other | Gas Energy (MMTherm/year) | Energy Efficiency | 0.0048227 | 0.0097154 | 0.014712 | 0.019788 | 0.024893 | 0.030114 | 0.035462 | 0.040894 | 0.046339 | 0.051833 | 0.057382 | 0.062981 | 0.068638
Scenario 1: Reference | PG&E | Com | BldgEnv | Com - College | Electric Demand (MW) | Energy Efficiency | 0.0020769 | 0.0028481 | 0.0035216 | 0.0042842 | 0.0050396 | 0.0057837 | 0.0065319 | 0.0072733 | 0.0080286 | 0.0087921 | 0.0095581 | 0.010312 | 0.011068
Scenario 1: Reference | PG&E | Com | BldgEnv | Com - College | Electric Energy (GWh/year) | Energy Efficiency | 0.00055653 | 0.00077941 | 0.00097704 | 0.0011974 | 0.0014158 | 0.0016308 | 0.0018471 | 0.0020614 | 0.0022797 | 0.0025003 | 0.0027217 | 0.0029397 | 0.003158
Scenario 1: Reference | PG&E | Com | BldgEnv | Com - College | Gas Energy (MMTherm/year) | Energy Efficiency | 0.00023521 | 0.00028452 | 0.00032072 | 0.00036953 | 0.00041788 | 0.00046549 | 0.00051337 | 0.00056082 | 0.00060917 | 0.00065804 | 0.00070709 | 0.00075537 | 0.00080372
Scenario 1: Reference | PG&E | Com | BldgEnv | Com - Grocery | Electric Demand (MW) | Energy Efficiency | 0.0026861 | 0.0038317 | 0.0050089 | 0.0062162 | 0.007439 | 0.0086949 | 0.0099794 | 0.011292 | 0.012619 | 0.013964 | 0.015328 | 0.016709 | 0.01811
Scenario 1: Reference | PG&E | Com | BldgEnv | Com - Grocery | Electric Energy (GWh/year) | Energy Efficiency | 0.00072426 | 0.0010555 | 0.0013959 | 0.001745 | 0.0020985 | 0.0024616 | 0.002833 | 0.0032125 | 0.0035962 | 0.0039849 | 0.0043791 | 0.0047783 | 0.0051833
Scenario 1: Reference | PG&E | Com | BldgEnv | Com - Grocery | Gas Energy (MMTherm/year) | Energy Efficiency | 0.00029368 | 0.00036662 | 0.00044161 | 0.00051855 | 0.00059651 | 0.00067661 | 0.00075857 | 0.00084236 | 0.00092711 | 0.001013 | 0.0011001 | 0.0011883 | 0.0012779
Scenario 1: Reference | PG&E | Com | BldgEnv | Com - Health | Electric Demand (MW) | Energy Efficiency | 1.4546 | 1.4512 | 1.4478 | 1.4444 | 1.4411 | 1.4378 | 1.4345 | 1.4312 | 1.428 | 1.4248 | 1.4215 | 1.4182 | 1.4149
Scenario 1: Reference | PG&E | Com | BldgEnv | Com - Health | Electric Energy (GWh/year) | Energy Efficiency | 0.55483 | 0.55353 | 0.55226 | 0.55099 | 0.54973 | 0.54846 | 0.54723 | 0.546 | 0.54478 | 0.54355 | 0.5423 | 0.54106 | 0.53984
Scenario 1: Reference | PG&E | Com | BldgEnv | Com - Health | Gas Energy (MMTherm/year) | Energy Efficiency | 0.24466 | 0.24408 | 0.24352 | 0.24295 | 0.24239 | 0.24182 | 0.24127 | 0.24072 | 0.24017 | 0.23962 | 0.23907 | 0.23852 | 0.23797
Scenario 1: Reference | PG&E | Com | BldgEnv | Com - Lodging | Electric Demand (MW) | Energy Efficiency | 1.1282 | 1.1205 | 1.1129 | 1.1053 | 1.0979 | 1.0905 | 1.0832 | 1.076 | 1.0689 | 1.0618 | 1.0548 | 1.0478 | 1.041
Scenario 1: Reference | PG&E | Com | BldgEnv | Com - Lodging | Electric Energy (GWh/year) | Energy Efficiency | 0.56378 | 0.55994 | 0.55614 | 0.55238 | 0.54867 | 0.54501 | 0.54138 | 0.5378 | 0.53425 | 0.53074 | 0.52727 | 0.52378 | 0.52039
Scenario 1: Reference | PG&E | Com | BldgEnv | Com - Lodging | Gas Energy (MMTherm/year) | Energy Efficiency | 0.33033 | 0.32807 | 0.32584 | 0.32362 | 0.32144 | 0.31928 | 0.31715 | 0.31503 | 0.31294 | 0.31088 | 0.30883 | 0.30674 | 0.30474
Scenario 1: Reference | PG&E | Com | BldgEnv | Com - Office (Large) | Electric Demand (MW) | Energy Efficiency | 0.014581 | 0.025371 | 0.036092 | 0.046657 | 1.4454 | 1.4112 | 1.3784 | 1.3468 | 0.097981 | 0.10779 | 0.11745 | 0.12696 | 0.13635
Scenario 1: Reference | PG&E | Com | BldgEnv | Com - Office (Large) | Electric Energy (GWh/year) | Energy Efficiency | 0.004095 | 0.0072147 | 0.010314 | 0.013368 | 0.58432 | 0.56908 | 0.55441 | 0.54026 | 0.028204 | 0.03104 | 0.033831 | 0.036581 | 0.039295
Scenario 1: Reference | PG&E | Com | BldgEnv | Com - Office (Large) | Gas Energy (MMTherm/year) | Energy Efficiency | 0.0012116 | 0.0019002 | 0.0025845 | 0.0032591 | 0.084699 | 0.082768 | 0.080917 | 0.079138 | 0.0065387 | 0.0071659 | 0.0077833 | 0.0083918 | 0.0089925
Scenario 1: Reference | PG&E | Com | BldgEnv | Com - Office (Small) | Electric Demand (MW) | Energy Efficiency | 0.0031798 | 0.005044 | 0.0069298 | 0.0066784 | 0.027555 | 0.02931 | 0.031084 | 0.032872 | 0.03467 | 0.036478 | 0.038298 | 0.040131 | 0.041976
Scenario 1: Reference | PG&E | Com | BldgEnv | Com - Office (Small) | Electric Energy (GWh/year) | Energy Efficiency | 0.00087461 | 0.0014134 | 0.0019583 | 0.0018941 | 0.007923 | 0.0084301 | 0.0089425 | 0.0094594 | 0.0099787 | 0.010501 | 0.011027 | 0.011557 | 0.01209
Scenario 1: Reference | PG&E | Com | BldgEnv | Com - Office (Small) | Gas Energy (MMTherm/year) | Energy Efficiency | 0.00030735 | 0.00042676 | 0.00054758 | 0.00051183 | 0.0018598 | 0.0019724 | 0.0020862 | 0.0022009 | 0.0023163 | 0.0024324 | 0.0025492 | 0.0026669 | 0.0027853
Scenario 1: Reference | PG&E | Com | BldgEnv | Com - Other | Electric Demand (MW) | Energy Efficiency | 0.0034009 | 0.0049847 | 0.0066018 | 0.84653 | 0.84244 | 0.83843 | 0.8345 | 0.83064 | 0.016816 | 0.018586 | 0.020372 | 0.022173 | 0.023992
Scenario 1: Reference | PG&E | Com | BldgEnv | Com - Other | Electric Energy (GWh/year) | Energy Efficiency | 0.00092405 | 0.0013844 | 0.0018545 | 0.34527 | 0.3434 | 0.34156 | 0.33975 | 0.33796 | 0.0048235 | 0.0053378 | 0.0058571 | 0.0063804 | 0.0069092
Scenario 1: Reference | PG&E | Com | BldgEnv | Com - Other | Gas Energy (MMTherm/year) | Energy Efficiency | 0.00036142 | 0.00046279 | 0.00056632 | 0.049444 | 0.049216 | 0.048993 | 0.048774 | 0.04856 | 0.0012207 | 0.0013341 | 0.0014487 | 0.0015641 | 0.0016808
Scenario 1: Reference | PG&E | Com | BldgEnv | Com - Refrig. Warehouse | Electric Demand (MW) | Energy Efficiency | 0.00096397 | 0.0014438 | 0.001924 | 0.0024062 | 0.0028922 | 0.0033837 | 0.0038777 | 0.0043749 | 0.0048716 | 0.0053691 | 0.0058665 | 0.0063647 | 0.0068643
Scenario 1: Reference | PG&E | Com | BldgEnv | Com - Refrig. Warehouse | Electric Energy (GWh/year) | Energy Efficiency | 0.00036388 | 0.00050213 | 0.00064045 | 0.00077939 | 0.00091939 | 0.001061 | 0.0012033 | 0.0013466 | 0.0014897 | 0.0016331 | 0.0017764 | 0.00192 | 0.002064
Scenario 1: Reference | PG&E | Com | BldgEnv | Com - Refrig. Warehouse | Gas Energy (MMTherm/year) | Energy Efficiency | 0.00030248 | 0.00033248 | 0.0003625 | 0.00039266 | 0.00042308 | 0.00045386 | 0.00048481 | 0.00051598 | 0.00054711 | 0.00057832 | 0.00060951 | 0.00064076 | 0.00067212
Scenario 1: Reference | PG&E | Com | BldgEnv | Com - Restaurant | Electric Demand (MW) | Energy Efficiency | 0.0012935 | 0.0018027 | 0.0023178 | 0.0028377 | 0.003362 | 0.0038894 | 0.0044238 | 0.0049633 | 0.0055062 | 0.0060541 | 0.0066062 | 0.006531 | 0.012623
Scenario 1: Reference | PG&E | Com | BldgEnv | Com - Restaurant | Electric Energy (GWh/year) | Energy Efficiency | 0.00034779 | 0.00049507 | 0.00064401 | 0.00079439 | 0.00094599 | 0.0010985 | 0.001253 | 0.001409 | 0.001566 | 0.0017244 | 0.0018841 | 0.0018648 | 0.0036242
Scenario 1: Reference | PG&E | Com | BldgEnv | Com - Restaurant | Gas Energy (MMTherm/year) | Energy Efficiency | 0.00014368 | 0.00017606 | 0.00020882 | 0.0002419 | 0.00027526 | 0.00030883 | 0.00034286 | 0.00037722 | 0.0004118 | 0.00044672 | 0.00048191 | 0.0004712 | 0.00086436
Scenario 1: Reference | PG&E | Com | BldgEnv | Com - Retail | Electric Demand (MW) | Energy Efficiency | 2.5389 | 2.5209 | 2.5032 | 2.2527 | 2.264 | 2.2487 | 2.2336 | 2.2188 | 0.05686 | 0.060251 | 0.063704 | 0.067213 | 0.070787
Scenario 1: Reference | PG&E | Com | BldgEnv | Com - Retail | Electric Energy (GWh/year) | Energy Efficiency | 1.0374 | 1.0297 | 1.0221 | 0.9197 | 0.92071 | 0.91409 | 0.90755 | 0.90111 | 0.016258 | 0.017239 | 0.018237 | 0.019251 | 0.020285
Scenario 1: Reference | PG&E | Com | BldgEnv | Com - Retail | Gas Energy (MMTherm/year) | Energy Efficiency | 0.14821 | 0.14718 | 0.14617 | 0.13155 | 0.13239 | 0.13152 | 0.13066 | 0.12982 | 0.0040503 | 0.0042663 | 0.0044863 | 0.00471 | 0.0049379
Scenario 1: Reference | PG&E | Com | BldgEnv | Com - School | Electric Demand (MW) | Energy Efficiency | 0.0043055 | 0.0072527 | 0.010182 | 0.013085 | 0.015938 | 0.018765 | 0.021557 | 0.024326 | 0.027071 | 0.029799 | 0.032513 | 0.035225 | 0.037926
Scenario 1: Reference | PG&E | Com | BldgEnv | Com - School | Electric Energy (GWh/year) | Energy Efficiency | 0.0011999 | 0.002052 | 0.0028989 | 0.0037381 | 0.0045631 | 0.0053802 | 0.0061873 | 0.0069878 | 0.0077814 | 0.0085701 | 0.0093545 | 0.010139 | 0.010919
Scenario 1: Reference | PG&E | Com | BldgEnv | Com - School | Gas Energy (MMTherm/year) | Energy Efficiency | 0.00037941 | 0.0005674 | 0.00075428 | 0.00093953 | 0.0011216 | 0.0013021 | 0.0014803 | 0.0016571 | 0.0018324 | 0.0020067 | 0.0021801 | 0.0023534 | 0.0025261
Scenario 1: Reference | PG&E | Com | BldgEnv | Com - Warehouse | Electric Demand (MW) | Energy Efficiency | 2.8928 | 2.8859 | 2.879 | 2.8723 | 2.8656 | 2.8591 | 2.8526 | 2.8463 | 2.8399 | 2.8337 | 2.8274 | 2.8213 | 2.8152
Scenario 1: Reference | PG&E | Com | BldgEnv | Com - Warehouse | Electric Energy (GWh/year) | Energy Efficiency | 1.4456 | 1.4422 | 1.4388 | 1.4355 | 1.4322 | 1.429 | 1.4258 | 1.4226 | 1.4195 | 1.4164 | 1.4134 | 1.4104 | 1.4073
Scenario 1: Reference | PG&E | Com | BldgEnv | Com - Warehouse | Gas Energy (MMTherm/year) | Energy Efficiency | 0.84707 | 0.84504 | 0.84302 | 0.84104 | 0.83908 | 0.83716 | 0.83526 | 0.83339 | 0.83153 | 0.82968 | 0.82786 | 0.82604 | 0.82425
Scenario 1: Reference | PG&E | Com | ComRefrig | Com - College | Electric Demand (MW) | Energy Efficiency | 0.0030314 | 0.0030161 | 0.003001 | 0.0029859 | 0.0029708 | 0.0029559 | 0.002941 | 0.0042645 | 0.0042608 | 0.0042575 | 0.0059097 | 0.0059203 | 0.005931
Scenario 1: Reference | PG&E | Com | ComRefrig | Com - College | Electric Energy (GWh/year) | Energy Efficiency | 0.021382 | 0.021275 | 0.021168 | 0.021061 | 0.020955 | 0.02085 | 0.020745 | 0.030913 | 0.030894 | 0.030877 | 0.043652 | 0.043743 | 0.043836
Scenario 1: Reference | PG&E | Com | ComRefrig | Com - College | Gas Energy (MMTherm/year) | Energy Efficiency | 0 | 0 | 0 | 0 | 0 | 0 | 0 | -6.1523e-05 | -6.2031e-05 | -6.255e-05 | -0.00014041 | -0.00014157 | -0.00014274
Scenario 1: Reference | PG&E | Com | ComRefrig | Com - Grocery | Electric Demand (MW) | Energy Efficiency | 3.7064 | 3.6728 | 3.6395 | 3.6066 | 3.5739 | 3.5415 | 3.5095 | 5.0719 | 5.0509 | 5.0305 | 6.9599 | 6.9558 | 6.9532
Scenario 1: Reference | PG&E | Com | ComRefrig | Com - Grocery | Electric Energy (GWh/year) | Energy Efficiency | 26.1433 | 25.9065 | 25.6719 | 25.4394 | 25.209 | 24.9807 | 24.7545 | 36.7676 | 36.6256 | 36.4889 | 51.4159 | 51.4046 | 51.404
Scenario 1: Reference | PG&E | Com | ComRefrig | Com - Grocery | Gas Energy (MMTherm/year) | Energy Efficiency | 0 | 0 | 0 | 0 | 0 | 0 | 0 | -0.073288 | -0.073768 | -0.074268 | -0.16584 | -0.16707 | -0.16836
Scenario 1: Reference | PG&E | Com | ComRefrig | Com - Refrig. Warehouse | Electric Demand (MW) | Energy Efficiency | 0.0072303 | 0.0071925 | 0.0071549 | 0.0071175 | 0.0070804 | 0.0070434 | 0.0070066 | 0.010184 | 0.010199 | 0.010215 | 0.014203 | 0.014284 | 0.014366
Scenario 1: Reference | PG&E | Com | ComRefrig | Com - Refrig. Warehouse | Electric Energy (GWh/year) | Energy Efficiency | 0.051 | 0.050733 | 0.050468 | 0.050205 | 0.049942 | 0.049681 | 0.049422 | 0.073836 | 0.073975 | 0.074116 | 0.10495 | 0.1056 | 0.10626
Scenario 1: Reference | PG&E | Com | ComRefrig | Com - Refrig. Warehouse | Gas Energy (MMTherm/year) | Energy Efficiency | 0 | 0 | 0 | 0 | 0 | 0 | 0 | -0.00014776 | -0.00015013 | -0.0001525 | -0.00034046 | -0.00034589 | -0.00035135
Scenario 1: Reference | PG&E | Com | ComRefrig | Com - Restaurant | Electric Demand (MW) | Energy Efficiency | 0.12837 | 0.12725 | 0.12613 | 0.12502 | 0.12392 | 0.12284 | 0.12176 | 0.17584 | 0.17498 | 0.17414 | 0.24077 | 0.21107 | 0.2262
Scenario 1: Reference | PG&E | Com | ComRefrig | Com - Restaurant | Electric Energy (GWh/year) | Energy Efficiency | 0.9055 | 0.89755 | 0.88967 | 0.88185 | 0.87411 | 0.86644 | 0.85883 | 1.2746 | 1.2687 | 1.2629 | 1.7784 | 1.5592 | 1.6763
Scenario 1: Reference | PG&E | Com | ComRefrig | Com - Restaurant | Gas Energy (MMTherm/year) | Energy Efficiency | 0 | 0 | 0 | 0 | 0 | 0 | 0 | -0.0025354 | -0.0025445 | -0.0025541 | -0.0057152 | -0.0050204 | -0.0057639
Scenario 1: Reference | PG&E | Com | ComRefrig | Com - Retail | Electric Demand (MW) | Energy Efficiency | 1.6277 | 1.6142 | 1.6008 | 1.44 | 1.4281 | 1.4162 | 1.4045 | 2.0311 | 2.0239 | 2.017 | 2.7925 | 2.7924 | 2.793
Scenario 1: Reference | PG&E | Com | ComRefrig | Com - Retail | Electric Energy (GWh/year) | Energy Efficiency | 11.4811 | 11.386 | 11.2917 | 10.1573 | 10.0731 | 9.9897 | 9.907 | 14.7236 | 14.6756 | 14.6298 | 20.6289 | 20.6359 | 20.6475
Scenario 1: Reference | PG&E | Com | ComRefrig | Com - Retail | Gas Energy (MMTherm/year) | Energy Efficiency | 0 | 0 | 0 | 0 | 0 | 0 | 0 | -0.029338 | -0.029538 | -0.029747 | -0.066502 | -0.067022 | -0.067565
Scenario 1: Reference | PG&E | Com | ComRefrig | Com - School | Electric Demand (MW) | Energy Efficiency | 0.0044239 | 0.0043167 | 0.0042121 | 0.0041101 | 0.0040105 | 0.0039133 | 0.0038185 | 0.005473 | 0.0054064 | 0.0053426 | 0.0073227 | 0.007297 | 0.0072748
Scenario 1: Reference | PG&E | Com | ComRefrig | Com - School | Electric Energy (GWh/year) | Energy Efficiency | 0.031204 | 0.030448 | 0.029711 | 0.028991 | 0.028289 | 0.027603 | 0.026934 | 0.039692 | 0.039237 | 0.038802 | 0.054157 | 0.054014 | 0.053896
Scenario 1: Reference | PG&E | Com | ComRefrig | Com - School | Gas Energy (MMTherm/year) | Energy Efficiency | 0 | 0 | 0 | 0 | 0 | 0 | 0 | -8.031e-05 | -8.1401e-05 | -8.2517e-05 | -0.00017901 | -0.00018171 | -0.00018448
Scenario 1: Reference | PG&E | Com | FoodServ | Com - College | Electric Demand (MW) | Energy Efficiency | 0.14444 | 0.15101 | 0.15748 | 0.16397 | 0.17039 | 0.17671 | 0.23431 | 0.24102 | 0.24788 | 0.25482 | 0.2618 | 0.26865 | 0.27553
Scenario 1: Reference | PG&E | Com | FoodServ | Com - College | Electric Demand (MW) | Fuel Substitution | -0.73486 | -0.73116 | -0.72748 | -0.72382 | -0.72018 | -0.71655 | -0.71295 | -0.70936 | -0.70579 | -0.70224 | -0.6987 | -0.69519 | -0.69169
Scenario 1: Reference | PG&E | Com | FoodServ | Com - College | Electric Energy (GWh/year) | Energy Efficiency | 0.71157 | 0.74376 | 0.77552 | 0.80732 | 0.83882 | 0.86981 | 1.0551 | 1.0873 | 1.1201 | 1.1533 | 1.1867 | 1.2195 | 1.2524
Scenario 1: Reference | PG&E | Com | FoodServ | Com - College | Electric Energy (GWh/year) | Fuel Substitution | -7.8046 | -7.7653 | -7.7262 | -7.6873 | -7.6486 | -7.6101 | -7.5718 | -7.5337 | -7.4958 | -7.4581 | -7.4206 | -7.3832 | -7.3461
Scenario 1: Reference | PG&E | Com | FoodServ | Com - College | Gas Energy (MMTherm/year) | Energy Efficiency | 0.082204 | 0.086258 | 0.088921 | 0.094266 | 0.098235 | 0.10214 | 0.10607 | 0.10997 | 0.11395 | 0.11797 | 0.12222 | 0.1264 | 0.13059
Scenario 1: Reference | PG&E | Com | FoodServ | Com - College | Gas Energy (MMTherm/year) | Fuel Substitution | 0.81087 | 0.80679 | 0.80273 | 0.79869 | 0.79467 | 0.79067 | 0.78669 | 0.78273 | 0.77879 | 0.77487 | 0.77097 | 0.76709 | 0.76323
Scenario 1: Reference | PG&E | Com | FoodServ | Com - Grocery | Electric Demand (MW) | Energy Efficiency | 0.86789 | 0.88554 | 0.90394 | 0.92307 | 0.9426 | 0.96291 | 1.1808 | 1.2037 | 1.2271 | 1.2509 | 1.2753 | 1.3001 | 1.3256
Scenario 1: Reference | PG&E | Com | FoodServ | Com - Grocery | Electric Demand (MW) | Fuel Substitution | -4.1017 | -4.0646 | -4.0278 | -3.9913 | -3.9552 | -3.9193 | -3.8838 | -3.8487 | -3.8138 | -3.7793 | -3.745 | -3.7111 | -3.6775
Scenario 1: Reference | PG&E | Com | FoodServ | Com - Grocery | Electric Energy (GWh/year) | Energy Efficiency | 4.2761 | 4.3626 | 4.4529 | 4.5467 | 4.6424 | 4.7421 | 5.4374 | 5.5474 | 5.6595 | 5.7739 | 5.8908 | 6.01 | 6.1319
Scenario 1: Reference | PG&E | Com | FoodServ | Com - Grocery | Electric Energy (GWh/year) | Fuel Substitution | -74.1612 | -73.4895 | -72.824 | -72.1645 | -71.5109 | -70.8633 | -70.2216 | -69.5856 | -68.9554 | -68.3309 | -67.7121 | -67.0989 | -66.4912
Scenario 1: Reference | PG&E | Com | FoodServ | Com - Grocery | Gas Energy (MMTherm/year) | Energy Efficiency | 0.38026 | 0.4002 | 0.42079 | 0.44202 | 0.46358 | 0.48584 | 0.50868 | 0.53212 | 0.55588 | 0.58001 | 0.60931 | 0.63903 | 0.66925
Scenario 1: Reference | PG&E | Com | FoodServ | Com - Grocery | Gas Energy (MMTherm/year) | Fuel Substitution | 7.7079 | 7.6381 | 7.5689 | 7.5004 | 7.4324 | 7.3651 | 7.2984 | 7.2323 | 7.1668 | 7.1019 | 7.0376 | 6.9739 | 6.9107
Scenario 1: Reference | PG&E | Com | FoodServ | Com - Health | Electric Demand (MW) | Energy Efficiency | 0.24733 | 0.26383 | 0.28138 | 0.29856 | 0.31596 | 0.3336 | 0.52006 | 0.54011 | 0.56002 | 0.57943 | 0.59799 | 0.61674 | 0.63572
Scenario 1: Reference | PG&E | Com | FoodServ | Com - Health | Electric Demand (MW) | Fuel Substitution | -1.7195 | -1.7138 | -1.708 | -1.7023 | -1.6966 | -1.6909 | -1.6852 | -1.6796 | -1.6739 | -1.6683 | -1.6627 | -1.6571 | -1.6516
Scenario 1: Reference | PG&E | Com | FoodServ | Com - Health | Electric Energy (GWh/year) | Energy Efficiency | 1.25 | 1.3312 | 1.4176 | 1.5022 | 1.5879 | 1.6748 | 2.2698 | 2.3645 | 2.4585 | 2.5501 | 2.6378 | 2.7263 | 2.816
Scenario 1: Reference | PG&E | Com | FoodServ | Com - Health | Electric Energy (GWh/year) | Fuel Substitution | -21.5981 | -21.5256 | -21.4534 | -21.3814 | -21.3096 | -21.2381 | -21.1668 | -21.0958 | -21.025 | -20.9544 | -20.8841 | -20.814 | -20.7442
Scenario 1: Reference | PG&E | Com | FoodServ | Com - Health | Gas Energy (MMTherm/year) | Energy Efficiency | 0.14397 | 0.15495 | 0.16663 | 0.17807 | 0.18965 | 0.20001 | 0.21325 | 0.22518 | 0.23703 | 0.24858 | 0.26073 | 0.273 | 0.28542
Scenario 1: Reference | PG&E | Com | FoodServ | Com - Health | Gas Energy (MMTherm/year) | Fuel Substitution | 2.3036 | 2.2959 | 2.2882 | 2.2805 | 2.2729 | 2.2652 | 2.2576 | 2.2501 | 2.2425 | 2.235 | 2.2275 | 2.22 | 2.2126
Scenario 1: Reference | PG&E | Com | FoodServ | Com - Lodging | Electric Demand (MW) | Energy Efficiency | 0.43452 | 0.45266 | 0.47106 | 0.48955 | 0.50854 | 0.52767 | 0.62923 | 0.65002 | 0.67087 | 0.69192 | 0.7131 | 0.73446 | 0.75597
Scenario 1: Reference | PG&E | Com | FoodServ | Com - Lodging | Electric Demand (MW) | Fuel Substitution | -1.6442 | -1.6308 | -1.6176 | -1.6045 | -1.5914 | -1.5785 | -1.5657 | -1.553 | -1.5404 | -1.5279 | -1.5154 | -1.5031 | -1.4909
Scenario 1: Reference | PG&E | Com | FoodServ | Com - Lodging | Electric Energy (GWh/year) | Energy Efficiency | 2.4921 | 2.586 | 2.6813 | 2.7772 | 2.8756 | 2.9748 | 3.3224 | 3.4274 | 3.5326 | 3.6389 | 3.7459 | 3.8537 | 3.9624
Scenario 1: Reference | PG&E | Com | FoodServ | Com - Lodging | Electric Energy (GWh/year) | Fuel Substitution | -20.3836 | -20.2181 | -20.0539 | -19.8911 | -19.7295 | -19.5693 | -19.4104 | -19.2528 | -19.0964 | -18.9414 | -18.7875 | -18.635 | -18.4836
Scenario 1: Reference | PG&E | Com | FoodServ | Com - Lodging | Gas Energy (MMTherm/year) | Energy Efficiency | 0.10068 | 0.11262 | 0.1247 | 0.13682 | 0.14922 | 0.1617 | 0.17427 | 0.18692 | 0.19958 | 0.21235 | 0.22694 | 0.24062 | 0.2564
Scenario 1: Reference | PG&E | Com | FoodServ | Com - Lodging | Gas Energy (MMTherm/year) | Fuel Substitution | 2.1131 | 2.096 | 2.0789 | 2.0621 | 2.0453 | 2.0287 | 2.0122 | 1.9959 | 1.9797 | 1.9636 | 1.9477 | 1.9318 | 1.9162
Scenario 1: Reference | PG&E | Com | FoodServ | Com - Office (Large) | Electric Demand (MW) | Energy Efficiency | 0.0082903 | 0.0084127 | 0.0085407 | 0.0086711 | 0.0088065 | 0.0089453 | 0.0090895 | 0.0092352 | 0.0093794 | 0.0095254 | 0.0096723 | 0.0098202 | 0.0099697
Scenario 1: Reference | PG&E | Com | FoodServ | Com - Office (Large) | Electric Energy (GWh/year) | Energy Efficiency | 0.072716 | 0.073789 | 0.074912 | 0.076056 | 0.077244 | 0.078461 | 0.079726 | 0.081004 | 0.082269 | 0.083549 | 0.084837 | 0.086135 | 0.087446
Scenario 1: Reference | PG&E | Com | FoodServ | Com - Office (Small) | Electric Demand (MW) | Energy Efficiency | 0.003344 | 0.003375 | 0.0034071 | 0.0027792 | 0.0034737 | 0.0035083 | 0.0035438 | 0.0035801 | 0.003617 | 0.0036544 | 0.0036926 | 0.0037314 | 0.003771
Scenario 1: Reference | PG&E | Com | FoodServ | Com - Office (Small) | Electric Energy (GWh/year) | Energy Efficiency | 0.029331 | 0.029603 | 0.029885 | 0.024377 | 0.030469 | 0.030772 | 0.031083 | 0.031402 | 0.031725 | 0.032054 | 0.032389 | 0.032729 | 0.033076
Scenario 1: Reference | PG&E | Com | FoodServ | Com - Other | Electric Demand (MW) | Energy Efficiency | 2.2027 | 2.2226 | 2.2434 | 2.2648 | 2.2864 | 2.309 | 2.5215 | 2.5469 | 2.5723 | 2.5982 | 2.6246 | 2.6514 | 2.6788
Scenario 1: Reference | PG&E | Com | FoodServ | Com - Other | Electric Demand (MW) | Fuel Substitution | -14.7831 | -14.682 | -14.5815 | -14.4818 | -14.3827 | -14.2843 | -14.1865 | -14.0895 | -13.9931 | -13.8973 | -13.8022 | -13.7078 | -13.614
Scenario 1: Reference | PG&E | Com | FoodServ | Com - Other | Electric Energy (GWh/year) | Energy Efficiency | 11.396 | 11.4961 | 11.6005 | 11.7079 | 11.8168 | 11.9303 | 12.6175 | 12.7431 | 12.8691 | 12.9972 | 13.1279 | 13.2607 | 13.3961
Scenario 1: Reference | PG&E | Com | FoodServ | Com - Other | Electric Energy (GWh/year) | Fuel Substitution | -86.5528 | -85.9606 | -85.3724 | -84.7883 | -84.2081 | -83.632 | -83.0598 | -82.4915 | -81.927 | -81.3665 | -80.8098 | -80.2569 | -79.7077
Scenario 1: Reference | PG&E | Com | FoodServ | Com - Other | Gas Energy (MMTherm/year) | Energy Efficiency | 0.79849 | 0.82112 | 0.84436 | 0.86805 | 0.89192 | 0.91648 | 0.94181 | 0.96767 | 0.99353 | 1.0197 | 1.0473 | 1.0753 | 1.1036
Scenario 1: Reference | PG&E | Com | FoodServ | Com - Other | Gas Energy (MMTherm/year) | Fuel Substitution | 8.3136 | 8.2567 | 8.2002 | 8.1441 | 8.0883 | 8.033 | 7.978 | 7.9235 | 7.8692 | 7.8154 | 7.7619 | 7.7088 | 7.6561
Scenario 1: Reference | PG&E | Com | FoodServ | Com - Restaurant | Electric Demand (MW) | Energy Efficiency | 2.8309 | 2.8662 | 2.9024 | 2.9393 | 2.977 | 3.0152 | 3.4739 | 3.5153 | 3.5574 | 3.6004 | 3.6441 | 3.2763 | 4.0152
Scenario 1: Reference | PG&E | Com | FoodServ | Com - Restaurant | Electric Demand (MW) | Fuel Substitution | -22.7336 | -22.534 | -22.3361 | -22.14 | -21.9457 | -21.753 | -21.562 | -21.3727 | -21.185 | -20.999 | -20.8147 | -18.2087 | -18.0488
Scenario 1: Reference | PG&E | Com | FoodServ | Com - Restaurant | Electric Energy (GWh/year) | Energy Efficiency | 15.1135 | 15.2892 | 15.4693 | 15.6535 | 15.8413 | 16.032 | 17.4898 | 17.6941 | 17.9017 | 18.1135 | 18.3291 | 16.4812 | 20.1501
Scenario 1: Reference | PG&E | Com | FoodServ | Com - Restaurant | Electric Energy (GWh/year) | Fuel Substitution | -219.5497 | -217.6221 | -215.7114 | -213.8176 | -211.9403 | -210.0795 | -208.2351 | -206.4068 | -204.5946 | -202.7983 | -201.0178 | -175.8502 | -174.3063
Scenario 1: Reference | PG&E | Com | FoodServ | Com - Restaurant | Gas Energy (MMTherm/year) | Energy Efficiency | 1.0927 | 1.1402 | 1.1884 | 1.2373 | 1.2867 | 1.3366 | 1.3872 | 1.4385 | 1.4903 | 1.5427 | 1.604 | 1.4906 | 2.2391
Scenario 1: Reference | PG&E | Com | FoodServ | Com - Restaurant | Gas Energy (MMTherm/year) | Fuel Substitution | 22.0554 | 21.8618 | 21.6698 | 21.4796 | 21.291 | 21.104 | 20.9188 | 20.7351 | 20.553 | 20.3726 | 20.1937 | 17.6655 | 17.5104
Scenario 1: Reference | PG&E | Com | FoodServ | Com - Retail | Electric Demand (MW) | Energy Efficiency | 0.013539 | 0.017213 | 0.021003 | 0.020028 | 0.056865 | 0.060704 | 0.06465 | 0.0687 | 0.072812 | 0.076993 | 0.081251 | 0.08558 | 0.089988
Scenario 1: Reference | PG&E | Com | FoodServ | Com - Retail | Electric Energy (GWh/year) | Energy Efficiency | 0.10495 | 0.12308 | 0.14179 | 0.13324 | 0.31778 | 0.33678 | 0.35631 | 0.37636 | 0.39673 | 0.41745 | 0.43855 | 0.46001 | 0.48188
Scenario 1: Reference | PG&E | Com | FoodServ | Com - Retail | Gas Energy (MMTherm/year) | Energy Efficiency | 0.00083968 | 0.0016973 | 0.0025812 | 0.0025812 | 0.01101 | 0.011903 | 0.01282 | 0.013761 | 0.014716 | 0.015687 | 0.016675 | 0.017679 | 0.018701
Scenario 1: Reference | PG&E | Com | FoodServ | Com - School | Electric Demand (MW) | Energy Efficiency | 0.63024 | 0.65725 | 0.68433 | 0.71138 | 0.73807 | 0.76469 | 0.85929 | 0.8866 | 0.91389 | 0.94125 | 0.9687 | 0.99643 | 1.0243
Scenario 1: Reference | PG&E | Com | FoodServ | Com - School | Electric Demand (MW) | Fuel Substitution | -0.84923 | -0.82866 | -0.80858 | -0.78899 | -0.76987 | -0.75122 | -0.73302 | -0.71526 | -0.69793 | -0.68102 | -0.66452 | -0.64842 | -0.63271
Scenario 1: Reference | PG&E | Com | FoodServ | Com - School | Electric Energy (GWh/year) | Energy Efficiency | 3.2253 | 3.359 | 3.4931 | 3.6271 | 3.7593 | 3.8912 | 4.2273 | 4.3609 | 4.4945 | 4.6283 | 4.7627 | 4.8984 | 5.0348
Scenario 1: Reference | PG&E | Com | FoodServ | Com - School | Electric Energy (GWh/year) | Fuel Substitution | -10.4152 | -10.1628 | -9.9166 | -9.6763 | -9.4419 | -9.2132 | -8.9899 | -8.7721 | -8.5596 | -8.3522 | -8.1499 | -7.9524 | -7.7598
Scenario 1: Reference | PG&E | Com | FoodServ | Com - School | Gas Energy (MMTherm/year) | Energy Efficiency | 0.19956 | 0.21399 | 0.22842 | 0.24278 | 0.25693 | 0.271 | 0.28494 | 0.29883 | 0.31266 | 0.32646 | 0.341 | 0.35561 | 0.37023
Scenario 1: Reference | PG&E | Com | FoodServ | Com - School | Gas Energy (MMTherm/year) | Fuel Substitution | 1.0929 | 1.0664 | 1.0406 | 1.0154 | 0.99079 | 0.96678 | 0.94336 | 0.92051 | 0.8982 | 0.87644 | 0.85521 | 0.83449 | 0.81427
Scenario 1: Reference | PG&E | Com | HVAC | Com - College | Electric Demand (MW) | Energy Efficiency | 1.0371 | 1.0918 | 1.1431 | 1.1998 | 1.2533 | 1.5354 | 1.5868 | 5.3865 | 0.84102 | 0.89798 | 0.95514 | 1.0114 | 1.0678
Scenario 1: Reference | PG&E | Com | HVAC | Com - College | Electric Energy (GWh/year) | Energy Efficiency | 4.078 | 4.1356 | 4.1828 | 4.2487 | 4.305 | 5.6257 | 5.6737 | 7.6383 | 1.7842 | 1.8541 | 1.9243 | 1.9933 | 2.0625
Scenario 1: Reference | PG&E | Com | HVAC | Com - College | Electric Energy (GWh/year) | Fuel Substitution | -1.4365 | -1.414 | -1.4065 | -1.3994 | -1.3924 | 0 | 0 | 0 | 0 | 0 | 0 | 0 | 0
Scenario 1: Reference | PG&E | Com | HVAC | Com - College | Gas Energy (MMTherm/year) | Energy Efficiency | 0.089158 | 0.096278 | 0.09587 | 0.11029 | 0.11726 | 0.26826 | 0.27329 | 0.41349 | 0.068806 | 0.075051 | 0.081316 | 0.087484 | 0.093661
Scenario 1: Reference | PG&E | Com | HVAC | Com - College | Gas Energy (MMTherm/year) | Fuel Substitution | 0.26945 | 0.26809 | 0.26669 | 0.26535 | 0.26401 | 0 | 0 | 0 | 0 | 0 | 0 | 0 | 0
Scenario 1: Reference | PG&E | Com | HVAC | Com - Grocery | Electric Demand (MW) | Energy Efficiency | 4.9524 | 4.9704 | 4.9906 | 5.0128 | 5.0361 | 5.0619 | 5.0893 | 5.1187 | 5.149 | 5.1808 | 5.214 | 5.2485 | 5.2844
Scenario 1: Reference | PG&E | Com | HVAC | Com - Grocery | Electric Demand (MW) | Fuel Substitution | 0 | 0 | 0 | 0 | 0 | 0.14283 | 0.14154 | 0.14026 | 0.13899 | 0.13773 | 0.13648 | 0.13525 | 0.13402
Scenario 1: Reference | PG&E | Com | HVAC | Com - Grocery | Electric Energy (GWh/year) | Energy Efficiency | 17.1915 | 17.2976 | 17.4121 | 17.5347 | 17.6659 | 19.6217 | 19.7491 | 19.8841 | 18.2495 | 18.4106 | 18.5774 | 18.7491 | 18.9303
Scenario 1: Reference | PG&E | Com | HVAC | Com - Grocery | Electric Energy (GWh/year) | Fuel Substitution | -13.5198 | -13.3973 | -13.276 | -13.1558 | -13.0366 | 1.2911 | 1.2794 | 1.2678 | 1.2561 | 1.2447 | 1.2335 | 1.2223 | 1.2112
Scenario 1: Reference | PG&E | Com | HVAC | Com - Grocery | Gas Energy (MMTherm/year) | Energy Efficiency | 0.27971 | 0.28747 | 0.29552 | 0.30386 | 0.31308 | 0.63394 | 0.64018 | 0.64672 | 0.34909 | 0.35876 | 0.36862 | 0.37865 | 0.38954
Scenario 1: Reference | PG&E | Com | HVAC | Com - Grocery | Gas Energy (MMTherm/year) | Fuel Substitution | 1.9011 | 1.8839 | 1.8669 | 1.8499 | 1.8332 | 2.0185e-06 | 2.0002e-06 | 1.9821e-06 | 7.5773e-07 | 7.5087e-07 | 7.4407e-07 | 7.3733e-07 | 7.3065e-07
Scenario 1: Reference | PG&E | Com | HVAC | Com - Health | Electric Demand (MW) | Energy Efficiency | 5.1196 | 5.1677 | 5.2198 | 5.2705 | 5.3221 | 5.3434 | 5.3963 | 5.4496 | 5.5025 | 5.5537 | 5.6023 | 5.6515 | 5.7015
Scenario 1: Reference | PG&E | Com | HVAC | Com - Health | Electric Demand (MW) | Fuel Substitution | 0 | 0 | 0 | 0 | 0 | 0.086038 | 0.085749 | 0.085462 | 0.085175 | 0.084889 | 0.084604 | 0.08432 | 0.084037
Scenario 1: Reference | PG&E | Com | HVAC | Com - Health | Electric Energy (GWh/year) | Energy Efficiency | 27.9186 | 28.1688 | 28.4402 | 28.7044 | 28.9734 | 29.1409 | 29.4171 | 29.6956 | 29.9721 | 30.24 | 30.4935 | 30.7505 | 31.0117
Scenario 1: Reference | PG&E | Com | HVAC | Com - Health | Electric Energy (GWh/year) | Fuel Substitution | -3.0778 | -3.0674 | -3.0571 | -3.0469 | -3.0367 | 0.5944 | 0.59241 | 0.59042 | 0.58844 | 0.58647 | 0.5845 | 0.58254 | 0.58058
Scenario 1: Reference | PG&E | Com | HVAC | Com - Health | Gas Energy (MMTherm/year) | Energy Efficiency | 1.5536 | 1.5712 | 1.5903 | 1.6089 | 1.6278 | 1.5598 | 1.5782 | 1.5968 | 1.6152 | 1.633 | 1.65 | 1.6672 | 1.6846
Scenario 1: Reference | PG&E | Com | HVAC | Com - Health | Gas Energy (MMTherm/year) | Fuel Substitution | 0.61062 | 0.60858 | 0.60653 | 0.6045 | 0.60247 | 0 | 0 | 0 | 0 | 0 | 0 | 0 | 0
Scenario 1: Reference | PG&E | Com | HVAC | Com - Lodging | Electric Demand (MW) | Energy Efficiency | 2.9175 | 2.9563 | 2.9958 | 3.0358 | 3.0773 | 3.1089 | 3.1514 | 3.1944 | 3.1401 | 3.1845 | 3.2293 | 3.275 | 3.3212
Scenario 1: Reference | PG&E | Com | HVAC | Com - Lodging | Electric Demand (MW) | Fuel Substitution | 0 | 0 | 0 | 0 | 0 | 0.049403 | 0.049002 | 0.048604 | 0.04821 | 0.047818 | 0.04743 | 0.047038 | 0.046656
Scenario 1: Reference | PG&E | Com | HVAC | Com - Lodging | Electric Energy (GWh/year) | Energy Efficiency | 17.0189 | 17.2352 | 17.4562 | 17.6794 | 17.9113 | 18.1108 | 18.3488 | 18.5897 | 11.8735 | 12.1822 | 12.486 | 16.0961 | 18.92
Scenario 1: Reference | PG&E | Com | HVAC | Com - Lodging | Electric Energy (GWh/year) | Fuel Substitution | -3.5612 | -3.5322 | -3.5036 | -3.4751 | -3.4469 | 0.27664 | 0.27439 | 0.27216 | 0.26995 | 0.26776 | 0.26559 | 0.26336 | 0.26122
Scenario 1: Reference | PG&E | Com | HVAC | Com - Lodging | Gas Energy (MMTherm/year) | Energy Efficiency | 0.91424 | 0.92719 | 0.94042 | 0.95378 | 0.96763 | 0.95261 | 0.9664 | 0.98035 | 0.36519 | 0.38538 | 0.4048 | 0.78746 | 1.0609
Scenario 1: Reference | PG&E | Com | HVAC | Com - Lodging | Gas Energy (MMTherm/year) | Fuel Substitution | 0.58195 | 0.57722 | 0.57254 | 0.56789 | 0.56328 | 0 | 0 | 0 | 0 | 0 | 0 | 0 | 0
Scenario 1: Reference | PG&E | Com | HVAC | Com - Office (Large) | Electric Demand (MW) | Energy Efficiency | 3.7425 | 3.7108 | 3.6824 | 3.6563 | 3.6332 | 3.5069 | 3.4877 | 3.4699 | 1.8007 | 1.8268 | 1.8529 | 1.8793 | 1.906
Scenario 1: Reference | PG&E | Com | HVAC | Com - Office (Large) | Electric Energy (GWh/year) | Energy Efficiency | 18.9077 | 19.1291 | 19.3637 | 19.6047 | 19.8575 | 19.7596 | 20.0279 | 20.2993 | 11.0017 | 11.523 | 12.0381 | 12.548 | 13.0536
Scenario 1: Reference | PG&E | Com | HVAC | Com - Office (Large) | Electric Energy (GWh/year) | Fuel Substitution | -0.0038506 | 0.10217 | 0.098893 | 0.095717 | 0.092642 | 0 | 0 | 0 | 0 | 0 | 0 | 0 | 0
Scenario 1: Reference | PG&E | Com | HVAC | Com - Office (Large) | Gas Energy (MMTherm/year) | Energy Efficiency | 0.39517 | 0.41901 | 0.44297 | 0.46679 | 0.49069 | 0.22021 | 0.23869 | 0.2569 | 0.27169 | 0.28913 | 0.30632 | 0.32326 | 0.33999
Scenario 1: Reference | PG&E | Com | HVAC | Com - Office (Large) | Gas Energy (MMTherm/year) | Fuel Substitution | 0.0005432 | 0.011351 | 0.010986 | 0.010634 | 0.010292 | 0 | 0 | 0 | 0 | 0 | 0 | 0 | 0
Scenario 1: Reference | PG&E | Com | HVAC | Com - Office (Small) | Electric Demand (MW) | Energy Efficiency | 1.0511 | 1.0958 | 1.1412 | 0.95436 | 1.5545 | 1.5171 | 1.6663 | 1.7116 | 1.6535 | 1.698 | 1.7429 | 1.7882 | 1.834
Scenario 1: Reference | PG&E | Com | HVAC | Com - Office (Small) | Electric Energy (GWh/year) | Energy Efficiency | 3.5523 | 3.629 | 3.7074 | 3.062 | 4.2775 | 4.0799 | 4.6195 | 4.7031 | 4.328 | 4.4067 | 4.4863 | 4.5718 | 4.6533
Scenario 1: Reference | PG&E | Com | HVAC | Com - Office (Small) | Electric Energy (GWh/year) | Fuel Substitution | -0.51542 | -0.51011 | -0.9943 | -0.79994 | -0.7917 | 0 | 0 | 0 | 0 | 0 | 0 | 0 | 0
Scenario 1: Reference | PG&E | Com | HVAC | Com - Office (Small) | Gas Energy (MMTherm/year) | Energy Efficiency | 0.30326 | 0.30979 | 0.31647 | 0.27128 | 0.36817 | 0.1491 | 0.15325 | 0.15743 | 0.16099 | 0.16522 | 0.16949 | 0.17441 | 0.17874
Scenario 1: Reference | PG&E | Com | HVAC | Com - Office (Small) | Gas Energy (MMTherm/year) | Fuel Substitution | 0.12209 | 0.12083 | 0.17946 | 0.14438 | 0.14289 | 0 | 0 | 0 | 0 | 0 | 0 | 0 | 0
Scenario 1: Reference | PG&E | Com | HVAC | Com - Other | Electric Demand (MW) | Energy Efficiency | 54.7874 | 55.0132 | 55.254 | 55.5059 | 55.7635 | 56.0373 | 56.3297 | 56.6348 | 56.4788 | 57.1847 | 57.508 | 57.8387 | 58.1788
Scenario 1: Reference | PG&E | Com | HVAC | Com - Other | Electric Energy (GWh/year) | Energy Efficiency | 81.8508 | 82.1882 | 82.5479 | 82.9243 | 83.3091 | 83.7183 | 84.1551 | 84.6109 | 77.7933 | 79.7081 | 80.2302 | 80.7633 | 81.3099
Scenario 1: Reference | PG&E | Com | HVAC | Com - Other | Electric Energy (GWh/year) | Fuel Substitution | -20.9953 | -20.8517 | -20.709 | -20.5673 | -20.4266 | 0 | 0 | 0 | 0 | 0 | 0 | 0 | 0
Scenario 1: Reference | PG&E | Com | HVAC | Com - Other | Gas Energy (MMTherm/year) | Energy Efficiency | 7.6882 | 7.7199 | 7.7537 | 7.7891 | 7.8252 | 7.8636 | 7.9047 | 7.9475 | 7.2521 | 7.3013 | 7.3518 | 7.4032 | 7.4559
Scenario 1: Reference | PG&E | Com | HVAC | Com - Other | Gas Energy (MMTherm/year) | Fuel Substitution | 3.5382 | 3.514 | 3.49 | 3.4661 | 3.4424 | 0 | 0 | 0 | 0 | 0 | 0 | 0 | 0
Scenario 1: Reference | PG&E | Com | HVAC | Com - Restaurant | Electric Demand (MW) | Energy Efficiency | 0.087571 | 0.11226 | 0.13723 | 0.16244 | 0.18787 | 0.21345 | 0.23937 | 0.26555 | 0.29189 | 0.31848 | 0.34528 | 0.33813 | 0.63589
Scenario 1: Reference | PG&E | Com | HVAC | Com - Restaurant | Electric Demand (MW) | Fuel Substitution | 0 | 0 | 0 | 0 | 0 | 7.7995e-05 | 7.731e-05 | 7.6631e-05 | 7.5958e-05 | 7.5292e-05 | 7.4631e-05 | 6.6708e-05 | 6.6123e-05
Scenario 1: Reference | PG&E | Com | HVAC | Com - Restaurant | Electric Energy (GWh/year) | Energy Efficiency | 0.26154 | 0.33334 | 0.40597 | 0.48397 | 0.55788 | 0.63225 | 0.70763 | 0.78373 | 0.86032 | 0.93764 | 1.0156 | 0.99375 | 1.8602
Scenario 1: Reference | PG&E | Com | HVAC | Com - Restaurant | Electric Energy (GWh/year) | Fuel Substitution | -0.78831 | -0.78139 | -0.77453 | -0.76773 | -0.76099 | 0.00063713 | 0.00063154 | 0.00062599 | 0.0006205 | 0.00061505 | 0.00060965 | 0.00054493 | 0.00054015
Scenario 1: Reference | PG&E | Com | HVAC | Com - Restaurant | Gas Energy (MMTherm/year) | Energy Efficiency | 2.2558 | 2.2681 | 2.2809 | 2.2952 | 2.3091 | 2.3233 | 2.3382 | 2.3535 | 2.3693 | 2.3857 | 2.4025 | 2.1862 | 2.512
Scenario 1: Reference | PG&E | Com | HVAC | Com - Restaurant | Gas Energy (MMTherm/year) | Fuel Substitution | 0.16482 | 0.16337 | 0.16194 | 0.16051 | 0.1591 | 0 | 0 | 0 | 0 | 0 | 0 | 0 | 0
Scenario 1: Reference | PG&E | Com | HVAC | Com - Retail | Electric Demand (MW) | Energy Efficiency | 9.5586 | 9.6562 | 9.7598 | 8.8329 | 10.487 | 10.5651 | 10.6848 | 10.8099 | 10.6574 | 10.7885 | 10.9236 | 11.0624 | 11.2054
Scenario 1: Reference | PG&E | Com | HVAC | Com - Retail | Electric Demand (MW) | Fuel Substitution | 0 | 0 | 0 | 0 | 0 | 0.14242 | 0.14124 | 0.14007 | 0 | 0 | 0 | 0 | 0
Scenario 1: Reference | PG&E | Com | HVAC | Com - Retail | Electric Energy (GWh/year) | Energy Efficiency | 25.4791 | 25.7446 | 26.0264 | 23.5571 | 28.0171 | 28.204 | 28.5286 | 28.8677 | 25.6778 | 26.0155 | 26.363 | 26.7198 | 27.0867
Scenario 1: Reference | PG&E | Com | HVAC | Com - Retail | Electric Energy (GWh/year) | Fuel Substitution | -2.3584 | -2.3389 | -2.3195 | -2.0867 | -2.0695 | 0.58365 | 0.57882 | 0.57402 | 0 | 0 | 0 | 0 | 0
Scenario 1: Reference | PG&E | Com | HVAC | Com - Retail | Gas Energy (MMTherm/year) | Energy Efficiency | 0.53384 | 0.54569 | 0.55808 | 0.50871 | 0.6618 | 0.57352 | 0.58646 | 0.59984 | 0.61348 | 0.62742 | 0.64168 | 0.65624 | 0.67114
Scenario 1: Reference | PG&E | Com | HVAC | Com - Retail | Gas Energy (MMTherm/year) | Fuel Substitution | 0.51736 | 0.51307 | 0.50883 | 0.45774 | 0.45395 | 0 | 0 | 0 | 0 | 0 | 0 | 0 | 0
Scenario 1: Reference | PG&E | Com | HVAC | Com - School | Electric Demand (MW) | Energy Efficiency | 2.02 | 2.0694 | 2.048 | 2.1426 | 2.158 | 2.1201 | 2.1356 | 2.1517 | 1.3872 | 1.4151 | 1.4431 | 1.6056 | 1.6366
Scenario 1: Reference | PG&E | Com | HVAC | Com - School | Electric Energy (GWh/year) | Energy Efficiency | 8.7972 | 9.5666 | 9.2027 | 9.7177 | 9.9147 | 9.9302 | 10.1256 | 10.3223 | 7.1549 | 7.4251 | 7.6906 | 8.1394 | 8.4074
Scenario 1: Reference | PG&E | Com | HVAC | Com - School | Electric Energy (GWh/year) | Fuel Substitution | -2.6853 | -2.6202 | -2.5568 | -2.4681 | -2.4083 | 0 | 0 | 0 | 0 | 0 | 0 | 0 | 0
Scenario 1: Reference | PG&E | Com | HVAC | Com - School | Gas Energy (MMTherm/year) | Energy Efficiency | 0.40414 | 0.44298 | 0.48173 | 0.52026 | 0.55819 | 0.44631 | 0.48168 | 0.51682 | 0.56272 | 0.59812 | 0.63334 | 0.66773 | 0.70206
Scenario 1: Reference | PG&E | Com | HVAC | Com - School | Gas Energy (MMTherm/year) | Fuel Substitution | 0.44367 | 0.43292 | 0.42243 | 0.41219 | 0.40221 | 0 | 0 | 0 | 0 | 0 | 0 | 0 | 0
Scenario 1: Reference | PG&E | Com | HVAC | Com - Warehouse | Electric Demand (MW) | Energy Efficiency | 0.61347 | 0.62494 | 0.63647 | 0.64818 | 0.66006 | 0.67216 | 0.68435 | 0.69672 | 0.55842 | 0.5677 | 0.57699 | 0.5863 | 0.59566
Scenario 1: Reference | PG&E | Com | HVAC | Com - Warehouse | Electric Energy (GWh/year) | Energy Efficiency | 2.2571 | 2.3292 | 2.4016 | 2.475 | 2.5494 | 2.625 | 2.7012 | 2.7783 | 2.3431 | 2.3782 | 2.4134 | 2.4486 | 2.5025
Scenario 1: Reference | PG&E | Com | HVAC | Com - Warehouse | Electric Energy (GWh/year) | Fuel Substitution | -1.9249 | -1.9173 | -1.9096 | -1.902 | -1.8944 | 0 | 0 | 0 | 0 | 0 | 0 | 0 | 0
Scenario 1: Reference | PG&E | Com | HVAC | Com - Warehouse | Gas Energy (MMTherm/year) | Energy Efficiency | 0.054081 | 0.056258 | 0.058446 | 0.060663 | 0.062909 | 0.065192 | 0.06749 | 0.069817 | 0.070884 | 0.071958 | 0.073033 | 0.074111 | 0.075926
Scenario 1: Reference | PG&E | Com | HVAC | Com - Warehouse | Gas Energy (MMTherm/year) | Fuel Substitution | 0.2906 | 0.28944 | 0.28829 | 0.28714 | 0.28599 | 0 | 0 | 0 | 0 | 0 | 0 | 0 | 0
Scenario 1: Reference | PG&E | Com | Lighting | Com - Grocery | Electric Demand (MW) | Energy Efficiency | 0.34805 | 0.34931 | 0.35073 | 0.35229 | 0.35393 | 0.35572 | 0.35765 | 0.35971 | 0.36186 | 0.36409 | 0.36643 | 0.36885 | 0.37138
Scenario 1: Reference | PG&E | Com | Lighting | Com - Grocery | Electric Energy (GWh/year) | Energy Efficiency | 1.9888 | 1.9961 | 2.0042 | 2.0131 | 2.0225 | 2.0327 | 2.0437 | 2.0555 | 2.0678 | 2.0805 | 2.0939 | 2.1077 | 2.1221
Scenario 1: Reference | PG&E | Com | Lighting | Com - Grocery | Gas Energy (MMTherm/year) | Energy Efficiency | -0.027407 | -0.027507 | -0.027618 | -0.027741 | -0.02787 | -0.028012 | -0.028164 | -0.028326 | -0.028495 | -0.028671 | -0.028854 | -0.029045 | -0.029244
Scenario 1: Reference | PG&E | Com | Lighting | Com - Health | Electric Demand (MW) | Energy Efficiency | 0.69494 | 0.70272 | 0.71112 | 0.7193 | 0.72763 | 0.7361 | 0.74467 | 0.75331 | 0.76189 | 0.77022 | 0.77811 | 0.78611 | 0.79424
Scenario 1: Reference | PG&E | Com | Lighting | Com - Health | Electric Energy (GWh/year) | Energy Efficiency | 4.1322 | 4.1785 | 4.2284 | 4.2771 | 4.3266 | 4.377 | 4.428 | 4.4793 | 4.5304 | 4.5799 | 4.6268 | 4.6744 | 4.7227
Scenario 1: Reference | PG&E | Com | Lighting | Com - Health | Gas Energy (MMTherm/year) | Energy Efficiency | -0.050193 | -0.050755 | -0.051361 | -0.051953 | -0.052554 | -0.053166 | -0.053785 | -0.054409 | -0.055029 | -0.05563 | -0.0562 | -0.056778 | -0.057365
Scenario 1: Reference | PG&E | Com | Lighting | Com - Office (Large) | Electric Demand (MW) | Energy Efficiency | 0.79861 | 0.8104 | 0.82273 | 0.8353 | 0.84834 | 0.86171 | 0.8756 | 0.88963 | 0.90353 | 0.91759 | 0.93174 | 0.94599 | 0.96039
Scenario 1: Reference | PG&E | Com | Lighting | Com - Office (Large) | Electric Energy (GWh/year) | Energy Efficiency | 5.7234 | 5.8079 | 5.8962 | 5.9863 | 6.0798 | 6.1756 | 6.2751 | 6.3757 | 6.4753 | 6.5761 | 6.6775 | 6.7796 | 6.8828
Scenario 1: Reference | PG&E | Com | Lighting | Com - Office (Large) | Gas Energy (MMTherm/year) | Energy Efficiency | -0.026694 | -0.027088 | -0.027501 | -0.027921 | -0.028357 | -0.028803 | -0.029268 | -0.029737 | -0.030201 | -0.030671 | -0.031144 | -0.031621 | -0.032102
Scenario 1: Reference | PG&E | Com | Lighting | Com - Refrig. Warehouse | Electric Demand (MW) | Energy Efficiency | 0.0038566 | 0.0039129 | 0.0039693 | 0.0040261 | 0.0040837 | 0.0041422 | 0.0042012 | 0.0042608 | 0.0043204 | 0.0043802 | 0.0044401 | 0.0045002 | 0.0045607
Scenario 1: Reference | PG&E | Com | Lighting | Com - Refrig. Warehouse | Electric Energy (GWh/year) | Energy Efficiency | 0.035495 | 0.036012 | 0.036532 | 0.037055 | 0.037584 | 0.038123 | 0.038665 | 0.039214 | 0.039763 | 0.040313 | 0.040865 | 0.041418 | 0.041975
Scenario 1: Reference | PG&E | Com | Lighting | Com - Restaurant | Electric Demand (MW) | Energy Efficiency | 0.2077 | 0.20815 | 0.20864 | 0.20917 | 0.20974 | 0.21033 | 0.21096 | 0.21164 | 0.21234 | 0.21308 | 0.21386 | 0.19031 | 0.2155
Scenario 1: Reference | PG&E | Com | Lighting | Com - Restaurant | Electric Energy (GWh/year) | Energy Efficiency | 1.2457 | 1.2484 | 1.2513 | 1.2545 | 1.2579 | 1.2614 | 1.2652 | 1.2693 | 1.2735 | 1.2779 | 1.2826 | 1.1413 | 1.2925
Scenario 1: Reference | PG&E | Com | Lighting | Com - Restaurant | Gas Energy (MMTherm/year) | Energy Efficiency | -0.013499 | -0.013529 | -0.013561 | -0.013595 | -0.013632 | -0.01367 | -0.013711 | -0.013755 | -0.013801 | -0.013849 | -0.013899 | -0.012369 | -0.014006
Scenario 1: Reference | PG&E | Com | Lighting | Com - Retail | Electric Demand (MW) | Energy Efficiency | 1.7101 | 1.7159 | 1.7223 | 1.5553 | 1.737 | 1.7453 | 1.7543 | 1.7639 | 1.7739 | 1.7844 | 1.7953 | 1.8068 | 1.8187
Scenario 1: Reference | PG&E | Com | Lighting | Com - Retail | Electric Energy (GWh/year) | Energy Efficiency | 10.1869 | 10.2211 | 10.2597 | 9.2645 | 10.3472 | 10.3966 | 10.4499 | 10.507 | 10.5667 | 10.6291 | 10.6945 | 10.7626 | 10.8338
Scenario 1: Reference | PG&E | Com | Lighting | Com - Retail | Gas Energy (MMTherm/year) | Energy Efficiency | -0.062714 | -0.062924 | -0.063162 | -0.057035 | -0.063701 | -0.064005 | -0.064333 | -0.064685 | -0.065052 | -0.065436 | -0.065839 | -0.066258 | -0.066696
Scenario 1: Reference | PG&E | Com | Lighting | Com - Warehouse | Electric Demand (MW) | Energy Efficiency | 0.01658 | 0.016889 | 0.017201 | 0.017517 | 0.017838 | 0.018165 | 0.018495 | 0.018829 | 0.0030728 | 0.0030728 | 0.0030728 | 0.0030728 | 0.0030728
Scenario 1: Reference | PG&E | Com | Lighting | Com - Warehouse | Electric Energy (GWh/year) | Energy Efficiency | 0.13276 | 0.13524 | 0.13774 | 0.14027 | 0.14284 | 0.14546 | 0.14809 | 0.15077 | 0.024605 | 0.024605 | 0.024605 | 0.024605 | 0.024605
Scenario 1: Reference | PG&E | Com | Lighting | Com - Warehouse | Gas Energy (MMTherm/year) | Energy Efficiency | -0.00093437 | -0.00095183 | -0.0009694 | -0.00098722 | -0.0010053 | -0.0010237 | -0.0010423 | -0.0010611 | -0.00017317 | -0.00017317 | -0.00017317 | -0.00017317 | -0.00017317
Scenario 1: Reference | PG&E | Com | WaterHeat | Com - College | Electric Demand (MW) | Energy Efficiency | 0.36454 | 0.36741 | 0.3702 | 0.37308 | 0.37589 | 0.37823 | 0.38107 | 0.38388 | 0.38679 | 0.38975 | 0.39274 | 0.39566 | 0.3986
Scenario 1: Reference | PG&E | Com | WaterHeat | Com - College | Electric Demand (MW) | Fuel Substitution | 0 | 0 | 0 | 0 | 0 | 3.2614 | 3.245 | 3.2287 | 3.2124 | 3.1963 | 3.1802 | 3.1642 | 3.1483
Scenario 1: Reference | PG&E | Com | WaterHeat | Com - College | Electric Energy (GWh/year) | Energy Efficiency | 2.9912 | 3.0147 | 3.0375 | 3.0611 | 3.0841 | 3.1028 | 3.1261 | 3.1492 | 3.173 | 3.1973 | 3.2218 | 3.2458 | 3.2699
Scenario 1: Reference | PG&E | Com | WaterHeat | Com - College | Electric Energy (GWh/year) | Fuel Substitution | -37.5555 | -37.3665 | -37.1721 | -36.985 | -36.7989 | 29.5772 | 29.4283 | 29.2802 | 29.1329 | 28.9863 | 28.8404 | 28.6952 | 28.5508
Scenario 1: Reference | PG&E | Com | WaterHeat | Com - College | Gas Energy (MMTherm/year) | Energy Efficiency | 2.3941 | 2.3907 | 2.2232 | 2.2376 | 2.2446 | 2.0429 | 2.0396 | 2.0296 | 1.9978 | 1.9937 | 1.984 | 1.9743 | 1.9646
Scenario 1: Reference | PG&E | Com | WaterHeat | Com - College | Gas Energy (MMTherm/year) | Fuel Substitution | 4.3789 | 4.3569 | 4.3343 | 4.3125 | 4.2908 | 0 | 0 | 0 | 0 | 0 | 0 | 0 | 0
Scenario 1: Reference | PG&E | Com | WaterHeat | Com - Grocery | Electric Demand (MW) | Energy Efficiency | 1.6915 | 1.6977 | 1.7046 | 1.7122 | 1.7201 | 1.7287 | 1.7381 | 1.7481 | 1.7585 | 1.7694 | 1.7807 | 1.7925 | 1.8048
Scenario 1: Reference | PG&E | Com | WaterHeat | Com - Grocery | Electric Energy (GWh/year) | Energy Efficiency | 8.9356 | 8.9682 | 9.0045 | 9.0445 | 9.0867 | 9.1319 | 9.1814 | 9.2343 | 9.2894 | 9.3468 | 9.4066 | 9.4689 | 9.5337
Scenario 1: Reference | PG&E | Com | WaterHeat | Com - Grocery | Electric Energy (GWh/year) | Fuel Substitution | -1.6199 | -1.6052 | -1.5907 | -1.5762 | -1.562 | 0 | 0 | 0 | 0 | 0 | 0 | 0 | 0
Scenario 1: Reference | PG&E | Com | WaterHeat | Com - Grocery | Gas Energy (MMTherm/year) | Energy Efficiency | 1.9851 | 1.9678 | 1.9506 | 1.9336 | 1.9168 | 1.8623 | 1.8456 | 1.8291 | 1.8082 | 1.7964 | 1.7804 | 1.7644 | 1.7486
Scenario 1: Reference | PG&E | Com | WaterHeat | Com - Grocery | Gas Energy (MMTherm/year) | Fuel Substitution | 0.21735 | 0.21539 | 0.21343 | 0.2115 | 0.20959 | 0 | 0 | 0 | 0 | 0 | 0 | 0 | 0
Scenario 1: Reference | PG&E | Com | WaterHeat | Com - Health | Electric Demand (MW) | Energy Efficiency | 1.9387 | 1.9602 | 1.9835 | 2.0061 | 2.0292 | 2.0513 | 2.0752 | 2.0992 | 2.1232 | 2.1464 | 2.1684 | 2.1907 | 2.2133
Scenario 1: Reference | PG&E | Com | WaterHeat | Com - Health | Electric Demand (MW) | Fuel Substitution | 0 | 0 | 0 | 0 | 0 | 7.2585 | 7.2341 | 7.2098 | 7.1856 | 7.1615 | 7.1375 | 7.1135 | 7.0897
Scenario 1: Reference | PG&E | Com | WaterHeat | Com - Health | Electric Energy (GWh/year) | Energy Efficiency | 16.213 | 16.3929 | 16.5873 | 16.7767 | 16.9694 | 17.1548 | 17.3546 | 17.5561 | 17.7561 | 17.9501 | 18.1343 | 18.3208 | 18.5102
Scenario 1: Reference | PG&E | Com | WaterHeat | Com - Health | Electric Energy (GWh/year) | Fuel Substitution | -85.5688 | -85.2817 | -84.9955 | -84.7103 | -84.426 | 66.821 | 66.5967 | 66.3733 | 66.1505 | 65.9285 | 65.7073 | 65.4868 | 65.267
Scenario 1: Reference | PG&E | Com | WaterHeat | Com - Health | Gas Energy (MMTherm/year) | Energy Efficiency | 3.0794 | 3.0897 | 3.1013 | 3.1125 | 3.124 | 2.5157 | 2.5077 | 2.4997 | 2.4845 | 2.4837 | 2.4758 | 2.4678 | 2.4599
Scenario 1: Reference | PG&E | Com | WaterHeat | Com - Health | Gas Energy (MMTherm/year) | Fuel Substitution | 10.2243 | 10.19 | 10.1558 | 10.1217 | 10.0878 | 0 | 0 | 0 | 0 | 0 | 0 | 0 | 0
Scenario 1: Reference | PG&E | Com | WaterHeat | Com - Lodging | Electric Demand (MW) | Energy Efficiency | 0.51529 | 0.51869 | 0.5222 | 0.52577 | 0.52953 | 0.52465 | 0.52873 | 0.53289 | 0.38785 | 0.39334 | 0.39889 | 0.40451 | 0.41018
Scenario 1: Reference | PG&E | Com | WaterHeat | Com - Lodging | Electric Demand (MW) | Fuel Substitution | 0 | 0 | 0 | 0 | 0 | 6.8704 | 6.8146 | 6.7592 | 6.7043 | 6.6499 | 6.5959 | 6.5409 | 6.4877
Scenario 1: Reference | PG&E | Com | WaterHeat | Com - Lodging | Electric Energy (GWh/year) | Energy Efficiency | 3.4247 | 3.4586 | 3.4934 | 3.5287 | 3.5654 | 3.5332 | 3.5725 | 3.6123 | 3.1588 | 3.2035 | 3.2487 | 3.2944 | 3.3406
Scenario 1: Reference | PG&E | Com | WaterHeat | Com - Lodging | Electric Energy (GWh/year) | Fuel Substitution | -86.4902 | -85.7878 | -85.0912 | -84.4002 | -83.7148 | 61.5999 | 61.0997 | 60.6035 | 60.1114 | 59.6232 | 59.139 | 58.6453 | 58.1691
Scenario 1: Reference | PG&E | Com | WaterHeat | Com - Lodging | Gas Energy (MMTherm/year) | Energy Efficiency | 8.0377 | 8.0606 | 8.0855 | 8.1112 | 8.1391 | 4.9359 | 4.8994 | 4.8632 | 2.4403 | 2.6368 | 2.7577 | 2.5201 | 2.5034
Scenario 1: Reference | PG&E | Com | WaterHeat | Com - Lodging | Gas Energy (MMTherm/year) | Fuel Substitution | 10.1425 | 10.0602 | 9.9785 | 9.8975 | 9.8171 | 0 | 0 | 0 | 0 | 0 | 0 | 0 | 0
Scenario 1: Reference | PG&E | Com | WaterHeat | Com - Office (Large) | Electric Demand (MW) | Energy Efficiency | 0.32418 | 0.32892 | 0.33387 | 0.33892 | 0.34417 | 0.34927 | 0.35496 | 0.36065 | 0.36623 | 0.37193 | 0.37767 | 0.38345 | 0.38929
Scenario 1: Reference | PG&E | Com | WaterHeat | Com - Office (Large) | Electric Demand (MW) | Fuel Substitution | 0 | 0 | 0 | 0 | 0 | 0.57301 | 0.55461 | 0.5368 | 0.51956 | 0.50287 | 0.48672 | 0.47108 | 0.45595
Scenario 1: Reference | PG&E | Com | WaterHeat | Com - Office (Large) | Electric Energy (GWh/year) | Energy Efficiency | 5.9242 | 6.0107 | 6.1011 | 6.1933 | 6.2892 | 6.3819 | 6.485 | 6.589 | 6.6918 | 6.796 | 6.9008 | 7.0064 | 7.1131
Scenario 1: Reference | PG&E | Com | WaterHeat | Com - Office (Large) | Electric Energy (GWh/year) | Fuel Substitution | -14.8531 | -14.376 | -13.9143 | -13.4674 | -13.0348 | 11.5744 | 11.2027 | 10.8429 | 10.4946 | 10.1575 | 9.8313 | 9.5155 | 9.2099
Scenario 1: Reference | PG&E | Com | WaterHeat | Com - Office (Large) | Gas Energy (MMTherm/year) | Energy Efficiency | 6.1903 | 6.0165 | 5.8489 | 5.6872 | 5.5312 | 5.0835 | 4.9241 | 4.7698 | 4.5654 | 4.4256 | 4.2873 | 4.1535 | 4.0239
Scenario 1: Reference | PG&E | Com | WaterHeat | Com - Office (Large) | Gas Energy (MMTherm/year) | Fuel Substitution | 1.7168 | 1.6617 | 1.6083 | 1.5566 | 1.5066 | 0 | 0 | 0 | 0 | 0 | 0 | 0 | 0
Scenario 1: Reference | PG&E | Com | WaterHeat | Com - Office (Small) | Electric Demand (MW) | Energy Efficiency | 0.019811 | 0.019993 | 0.020182 | 0.016462 | 0.020562 | 0.020767 | 0.020977 | 0.021192 | 0.02141 | 0.021633 | 0.021859 | 0.022089 | 0.022323
Scenario 1: Reference | PG&E | Com | WaterHeat | Com - Office (Small) | Electric Demand (MW) | Fuel Substitution | 0 | 0 | 0 | 0 | 0 | 0.03276 | 0.032423 | 0.032089 | 0.031759 | 0.031431 | 0.031108 | 0.030787 | 0.03047
Scenario 1: Reference | PG&E | Com | WaterHeat | Com - Office (Small) | Electric Energy (GWh/year) | Energy Efficiency | 2.1633 | 2.1832 | 2.2039 | 1.7976 | 2.2452 | 2.2676 | 2.2905 | 2.314 | 2.3378 | 2.3621 | 2.3868 | 2.4119 | 2.4375
Scenario 1: Reference | PG&E | Com | WaterHeat | Com - Office (Small) | Electric Energy (GWh/year) | Fuel Substitution | -5.7329 | -5.6739 | -5.6155 | -4.5178 | -4.4713 | 3.9565 | 3.9157 | 3.8754 | 3.8355 | 3.796 | 3.7569 | 3.7182 | 3.6799
Scenario 1: Reference | PG&E | Com | WaterHeat | Com - Office (Small) | Gas Energy (MMTherm/year) | Energy Efficiency | 2.6063 | 2.5809 | 2.5559 | 2.163 | 2.1576 | 2.1356 | 2.1138 | 2.0923 | 2.0656 | 2.0498 | 2.0289 | 2.0082 | 1.9878
Scenario 1: Reference | PG&E | Com | WaterHeat | Com - Office (Small) | Gas Energy (MMTherm/year) | Fuel Substitution | 0.65778 | 0.65101 | 0.6443 | 0.51836 | 0.51302 | 0 | 0 | 0 | 0 | 0 | 0 | 0 | 0
Scenario 1: Reference | PG&E | Com | WaterHeat | Com - Other | Electric Demand (MW) | Energy Efficiency | 16.4257 | 16.4926 | 16.564 | 16.6387 | 16.7151 | 16.7959 | 16.8835 | 16.975 | 17.0668 | 17.1612 | 17.2582 | 17.3575 | 17.4596
Scenario 1: Reference | PG&E | Com | WaterHeat | Com - Other | Electric Demand (MW) | Fuel Substitution | 0 | 0 | 0 | 0 | 0 | 39.6806 | 39.4091 | 39.1395 | 38.8717 | 38.6057 | 38.3416 | 38.0792 | 37.8187
Scenario 1: Reference | PG&E | Com | WaterHeat | Com - Other | Electric Energy (GWh/year) | Energy Efficiency | 106.6312 | 107.0656 | 107.5291 | 108.0142 | 108.5102 | 109.0343 | 109.6032 | 110.1971 | 110.7937 | 111.4064 | 112.0362 | 112.6808 | 113.3434
Scenario 1: Reference | PG&E | Com | WaterHeat | Com - Other | Electric Energy (GWh/year) | Fuel Substitution | -388.4096 | -385.752 | -383.1127 | -380.4914 | -377.888 | 284.7908 | 282.8423 | 280.907 | 278.985 | 277.0762 | 275.1804 | 273.2976 | 271.4276
Scenario 1: Reference | PG&E | Com | WaterHeat | Com - Other | Gas Energy (MMTherm/year) | Energy Efficiency | 9.7472 | 9.7305 | 9.7153 | 9.7013 | 9.6879 | 9.2061 | 9.1452 | 9.0847 | 8.7859 | 8.8163 | 8.7581 | 8.7003 | 8.6428
Scenario 1: Reference | PG&E | Com | WaterHeat | Com - Other | Gas Energy (MMTherm/year) | Fuel Substitution | 44.6063 | 44.3011 | 43.998 | 43.6969 | 43.398 | 0 | 0 | 0 | 0 | 0 | 0 | 0 | 0
Scenario 1: Reference | PG&E | Com | WaterHeat | Com - Refrig. Warehouse | Electric Demand (MW) | Energy Efficiency | 0.094882 | 0.096264 | 0.09765 | 0.099047 | 0.10046 | 0.10189 | 0.10334 | 0.10481 | 0.10628 | 0.10775 | 0.10922 | 0.1107 | 0.11219
Scenario 1: Reference | PG&E | Com | WaterHeat | Com - Refrig. Warehouse | Electric Demand (MW) | Fuel Substitution | 0 | 0 | 0 | 0 | 0 | 0.052971 | 0.052695 | 0.052419 | 0.052146 | 0.051873 | 0.051602 | 0.051333 | 0.051064
Scenario 1: Reference | PG&E | Com | WaterHeat | Com - Refrig. Warehouse | Electric Energy (GWh/year) | Energy Efficiency | 1.0975 | 1.1135 | 1.1296 | 1.1457 | 1.1621 | 1.1786 | 1.1954 | 1.2124 | 1.2293 | 1.2464 | 1.2634 | 1.2805 | 1.2977
Scenario 1: Reference | PG&E | Com | WaterHeat | Com - Refrig. Warehouse | Electric Energy (GWh/year) | Fuel Substitution | -0.89742 | -0.89273 | -0.88807 | -0.88343 | -0.87881 | 0.67441 | 0.67089 | 0.66739 | 0.6639 | 0.66043 | 0.65698 | 0.65355 | 0.65014
Scenario 1: Reference | PG&E | Com | WaterHeat | Com - Refrig. Warehouse | Gas Energy (MMTherm/year) | Energy Efficiency | 0.55357 | 0.55094 | 0.54832 | 0.55038 | 0.55104 | 0.54429 | 0.54146 | 0.53863 | 0.53263 | 0.53303 | 0.53026 | 0.52749 | 0.52474
Scenario 1: Reference | PG&E | Com | WaterHeat | Com - Refrig. Warehouse | Gas Energy (MMTherm/year) | Fuel Substitution | 0.10921 | 0.10864 | 0.10808 | 0.10751 | 0.10695 | 0 | 0 | 0 | 0 | 0 | 0 | 0 | 0
Scenario 1: Reference | PG&E | Com | WaterHeat | Com - Restaurant | Electric Demand (MW) | Energy Efficiency | 3.9582 | 3.9662 | 3.9749 | 3.9844 | 3.9945 | 4.0055 | 4.0176 | 4.0305 | 4.0439 | 4.058 | 4.0728 | 3.6239 | 4.1042
Scenario 1: Reference | PG&E | Com | WaterHeat | Com - Restaurant | Electric Demand (MW) | Fuel Substitution | 0 | 0 | 0 | 0 | 0 | 28.741 | 28.4887 | 28.2385 | 27.9906 | 27.7449 | 27.5013 | 24.0594 | 23.8481
Scenario 1: Reference | PG&E | Com | WaterHeat | Com - Restaurant | Electric Energy (GWh/year) | Energy Efficiency | 20.284 | 20.325 | 20.3698 | 20.4182 | 20.4703 | 20.5265 | 20.5887 | 20.6546 | 20.7233 | 20.7956 | 20.8712 | 18.5712 | 21.0321
Scenario 1: Reference | PG&E | Com | WaterHeat | Com - Restaurant | Electric Energy (GWh/year) | Fuel Substitution | -172.6975 | -171.1812 | -169.6783 | -168.1886 | -166.7119 | 163.1491 | 161.7167 | 160.2969 | 158.8895 | 157.4945 | 156.1117 | 136.5739 | 135.3748
Scenario 1: Reference | PG&E | Com | WaterHeat | Com - Restaurant | Gas Energy (MMTherm/year) | Energy Efficiency | 1.0615 | 1.0802 | 1.0992 | 1.1225 | 1.1449 | 1.0676 | 1.0598 | 1.0521 | 1.0419 | 1.0369 | 1.0294 | 0.93532 | 0.93187
Scenario 1: Reference | PG&E | Com | WaterHeat | Com - Restaurant | Gas Energy (MMTherm/year) | Fuel Substitution | 20.6427 | 20.4615 | 20.2818 | 20.1038 | 19.9273 | 0 | 0 | 0 | 0 | 0 | 0 | 0 | 0
Scenario 1: Reference | PG&E | Com | WaterHeat | Com - Retail | Electric Demand (MW) | Energy Efficiency | 1.1031 | 1.1061 | 1.1094 | 1.0016 | 1.1111 | 1.1157 | 1.1206 | 1.126 | 1.0759 | 1.0822 | 1.0889 | 1.0958 | 1.1031
Scenario 1: Reference | PG&E | Com | WaterHeat | Com - Retail | Electric Demand (MW) | Fuel Substitution | 0 | 0 | 0 | 0 | 0 | 1.1934 | 1.1835 | 1.1737 | 1.164 | 1.1544 | 1.1448 | 1.1353 | 1.1259
Scenario 1: Reference | PG&E | Com | WaterHeat | Com - Retail | Electric Energy (GWh/year) | Energy Efficiency | 6.7396 | 6.7596 | 6.7825 | 6.1238 | 6.8148 | 6.845 | 6.8776 | 6.9128 | 6.773 | 6.813 | 6.8549 | 6.8986 | 6.9443
Scenario 1: Reference | PG&E | Com | WaterHeat | Com - Retail | Electric Energy (GWh/year) | Fuel Substitution | -10.1933 | -10.1089 | -10.0252 | -9.0184 | -8.9437 | 8.3408 | 8.2717 | 8.2032 | 8.1352 | 8.0679 | 8.001 | 7.9348 | 7.8691
Scenario 1: Reference | PG&E | Com | WaterHeat | Com - Retail | Gas Energy (MMTherm/year) | Energy Efficiency | 7.3719 | 7.3125 | 7.2536 | 6.6409 | 6.602 | 6.5475 | 6.4935 | 6.4399 | 6.3041 | 6.2539 | 6.2023 | 6.1511 | 6.1003
Scenario 1: Reference | PG&E | Com | WaterHeat | Com - Retail | Gas Energy (MMTherm/year) | Fuel Substitution | 1.14 | 1.1306 | 1.1212 | 1.0086 | 1.0002 | 0 | 0 | 0 | 0 | 0 | 0 | 0 | 0
Scenario 1: Reference | PG&E | Com | WaterHeat | Com - School | Electric Demand (MW) | Energy Efficiency | 0.046543 | 0.045389 | 0.044261 | 0.043161 | 0.042087 | 0.041039 | 0.041192 | 0.040165 | -0.00085958 | -0.00086888 | -0.00087841 | -0.00088828 | -0.00089841
Scenario 1: Reference | PG&E | Com | WaterHeat | Com - School | Electric Demand (MW) | Fuel Substitution | 0 | 0 | 0 | 0 | 0 | -0.0045234 | -0.0044139 | -0.0043069 | -0.0042026 | -0.0041008 | -0.0040014 | -0.0039045 | -0.0038099
Scenario 1: Reference | PG&E | Com | WaterHeat | Com - School | Electric Energy (GWh/year) | Energy Efficiency | 6.6167 | 6.676 | 6.7377 | 6.8012 | 6.8646 | 6.9279 | 7.0046 | 7.074 | 7.0134 | 7.0893 | 7.1672 | 7.2479 | 7.3306
Scenario 1: Reference | PG&E | Com | WaterHeat | Com - School | Electric Energy (GWh/year) | Fuel Substitution | -50.5834 | -49.3579 | -48.1621 | -46.9952 | -45.8566 | 40.8158 | 39.8269 | 38.862 | 37.9205 | 37.0018 | 36.1053 | 35.2306 | 34.377
Scenario 1: Reference | PG&E | Com | WaterHeat | Com - School | Gas Energy (MMTherm/year) | Energy Efficiency | 3.4633 | 3.4127 | 3.3639 | 3.3168 | 3.271 | 3.0242 | 2.9551 | 2.8876 | 2.8185 | 2.7574 | 2.6947 | 2.6335 | 2.5738
Scenario 1: Reference | PG&E | Com | WaterHeat | Com - School | Gas Energy (MMTherm/year) | Fuel Substitution | 5.9786 | 5.8337 | 5.6924 | 5.5545 | 5.4199 | 0 | 0 | 0 | 0 | 0 | 0 | 0 | 0
Scenario 1: Reference | PG&E | Com | WaterHeat | Com - Warehouse | Electric Demand (MW) | Energy Efficiency | 0.093605 | 0.094021 | 0.094441 | 0.094872 | 0.095314 | 0.095755 | 0.096217 | 0.096689 | 0.040213 | 0.040918 | 0.041623 | 0.04233 | 0.043041
Scenario 1: Reference | PG&E | Com | WaterHeat | Com - Warehouse | Electric Demand (MW) | Fuel Substitution | 0 | 0 | 0 | 0 | 0 | 0.01642 | 0.016355 | 0.01629 | 0.016225 | 0.01616 | 0.016096 | 0.016032 | 0.015968
Scenario 1: Reference | PG&E | Com | WaterHeat | Com - Warehouse | Electric Energy (GWh/year) | Energy Efficiency | 1.1238 | 1.1405 | 1.1574 | 1.1745 | 1.1919 | 1.2093 | 1.2272 | 1.2453 | 1.0829 | 1.1019 | 1.1209 | 1.1399 | 1.1591
Scenario 1: Reference | PG&E | Com | WaterHeat | Com - Warehouse | Electric Energy (GWh/year) | Fuel Substitution | -0.74579 | -0.74282 | -0.73986 | -0.73691 | -0.73397 | 0.48971 | 0.48776 | 0.48581 | 0.48387 | 0.48195 | 0.48002 | 0.47811 | 0.4762
Scenario 1: Reference | PG&E | Com | WaterHeat | Com - Warehouse | Gas Energy (MMTherm/year) | Energy Efficiency | 5.173 | 5.1529 | 5.1329 | 5.1131 | 5.1282 | 5.0894 | 5.0692 | 5.049 | 4.9131 | 4.9238 | 4.9041 | 4.8846 | 4.8651
Scenario 1: Reference | PG&E | Com | WaterHeat | Com - Warehouse | Gas Energy (MMTherm/year) | Fuel Substitution | 0.086974 | 0.086627 | 0.086282 | 0.085938 | 0.085595 | 0 | 0 | 0 | 0 | 0 | 0 | 0 | 0
Scenario 1: Reference | PG&E | Res | AppPlug | Res - Multi Family | Electric Demand (MW) | Energy Efficiency | 0 | 0 | 0.081324 | 0.08236 | 0.083356 | 0.084299 | 0.085188 | 0.086019 | 0.08679 | 0.087504 | 0.088169 | 0.088797 | 0.089388
Scenario 1: Reference | PG&E | Res | AppPlug | Res - Multi Family | Electric Energy (GWh/year) | Energy Efficiency | 0 | 0 | 0.51055 | 0.51705 | 0.5233 | 0.52922 | 0.5348 | 0.54002 | 0.54486 | 0.54934 | 0.55352 | 0.55746 | 0.56117
Scenario 1: Reference | PG&E | Res | AppPlug | Res - Multi Family | Electric Energy (GWh/year) | Fuel Substitution | -13.4823 | -13.4598 | -13.4373 | -13.4149 | -13.3924 | 0 | 0 | 0 | 0 | 0 | 0 | 0 | 0
Scenario 1: Reference | PG&E | Res | AppPlug | Res - Multi Family | Gas Energy (MMTherm/year) | Energy Efficiency | 0 | 0 | 0.058474 | 0.059219 | 0.059934 | 0.060613 | 0.061252 | 0.061849 | 0.062404 | 0.062917 | 0.063396 | 0.063846 | 0.064272
Scenario 1: Reference | PG&E | Res | AppPlug | Res - Multi Family | Gas Energy (MMTherm/year) | Fuel Substitution | 2.7453 | 2.7407 | 2.7361 | 2.7316 | 2.727 | 0 | 0 | 0 | 0 | 0 | 0 | 0 | 0
Scenario 1: Reference | PG&E | Res | AppPlug | Res - Single Family | Electric Demand (MW) | Energy Efficiency | 0 | 0 | 0 | 0 | 0 | 0 | 0 | 0 | 0 | 0 | 0 | 0.21569 | 0.21698
Scenario 1: Reference | PG&E | Res | AppPlug | Res - Single Family | Electric Energy (GWh/year) | Energy Efficiency | 0 | 0 | 0 | 0 | 0 | 0 | 0 | 0 | 0 | 0 | 0 | 1.2377 | 1.2452
Scenario 1: Reference | PG&E | Res | AppPlug | Res - Single Family | Electric Energy (GWh/year) | Fuel Substitution | -144.4723 | -144.3965 | -144.3207 | -144.245 | -144.1693 | 0 | 0 | 0 | 0 | 0 | 0 | 0 | 0
Scenario 1: Reference | PG&E | Res | AppPlug | Res - Single Family | Gas Energy (MMTherm/year) | Energy Efficiency | 0 | 0 | 0 | 0 | 0 | 0 | 0 | 0 | 0 | 0 | 0 | 0.1856 | 0.18672
Scenario 1: Reference | PG&E | Res | AppPlug | Res - Single Family | Gas Energy (MMTherm/year) | Fuel Substitution | 29.4678 | 29.4523 | 29.4368 | 29.4214 | 29.406 | 0 | 0 | 0 | 0 | 0 | 0 | 0 | 0
Scenario 1: Reference | PG&E | Res | BldgEnv | Res - Single Family | Electric Demand (MW) | Energy Efficiency | 0.25334 | 0.54986 | 0.86746 | 1.1829 | 1.4853 | 1.7705 | 2.0368 | 2.2833 | 2.2833 | 2.2833 | 2.2833 | 2.2833 | 2.2833
Scenario 1: Reference | PG&E | Res | BldgEnv | Res - Single Family | Electric Energy (GWh/year) | Energy Efficiency | -0.039531 | -0.085801 | -0.13536 | -0.18459 | -0.23178 | -0.27628 | -0.31783 | -0.3563 | -0.3563 | -0.3563 | -0.3563 | -0.3563 | -0.3563
Scenario 1: Reference | PG&E | Res | BldgEnv | Res - Single Family | Gas Energy (MMTherm/year) | Energy Efficiency | 0.049845 | 0.10819 | 0.17067 | 0.23275 | 0.29224 | 0.34835 | 0.40074 | 0.44924 | 0.44924 | 0.44924 | 0.44924 | 0.44924 | 0.44924
Scenario 1: Reference | PG&E | Res | HVAC | Res - Multi Family | Electric Demand (MW) | Energy Efficiency | 1.8475 | 1.8693 | 32.4884 | 1.9163 | 1.9388 | 1.9603 | 1.9804 | 1.9993 | 2.0168 | 2.033 | 2.0481 | 2.0623 | 2.0757
Scenario 1: Reference | PG&E | Res | HVAC | Res - Multi Family | Electric Demand (MW) | Fuel Substitution | 0 | 0 | 0 | 0 | 0 | 5.153 | 5.1444 | 5.1359 | 5.1273 | 5.1187 | 5.1102 | 5.1016 | 5.0931
Scenario 1: Reference | PG&E | Res | HVAC | Res - Multi Family | Electric Energy (GWh/year) | Energy Efficiency | 14.1874 | 14.3545 | 37.6437 | 14.7155 | 14.8889 | 15.0533 | 15.2081 | 15.353 | 15.4874 | 15.6118 | 15.7684 | 15.9164 | 16.0565
Scenario 1: Reference | PG&E | Res | HVAC | Res - Multi Family | Electric Energy (GWh/year) | Fuel Substitution | -11.549 | -11.5297 | -11.5087 | -11.4895 | -11.3536 | 38.8932 | 38.8282 | 38.7634 | 38.6987 | 38.634 | 38.5695 | 38.5051 | 38.4408
Scenario 1: Reference | PG&E | Res | HVAC | Res - Multi Family | Gas Energy (MMTherm/year) | Energy Efficiency | 0 | 0 | 0 | 5.3334e-06 | 5.3983e-06 | 1.5105e-07 | 1.5105e-07 | 1.5105e-07 | 1.5105e-07 | 1.5105e-07 | 0.0061693 | 0.012045 | 0.017647
Scenario 1: Reference | PG&E | Res | HVAC | Res - Multi Family | Gas Energy (MMTherm/year) | Fuel Substitution | 3.2347 | 3.2293 | 3.2239 | 3.2185 | 3.2131 | 0 | 0 | 0 | 0 | 0 | 0 | 0 | 0
Scenario 1: Reference | PG&E | Res | HVAC | Res - Single Family | Electric Demand (MW) | Energy Efficiency | 99.2122 | 100.9558 | 350.1676 | 104.6854 | 106.4645 | 107.3153 | 108.2368 | 109.086 | 17.6172 | 17.6594 | 17.6985 | 17.7351 | 17.7694
Scenario 1: Reference | PG&E | Res | HVAC | Res - Single Family | Electric Demand (MW) | Fuel Substitution | 0 | 0 | 0 | 0 | 0 | 109.2939 | 109.2366 | 109.1792 | 10.8007 | 10.795 | 10.7894 | 10.7837 | 10.7781
Scenario 1: Reference | PG&E | Res | HVAC | Res - Single Family | Electric Energy (GWh/year) | Energy Efficiency | 112.0806 | 113.8461 | 233.8222 | 117.6235 | 119.4251 | 109.7305 | 110.6732 | 111.5421 | 39.5655 | 39.7679 | 40.1417 | 40.4921 | 40.8205
Scenario 1: Reference | PG&E | Res | HVAC | Res - Single Family | Electric Energy (GWh/year) | Fuel Substitution | -535.6462 | -535.33 | -508.3715 | -508.1047 | -507.838 | 437.6889 | 437.4592 | 437.2296 | 50.7212 | 50.6933 | 50.668 | 50.6401 | 50.6136
Scenario 1: Reference | PG&E | Res | HVAC | Res - Single Family | Gas Energy (MMTherm/year) | Energy Efficiency | 1.3017 | 1.3329 | 1.3664 | 1.3997 | 1.4315 | -0.47537 | -0.48132 | -0.4868 | 0.14085 | 0.14085 | 0.16452 | 0.18676 | 0.20766
Scenario 1: Reference | PG&E | Res | HVAC | Res - Single Family | Gas Energy (MMTherm/year) | Fuel Substitution | 88.3264 | 88.28 | 88.2337 | 88.1874 | 88.1411 | 0 | 0 | 0 | 0 | 0 | 0 | 0 | 0
Scenario 1: Reference | PG&E | Res | WaterHeat | Res - Multi Family | Electric Demand (MW) | Energy Efficiency | 5.7496 | 10.2344 | 10.3619 | 10.4894 | 10.6119 | 10.7297 | 10.8408 | 10.9446 | 11.041 | 11.1302 | 11.2133 | 11.2916 | 11.3656
Scenario 1: Reference | PG&E | Res | WaterHeat | Res - Multi Family | Electric Demand (MW) | Fuel Substitution | 0 | 0 | 0 | 0 | 0 | 31.3317 | 31.2793 | 31.2271 | 31.175 | 31.1229 | 31.0709 | 31.019 | 30.9672
Scenario 1: Reference | PG&E | Res | WaterHeat | Res - Multi Family | Electric Energy (GWh/year) | Energy Efficiency | 32.2769 | 58.4235 | 59.1514 | 59.8793 | 60.5786 | 61.2514 | 61.8853 | 62.4782 | 63.0284 | 63.5377 | 64.0121 | 64.4594 | 64.8816
Scenario 1: Reference | PG&E | Res | WaterHeat | Res - Multi Family | Electric Energy (GWh/year) | Fuel Substitution | -14682.0555 | -14657.5379 | -14633.0613 | -14608.6256 | -14584.2307 | 202.6639 | 202.3254 | 201.9876 | 201.6503 | 201.3135 | 200.9774 | 200.6417 | 200.3067
Scenario 1: Reference | PG&E | Res | WaterHeat | Res - Multi Family | Gas Energy (MMTherm/year) | Energy Efficiency | 3.4293 | 3.542 | 3.6617 | 3.7809 | 3.895 | 3.9334 | 3.9695 | 4.0032 | 4.0343 | 4.063 | 4.0896 | 4.1145 | 4.138
Scenario 1: Reference | PG&E | Res | WaterHeat | Res - Multi Family | Gas Energy (MMTherm/year) | Fuel Substitution | 1138.2103 | 1136.3096 | 1134.4121 | 1132.5178 | 1130.6266 | 0 | 0 | 0 | 0 | 0 | 0 | 0 | 0
Scenario 1: Reference | PG&E | Res | WaterHeat | Res - Single Family | Electric Demand (MW) | Energy Efficiency | 27.7451 | 28.0262 | 28.3282 | 28.6282 | 28.9151 | 29.1943 | 29.454 | 29.6934 | 28.8361 | 29.0317 | 29.2137 | 29.3837 | 29.5428
Scenario 1: Reference | PG&E | Res | WaterHeat | Res - Single Family | Electric Demand (MW) | Fuel Substitution | 0 | 0 | 0 | 0 | 0 | 210.2916 | 210.1813 | 210.0709 | 209.9607 | 209.8505 | 209.7403 | 209.6302 | 209.5202
Scenario 1: Reference | PG&E | Res | WaterHeat | Res - Single Family | Electric Energy (GWh/year) | Energy Efficiency | 188.3405 | 190.2409 | 192.2833 | 194.3116 | 196.2517 | 198.1471 | 199.9103 | 201.5352 | 198.1521 | 199.4985 | 200.7502 | 201.9204 | 203.0144
Scenario 1: Reference | PG&E | Res | WaterHeat | Res - Single Family | Electric Energy (GWh/year) | Fuel Substitution | -2175.6792 | -2174.5373 | -2173.3959 | -2172.2552 | -2171.115 | 1685.2787 | 1684.3941 | 1683.51 | 1682.6264 | 1681.7433 | 1680.8606 | 1679.9783 | 1679.0966
Scenario 1: Reference | PG&E | Res | WaterHeat | Res - Single Family | Gas Energy (MMTherm/year) | Energy Efficiency | 20.1232 | 20.9531 | 21.8418 | 22.7241 | 23.5658 | 23.7892 | 23.9968 | 24.1882 | 24.3641 | 24.5269 | 24.678 | 24.8189 | 24.9507
Scenario 1: Reference | PG&E | Res | WaterHeat | Res - Single Family | Gas Energy (MMTherm/year) | Fuel Substitution | 312.1085 | 311.9447 | 311.7809 | 311.6173 | 311.4537 | 0 | 0 | 0 | 0 | 0 | 0 | 0 | 0
Scenario 1: Reference | SCE | Com | BldgEnv | Com - College | Electric Demand (MW) | Energy Efficiency | 0.055437 | 0.055211 | 0.054988 | 0.054768 | 0.054551 | 0.054337 | 0.054127 | 0.053919 | 0.00045601 | 0.00045601 | 0.00045601 | 0.00045601 | 0.00045601
Scenario 1: Reference | SCE | Com | BldgEnv | Com - College | Electric Energy (GWh/year) | Energy Efficiency | 0.01894 | 0.018862 | 0.018785 | 0.01871 | 0.018635 | 0.018561 | 0.018488 | 0.018417 | 0.0001502 | 0.0001502 | 0.0001502 | 0.0001502 | 0.0001502
Scenario 1: Reference | SCE | Com | BldgEnv | Com - College | Gas Energy (MMTherm/year) | Energy Efficiency | 0.06053 | 0.060276 | 0.060025 | 0.059778 | 0.059532 | 0.059291 | 0.059053 | 0.058817 | 0.00043617 | 0.00043617 | 0.00043617 | 0.00043617 | 0.00043617
Scenario 1: Reference | SCE | Com | BldgEnv | Com - Grocery | Electric Demand (MW) | Energy Efficiency | 0.00014303 | 0.0002885 | 0.00043493 | 0.0005837 | 0.00073644 | 0.00089221 | 0.0010498 | 0.0012107 | 0.0012107 | 0.0012107 | 0.0012107 | 0.0012107 | 0.0012107
Scenario 1: Reference | SCE | Com | BldgEnv | Com - Grocery | Electric Energy (GWh/year) | Energy Efficiency | 4.7113e-05 | 9.5026e-05 | 0.00014326 | 0.00019226 | 0.00024257 | 0.00029388 | 0.0003458 | 0.00039877 | 0.00039877 | 0.00039877 | 0.00039877 | 0.00039877 | 0.00039877
Scenario 1: Reference | SCE | Com | BldgEnv | Com - Grocery | Gas Energy (MMTherm/year) | Energy Efficiency | 9.9655e-05 | 0.000201 | 0.00030303 | 0.00040667 | 0.0005131 | 0.00062162 | 0.00073144 | 0.0008435 | 0.0008435 | 0.0008435 | 0.0008435 | 0.0008435 | 0.0008435
Scenario 1: Reference | SCE | Com | BldgEnv | Com - Health | Electric Demand (MW) | Energy Efficiency | 0.09906 | 0.098854 | 0.014586 | 0.014667 | 0.01475 | 0.014833 | 0.014919 | 0.0010359 | 0.0010359 | 0.0010359 | 0.0010359 | 0.0010359 | 0.0010359
Scenario 1: Reference | SCE | Com | BldgEnv | Com - Health | Electric Energy (GWh/year) | Energy Efficiency | 0.045736 | 0.045641 | 0.0051654 | 0.005208 | 0.0052514 | 0.005295 | 0.0053398 | 0.00047828 | 0.00047828 | 0.00047828 | 0.00047828 | 0.00047828 | 0.00047828
Scenario 1: Reference | SCE | Com | BldgEnv | Com - Health | Gas Energy (MMTherm/year) | Energy Efficiency | 0.078341 | 0.078179 | 0.0050402 | 0.0051259 | 0.005213 | 0.0053004 | 0.0053898 | 0.00081926 | 0.00081926 | 0.00081926 | 0.00081926 | 0.00081926 | 0.00081926
Scenario 1: Reference | SCE | Com | BldgEnv | Com - Lodging | Electric Demand (MW) | Energy Efficiency | 0.096633 | 0.096595 | 0.096572 | 0.096558 | 0.096562 | 0.096582 | 0.096616 | 0.096665 | 0.006088 | 0.006088 | 0.006088 | 0.006088 | 0.006088
Scenario 1: Reference | SCE | Com | BldgEnv | Com - Lodging | Electric Energy (GWh/year) | Energy Efficiency | 0.06051 | 0.060502 | 0.060503 | 0.060511 | 0.060529 | 0.060558 | 0.060596 | 0.060644 | 0.0039412 | 0.0039412 | 0.0039412 | 0.0039412 | 0.0039412
Scenario 1: Reference | SCE | Com | BldgEnv | Com - Lodging | Gas Energy (MMTherm/year) | Energy Efficiency | 0.038488 | 0.038289 | 0.038093 | 0.037901 | 0.037713 | 0.037529 | 0.037349 | 0.037172 | 0.00092533 | 0.00092533 | 0.00092533 | 0.00092533 | 0.00092533
Scenario 1: Reference | SCE | Com | BldgEnv | Com - Office (Large) | Electric Demand (MW) | Energy Efficiency | 0.0039865 | 0.0078852 | 0.011691 | 0.015426 | 0.019131 | 0.022806 | 0.026428 | 0.030009 | 0.030009 | 0.030009 | 0.030009 | 0.030009 | 0.030009
Scenario 1: Reference | SCE | Com | BldgEnv | Com - Office (Large) | Electric Energy (GWh/year) | Energy Efficiency | 0.0013513 | 0.0026727 | 0.0039629 | 0.0052288 | 0.0064845 | 0.0077302 | 0.0089581 | 0.010172 | 0.010172 | 0.010172 | 0.010172 | 0.010172 | 0.010172
Scenario 1: Reference | SCE | Com | BldgEnv | Com - Office (Large) | Gas Energy (MMTherm/year) | Energy Efficiency | 0.0011278 | 0.0022307 | 0.0033075 | 0.004364 | 0.0054119 | 0.0064517 | 0.0074765 | 0.0084895 | 0.0084895 | 0.0084895 | 0.0084895 | 0.0084895 | 0.0084895
Scenario 1: Reference | SCE | Com | BldgEnv | Com - Office (Small) | Electric Demand (MW) | Energy Efficiency | 0.00015123 | 0.00030271 | 0.00045446 | 0.00060652 | 0.00060652 | 0.0023615 | 0.0025005 | 0.00264 | 0.00264 | 0.00264 | 0.00264 | 0.00264 | 0.00264
Scenario 1: Reference | SCE | Com | BldgEnv | Com - Office (Small) | Electric Energy (GWh/year) | Energy Efficiency | 4.9811e-05 | 9.9706e-05 | 0.00014969 | 0.00019978 | 0.00019978 | 0.00077785 | 0.00082361 | 0.00086958 | 0.00086958 | 0.00086958 | 0.00086958 | 0.00086958 | 0.00086958
Scenario 1: Reference | SCE | Com | BldgEnv | Com - Office (Small) | Gas Energy (MMTherm/year) | Energy Efficiency | 4.9678e-05 | 9.944e-05 | 0.00014929 | 0.00019924 | 0.00019924 | 0.00077577 | 0.00082141 | 0.00086725 | 0.00086725 | 0.00086725 | 0.00086725 | 0.00086725 | 0.00086725
Scenario 1: Reference | SCE | Com | BldgEnv | Com - Other | Electric Demand (MW) | Energy Efficiency | 0.20219 | 0.20199 | 0.20183 | 0.2017 | 0.20161 | 0.20155 | 0.20153 | 0.20154 | 0.0099349 | 0.0099349 | 0.0099349 | 0.0099349 | 0.0099349
Scenario 1: Reference | SCE | Com | BldgEnv | Com - Other | Electric Energy (GWh/year) | Energy Efficiency | 0.069112 | 0.069042 | 0.068983 | 0.068936 | 0.068901 | 0.068877 | 0.068866 | 0.068866 | 0.0033691 | 0.0033691 | 0.0033691 | 0.0033691 | 0.0033691
Scenario 1: Reference | SCE | Com | BldgEnv | Com - Other | Gas Energy (MMTherm/year) | Energy Efficiency | 0.15897 | 0.15824 | 0.15753 | 0.15683 | 0.15615 | 0.15548 | 0.15483 | 0.15419 | 0.0030129 | 0.0030129 | 0.0030129 | 0.0030129 | 0.0030129
Scenario 1: Reference | SCE | Com | BldgEnv | Com - Refrig. Warehouse | Electric Demand (MW) | Energy Efficiency | 3.2964e-05 | 3.5994e-05 | 3.8985e-05 | 4.1882e-05 | 4.4751e-05 | 4.7632e-05 | 5.0548e-05 | 5.3484e-05 | 5.3484e-05 | 5.3484e-05 | 5.3484e-05 | 5.3484e-05 | 5.3484e-05
Scenario 1: Reference | SCE | Com | BldgEnv | Com - Refrig. Warehouse | Electric Energy (GWh/year) | Energy Efficiency | 1.5383e-05 | 1.6797e-05 | 1.8193e-05 | 1.9545e-05 | 2.0884e-05 | 2.2228e-05 | 2.3589e-05 | 2.4959e-05 | 2.4959e-05 | 2.4959e-05 | 2.4959e-05 | 2.4959e-05 | 2.4959e-05
Scenario 1: Reference | SCE | Com | BldgEnv | Com - Refrig. Warehouse | Gas Energy (MMTherm/year) | Energy Efficiency | 1.8606e-05 | 2.0317e-05 | 2.2005e-05 | 2.364e-05 | 2.526e-05 | 2.6886e-05 | 2.8532e-05 | 3.0189e-05 | 3.0189e-05 | 3.0189e-05 | 3.0189e-05 | 3.0189e-05 | 3.0189e-05
Scenario 1: Reference | SCE | Com | BldgEnv | Com - Retail | Electric Demand (MW) | Energy Efficiency | 0.00047968 | 0.00096693 | 0.0014575 | 0.0019551 | 0.0024642 | 0.0029818 | 0.0035052 | 0.0040375 | 0.0040375 | 0.0040375 | 0.0040375 | 0.0040375 | 0.0040375
Scenario 1: Reference | SCE | Com | BldgEnv | Com - Retail | Electric Energy (GWh/year) | Energy Efficiency | 0.000158 | 0.00031849 | 0.00048006 | 0.00064399 | 0.00081167 | 0.00098216 | 0.0011545 | 0.0013299 | 0.0013299 | 0.0013299 | 0.0013299 | 0.0013299 | 0.0013299
Scenario 1: Reference | SCE | Com | BldgEnv | Com - Retail | Gas Energy (MMTherm/year) | Energy Efficiency | 0.00015757 | 0.00031764 | 0.00047878 | 0.00064227 | 0.0008095 | 0.00097953 | 0.0011515 | 0.0013263 | 0.0013263 | 0.0013263 | 0.0013263 | 0.0013263 | 0.0013263
Scenario 1: Reference | SCE | Com | BldgEnv | Com - School | Electric Demand (MW) | Energy Efficiency | 0.00022024 | 0.00043785 | 0.00065378 | 0.00086762 | 0.0010785 | 0.0012876 | 0.0014936 | 0.0016975 | 0.0016975 | 0.0016975 | 0.0016975 | 0.0016975 | 0.0016975
Scenario 1: Reference | SCE | Com | BldgEnv | Com - School | Electric Energy (GWh/year) | Energy Efficiency | 7.2544e-05 | 0.00014422 | 0.00021534 | 0.00028578 | 0.00035524 | 0.00042411 | 0.00049195 | 0.00055911 | 0.00055911 | 0.00055911 | 0.00055911 | 0.00055911 | 0.00055911
Scenario 1: Reference | SCE | Com | BldgEnv | Com - School | Gas Energy (MMTherm/year) | Energy Efficiency | 7.235e-05 | 0.00014383 | 0.00021477 | 0.00028501 | 0.00035429 | 0.00042297 | 0.00049063 | 0.00055762 | 0.00055762 | 0.00055762 | 0.00055762 | 0.00055762 | 0.00055762
Scenario 1: Reference | SCE | Com | BldgEnv | Com - Warehouse | Electric Demand (MW) | Energy Efficiency | 0.087565 | 0.087449 | 0.087342 | 0.087248 | 0.087173 | 0.087111 | 0.087061 | 0.087024 | 0.002088 | 0.002088 | 0.002088 | 0.002088 | 0.002088
Scenario 1: Reference | SCE | Com | BldgEnv | Com - Warehouse | Electric Energy (GWh/year) | Energy Efficiency | 0.040896 | 0.040876 | 0.040861 | 0.040854 | 0.040858 | 0.04087 | 0.040889 | 0.040916 | 0.0012793 | 0.0012793 | 0.0012793 | 0.0012793 | 0.0012793
Scenario 1: Reference | SCE | Com | BldgEnv | Com - Warehouse | Gas Energy (MMTherm/year) | Energy Efficiency | 0.049432 | 0.049374 | 0.04932 | 0.049275 | 0.049241 | 0.049214 | 0.049195 | 0.049183 | 0.0012413 | 0.0012413 | 0.0012413 | 0.0012413 | 0.0012413
Scenario 1: Reference | SCE | Com | ComRefrig | Com - College | Electric Demand (MW) | Energy Efficiency | 0.0026154 | 0.0026023 | 0.0025892 | 0.0025761 | 0.0025632 | 0.0025503 | 0.01986 | 0.020046 | 0.020235 | 0.020424 | 0.020614 | 0.020823 | 0.021033
Scenario 1: Reference | SCE | Com | ComRefrig | Com - College | Electric Energy (GWh/year) | Energy Efficiency | 0.018835 | 0.01874 | 0.018646 | 0.018552 | 0.018459 | 0.018366 | 0.16991 | 0.17156 | 0.17323 | 0.17491 | 0.1766 | 0.17844 | 0.1803
Scenario 1: Reference | SCE | Com | ComRefrig | Com - College | Gas Energy (MMTherm/year) | Energy Efficiency | 0 | 0 | 0 | 0 | 0 | 0 | -0.0023457 | -0.0023725 | -0.0023998 | -0.0024271 | -0.0024547 | -0.0024846 | -0.0025147
Scenario 1: Reference | SCE | Com | ComRefrig | Com - Grocery | Electric Demand (MW) | Energy Efficiency | 5.0089 | 4.9635 | 4.9186 | 4.874 | 4.8299 | 4.7862 | 4.7428 | 4.6999 | 4.6573 | 4.6151 | 4.5733 | 4.5319 | 4.4909
Scenario 1: Reference | SCE | Com | ComRefrig | Com - Grocery | Electric Energy (GWh/year) | Energy Efficiency | 36.0714 | 35.7447 | 35.421 | 35.1002 | 34.7824 | 34.4674 | 34.1552 | 33.8459 | 33.5394 | 33.2356 | 32.9347 | 32.6364 | 32.3408
Scenario 1: Reference | SCE | Com | ComRefrig | Com - Health | Electric Demand (MW) | Energy Efficiency | 0 | 0 | 0 | 0 | 0 | 0 | 0.12609 | 0.12774 | 0.12938 | 0.13098 | 0.13252 | 0.1341 | 0.13573
Scenario 1: Reference | SCE | Com | ComRefrig | Com - Health | Electric Energy (GWh/year) | Energy Efficiency | 0 | 0 | 0 | 0 | 0 | 0 | 1.1037 | 1.1182 | 1.1326 | 1.1466 | 1.1601 | 1.1739 | 1.1881
Scenario 1: Reference | SCE | Com | ComRefrig | Com - Health | Gas Energy (MMTherm/year) | Energy Efficiency | 0 | 0 | 0 | 0 | 0 | 0 | -0.017073 | -0.017297 | -0.01752 | -0.017736 | -0.017945 | -0.018158 | -0.018379
Scenario 1: Reference | SCE | Com | ComRefrig | Com - Refrig. Warehouse | Electric Demand (MW) | Energy Efficiency | 0.004565 | 0.0045412 | 0.0045174 | 0.0044938 | 0.0044704 | 0.004447 | 0.0044238 | 0.0044007 | 0.0043777 | 0.0043548 | 0.0043321 | 0.0043094 | 0.0042869
Scenario 1: Reference | SCE | Com | ComRefrig | Com - Refrig. Warehouse | Electric Energy (GWh/year) | Energy Efficiency | 0.032875 | 0.032703 | 0.032532 | 0.032362 | 0.032193 | 0.032025 | 0.031858 | 0.031691 | 0.031526 | 0.031361 | 0.031197 | 0.031034 | 0.030872
Scenario 1: Reference | SCE | Com | ComRefrig | Com - Restaurant | Electric Demand (MW) | Energy Efficiency | 0.20685 | 0.20503 | 0.20323 | 0.20145 | 0.19968 | 0.19793 | 0.19619 | 0.19447 | 0.19276 | 0.19107 | 0.18939 | 0.18773 | 0.18608
Scenario 1: Reference | SCE | Com | ComRefrig | Com - Restaurant | Electric Energy (GWh/year) | Energy Efficiency | 1.4896 | 1.4765 | 1.4636 | 1.4507 | 1.438 | 1.4254 | 1.4129 | 1.4004 | 1.3882 | 1.376 | 1.3639 | 1.3519 | 1.34
Scenario 1: Reference | SCE | Com | ComRefrig | Com - Retail | Electric Demand (MW) | Energy Efficiency | 2.316 | 2.2969 | 2.2778 | 2.259 | 2.2403 | 2.2217 | 2.2033 | 2.1851 | 2.167 | 2.149 | 2.1312 | 2.1136 | 2.0961
Scenario 1: Reference | SCE | Com | ComRefrig | Com - Retail | Electric Energy (GWh/year) | Energy Efficiency | 16.6789 | 16.5408 | 16.4038 | 16.2679 | 16.1332 | 15.9996 | 15.8671 | 15.7356 | 15.6053 | 15.4761 | 15.3479 | 15.2208 | 15.0947
Scenario 1: Reference | SCE | Com | ComRefrig | Com - School | Electric Demand (MW) | Energy Efficiency | 0.0042265 | 0.0041241 | 0.0040242 | 0.0039267 | 0.0038315 | 0.0037387 | 0.0036481 | 0.0035597 | 0.0034735 | 0.0033893 | 0.0033072 | 0.0032271 | 0.0031489
Scenario 1: Reference | SCE | Com | ComRefrig | Com - School | Electric Energy (GWh/year) | Energy Efficiency | 0.030437 | 0.029699 | 0.02898 | 0.028278 | 0.027593 | 0.026924 | 0.026272 | 0.025635 | 0.025014 | 0.024408 | 0.023817 | 0.02324 | 0.022677
Scenario 1: Reference | SCE | Com | FoodServ | Com - College | Electric Demand (MW) | Energy Efficiency | 0.0049099 | 0.047988 | 0.053412 | 0.059078 | 0.067597 | 0.073572 | 0.079776 | 0.086068 | 0.09849 | 0.10491 | 0.11136 | 0.11821 | 0.12509
Scenario 1: Reference | SCE | Com | FoodServ | Com - College | Electric Demand (MW) | Fuel Substitution | -0.71594 | -0.71233 | -0.70875 | -0.70518 | -0.70163 | -0.6981 | -0.69459 | -0.69109 | -0.68761 | -0.68415 | -0.68071 | -0.67729 | -0.67388
Scenario 1: Reference | SCE | Com | FoodServ | Com - College | Electric Energy (GWh/year) | Energy Efficiency | 0.02405 | 0.27831 | 0.30527 | 0.33344 | 0.3779 | 0.40764 | 0.43853 | 0.46986 | 0.52811 | 0.56003 | 0.59211 | 0.62622 | 0.66043
Scenario 1: Reference | SCE | Com | FoodServ | Com - College | Electric Energy (GWh/year) | Fuel Substitution | -7.6036 | -7.5653 | -7.5272 | -7.4894 | -7.4517 | -7.4142 | -7.3769 | -7.3397 | -7.3028 | -7.266 | -7.2295 | -7.1931 | -7.1569
Scenario 1: Reference | SCE | Com | FoodServ | Com - College | Gas Energy (MMTherm/year) | Energy Efficiency | 0.00053259 | 0.0010647 | 0.0016158 | 0.0021905 | 0.0058562 | 0.0064907 | 0.0071492 | 0.007817 | 0.008491 | 0.0091643 | 0.0098411 | 0.01056 | 0.011281
Scenario 1: Reference | SCE | Com | FoodServ | Com - College | Gas Energy (MMTherm/year) | Fuel Substitution | 0.78999 | 0.78601 | 0.78206 | 0.77812 | 0.77421 | 0.77031 | 0.76643 | 0.76258 | 0.75874 | 0.75492 | 0.75112 | 0.74734 | 0.74358
Scenario 1: Reference | SCE | Com | FoodServ | Com - Grocery | Electric Demand (MW) | Energy Efficiency | 0.023966 | 0.41499 | 0.44197 | 0.46946 | 0.52471 | 0.55392 | 0.58356 | 0.61389 | 0.70142 | 0.73317 | 0.76538 | 0.79791 | 0.83076
Scenario 1: Reference | SCE | Com | FoodServ | Com - Grocery | Electric Demand (MW) | Fuel Substitution | -5.2865 | -5.2386 | -5.1912 | -5.1441 | -5.0976 | -5.0514 | -5.0056 | -4.9603 | -4.9154 | -4.8709 | -4.8268 | -4.783 | -4.7397
Scenario 1: Reference | SCE | Com | FoodServ | Com - Grocery | Electric Energy (GWh/year) | Energy Efficiency | 0.11739 | 2.4482 | 2.5831 | 2.7207 | 3.0163 | 3.1629 | 3.3116 | 3.464 | 3.8676 | 4.0269 | 4.1885 | 4.3517 | 4.5167
Scenario 1: Reference | SCE | Com | FoodServ | Com - Grocery | Electric Energy (GWh/year) | Fuel Substitution | -95.5818 | -94.7162 | -93.8584 | -93.0084 | -92.1661 | -91.3314 | -90.5043 | -89.6846 | -88.8724 | -88.0676 | -87.27 | -86.4797 | -85.6965
Scenario 1: Reference | SCE | Com | FoodServ | Com - Grocery | Gas Energy (MMTherm/year) | Energy Efficiency | 0.0025997 | 0.0052436 | 0.0079051 | 0.010609 | 0.042697 | 0.045766 | 0.048877 | 0.052059 | 0.055294 | 0.058563 | 0.061876 | 0.065218 | 0.068592
Scenario 1: Reference | SCE | Com | FoodServ | Com - Grocery | Gas Energy (MMTherm/year) | Fuel Substitution | 9.9342 | 9.8442 | 9.7551 | 9.6667 | 9.5792 | 9.4924 | 9.4065 | 9.3213 | 9.2369 | 9.1532 | 9.0703 | 8.9882 | 8.9068
Scenario 1: Reference | SCE | Com | FoodServ | Com - Health | Electric Demand (MW) | Energy Efficiency | 0.016545 | 0.13759 | 0.15607 | 0.17436 | 0.19851 | 0.21716 | 0.23617 | 0.25513 | 0.28365 | 0.3022 | 0.32022 | 0.33854 | 0.35737
Scenario 1: Reference | SCE | Com | FoodServ | Com - Health | Electric Demand (MW) | Fuel Substitution | -2.0017 | -1.995 | -1.9883 | -1.9816 | -1.975 | -1.9684 | -1.9618 | -1.9552 | -1.9486 | -1.9421 | -1.9356 | -1.9291 | -1.9226
Scenario 1: Reference | SCE | Com | FoodServ | Com - Health | Electric Energy (GWh/year) | Energy Efficiency | 0.081041 | 0.79213 | 0.88414 | 0.9752 | 1.0995 | 1.1924 | 1.2872 | 1.3816 | 1.5179 | 1.6102 | 1.7 | 1.7912 | 1.8849
Scenario 1: Reference | SCE | Com | FoodServ | Com - Health | Electric Energy (GWh/year) | Fuel Substitution | -25.1424 | -25.0581 | -24.974 | -24.8902 | -24.8066 | -24.7234 | -24.6404 | -24.5577 | -24.4753 | -24.3932 | -24.3113 | -24.2297 | -24.1484
Scenario 1: Reference | SCE | Com | FoodServ | Com - Health | Gas Energy (MMTherm/year) | Energy Efficiency | 0.0017947 | 0.0036093 | 0.0054727 | 0.0073171 | 0.015291 | 0.017242 | 0.01923 | 0.021211 | 0.023185 | 0.025112 | 0.026985 | 0.028888 | 0.030843
Scenario 1: Reference | SCE | Com | FoodServ | Com - Health | Gas Energy (MMTherm/year) | Fuel Substitution | 2.6817 | 2.6727 | 2.6637 | 2.6548 | 2.6459 | 2.637 | 2.6281 | 2.6193 | 2.6105 | 2.6018 | 2.593 | 2.5843 | 2.5757
Scenario 1: Reference | SCE | Com | FoodServ | Com - Lodging | Electric Demand (MW) | Energy Efficiency | 0.013418 | 0.32436 | 0.34274 | 0.36122 | 0.38942 | 0.40869 | 0.42823 | 0.44801 | 0.47144 | 0.49146 | 0.51157 | 0.53174 | 0.55197
Scenario 1: Reference | SCE | Com | FoodServ | Com - Lodging | Electric Demand (MW) | Fuel Substitution | -1.749 | -1.7348 | -1.7207 | -1.7067 | -1.6928 | -1.6791 | -1.6655 | -1.6519 | -1.6385 | -1.6252 | -1.612 | -1.5989 | -1.5859
Scenario 1: Reference | SCE | Com | FoodServ | Com - Lodging | Electric Energy (GWh/year) | Energy Efficiency | 0.065727 | 2.0166 | 2.1134 | 2.2108 | 2.3636 | 2.4653 | 2.5685 | 2.6731 | 2.7937 | 2.8995 | 3.0058 | 3.1124 | 3.2193
Scenario 1: Reference | SCE | Com | FoodServ | Com - Lodging | Electric Energy (GWh/year) | Fuel Substitution | -21.6824 | -21.5063 | -21.3317 | -21.1585 | -20.9866 | -20.8162 | -20.6472 | -20.4795 | -20.3132 | -20.1482 | -19.9846 | -19.8223 | -19.6613
Scenario 1: Reference | SCE | Com | FoodServ | Com - Lodging | Gas Energy (MMTherm/year) | Energy Efficiency | 0.0014555 | 0.0029209 | 0.0044024 | 0.0058905 | 0.017618 | 0.019324 | 0.02105 | 0.022797 | 0.024552 | 0.026311 | 0.028075 | 0.029844 | 0.031617
Scenario 1: Reference | SCE | Com | FoodServ | Com - Lodging | Gas Energy (MMTherm/year) | Fuel Substitution | 2.2478 | 2.2295 | 2.2114 | 2.1935 | 2.1756 | 2.158 | 2.1404 | 2.1231 | 2.1058 | 2.0887 | 2.0718 | 2.0549 | 2.0383
Scenario 1: Reference | SCE | Com | FoodServ | Com - Office (Large) | Electric Demand (MW) | Energy Efficiency | 0 | 0.00941 | 0.0095076 | 0.0096072 | 0.0097127 | 0.009824 | 0.0099384 | 0.010057 | 0.010175 | 0.010294 | 0.010413 | 0.010533 | 0.010653
Scenario 1: Reference | SCE | Com | FoodServ | Com - Office (Large) | Electric Energy (GWh/year) | Energy Efficiency | 0 | 0.082537 | 0.083393 | 0.084267 | 0.085192 | 0.086168 | 0.087171 | 0.088209 | 0.089251 | 0.090288 | 0.091336 | 0.092384 | 0.093439
Scenario 1: Reference | SCE | Com | FoodServ | Com - Office (Small) | Electric Demand (MW) | Energy Efficiency | 0 | 0.0036403 | 0.0036735 | 0.0037073 | 0.0029961 | 0.0037771 | 0.0038128 | 0.003849 | 0.0038858 | 0.0039228 | 0.0039603 | 0.0039981 | 0.0040362
Scenario 1: Reference | SCE | Com | FoodServ | Com - Office (Small) | Electric Energy (GWh/year) | Energy Efficiency | 0 | 0.031929 | 0.032221 | 0.032517 | 0.026279 | 0.033129 | 0.033442 | 0.033761 | 0.034083 | 0.034408 | 0.034736 | 0.035068 | 0.035402
Scenario 1: Reference | SCE | Com | FoodServ | Com - Other | Electric Demand (MW) | Energy Efficiency | 0.023203 | 1.6057 | 1.6463 | 1.688 | 1.8343 | 1.8794 | 1.926 | 1.9735 | 2.0753 | 2.1252 | 2.1761 | 2.2278 | 2.2806
Scenario 1: Reference | SCE | Com | FoodServ | Com - Other | Electric Demand (MW) | Fuel Substitution | -19.0948 | -18.9642 | -18.8344 | -18.7055 | -18.5776 | -18.4504 | -18.3242 | -18.1988 | -18.0743 | -17.9506 | -17.8278 | -17.7058 | -17.5847
Scenario 1: Reference | SCE | Com | FoodServ | Com - Other | Electric Energy (GWh/year) | Energy Efficiency | 0.11366 | 9.3032 | 9.5171 | 9.737 | 10.5542 | 10.793 | 11.0395 | 11.2917 | 11.7821 | 12.046 | 12.3153 | 12.5894 | 12.8689
Scenario 1: Reference | SCE | Com | FoodServ | Com - Other | Electric Energy (GWh/year) | Fuel Substitution | -111.7969 | -111.032 | -110.2723 | -109.5178 | -108.7685 | -108.0243 | -107.2851 | -106.5511 | -105.822 | -105.098 | -104.3789 | -103.6647 | -102.9554
Scenario 1: Reference | SCE | Com | FoodServ | Com - Other | Gas Energy (MMTherm/year) | Energy Efficiency | 0.002517 | 0.0050885 | 0.0077183 | 0.010401 | 0.12592 | 0.13005 | 0.1343 | 0.13864 | 0.14304 | 0.14751 | 0.15207 | 0.15671 | 0.16143
Scenario 1: Reference | SCE | Com | FoodServ | Com - Other | Gas Energy (MMTherm/year) | Fuel Substitution | 10.7383 | 10.6648 | 10.5919 | 10.5194 | 10.4474 | 10.3759 | 10.3049 | 10.2344 | 10.1644 | 10.0949 | 10.0258 | 9.9572 | 9.8891
Scenario 1: Reference | SCE | Com | FoodServ | Com - Restaurant | Electric Demand (MW) | Energy Efficiency | 0.095394 | 2.6074 | 2.7419 | 2.8809 | 3.2702 | 3.4218 | 3.5754 | 3.7321 | 3.9784 | 4.1415 | 4.3068 | 4.474 | 4.6432
Scenario 1: Reference | SCE | Com | FoodServ | Com - Restaurant | Electric Demand (MW) | Fuel Substitution | -37.4261 | -37.0975 | -36.7718 | -36.449 | -36.129 | -35.8118 | -35.4974 | -35.1857 | -34.8768 | -34.5706 | -34.267 | -33.9662 | -33.668
Scenario 1: Reference | SCE | Com | FoodServ | Com - Restaurant | Electric Energy (GWh/year) | Energy Efficiency | 0.46727 | 15.5076 | 16.2047 | 16.9265 | 19.0758 | 19.8656 | 20.667 | 21.4844 | 22.6976 | 23.5475 | 24.4099 | 25.282 | 26.1652
Scenario 1: Reference | SCE | Com | FoodServ | Com - Restaurant | Electric Energy (GWh/year) | Fuel Substitution | -361.4432 | -358.2698 | -355.1243 | -352.0064 | -348.9159 | -345.8525 | -342.816 | -339.8061 | -336.8227 | -333.8655 | -330.9343 | -328.0287 | -325.1487
Scenario 1: Reference | SCE | Com | FoodServ | Com - Restaurant | Gas Energy (MMTherm/year) | Energy Efficiency | 0.010348 | 0.020951 | 0.031831 | 0.043023 | 0.32135 | 0.33753 | 0.35394 | 0.37066 | 0.38767 | 0.40489 | 0.42236 | 0.44002 | 0.45789
Scenario 1: Reference | SCE | Com | FoodServ | Com - Restaurant | Gas Energy (MMTherm/year) | Fuel Substitution | 36.3096 | 35.9909 | 35.6749 | 35.3616 | 35.0512 | 34.7434 | 34.4384 | 34.136 | 33.8363 | 33.5393 | 33.2448 | 32.9529 | 32.6636
Scenario 1: Reference | SCE | Com | FoodServ | Com - Retail | Electric Demand (MW) | Energy Efficiency | 0.0076991 | 0.029892 | 0.037897 | 0.046022 | 0.054337 | 0.062793 | 0.071346 | 0.080049 | 0.088857 | 0.097745 | 0.10673 | 0.11579 | 0.12492
Scenario 1: Reference | SCE | Com | FoodServ | Com - Retail | Electric Energy (GWh/year) | Energy Efficiency | 0.037713 | 0.20208 | 0.24181 | 0.28213 | 0.32342 | 0.36542 | 0.4079 | 0.45114 | 0.49492 | 0.5391 | 0.58377 | 0.6288 | 0.67422
Scenario 1: Reference | SCE | Com | FoodServ | Com - Retail | Gas Energy (MMTherm/year) | Energy Efficiency | 0.00083516 | 0.0016835 | 0.0025376 | 0.0034041 | 0.0042904 | 0.0051916 | 0.0061028 | 0.0070296 | 0.0079675 | 0.0089136 | 0.00987 | 0.010834 | 0.011805
Scenario 1: Reference | SCE | Com | FoodServ | Com - School | Electric Demand (MW) | Energy Efficiency | 0.020595 | 0.29547 | 0.31844 | 0.34127 | 0.36938 | 0.39192 | 0.41418 | 0.4363 | 0.46271 | 0.48475 | 0.50666 | 0.52858 | 0.55037
Scenario 1: Reference | SCE | Com | FoodServ | Com - School | Electric Demand (MW) | Fuel Substitution | -0.81179 | -0.79213 | -0.77293 | -0.75421 | -0.73594 | -0.71811 | -0.70071 | -0.68373 | -0.66717 | -0.651 | -0.63523 | -0.61984 | -0.60482
Scenario 1: Reference | SCE | Com | FoodServ | Com - School | Electric Energy (GWh/year) | Energy Efficiency | 0.10088 | 1.7357 | 1.8513 | 1.9664 | 2.1118 | 2.2256 | 2.338 | 2.4498 | 2.5804 | 2.6919 | 2.8028 | 2.9139 | 3.0244
Scenario 1: Reference | SCE | Com | FoodServ | Com - School | Electric Energy (GWh/year) | Fuel Substitution | -9.956 | -9.7148 | -9.4794 | -9.2498 | -9.0257 | -8.807 | -8.5936 | -8.3854 | -8.1823 | -7.984 | -7.7906 | -7.6019 | -7.4177
Scenario 1: Reference | SCE | Com | FoodServ | Com - School | Gas Energy (MMTherm/year) | Energy Efficiency | 0.0022341 | 0.0044413 | 0.0066316 | 0.0088008 | 0.016971 | 0.019166 | 0.02133 | 0.023474 | 0.025604 | 0.027722 | 0.029821 | 0.031915 | 0.033991
Scenario 1: Reference | SCE | Com | FoodServ | Com - School | Gas Energy (MMTherm/year) | Fuel Substitution | 1.0447 | 1.0194 | 0.99473 | 0.97063 | 0.94711 | 0.92417 | 0.90177 | 0.87993 | 0.85861 | 0.83781 | 0.81751 | 0.7977 | 0.77838
Scenario 1: Reference | SCE | Com | HVAC | Com - College | Electric Demand (MW) | Energy Efficiency | 0.16041 | 0.1853 | 0.21109 | 0.23803 | 0.26504 | 0.29329 | 0.32262 | 0.35235 | 0.38236 | 0.41234 | 0.44248 | 0.47448 | 0.50657
Scenario 1: Reference | SCE | Com | HVAC | Com - College | Electric Energy (GWh/year) | Energy Efficiency | 0.50919 | 0.54175 | 0.57557 | 0.61096 | 0.64647 | 0.68367 | 0.72235 | 0.76159 | 0.80122 | 0.84082 | 0.88063 | 0.923 | 0.9655
Scenario 1: Reference | SCE | Com | HVAC | Com - College | Electric Energy (GWh/year) | Fuel Substitution | 0.30422 | 0.30268 | 0.30116 | 0.29965 | 0.29814 | 0 | 0 | 0 | 0 | 0 | 0 | 0 | 0
Scenario 1: Reference | SCE | Com | HVAC | Com - College | Gas Energy (MMTherm/year) | Energy Efficiency | 0.0016804 | 0.0033594 | 0.005098 | 0.0069114 | 0.0087298 | 0.010629 | 0.012599 | 0.014595 | 0.016609 | 0.018621 | 0.020643 | 0.022787 | 0.024937
Scenario 1: Reference | SCE | Com | HVAC | Com - College | Gas Energy (MMTherm/year) | Fuel Substitution | 0.023321 | 0.023204 | 0.023087 | 0.022971 | 0.022855 | 0 | 0 | 0 | 0 | 0 | 0 | 0 | 0
Scenario 1: Reference | SCE | Com | HVAC | Com - Grocery | Electric Demand (MW) | Energy Efficiency | 5.9265 | 7.0855 | 7.1321 | 7.1811 | 7.2335 | 7.2888 | 7.346 | 7.4061 | 7.4612 | 7.5253 | 7.5912 | 7.6587 | 7.7277
Scenario 1: Reference | SCE | Com | HVAC | Com - Grocery | Electric Demand (MW) | Fuel Substitution | 0 | 0 | 0 | 0 | 0 | 0.25547 | 0.25315 | 0.25086 | 0.24859 | 0.24634 | 0.2441 | 0.24189 | 0.2397
Scenario 1: Reference | SCE | Com | HVAC | Com - Grocery | Electric Energy (GWh/year) | Energy Efficiency | 23.8199 | 29.1141 | 29.3058 | 29.507 | 29.7226 | 29.9497 | 30.1848 | 30.4319 | 30.6823 | 30.9456 | 31.217 | 31.4946 | 31.7784
Scenario 1: Reference | SCE | Com | HVAC | Com - Grocery | Electric Energy (GWh/year) | Fuel Substitution | -10.7709 | -10.6733 | -10.5766 | -10.4809 | -10.3859 | 1.9805 | 1.9626 | 1.9448 | 1.9272 | 1.9098 | 1.8925 | 1.8753 | 1.8583
Scenario 1: Reference | SCE | Com | HVAC | Com - Grocery | Gas Energy (MMTherm/year) | Energy Efficiency | 0.080511 | 0.077529 | 0.078038 | 0.078572 | 0.079144 | 0.079747 | 0.080371 | 0.081026 | 0.081708 | 0.082407 | 0.083127 | 0.083864 | 0.084617
Scenario 1: Reference | SCE | Com | HVAC | Com - Grocery | Gas Energy (MMTherm/year) | Fuel Substitution | 1.7274 | 1.7117 | 1.6962 | 1.6809 | 1.6657 | 3.9548e-06 | 3.919e-06 | 3.8835e-06 | 3.8483e-06 | 3.8135e-06 | 3.7789e-06 | 3.7447e-06 | 3.7108e-06
Scenario 1: Reference | SCE | Com | HVAC | Com - Health | Electric Demand (MW) | Energy Efficiency | 0.3106 | 0.31434 | 3.7001 | 3.7459 | 4.4174 | 4.472 | 4.5339 | 4.5898 | 0.67022 | 0.67361 | 0.6769 | 0.68025 | 0.68372
Scenario 1: Reference | SCE | Com | HVAC | Com - Health | Electric Demand (MW) | Fuel Substitution | 0 | 0 | 0 | 0 | 0 | 0.19918 | 0.19851 | 0.19784 | 0.19718 | 0.19652 | 0.19586 | 0.1952 | 0.19455
Scenario 1: Reference | SCE | Com | HVAC | Com - Health | Electric Energy (GWh/year) | Energy Efficiency | 2.002 | 2.0261 | 17.1533 | 17.3651 | 20.9517 | 21.2109 | 21.4868 | 21.7518 | 3.6682 | 3.6905 | 3.7121 | 3.7341 | 3.7569
Scenario 1: Reference | SCE | Com | HVAC | Com - Health | Electric Energy (GWh/year) | Fuel Substitution | -0.70694 | -0.70457 | -0.7022 | -0.69985 | -0.6975 | 1.586 | 1.5806 | 1.5753 | 1.5701 | 1.5648 | 1.5595 | 1.5543 | 1.5491
Scenario 1: Reference | SCE | Com | HVAC | Com - Health | Gas Energy (MMTherm/year) | Energy Efficiency | 0.011135 | 0.011269 | 0.15728 | 0.15923 | 0.19117 | 0.19354 | 0.19597 | 0.19838 | 0.017315 | 0.017315 | 0.017315 | 0.017315 | 0.017315
Scenario 1: Reference | SCE | Com | HVAC | Com - Health | Gas Energy (MMTherm/year) | Fuel Substitution | 0.35637 | 0.35518 | 0.35398 | 0.3528 | 0.35161 | 0 | 0 | 0 | 0 | 0 | 0 | 0 | 0
Scenario 1: Reference | SCE | Com | HVAC | Com - Lodging | Electric Demand (MW) | Energy Efficiency | 3.0154 | 3.0619 | 3.1094 | 3.5498 | 3.6685 | 3.851 | 3.9093 | 3.9688 | 0.7544 | 0.75666 | 0.75893 | 0.76122 | 0.76353
Scenario 1: Reference | SCE | Com | HVAC | Com - Lodging | Electric Demand (MW) | Fuel Substitution | 0 | 0 | 0 | 0 | 0 | 0.10246 | 0.10162 | 0.1008 | 0.09998 | 0.099168 | 0.098363 | 0.097564 | 0.096772
Scenario 1: Reference | SCE | Com | HVAC | Com - Lodging | Electric Energy (GWh/year) | Energy Efficiency | 10.9328 | 11.1014 | 11.2736 | 12.2736 | 12.6054 | 13.9283 | 14.1225 | 14.3205 | 2.9407 | 2.9543 | 2.968 | 2.9818 | 2.9957
Scenario 1: Reference | SCE | Com | HVAC | Com - Lodging | Electric Energy (GWh/year) | Fuel Substitution | -1.3255 | -1.3147 | -1.304 | -1.2934 | -1.2829 | 0.67019 | 0.66475 | 0.65935 | 0.65383 | 0.64852 | 0.64325 | 0.63803 | 0.63285
Scenario 1: Reference | SCE | Com | HVAC | Com - Lodging | Gas Energy (MMTherm/year) | Energy Efficiency | 0.12731 | 0.12928 | 0.13128 | 0.13331 | 0.13538 | 0.13294 | 0.13515 | 0.1374 | 0.024434 | 0.024434 | 0.024434 | 0.024434 | 0.024434
Scenario 1: Reference | SCE | Com | HVAC | Com - Lodging | Gas Energy (MMTherm/year) | Fuel Substitution | 0.26586 | 0.2637 | 0.26155 | 0.25943 | 0.25732 | 2.6304e-07 | 2.609e-07 | 2.5878e-07 | 2.5668e-07 | 2.546e-07 | 2.5253e-07 | 2.5048e-07 | 2.4845e-07
Scenario 1: Reference | SCE | Com | HVAC | Com - Office (Large) | Electric Demand (MW) | Energy Efficiency | 0.15129 | 0.15281 | 0.15433 | 0.15588 | 0.15752 | 0.15925 | 0.16103 | 0.16288 | 0.16473 | 0.16657 | 0.16843 | 0.17029 | 0.17216
Scenario 1: Reference | SCE | Com | HVAC | Com - Office (Large) | Electric Energy (GWh/year) | Energy Efficiency | 0.36662 | 0.37029 | 0.37397 | 0.37773 | 0.38171 | 0.38591 | 0.39023 | 0.39469 | 0.39917 | 0.40363 | 0.40814 | 0.41264 | 0.41718
Scenario 1: Reference | SCE | Com | HVAC | Com - Office (Large) | Electric Energy (GWh/year) | Fuel Substitution | -0.0089514 | -0.0086639 | -0.0083857 | -0.0081163 | -0.0078556 | 0 | 0 | 0 | 0 | 0 | 0 | 0 | 0
Scenario 1: Reference | SCE | Com | HVAC | Com - Office (Large) | Gas Energy (MMTherm/year) | Fuel Substitution | 0.0012628 | 0.0012222 | 0.0011829 | 0.0011449 | 0.0011082 | 0 | 0 | 0 | 0 | 0 | 0 | 0 | 0
Scenario 1: Reference | SCE | Com | HVAC | Com - Office (Small) | Electric Demand (MW) | Energy Efficiency | 0.1648 | 0.19247 | 0.2202 | 0.248 | 0.22123 | 0.55686 | 0.58245 | 0.60816 | 0.63396 | 0.65979 | 0.68567 | 0.71157 | 0.73751
Scenario 1: Reference | SCE | Com | HVAC | Com - Office (Small) | Electric Energy (GWh/year) | Energy Efficiency | 0.33526 | 0.37666 | 0.41818 | 0.45981 | 0.40246 | 0.91455 | 0.95298 | 0.99162 | 1.0304 | 1.0692 | 1.1081 | 1.1471 | 1.1861
Scenario 1: Reference | SCE | Com | HVAC | Com - Office (Small) | Electric Energy (GWh/year) | Fuel Substitution | 0.11624 | 0.11504 | 0.11386 | 0.11269 | 0.11419 | 0 | 0 | 0 | 0 | 0 | 0 | 0 | 0
Scenario 1: Reference | SCE | Com | HVAC | Com - Office (Small) | Gas Energy (MMTherm/year) | Energy Efficiency | 0.0016776 | 0.003358 | 0.0050414 | 0.0067283 | 0.0067283 | 0.026197 | 0.027738 | 0.029286 | 0.030839 | 0.032392 | 0.033948 | 0.035504 | 0.037062
Scenario 1: Reference | SCE | Com | HVAC | Com - Office (Small) | Gas Energy (MMTherm/year) | Fuel Substitution | 0.014433 | 0.014285 | 0.014137 | 0.013992 | 0.013515 | 0 | 0 | 0 | 0 | 0 | 0 | 0 | 0
Scenario 1: Reference | SCE | Com | HVAC | Com - Other | Electric Demand (MW) | Energy Efficiency | 1.0368 | 1.6668 | 2.3278 | 2.9854 | 3.671 | 4.3548 | 5.0551 | 5.7673 | 6.2259 | 6.9553 | 7.6958 | 8.4459 | 9.2072
Scenario 1: Reference | SCE | Com | HVAC | Com - Other | Electric Demand (MW) | Fuel Substitution | 0 | 0 | 0 | 0 | 0 | 0.0015893 | 0.0015784 | 0.0015676 | 0.0015569 | 0.0015462 | 0.0015356 | 0.0015251 | 0.0015147
Scenario 1: Reference | SCE | Com | HVAC | Com - Other | Electric Energy (GWh/year) | Energy Efficiency | 4.1177 | 5.0035 | 5.9292 | 6.8549 | 7.8711 | 8.8352 | 9.8231 | 10.8281 | 9.1592 | 10.2023 | 11.2614 | 12.3343 | 13.4232
Scenario 1: Reference | SCE | Com | HVAC | Com - Other | Electric Energy (GWh/year) | Fuel Substitution | -6.9134 | -6.3658 | -6.3223 | -6.279 | -6.1571 | 0.011815 | 0.011734 | 0.011654 | 0.011574 | 0.011495 | 0.011416 | 0.011338 | 0.011261
Scenario 1: Reference | SCE | Com | HVAC | Com - Other | Gas Energy (MMTherm/year) | Energy Efficiency | 0.36978 | 0.41717 | 0.4657 | 0.51527 | 0.56588 | 0.61751 | 0.67044 | 0.72432 | 0.47427 | 0.53122 | 0.58905 | 0.64763 | 0.70708
Scenario 1: Reference | SCE | Com | HVAC | Com - Other | Gas Energy (MMTherm/year) | Fuel Substitution | 1.612 | 1.6009 | 1.59 | 1.5791 | 1.5683 | 0 | 0 | 0 | 0 | 0 | 0 | 0 | 0
Scenario 1: Reference | SCE | Com | HVAC | Com - Restaurant | Electric Demand (MW) | Energy Efficiency | 0.088707 | 0.13238 | 0.17721 | 0.22334 | 0.27099 | 0.31948 | 0.36852 | 0.41834 | 0.46887 | 0.51992 | 0.57156 | 0.62366 | 0.67628
Scenario 1: Reference | SCE | Com | HVAC | Com - Restaurant | Electric Demand (MW) | Fuel Substitution | 0 | 0 | 0 | 0 | 0 | 0.00021676 | 0.00021486 | 0.00021297 | 0.0002111 | 0.00020925 | 0.00020741 | 0.00020559 | 0.00020378
Scenario 1: Reference | SCE | Com | HVAC | Com - Restaurant | Electric Energy (GWh/year) | Energy Efficiency | 0.1682 | 0.20065 | 0.23399 | 0.26832 | 0.30383 | 0.33998 | 0.37656 | 0.41374 | 0.45147 | 0.48961 | 0.5282 | 0.56715 | 0.60651
Scenario 1: Reference | SCE | Com | HVAC | Com - Restaurant | Electric Energy (GWh/year) | Fuel Substitution | 0.44595 | 0.44203 | 0.43815 | 0.4343 | 0.43049 | 0.0017707 | 0.0017551 | 0.0017397 | 0.0017245 | 0.0017093 | 0.0016943 | 0.0016794 | 0.0016647
Scenario 1: Reference | SCE | Com | HVAC | Com - Restaurant | Gas Energy (MMTherm/year) | Energy Efficiency | 0.0031569 | 0.0063916 | 0.0097109 | 0.013125 | 0.016651 | 0.020238 | 0.023865 | 0.02755 | 0.031285 | 0.03506 | 0.038877 | 0.042728 | 0.046616
Scenario 1: Reference | SCE | Com | HVAC | Com - Restaurant | Gas Energy (MMTherm/year) | Fuel Substitution | 0.027662 | 0.02742 | 0.027179 | 0.02694 | 0.026704 | 0 | 0 | 0 | 0 | 0 | 0 | 0 | 0
Scenario 1: Reference | SCE | Com | HVAC | Com - Retail | Electric Demand (MW) | Energy Efficiency | 13.6543 | 13.8823 | 15.8986 | 16.2928 | 16.5581 | 16.8309 | 17.1091 | 17.3952 | 3.2463 | 3.3685 | 3.492 | 3.6165 | 3.742
Scenario 1: Reference | SCE | Com | HVAC | Com - Retail | Electric Demand (MW) | Fuel Substitution | 0 | 0 | 0 | 0 | 0 | 0.4258 | 0.42227 | 0.41877 | 0.060897 | 0.060393 | 0.059892 | 0.059396 | 0.00063518
Scenario 1: Reference | SCE | Com | HVAC | Com - Retail | Electric Energy (GWh/year) | Energy Efficiency | 36.3257 | 36.7337 | 41.134 | 41.9058 | 42.3958 | 42.9021 | 43.499 | 44.1142 | 6.9654 | 7.0791 | 7.1942 | 7.3102 | 7.4272
Scenario 1: Reference | SCE | Com | HVAC | Com - Retail | Electric Energy (GWh/year) | Fuel Substitution | 1.4734 | 1.4612 | 1.4491 | 1.4371 | 1.4218 | 2.0743 | 2.0571 | 2.0401 | 0.17521 | 0.17375 | 0.17232 | 0.17089 | 0.0043149
Scenario 1: Reference | SCE | Com | HVAC | Com - Retail | Gas Energy (MMTherm/year) | Energy Efficiency | 0.23201 | 0.23657 | 0.24119 | 0.24592 | 0.25081 | 0.25583 | 0.26094 | 0.26618 | 0.056561 | 0.059894 | 0.063263 | 0.066658 | 0.070081
Scenario 1: Reference | SCE | Com | HVAC | Com - Retail | Gas Energy (MMTherm/year) | Fuel Substitution | 0.062945 | 0.062423 | 0.061906 | 0.061394 | 0.06074 | 0 | 0 | 0 | 0 | 0 | 0 | 0 | 0
Scenario 1: Reference | SCE | Com | HVAC | Com - School | Electric Demand (MW) | Energy Efficiency | 0.1439 | 0.23412 | 0.32368 | 0.41239 | 0.49988 | 0.58664 | 1.1157 | 1.1896 | 0.84077 | 0.92422 | 1.0069 | 1.0893 | 1.1709
Scenario 1: Reference | SCE | Com | HVAC | Com - School | Electric Energy (GWh/year) | Energy Efficiency | 0.17032 | 0.24381 | 0.31678 | 0.38907 | 0.46038 | 0.53111 | 3.245 | 3.25 | 0.73837 | 0.80648 | 0.87396 | 0.94121 | 1.0079
Scenario 1: Reference | SCE | Com | HVAC | Com - School | Electric Energy (GWh/year) | Fuel Substitution | -0.0088859 | -0.0086706 | -0.0084605 | -0.0082555 | 0.19305 | 0 | 0 | 0 | 0 | 0 | 0 | 0 | 0
Scenario 1: Reference | SCE | Com | HVAC | Com - School | Gas Energy (MMTherm/year) | Energy Efficiency | 0.0053547 | 0.010645 | 0.015895 | 0.021094 | 0.026221 | 0.031305 | 0.032138 | 0.037197 | 0.046189 | 0.051075 | 0.055914 | 0.060735 | 0.06551
Scenario 1: Reference | SCE | Com | HVAC | Com - School | Gas Energy (MMTherm/year) | Fuel Substitution | 0.037377 | 0.036471 | 0.035588 | 0.034726 | 0.033884 | 0 | 0 | 0 | 0 | 0 | 0 | 0 | 0
Scenario 1: Reference | SCE | Com | HVAC | Com - Warehouse | Electric Demand (MW) | Energy Efficiency | 0.03083 | 0.031028 | 0.031237 | 0.031463 | 0.033562 | 0.033846 | 0.034145 | 0.034462 | 0.02415 | 0.024377 | 0.024613 | 0.024854 | 0.025103
Scenario 1: Reference | SCE | Com | HVAC | Com - Warehouse | Electric Demand (MW) | Fuel Substitution | 0 | 0 | 0 | 0 | 0 | 8.7123e-05 | 8.6776e-05 | 8.643e-05 | 0 | 0 | 0 | 0 | 0
Scenario 1: Reference | SCE | Com | HVAC | Com - Warehouse | Electric Energy (GWh/year) | Energy Efficiency | 0.11477 | 0.1155 | 0.11628 | 0.11712 | 0.13271 | 0.13384 | 0.13502 | 0.13628 | 0.077554 | 0.078262 | 0.078996 | 0.079749 | 0.080527
Scenario 1: Reference | SCE | Com | HVAC | Com - Warehouse | Electric Energy (GWh/year) | Fuel Substitution | -1.6305 | -1.624 | -1.6176 | -1.6111 | -1.6047 | 0.0012055 | 0.0012007 | 0.0011959 | 0 | 0 | 0 | 0 | 0
Scenario 1: Reference | SCE | Com | HVAC | Com - Warehouse | Gas Energy (MMTherm/year) | Energy Efficiency | 0.0035534 | 0.0035762 | 0.0036003 | 0.0036263 | 0.0036552 | 0.0036861 | 0.0037186 | 0.003753 | 0.00033175 | 0.00033175 | 0.00033175 | 0.00033175 | 0.00033175
Scenario 1: Reference | SCE | Com | HVAC | Com - Warehouse | Gas Energy (MMTherm/year) | Fuel Substitution | 0.30618 | 0.30496 | 0.30375 | 0.30254 | 0.30133 | 0 | 0 | 0 | 0 | 0 | 0 | 0 | 0
Scenario 1: Reference | SCE | Com | Lighting | Com - College | Electric Demand (MW) | Energy Efficiency | 0 | 0.36886 | 0.37218 | 0.37574 | 0.37931 | 0.38314 | 0.38718 | 0.39132 | 0.39551 | 0.39971 | 0.40394 | 0.40855 | 0.41318
Scenario 1: Reference | SCE | Com | Lighting | Com - College | Electric Energy (GWh/year) | Energy Efficiency | 0 | 1.3862 | 1.3986 | 1.412 | 1.4254 | 1.4398 | 1.455 | 1.4705 | 1.4863 | 1.5021 | 1.518 | 1.5353 | 1.5527
Scenario 1: Reference | SCE | Com | Lighting | Com - College | Gas Energy (MMTherm/year) | Energy Efficiency | 0 | -0.0076783 | -0.0077475 | -0.0078215 | -0.0078959 | -0.0079756 | -0.0080598 | -0.0081458 | -0.0082331 | -0.0083204 | -0.0084086 | -0.0085045 | -0.0086009
Scenario 1: Reference | SCE | Com | Lighting | Com - Grocery | Electric Demand (MW) | Energy Efficiency | 0.61674 | 0.6207 | 0.62478 | 0.62905 | 0.63364 | 0.63847 | 0.64346 | 0.64872 | 0.65418 | 0.65978 | 0.66555 | 0.67145 | 0.67749
Scenario 1: Reference | SCE | Com | Lighting | Com - Grocery | Electric Energy (GWh/year) | Energy Efficiency | 3.4513 | 3.4735 | 3.4963 | 3.5202 | 3.5458 | 3.5729 | 3.6008 | 3.6303 | 3.6608 | 3.6921 | 3.7244 | 3.7575 | 3.7912
Scenario 1: Reference | SCE | Com | Lighting | Com - Grocery | Gas Energy (MMTherm/year) | Energy Efficiency | -0.036555 | -0.03679 | -0.037031 | -0.037285 | -0.037557 | -0.037843 | -0.038139 | -0.038451 | -0.038774 | -0.039106 | -0.039448 | -0.039798 | -0.040156
Scenario 1: Reference | SCE | Com | Lighting | Com - Health | Electric Demand (MW) | Energy Efficiency | 0.61875 | 0.6262 | 0.63392 | 0.64154 | 0.64929 | 0.65708 | 0.66505 | 0.673 | 0.68092 | 0.68861 | 0.69604 | 0.70362 | 0.71148
Scenario 1: Reference | SCE | Com | Lighting | Com - Health | Electric Energy (GWh/year) | Energy Efficiency | 3.6256 | 3.6692 | 3.7144 | 3.7591 | 3.8045 | 3.8501 | 3.8969 | 3.9434 | 3.9898 | 4.0349 | 4.0784 | 4.1229 | 4.1689
Scenario 1: Reference | SCE | Com | Lighting | Com - Health | Gas Energy (MMTherm/year) | Energy Efficiency | -0.023734 | -0.024019 | -0.024315 | -0.024607 | -0.024905 | -0.025204 | -0.025509 | -0.025814 | -0.026118 | -0.026413 | -0.026698 | -0.026989 | -0.02729
Scenario 1: Reference | SCE | Com | Lighting | Com - Office (Large) | Electric Demand (MW) | Energy Efficiency | 0 | 0.5222 | 0.52762 | 0.53314 | 0.539 | 0.54517 | 0.55152 | 0.55808 | 0.56468 | 0.57124 | 0.57787 | 0.5845 | 0.59118
Scenario 1: Reference | SCE | Com | Lighting | Com - Office (Large) | Electric Energy (GWh/year) | Energy Efficiency | 0 | 3.6291 | 3.6667 | 3.7051 | 3.7458 | 3.7887 | 3.8328 | 3.8784 | 3.9243 | 3.9699 | 4.016 | 4.062 | 4.1084
Scenario 1: Reference | SCE | Com | Lighting | Com - Office (Large) | Gas Energy (MMTherm/year) | Energy Efficiency | 0 | -0.0086009 | -0.0086901 | -0.0087812 | -0.0088776 | -0.0089794 | -0.0090839 | -0.009192 | -0.0093006 | -0.0094086 | -0.0095179 | -0.009627 | -0.009737
Scenario 1: Reference | SCE | Com | Lighting | Com - Refrig. Warehouse | Electric Demand (MW) | Energy Efficiency | 0.0072605 | 0.0073405 | 0.0074193 | 0.0074948 | 0.0075694 | 0.0076446 | 0.0077213 | 0.0077988 | 0.0078781 | 0.0079591 | 0.0080412 | 0.0081255 | 0.0082115
Scenario 1: Reference | SCE | Com | Lighting | Com - Refrig. Warehouse | Electric Energy (GWh/year) | Energy Efficiency | 0.069132 | 0.069895 | 0.070645 | 0.071363 | 0.072074 | 0.07279 | 0.07352 | 0.074258 | 0.075013 | 0.075784 | 0.076566 | 0.077369 | 0.078188
Scenario 1: Reference | SCE | Com | Lighting | Com - Restaurant | Electric Demand (MW) | Energy Efficiency | 0.26824 | 0.27183 | 0.27559 | 0.27955 | 0.28373 | 0.28803 | 0.29243 | 0.29696 | 0.3016 | 0.30632 | 0.31115 | 0.31605 | 0.32104
Scenario 1: Reference | SCE | Com | Lighting | Com - Restaurant | Electric Energy (GWh/year) | Energy Efficiency | 1.6296 | 1.6514 | 1.6743 | 1.6983 | 1.7237 | 1.7499 | 1.7766 | 1.8041 | 1.8323 | 1.861 | 1.8903 | 1.9201 | 1.9504
Scenario 1: Reference | SCE | Com | Lighting | Com - Restaurant | Gas Energy (MMTherm/year) | Energy Efficiency | -0.0079971 | -0.008104 | -0.0082162 | -0.0083341 | -0.0084586 | -0.008587 | -0.0087183 | -0.0088532 | -0.0089914 | -0.0091323 | -0.0092762 | -0.0094223 | -0.0095711
Scenario 1: Reference | SCE | Com | Lighting | Com - Retail | Electric Demand (MW) | Energy Efficiency | 2.2169 | 2.2368 | 2.257 | 2.278 | 2.2999 | 2.3227 | 2.3461 | 2.3703 | 2.3952 | 2.4205 | 2.4465 | 2.4729 | 2.4998
Scenario 1: Reference | SCE | Com | Lighting | Com - Retail | Electric Energy (GWh/year) | Energy Efficiency | 13.1838 | 13.3017 | 13.4221 | 13.5467 | 13.6774 | 13.8129 | 13.9519 | 14.0959 | 14.2437 | 14.3946 | 14.549 | 14.7061 | 14.8662
Scenario 1: Reference | SCE | Com | Lighting | Com - Retail | Gas Energy (MMTherm/year) | Energy Efficiency | -0.033739 | -0.034041 | -0.034349 | -0.034668 | -0.035002 | -0.035349 | -0.035705 | -0.036073 | -0.036452 | -0.036838 | -0.037233 | -0.037635 | -0.038045
Scenario 1: Reference | SCE | Com | Lighting | Com - Warehouse | Electric Demand (MW) | Energy Efficiency | 0.094251 | 0.094856 | 0.095495 | 0.096186 | 0.096951 | 0.097771 | 0.098633 | 0.099545 | 0.0087996 | 0.0087996 | 0.0087996 | 0.0087996 | 0.0087996
Scenario 1: Reference | SCE | Com | Lighting | Com - Warehouse | Electric Energy (GWh/year) | Energy Efficiency | 0.78971 | 0.79478 | 0.80013 | 0.80592 | 0.81233 | 0.8192 | 0.82643 | 0.83407 | 0.07373 | 0.07373 | 0.07373 | 0.07373 | 0.07373
Scenario 1: Reference | SCE | Com | Lighting | Com - Warehouse | Gas Energy (MMTherm/year) | Energy Efficiency | -0.0030498 | -0.0030693 | -0.00309 | -0.0031124 | -0.0031371 | -0.0031636 | -0.0031916 | -0.0032211 | -0.00028474 | -0.00028474 | -0.00028474 | -0.00028474 | -0.00028474
Scenario 1: Reference | SCE | Com | WaterHeat | Com - College | Electric Demand (MW) | Energy Efficiency | 0.58863 | 0.59361 | 0.59889 | 0.60453 | 0.61021 | 0.61629 | 0.62271 | 0.62927 | 0.63593 | 0.64259 | 0.64932 | 0.65663 | 0.66398
Scenario 1: Reference | SCE | Com | WaterHeat | Com - College | Electric Demand (MW) | Fuel Substitution | 0 | 0 | 0 | 0 | 0 | 6.84 | 6.8056 | 6.7713 | 6.7372 | 6.7033 | 6.6696 | 6.636 | 6.6026
Scenario 1: Reference | SCE | Com | WaterHeat | Com - College | Electric Energy (GWh/year) | Energy Efficiency | 2.409 | 2.4294 | 2.451 | 2.4741 | 2.4974 | 2.5222 | 2.5485 | 2.5754 | 2.6026 | 2.6299 | 2.6574 | 2.6873 | 2.7174
Scenario 1: Reference | SCE | Com | WaterHeat | Com - College | Electric Energy (GWh/year) | Fuel Substitution | -38.736 | -38.541 | -38.3471 | -38.1541 | -37.9621 | 30.7387 | 30.584 | 30.4301 | 30.2769 | 30.1246 | 29.973 | 29.8221 | 29.672
Scenario 1: Reference | SCE | Com | WaterHeat | Com - College | Gas Energy (MMTherm/year) | Fuel Substitution | 4.4554 | 4.433 | 4.4107 | 4.3885 | 4.3664 | 0 | 0 | 0 | 0 | 0 | 0 | 0 | 0
Scenario 1: Reference | SCE | Com | WaterHeat | Com - Grocery | Electric Demand (MW) | Energy Efficiency | 2.0151 | 2.0281 | 2.0414 | 2.0554 | 2.0704 | 2.0861 | 2.1025 | 2.1196 | 2.1375 | 2.1558 | 2.1746 | 2.1939 | 2.2136
Scenario 1: Reference | SCE | Com | WaterHeat | Com - Grocery | Electric Energy (GWh/year) | Energy Efficiency | 11.3441 | 11.417 | 11.492 | 11.5706 | 11.655 | 11.7438 | 11.8357 | 11.9324 | 12.0328 | 12.1358 | 12.242 | 12.3505 | 12.4615
Scenario 1: Reference | SCE | Com | WaterHeat | Com - Grocery | Electric Energy (GWh/year) | Fuel Substitution | -1.9572 | -1.9395 | -1.9219 | -1.9045 | -1.8873 | 0 | 0 | 0 | 0 | 0 | 0 | 0 | 0
Scenario 1: Reference | SCE | Com | WaterHeat | Com - Grocery | Gas Energy (MMTherm/year) | Fuel Substitution | 0.25959 | 0.25724 | 0.25491 | 0.2526 | 0.25032 | 0 | 0 | 0 | 0 | 0 | 0 | 0 | 0
Scenario 1: Reference | SCE | Com | WaterHeat | Com - Health | Electric Demand (MW) | Energy Efficiency | 1.9104 | 1.9334 | 1.9572 | 1.9807 | 2.0047 | 2.0287 | 2.0533 | 2.0779 | 2.1023 | 2.1261 | 2.149 | 2.1724 | 2.1967
Scenario 1: Reference | SCE | Com | WaterHeat | Com - Health | Electric Demand (MW) | Fuel Substitution | 0 | 0 | 0 | 0 | 0 | 8.4843 | 8.4559 | 8.4275 | 8.3992 | 8.371 | 8.3429 | 8.3149 | 8.287
Scenario 1: Reference | SCE | Com | WaterHeat | Com - Health | Electric Energy (GWh/year) | Energy Efficiency | 16.884 | 17.0874 | 17.2978 | 17.5058 | 17.7175 | 17.9298 | 18.1474 | 18.3644 | 18.5804 | 18.7903 | 18.993 | 19.2 | 19.4142
Scenario 1: Reference | SCE | Com | WaterHeat | Com - Health | Electric Energy (GWh/year) | Fuel Substitution | -105.0649 | -104.7124 | -104.361 | -104.0108 | -103.6617 | 82.5518 | 82.2748 | 81.9987 | 81.7235 | 81.4493 | 81.176 | 80.9036 | 80.6321
Scenario 1: Reference | SCE | Com | WaterHeat | Com - Health | Gas Energy (MMTherm/year) | Fuel Substitution | 12.3206 | 12.2792 | 12.238 | 12.1969 | 12.156 | 0 | 0 | 0 | 0 | 0 | 0 | 0 | 0
Scenario 1: Reference | SCE | Com | WaterHeat | Com - Lodging | Electric Demand (MW) | Energy Efficiency | 0.31107 | 0.31587 | 0.32077 | 0.32572 | 0.3308 | 0.336 | 0.3413 | 0.3467 | 0.35216 | 0.35764 | 0.36317 | 0.36873 | 0.37433
Scenario 1: Reference | SCE | Com | WaterHeat | Com - Lodging | Electric Demand (MW) | Fuel Substitution | 0 | 0 | 0 | 0 | 0 | 7.3356 | 7.276 | 7.2169 | 7.1583 | 7.1002 | 7.0425 | 6.9853 | 6.9286
Scenario 1: Reference | SCE | Com | WaterHeat | Com - Lodging | Electric Energy (GWh/year) | Energy Efficiency | 2.6793 | 2.7206 | 2.7628 | 2.8055 | 2.8492 | 2.894 | 2.9397 | 2.9862 | 3.0332 | 3.0804 | 3.128 | 3.176 | 3.2241
Scenario 1: Reference | SCE | Com | WaterHeat | Com - Lodging | Electric Energy (GWh/year) | Fuel Substitution | -96.5861 | -95.8017 | -95.0238 | -94.2521 | -93.4867 | 69.5801 | 69.0151 | 68.4546 | 67.8987 | 67.3474 | 66.8004 | 66.258 | 65.7199
Scenario 1: Reference | SCE | Com | WaterHeat | Com - Lodging | Gas Energy (MMTherm/year) | Fuel Substitution | 11.1156 | 11.0254 | 10.9358 | 10.847 | 10.7589 | 0 | 0 | 0 | 0 | 0 | 0 | 0 | 0
Scenario 1: Reference | SCE | Com | WaterHeat | Com - Office (Large) | Electric Demand (MW) | Energy Efficiency | 0.32944 | 0.33274 | 0.33605 | 0.33942 | 0.343 | 0.34677 | 0.35065 | 0.35466 | 0.35869 | 0.36269 | 0.36675 | 0.37079 | 0.37487
Scenario 1: Reference | SCE | Com | WaterHeat | Com - Office (Large) | Electric Demand (MW) | Fuel Substitution | 0 | 0 | 0 | 0 | 0 | 0.77457 | 0.74969 | 0.72561 | 0.7023 | 0.67975 | 0.65791 | 0.63678 | 0.61633
Scenario 1: Reference | SCE | Com | WaterHeat | Com - Office (Large) | Electric Energy (GWh/year) | Energy Efficiency | 6.3079 | 6.3711 | 6.4345 | 6.4991 | 6.5676 | 6.6399 | 6.7141 | 6.7909 | 6.868 | 6.9447 | 7.0223 | 7.0998 | 7.1779
Scenario 1: Reference | SCE | Com | WaterHeat | Com - Office (Large) | Electric Energy (GWh/year) | Fuel Substitution | -21.5459 | -20.8538 | -20.184 | -19.5358 | -18.9083 | 16.4158 | 15.8886 | 15.3783 | 14.8843 | 14.4063 | 13.9436 | 13.4957 | 13.0622
Scenario 1: Reference | SCE | Com | WaterHeat | Com - Office (Large) | Gas Energy (MMTherm/year) | Fuel Substitution | 2.4588 | 2.3799 | 2.3034 | 2.2294 | 2.1578 | 0 | 0 | 0 | 0 | 0 | 0 | 0 | 0
Scenario 1: Reference | SCE | Com | WaterHeat | Com - Office (Small) | Electric Demand (MW) | Energy Efficiency | 0.018862 | 0.01903 | 0.0192 | 0.019374 | 0.015726 | 0.019732 | 0.019915 | 0.020101 | 0.020289 | 0.020479 | 0.020672 | 0.020865 | 0.021061
Scenario 1: Reference | SCE | Com | WaterHeat | Com - Office (Small) | Electric Demand (MW) | Fuel Substitution | 0 | 0 | 0 | 0 | 0 | 0.037327 | 0.036942 | 0.036562 | 0.036185 | 0.035813 | 0.035444 | 0.035079 | 0.034718
Scenario 1: Reference | SCE | Com | WaterHeat | Com - Office (Small) | Electric Energy (GWh/year) | Energy Efficiency | 2.1697 | 2.189 | 2.2087 | 2.2286 | 1.809 | 2.2698 | 2.2908 | 2.3122 | 2.3339 | 2.3558 | 2.3779 | 2.4002 | 2.4226
Scenario 1: Reference | SCE | Com | WaterHeat | Com - Office (Small) | Electric Energy (GWh/year) | Fuel Substitution | -6.646 | -6.5775 | -6.5098 | -6.4427 | -5.4696 | 4.7453 | 4.6965 | 4.6481 | 4.6002 | 4.5528 | 4.506 | 4.4595 | 4.4136
Scenario 1: Reference | SCE | Com | WaterHeat | Com - Office (Small) | Gas Energy (MMTherm/year) | Fuel Substitution | 0.75078 | 0.74305 | 0.7354 | 0.72782 | 0.61789 | 0 | 0 | 0 | 0 | 0 | 0 | 0 | 0
Scenario 1: Reference | SCE | Com | WaterHeat | Com - Other | Electric Demand (MW) | Energy Efficiency | 20.1681 | 20.3697 | 20.58 | 20.7981 | 21.0241 | 21.258 | 21.5014 | 21.7521 | 22.0072 | 22.269 | 22.5375 | 22.8121 | 23.0935
Scenario 1: Reference | SCE | Com | WaterHeat | Com - Other | Electric Demand (MW) | Fuel Substitution | 0 | 0 | 0 | 0 | 0 | 51.5392 | 51.1865 | 50.8363 | 50.4885 | 50.143 | 49.8 | 49.4592 | 49.1208
Scenario 1: Reference | SCE | Com | WaterHeat | Com - Other | Electric Energy (GWh/year) | Energy Efficiency | 137.9681 | 139.3477 | 140.7859 | 142.2781 | 143.8244 | 145.4238 | 147.0893 | 148.8044 | 150.5496 | 152.3401 | 154.1774 | 156.0558 | 157.9809
Scenario 1: Reference | SCE | Com | WaterHeat | Com - Other | Electric Energy (GWh/year) | Fuel Substitution | -532.8367 | -529.1909 | -525.5701 | -521.9741 | -518.4027 | 388.2189 | 385.5626 | 382.9246 | 380.3046 | 377.7025 | 375.1182 | 372.5516 | 370.0025
Scenario 1: Reference | SCE | Com | WaterHeat | Com - Other | Gas Energy (MMTherm/year) | Fuel Substitution | 60.0129 | 59.6022 | 59.1944 | 58.7894 | 58.3872 | 0 | 0 | 0 | 0 | 0 | 0 | 0 | 0
Scenario 1: Reference | SCE | Com | WaterHeat | Com - Refrig. Warehouse | Electric Demand (MW) | Energy Efficiency | 0.061959 | 0.062643 | 0.063315 | 0.063959 | 0.064596 | 0.065237 | 0.065892 | 0.066553 | 0.06723 | 0.067921 | 0.068622 | 0.069341 | 0.070075
Scenario 1: Reference | SCE | Com | WaterHeat | Com - Refrig. Warehouse | Electric Demand (MW) | Fuel Substitution | 0 | 0 | 0 | 0 | 0 | 0.028305 | 0.028158 | 0.02801 | 0.027864 | 0.027719 | 0.027574 | 0.02743 | 0.027286
Scenario 1: Reference | SCE | Com | WaterHeat | Com - Refrig. Warehouse | Electric Energy (GWh/year) | Energy Efficiency | 0.75691 | 0.76526 | 0.77347 | 0.78134 | 0.78912 | 0.79696 | 0.80495 | 0.81304 | 0.8213 | 0.82974 | 0.83831 | 0.84709 | 0.85606
Scenario 1: Reference | SCE | Com | WaterHeat | Com - Refrig. Warehouse | Electric Energy (GWh/year) | Fuel Substitution | -0.56513 | -0.56218 | -0.4971 | -0.4945 | -0.49192 | 0.3802 | 0.37822 | 0.37624 | 0.37427 | 0.37232 | 0.37037 | 0.36844 | 0.36652
Scenario 1: Reference | SCE | Com | WaterHeat | Com - Refrig. Warehouse | Gas Energy (MMTherm/year) | Fuel Substitution | 0.067263 | 0.066912 | 0.059166 | 0.058857 | 0.05855 | 0 | 0 | 0 | 0 | 0 | 0 | 0 | 0
Scenario 1: Reference | SCE | Com | WaterHeat | Com - Restaurant | Electric Demand (MW) | Energy Efficiency | 5.6611 | 5.7368 | 5.8162 | 5.8997 | 5.9878 | 6.0787 | 6.1716 | 6.2671 | 6.365 | 6.4647 | 6.5666 | 6.67 | 6.7754
Scenario 1: Reference | SCE | Com | WaterHeat | Com - Restaurant | Electric Demand (MW) | Fuel Substitution | 0 | 0 | 0 | 0 | 0 | 47.495 | 47.078 | 46.6647 | 46.255 | 45.8489 | 45.4463 | 45.0473 | 44.6518
Scenario 1: Reference | SCE | Com | WaterHeat | Com - Restaurant | Electric Energy (GWh/year) | Energy Efficiency | 30.8979 | 31.3111 | 31.7443 | 32.1998 | 32.681 | 33.1773 | 33.6842 | 34.2054 | 34.7396 | 35.284 | 35.8397 | 36.4045 | 36.9794
Scenario 1: Reference | SCE | Com | WaterHeat | Com - Restaurant | Electric Energy (GWh/year) | Fuel Substitution | -305.4802 | -302.7981 | -300.1396 | -297.5045 | -294.8925 | 286.4536 | 283.9386 | 281.4457 | 278.9747 | 276.5253 | 274.0975 | 271.691 | 269.3056
Scenario 1: Reference | SCE | Com | WaterHeat | Com - Restaurant | Gas Energy (MMTherm/year) | Fuel Substitution | 36.1964 | 35.8786 | 35.5636 | 35.2513 | 34.9418 | 0 | 0 | 0 | 0 | 0 | 0 | 0 | 0
Scenario 1: Reference | SCE | Com | WaterHeat | Com - Retail | Electric Demand (MW) | Energy Efficiency | 1.3054 | 1.3171 | 1.329 | 1.3413 | 1.3556 | 1.369 | 1.3827 | 1.397 | 1.4103 | 1.4253 | 1.4406 | 1.4561 | 1.472
Scenario 1: Reference | SCE | Com | WaterHeat | Com - Retail | Electric Demand (MW) | Fuel Substitution | 0 | 0 | 0 | 0 | 0 | 1.7931 | 1.7782 | 1.7635 | 1.7489 | 1.7344 | 1.72 | 1.7058 | 1.6917
Scenario 1: Reference | SCE | Com | WaterHeat | Com - Retail | Electric Energy (GWh/year) | Energy Efficiency | 8.7057 | 8.7836 | 8.8631 | 8.9453 | 9.0357 | 9.1252 | 9.2169 | 9.312 | 9.4056 | 9.5052 | 9.6072 | 9.7109 | 9.8167
Scenario 1: Reference | SCE | Com | WaterHeat | Com - Retail | Electric Energy (GWh/year) | Fuel Substitution | -14.9618 | -14.8378 | -14.7149 | -14.5931 | -14.4376 | 13.2251 | 13.1156 | 13.0069 | 12.8992 | 12.7924 | 12.6864 | 12.5814 | 12.4772
Scenario 1: Reference | SCE | Com | WaterHeat | Com - Retail | Gas Energy (MMTherm/year) | Fuel Substitution | 1.6627 | 1.649 | 1.6353 | 1.6218 | 1.6045 | 0 | 0 | 0 | 0 | 0 | 0 | 0 | 0
Scenario 1: Reference | SCE | Com | WaterHeat | Com - School | Electric Demand (MW) | Energy Efficiency | 0.38771 | 0.39172 | 0.39585 | 0.40007 | 0.40432 | 0.40866 | 0.41302 | 0.41744 | 0.42196 | 0.42659 | 0.43128 | 0.4361 | 0.44098
Scenario 1: Reference | SCE | Com | WaterHeat | Com - School | Electric Demand (MW) | Fuel Substitution | 0 | 0 | 0 | 0 | 0 | 2.5547 | 2.4928 | 2.4325 | 2.3735 | 2.316 | 2.2599 | 2.2052 | 2.1517
Scenario 1: Reference | SCE | Com | WaterHeat | Com - School | Electric Energy (GWh/year) | Energy Efficiency | 5.7442 | 5.8036 | 5.8647 | 5.9272 | 5.9901 | 6.0545 | 6.119 | 6.1846 | 6.2516 | 6.3201 | 6.3896 | 6.461 | 6.5333
Scenario 1: Reference | SCE | Com | WaterHeat | Com - School | Electric Energy (GWh/year) | Fuel Substitution | -52.115 | -50.8524 | -49.6204 | -48.4182 | -47.2452 | 41.473 | 40.4682 | 39.4878 | 38.5311 | 37.5976 | 36.6867 | 35.7979 | 34.9306
Scenario 1: Reference | SCE | Com | WaterHeat | Com - School | Gas Energy (MMTherm/year) | Fuel Substitution | 6.0819 | 5.9345 | 5.7908 | 5.6505 | 5.5136 | 0 | 0 | 0 | 0 | 0 | 0 | 0 | 0
Scenario 1: Reference | SCE | Com | WaterHeat | Com - Warehouse | Electric Demand (MW) | Energy Efficiency | 0.067983 | 0.068419 | 0.06888 | 0.069378 | 0.06993 | 0.070521 | 0.071144 | 0.071801 | 0.072485 | 0.073194 | 0.073928 | 0.074682 | 0.075461
Scenario 1: Reference | SCE | Com | WaterHeat | Com - Warehouse | Electric Demand (MW) | Fuel Substitution | 0 | 0 | 0 | 0 | 0 | 0.035547 | 0.035405 | 0.035264 | 0.035124 | 0.034984 | 0.034844 | 0.034705 | 0.034567
Scenario 1: Reference | SCE | Com | WaterHeat | Com - Warehouse | Electric Energy (GWh/year) | Energy Efficiency | 1.924 | 1.9363 | 1.9493 | 1.9635 | 1.9791 | 1.9958 | 2.0134 | 2.032 | 2.0514 | 2.0714 | 2.0922 | 2.1136 | 2.1356
Scenario 1: Reference | SCE | Com | WaterHeat | Com - Warehouse | Electric Energy (GWh/year) | Fuel Substitution | -1.6667 | -1.6601 | -1.6535 | -1.6469 | -1.6403 | 1.1077 | 1.1033 | 1.0989 | 1.0945 | 1.0901 | 1.0858 | 1.0814 | 1.0771
Scenario 1: Reference | SCE | Com | WaterHeat | Com - Warehouse | Gas Energy (MMTherm/year) | Fuel Substitution | 0.19142 | 0.19066 | 0.1899 | 0.18914 | 0.18839 | 0 | 0 | 0 | 0 | 0 | 0 | 0 | 0
Scenario 1: Reference | SCE | Res | AppPlug | Res - Multi Family | Electric Energy (GWh/year) | Fuel Substitution | -5.1766 | -5.168 | -5.1594 | -5.1507 | -5.1421 | 0 | 0 | 0 | 0 | 0 | 0 | 0 | 0
Scenario 1: Reference | SCE | Res | AppPlug | Res - Multi Family | Gas Energy (MMTherm/year) | Fuel Substitution | 1.0543 | 1.0526 | 1.0508 | 1.049 | 1.0473 | 0 | 0 | 0 | 0 | 0 | 0 | 0 | 0
Scenario 1: Reference | SCE | Res | AppPlug | Res - Single Family | Electric Energy (GWh/year) | Fuel Substitution | -74.5404 | -74.5012 | -74.4621 | -74.423 | -74.384 | 0 | 0 | 0 | 0 | 0 | 0 | 0 | 0
Scenario 1: Reference | SCE | Res | AppPlug | Res - Single Family | Gas Energy (MMTherm/year) | Fuel Substitution | 15.1306 | 15.1226 | 15.1147 | 15.1068 | 15.0988 | 0 | 0 | 0 | 0 | 0 | 0 | 0 | 0
Scenario 1: Reference | SCE | Res | BldgEnv | Res - Single Family | Electric Demand (MW) | Energy Efficiency | 21.6999 | 21.988 | 22.2978 | 22.6076 | 22.9192 | 23.2177 | 23.4973 | 23.7564 | 2.3894 | 2.3894 | 2.3894 | 2.3894 | 2.3894
Scenario 1: Reference | SCE | Res | BldgEnv | Res - Single Family | Electric Energy (GWh/year) | Energy Efficiency | 60.0795 | 60.3422 | 60.6263 | 60.9104 | 61.1962 | 61.4693 | 61.7237 | 61.958 | 2.3478 | 2.3478 | 2.3478 | 2.3478 | 2.3478
Scenario 1: Reference | SCE | Res | BldgEnv | Res - Single Family | Gas Energy (MMTherm/year) | Energy Efficiency | 9.028 | 9.084 | 9.1443 | 9.2046 | 9.2653 | 9.3234 | 9.3776 | 9.4276 | 0.48404 | 0.48404 | 0.48404 | 0.48404 | 0.48404
Scenario 1: Reference | SCE | Res | HVAC | Res - Multi Family | Electric Demand (MW) | Energy Efficiency | 37.4714 | 37.4134 | 37.3556 | 37.2977 | 37.2399 | 37.1819 | 37.1238 | 37.0656 | 37.0073 | 36.9489 | 36.8904 | 36.8318 | 36.7732
Scenario 1: Reference | SCE | Res | HVAC | Res - Multi Family | Electric Demand (MW) | Fuel Substitution | 0 | 0 | 0 | 0 | 0 | 0.067023 | 0.066911 | 0.066799 | 0.066687 | 0.066576 | 0.066465 | 0.066354 | 0.066243
Scenario 1: Reference | SCE | Res | HVAC | Res - Multi Family | Electric Energy (GWh/year) | Energy Efficiency | 43.5438 | 43.5491 | 43.5198 | 43.4894 | 43.4582 | 43.4249 | 43.3899 | 43.353 | 43.3142 | 43.2734 | 43.231 | 43.1871 | 43.142
Scenario 1: Reference | SCE | Res | HVAC | Res - Multi Family | Electric Energy (GWh/year) | Fuel Substitution | 4.4248 | 4.4174 | 4.41 | 4.558 | 6.7371 | 0.67313 | 0.672 | 0.67088 | 0.66976 | 0.66864 | 0.66752 | 0.66641 | 0.6653
Scenario 1: Reference | SCE | Res | HVAC | Res - Multi Family | Gas Energy (MMTherm/year) | Fuel Substitution | 3.6783 | 3.6721 | 3.666 | 3.6599 | 3.6538 | 0 | 0 | 0 | 0 | 0 | 0 | 0 | 0
Scenario 1: Reference | SCE | Res | HVAC | Res - Single Family | Electric Demand (MW) | Energy Efficiency | 536.6627 | 537.6402 | 538.7109 | 539.78 | 540.8562 | 541.878 | 542.82 | 543.6762 | 414.8459 | 414.6339 | 414.422 | 414.2101 | 413.9984
Scenario 1: Reference | SCE | Res | HVAC | Res - Single Family | Electric Demand (MW) | Fuel Substitution | 0 | 0 | 0 | 0 | 0 | 4.4571 | 4.4548 | 4.4524 | 4.1481 | 4.1459 | 4.1438 | 4.1416 | 4.1394
Scenario 1: Reference | SCE | Res | HVAC | Res - Single Family | Electric Energy (GWh/year) | Energy Efficiency | 359.1024 | 360.0814 | 361.1576 | 362.2216 | 363.2921 | 364.3122 | 365.2583 | 366.1246 | 247.0757 | 246.9539 | 246.832 | 246.71 | 246.5879
Scenario 1: Reference | SCE | Res | HVAC | Res - Single Family | Electric Energy (GWh/year) | Fuel Substitution | -162.8741 | -159.7306 | -159.6468 | -135.1573 | -135.0864 | 31.2046 | 31.1882 | 30.8649 | 28.1346 | 28.1199 | 28.1051 | 28.0903 | 28.0756
Scenario 1: Reference | SCE | Res | HVAC | Res - Single Family | Gas Energy (MMTherm/year) | Energy Efficiency | -0.33087 | -0.3339 | -0.33716 | -0.34041 | -0.34369 | -0.34683 | -0.34976 | -0.35248 | -0.025522 | -0.025522 | -0.025522 | -0.025522 | -0.025522
Scenario 1: Reference | SCE | Res | HVAC | Res - Single Family | Gas Energy (MMTherm/year) | Fuel Substitution | 78.4021 | 78.3609 | 78.3198 | 78.2787 | 78.2376 | 0 | 0 | 0 | 0 | 0 | 0 | 0 | 0
Scenario 1: Reference | SCE | Res | WaterHeat | Res - Multi Family | Electric Demand (MW) | Energy Efficiency | 7.5659 | 7.6713 | 7.7773 | 7.8801 | 7.9802 | 8.0747 | 8.1639 | 8.2475 | 8.3256 | 8.3982 | 8.4658 | 8.5293 | 8.5889
Scenario 1: Reference | SCE | Res | WaterHeat | Res - Multi Family | Electric Demand (MW) | Fuel Substitution | 0 | 0 | 0 | 0 | 0 | 27.1444 | 27.0991 | 27.0538 | 27.0086 | 26.9635 | 26.9185 | 26.8736 | 26.8287
Scenario 1: Reference | SCE | Res | WaterHeat | Res - Multi Family | Electric Energy (GWh/year) | Energy Efficiency | 39.9448 | 40.5014 | 41.061 | 41.6041 | 42.1324 | 42.6311 | 43.102 | 43.5437 | 43.9558 | 44.3391 | 44.6962 | 45.0314 | 45.3458
Scenario 1: Reference | SCE | Res | WaterHeat | Res - Multi Family | Electric Energy (GWh/year) | Fuel Substitution | -12457.4231 | -12436.6205 | -12415.8526 | -12395.1193 | -12374.4207 | 162.3954 | 162.1242 | 161.8535 | 161.5832 | 161.3134 | 161.044 | 160.7751 | 160.5066
Scenario 1: Reference | SCE | Res | WaterHeat | Res - Multi Family | Gas Energy (MMTherm/year) | Fuel Substitution | 882.8835 | 881.4092 | 879.9373 | 878.4679 | 877.001 | 0 | 0 | 0 | 0 | 0 | 0 | 0 | 0
Scenario 1: Reference | SCE | Res | WaterHeat | Res - Single Family | Electric Demand (MW) | Energy Efficiency | 13.6823 | 13.8074 | 13.9421 | 14.0768 | 14.2123 | 14.342 | 14.4633 | 14.5756 | 13.1829 | 13.2688 | 13.3489 | 13.4238 | 13.4939
Scenario 1: Reference | SCE | Res | WaterHeat | Res - Single Family | Electric Demand (MW) | Fuel Substitution | 0 | 0 | 0 | 0 | 0 | 235.3428 | 235.2193 | 235.0959 | 234.9725 | 234.8491 | 234.7259 | 234.6027 | 234.4795
Scenario 1: Reference | SCE | Res | WaterHeat | Res - Single Family | Electric Energy (GWh/year) | Energy Efficiency | 70.1774 | 70.8192 | 71.5099 | 72.2009 | 72.8956 | 73.561 | 74.1834 | 74.7594 | 68.5175 | 68.9642 | 69.3818 | 69.7722 | 70.1373
Scenario 1: Reference | SCE | Res | WaterHeat | Res - Single Family | Electric Energy (GWh/year) | Fuel Substitution | -1724.7547 | -1723.8494 | -1722.9446 | -1722.0403 | -1721.1365 | 1415.6428 | 1414.8998 | 1414.1572 | 1413.4149 | 1412.6731 | 1411.9316 | 1411.1906 | 1410.4499
Scenario 1: Reference | SCE | Res | WaterHeat | Res - Single Family | Gas Energy (MMTherm/year) | Fuel Substitution | 254.3989 | 254.2654 | 254.1319 | 253.9985 | 253.8652 | 0 | 0 | 0 | 0 | 0 | 0 | 0 | 0
Scenario 1: Reference | SCG | Com | AppPlug | Com - College | Gas Energy (MMTherm/year) | Energy Efficiency | 0 | 0 | 0 | 0 | 0 | 0 | 0 | 0 | 0 | 0 | 0 | 0 | 0.10125
Scenario 1: Reference | SCG | Com | AppPlug | Com - Health | Gas Energy (MMTherm/year) | Energy Efficiency | 26.6816 | 26.8367 | 26.9996 | 27.1611 | 27.3272 | 27.4949 | 27.6705 | 27.8474 | 28.025 | 28.1979 | 28.3648 | 28.5389 | 28.7219
Scenario 1: Reference | SCG | Com | AppPlug | Com - Lodging | Gas Energy (MMTherm/year) | Energy Efficiency | 19.2456 | 19.4247 | 19.7684 | 19.9519 | 20.1398 | 20.3329 | 20.531 | 20.7334 | 20.938 | 21.1438 | 21.3515 | 21.5606 | 21.771
Scenario 1: Reference | SCG | Com | AppPlug | Com - Other | Gas Energy (MMTherm/year) | Energy Efficiency | 0.007319 | 0.014791 | 0.022426 | 0.48153 | 0.47878 | 0.49137 | 0.49658 | 0.50195 | 0.50742 | 0.51303 | 0.51879 | 0.52467 | 0.53069
Scenario 1: Reference | SCG | Com | BldgEnv | Com - College | Electric Demand (MW) | Energy Efficiency | 0.078745 | 0.078694 | 0.078655 | 0.078629 | 0.078608 | 0.0786 | 0.078606 | 0.078618 | 0.078635 | 0.078654 | 0.078676 | 0.078717 | 0.078761
Scenario 1: Reference | SCG | Com | BldgEnv | Com - College | Electric Energy (GWh/year) | Energy Efficiency | 0.026694 | 0.026677 | 0.026665 | 0.026657 | 0.02665 | 0.026649 | 0.026652 | 0.026657 | 0.026663 | 0.026671 | 0.026679 | 0.026694 | 0.02671
Scenario 1: Reference | SCG | Com | BldgEnv | Com - College | Gas Energy (MMTherm/year) | Energy Efficiency | 0.0745 | 0.074221 | 0.073947 | 0.073677 | 0.07341 | 0.073149 | 0.072892 | 0.072638 | 0.072387 | 0.072138 | 0.071891 | 0.071651 | 0.071412
Scenario 1: Reference | SCG | Com | BldgEnv | Com - Grocery | Electric Demand (MW) | Energy Efficiency | 0.14045 | 0.14012 | 0.13981 | 0.13953 | 0.13928 | 0.13905 | 0.13885 | 0.13868 | 0.13854 | 0.13841 | 0.1383 | 0.13822 | 0.13815
Scenario 1: Reference | SCG | Com | BldgEnv | Com - Grocery | Electric Energy (GWh/year) | Energy Efficiency | 0.04761 | 0.047502 | 0.047401 | 0.047307 | 0.047223 | 0.04715 | 0.047084 | 0.047029 | 0.046982 | 0.046941 | 0.046907 | 0.04688 | 0.046859
Scenario 1: Reference | SCG | Com | BldgEnv | Com - Grocery | Gas Energy (MMTherm/year) | Energy Efficiency | 0.10988 | 0.10906 | 0.10825 | 0.10746 | 0.10668 | 0.10591 | 0.10515 | 0.1044 | 0.10367 | 0.10294 | 0.10223 | 0.10152 | 0.10083
Scenario 1: Reference | SCG | Com | BldgEnv | Com - Health | Electric Demand (MW) | Energy Efficiency | 0.11103 | 0.11146 | 0.11192 | 0.11237 | 0.11284 | 0.11331 | 0.11381 | 0.11431 | 0.11482 | 0.11531 | 0.11578 | 0.11627 | 0.1168
Scenario 1: Reference | SCG | Com | BldgEnv | Com - Health | Electric Energy (GWh/year) | Energy Efficiency | 0.052884 | 0.053091 | 0.053312 | 0.05353 | 0.053755 | 0.053983 | 0.054224 | 0.054466 | 0.05471 | 0.054947 | 0.055174 | 0.055413 | 0.055666
Scenario 1: Reference | SCG | Com | BldgEnv | Com - Health | Gas Energy (MMTherm/year) | Energy Efficiency | 0.074829 | 0.074756 | 0.074689 | 0.074621 | 0.074558 | 0.074497 | 0.074442 | 0.074388 | 0.074335 | 0.07428 | 0.074221 | 0.074168 | 0.074122
Scenario 1: Reference | SCG | Com | BldgEnv | Com - Lodging | Electric Demand (MW) | Energy Efficiency | 0.10826 | 0.10845 | 0.10866 | 0.10888 | 0.10911 | 0.10937 | 0.10964 | 0.10993 | 0.11023 | 0.11054 | 0.11085 | 0.11117 | 0.1115
Scenario 1: Reference | SCG | Com | BldgEnv | Com - Lodging | Electric Energy (GWh/year) | Energy Efficiency | 0.070097 | 0.070227 | 0.070367 | 0.070513 | 0.070671 | 0.070841 | 0.071023 | 0.071216 | 0.071416 | 0.07162 | 0.07183 | 0.072044 | 0.072263
Scenario 1: Reference | SCG | Com | BldgEnv | Com - Lodging | Gas Energy (MMTherm/year) | Energy Efficiency | 0.040669 | 0.040476 | 0.040286 | 0.0401 | 0.039917 | 0.039739 | 0.039565 | 0.039395 | 0.039227 | 0.039062 | 0.0389 | 0.038741 | 0.038584
Scenario 1: Reference | SCG | Com | BldgEnv | Com - Office (Large) | Electric Demand (MW) | Energy Efficiency | 0.30366 | 0.30082 | 0.29812 | 0.29559 | 0.29325 | 0.29113 | 0.28919 | 0.28742 | 0.28577 | 0.28423 | 0.28283 | 0.28153 | 0.28034
Scenario 1: Reference | SCG | Com | BldgEnv | Com - Office (Large) | Electric Energy (GWh/year) | Energy Efficiency | 0.10295 | 0.102 | 0.1011 | 0.10026 | 0.099481 | 0.098777 | 0.098131 | 0.097545 | 0.097 | 0.096492 | 0.096028 | 0.0956 | 0.095212
Scenario 1: Reference | SCG | Com | BldgEnv | Com - Office (Large) | Gas Energy (MMTherm/year) | Energy Efficiency | 0.10552 | 0.10298 | 0.10052 | 0.098144 | 0.095862 | 0.093671 | 0.091563 | 0.089537 | 0.087583 | 0.0857 | 0.083886 | 0.082139 | 0.080457
Scenario 1: Reference | SCG | Com | BldgEnv | Com - Office (Small) | Electric Demand (MW) | Energy Efficiency | 0.12804 | 0.12769 | 0.12737 | 0.12706 | 0.10845 | 0.1165 | 0.11633 | 0.11618 | 0.11604 | 0.11591 | 0.11579 | 0.11568 | 0.11558
Scenario 1: Reference | SCG | Com | BldgEnv | Com - Office (Small) | Electric Energy (GWh/year) | Energy Efficiency | 0.043404 | 0.04329 | 0.043182 | 0.043078 | 0.036771 | 0.03952 | 0.039466 | 0.039417 | 0.039371 | 0.039329 | 0.039291 | 0.039256 | 0.039224
Scenario 1: Reference | SCG | Com | BldgEnv | Com - Office (Small) | Gas Energy (MMTherm/year) | Energy Efficiency | 0.044938 | 0.044594 | 0.044255 | 0.04392 | 0.037358 | 0.038088 | 0.037821 | 0.037559 | 0.037301 | 0.037046 | 0.036795 | 0.036548 | 0.036305
Scenario 1: Reference | SCG | Com | BldgEnv | Com - Other | Electric Demand (MW) | Energy Efficiency | 0.23628 | 0.23626 | 0.23628 | 1.4756 | 1.4656 | 1.459 | 1.4508 | 1.4427 | 0.2373 | 0.23761 | 0.23794 | 0.23832 | 0.23872
Scenario 1: Reference | SCG | Com | BldgEnv | Com - Other | Electric Energy (GWh/year) | Energy Efficiency | 0.080135 | 0.080132 | 0.080143 | 0.50379 | 0.50038 | 0.49811 | 0.49532 | 0.49256 | 0.080514 | 0.080621 | 0.08074 | 0.08087 | 0.081012
Scenario 1: Reference | SCG | Com | BldgEnv | Com - Other | Gas Energy (MMTherm/year) | Energy Efficiency | 0.18502 | 0.18424 | 0.18347 | 0.44296 | 0.43996 | 0.43796 | 0.43551 | 0.43309 | 0.17923 | 0.17858 | 0.17795 | 0.17733 | 0.17673
Scenario 1: Reference | SCG | Com | BldgEnv | Com - Refrig. Warehouse | Electric Demand (MW) | Energy Efficiency | 0.023978 | 0.023983 | 0.021359 | 0.022318 | 0.022329 | 0.022341 | 0.022355 | 0.022371 | 0.02239 | 0.022411 | 0.022434 | 0.02246 | 0.022489
Scenario 1: Reference | SCG | Com | BldgEnv | Com - Refrig. Warehouse | Electric Energy (GWh/year) | Energy Efficiency | 0.0082821 | 0.0082835 | 0.0073767 | 0.0077044 | 0.0077079 | 0.0077117 | 0.0077163 | 0.0077214 | 0.0077274 | 0.0077343 | 0.0077418 | 0.0077504 | 0.0077599
Scenario 1: Reference | SCG | Com | BldgEnv | Com - Refrig. Warehouse | Gas Energy (MMTherm/year) | Energy Efficiency | 0.0085654 | 0.0085456 | 0.0075855 | 0.0077507 | 0.0077346 | 0.0077189 | 0.0077037 | 0.0076888 | 0.0076746 | 0.0076609 | 0.0076477 | 0.0076351 | 0.0076232
Scenario 1: Reference | SCG | Com | BldgEnv | Com - Restaurant | Electric Demand (MW) | Energy Efficiency | 0.061428 | 0.061773 | 0.062139 | 0.062528 | 0.062945 | 0.063378 | 0.063826 | 0.06429 | 0.06477 | 0.065263 | 0.06577 | 0.066289 | 0.06682
Scenario 1: Reference | SCG | Com | BldgEnv | Com - Restaurant | Electric Energy (GWh/year) | Energy Efficiency | 0.020825 | 0.020944 | 0.02107 | 0.021204 | 0.021347 | 0.021496 | 0.02165 | 0.02181 | 0.021975 | 0.022144 | 0.022318 | 0.022496 | 0.022679
Scenario 1: Reference | SCG | Com | BldgEnv | Com - Restaurant | Gas Energy (MMTherm/year) | Energy Efficiency | 0.040281 | 0.040162 | 0.040051 | 0.039947 | 0.039853 | 0.039765 | 0.039682 | 0.039606 | 0.039535 | 0.03947 | 0.03941 | 0.039355 | 0.039305
Scenario 1: Reference | SCG | Com | BldgEnv | Com - Retail | Electric Demand (MW) | Energy Efficiency | 0.45399 | 0.45338 | 0.45281 | 0.45231 | 0.44763 | 0.45096 | 0.45071 | 0.45053 | 0.45042 | 0.45037 | 0.45038 | 0.45044 | 0.45056
Scenario 1: Reference | SCG | Com | BldgEnv | Com - Retail | Electric Energy (GWh/year) | Energy Efficiency | 0.1539 | 0.1537 | 0.15352 | 0.15335 | 0.15177 | 0.15291 | 0.15283 | 0.15278 | 0.15275 | 0.15274 | 0.15275 | 0.15278 | 0.15283
Scenario 1: Reference | SCG | Com | BldgEnv | Com - Retail | Gas Energy (MMTherm/year) | Energy Efficiency | 0.66888 | 0.66447 | 0.66012 | 0.65583 | 0.64889 | 0.64605 | 0.64196 | 0.63793 | 0.63395 | 0.63003 | 0.62616 | 0.62234 | 0.61857
Scenario 1: Reference | SCG | Com | BldgEnv | Com - School | Electric Demand (MW) | Energy Efficiency | 0.085131 | 0.084548 | 0.084002 | 0.083492 | 0.082997 | 0.082537 | 0.0821 | 0.081686 | 0.0813 | 0.080948 | 0.080623 | 0.080334 | 0.080072
Scenario 1: Reference | SCG | Com | BldgEnv | Com - School | Electric Energy (GWh/year) | Energy Efficiency | 0.028861 | 0.028667 | 0.028485 | 0.028315 | 0.028151 | 0.027998 | 0.027853 | 0.027715 | 0.027588 | 0.027471 | 0.027364 | 0.027269 | 0.027183
Scenario 1: Reference | SCG | Com | BldgEnv | Com - School | Gas Energy (MMTherm/year) | Energy Efficiency | 0.029689 | 0.02915 | 0.028626 | 0.028118 | 0.027623 | 0.027142 | 0.026675 | 0.02622 | 0.025779 | 0.025351 | 0.024936 | 0.024534 | 0.024145
Scenario 1: Reference | SCG | Com | BldgEnv | Com - Warehouse | Electric Demand (MW) | Energy Efficiency | 0.38436 | 0.38423 | 0.38413 | 0.3841 | 0.38414 | 0.38426 | 0.38444 | 0.38469 | 0.38498 | 0.38532 | 0.38571 | 0.38613 | 0.3866
Scenario 1: Reference | SCG | Com | BldgEnv | Com - Warehouse | Electric Energy (GWh/year) | Energy Efficiency | 0.24749 | 0.24742 | 0.24737 | 0.24736 | 0.2474 | 0.24749 | 0.24762 | 0.24779 | 0.24799 | 0.24823 | 0.24849 | 0.24878 | 0.2491
Scenario 1: Reference | SCG | Com | BldgEnv | Com - Warehouse | Gas Energy (MMTherm/year) | Energy Efficiency | 0.23043 | 0.2298 | 0.22918 | 0.22858 | 0.22799 | 0.22743 | 0.22687 | 0.22634 | 0.22581 | 0.2253 | 0.2248 | 0.22431 | 0.22383
Scenario 1: Reference | SCG | Com | FoodServ | Com - College | Electric Demand (MW) | Energy Efficiency | 0.035306 | 0.042693 | 0.050287 | 0.058142 | 0.066039 | 0.074205 | 0.082626 | 0.091134 | 0.099714 | 0.10829 | 0.1169 | 0.12587 | 0.13487
Scenario 1: Reference | SCG | Com | FoodServ | Com - College | Electric Energy (GWh/year) | Energy Efficiency | 0.17135 | 0.20752 | 0.24471 | 0.28318 | 0.32184 | 0.36183 | 0.40307 | 0.44473 | 0.48674 | 0.52872 | 0.57088 | 0.61484 | 0.65891
Scenario 1: Reference | SCG | Com | FoodServ | Com - College | Gas Energy (MMTherm/year) | Energy Efficiency | 0.041098 | 0.044946 | 0.048906 | 0.053007 | 0.05713 | 0.061398 | 0.066121 | 0.070894 | 0.075709 | 0.080519 | 0.085352 | 0.090396 | 0.095454
Scenario 1: Reference | SCG | Com | FoodServ | Com - Grocery | Electric Demand (MW) | Energy Efficiency | 0.26405 | 0.30076 | 0.33775 | 0.37529 | 0.41357 | 0.45262 | 0.49223 | 0.53264 | 0.5736 | 0.61491 | 0.65669 | 0.6988 | 0.74126
Scenario 1: Reference | SCG | Com | FoodServ | Com - Grocery | Electric Energy (GWh/year) | Energy Efficiency | 1.2804 | 1.4601 | 1.6412 | 1.8251 | 2.0125 | 2.2037 | 2.3976 | 2.5954 | 2.7959 | 2.9982 | 3.2027 | 3.4088 | 3.6167
Scenario 1: Reference | SCG | Com | FoodServ | Com - Grocery | Gas Energy (MMTherm/year) | Energy Efficiency | 0.34593 | 0.38853 | 0.43146 | 0.47505 | 0.51949 | 0.56485 | 0.62128 | 0.67884 | 0.73718 | 0.79602 | 0.85553 | 0.9155 | 0.97597
Scenario 1: Reference | SCG | Com | FoodServ | Com - Health | Electric Demand (MW) | Energy Efficiency | 0.090342 | 0.11483 | 0.14008 | 0.16515 | 0.19066 | 0.21632 | 0.24274 | 0.26925 | 0.29581 | 0.32187 | 0.3473 | 0.37342 | 0.40042
Scenario 1: Reference | SCG | Com | FoodServ | Com - Health | Electric Energy (GWh/year) | Energy Efficiency | 0.43566 | 0.55553 | 0.67916 | 0.8019 | 0.92677 | 1.0524 | 1.1817 | 1.3115 | 1.4415 | 1.5691 | 1.6935 | 1.8214 | 1.9536
Scenario 1: Reference | SCG | Com | FoodServ | Com - Health | Gas Energy (MMTherm/year) | Energy Efficiency | 0.10079 | 0.11494 | 0.12953 | 0.14402 | 0.15877 | 0.17359 | 0.19086 | 0.20819 | 0.22556 | 0.24259 | 0.2592 | 0.27627 | 0.29393
Scenario 1: Reference | SCG | Com | FoodServ | Com - Lodging | Electric Demand (MW) | Energy Efficiency | 0.10934 | 0.13027 | 0.15138 | 0.17253 | 0.1939 | 0.21553 | 0.23741 | 0.2595 | 0.28167 | 0.30383 | 0.32606 | 0.3483 | 0.37055
Scenario 1: Reference | SCG | Com | FoodServ | Com - Lodging | Electric Energy (GWh/year) | Energy Efficiency | 0.52999 | 0.63244 | 0.73576 | 0.8393 | 0.9439 | 1.0498 | 1.1569 | 1.265 | 1.3735 | 1.482 | 1.5907 | 1.6996 | 1.8085
Scenario 1: Reference | SCG | Com | FoodServ | Com - Lodging | Gas Energy (MMTherm/year) | Energy Efficiency | 0.088346 | 0.10405 | 0.11988 | 0.13575 | 0.15179 | 0.16802 | 0.18723 | 0.20663 | 0.22609 | 0.24555 | 0.26506 | 0.28459 | 0.30413
Scenario 1: Reference | SCG | Com | FoodServ | Com - Other | Electric Demand (MW) | Energy Efficiency | 1.024 | 1.0655 | 1.1082 | 1.1519 | 1.1475 | 1.2422 | 1.289 | 1.3368 | 1.3852 | 1.4344 | 1.4844 | 1.5351 | 1.5867
Scenario 1: Reference | SCG | Com | FoodServ | Com - Other | Electric Energy (GWh/year) | Energy Efficiency | 4.9333 | 5.1362 | 5.3444 | 5.5576 | 5.5366 | 5.998 | 6.2266 | 6.4598 | 6.6958 | 6.9356 | 7.1797 | 7.4272 | 7.6788
Scenario 1: Reference | SCG | Com | FoodServ | Com - Other | Gas Energy (MMTherm/year) | Energy Efficiency | 1.1314 | 1.1949 | 1.26 | 1.3265 | 1.3226 | 1.4638 | 1.5383 | 1.6143 | 1.691 | 1.769 | 1.8483 | 1.9286 | 2.0102
Scenario 1: Reference | SCG | Com | FoodServ | Com - Restaurant | Electric Demand (MW) | Energy Efficiency | 1.8714 | 2.042 | 2.2162 | 2.3945 | 2.5777 | 2.7637 | 2.9518 | 3.1427 | 3.3361 | 3.5313 | 3.7288 | 3.9279 | 4.129
Scenario 1: Reference | SCG | Com | FoodServ | Com - Restaurant | Electric Energy (GWh/year) | Energy Efficiency | 9.1643 | 9.9997 | 10.8531 | 11.7266 | 12.6235 | 13.5348 | 14.4562 | 15.3911 | 16.3383 | 17.2947 | 18.2618 | 19.2372 | 20.222
Scenario 1: Reference | SCG | Com | FoodServ | Com - Restaurant | Gas Energy (MMTherm/year) | Energy Efficiency | 2.0014 | 2.2358 | 2.475 | 2.7197 | 2.9709 | 3.2259 | 3.5267 | 3.8317 | 4.1405 | 4.4522 | 4.7673 | 5.0849 | 5.4055
Scenario 1: Reference | SCG | Com | FoodServ | Com - Retail | Electric Demand (MW) | Energy Efficiency | 0.011051 | 0.022268 | 0.033559 | 0.044993 | 0.044993 | 0.06995 | 0.081892 | 0.094027 | 0.10628 | 0.11863 | 0.13111 | 0.14367 | 0.15633
Scenario 1: Reference | SCG | Com | FoodServ | Com - Retail | Electric Energy (GWh/year) | Energy Efficiency | 0.054131 | 0.10908 | 0.16438 | 0.22039 | 0.22039 | 0.34264 | 0.40113 | 0.46057 | 0.5206 | 0.58111 | 0.64222 | 0.70374 | 0.76576
Scenario 1: Reference | SCG | Com | FoodServ | Com - Retail | Gas Energy (MMTherm/year) | Energy Efficiency | 0.0011987 | 0.0024156 | 0.0036403 | 0.0048806 | 0.0048806 | 0.0075878 | 0.0088833 | 0.0102 | 0.011529 | 0.012869 | 0.014222 | 0.015585 | 0.016958
Scenario 1: Reference | SCG | Com | FoodServ | Com - School | Electric Demand (MW) | Energy Efficiency | 0.1793 | 0.21094 | 0.24239 | 0.2736 | 0.30415 | 0.3345 | 0.36439 | 0.39387 | 0.42309 | 0.45218 | 0.48103 | 0.50985 | 0.53848
Scenario 1: Reference | SCG | Com | FoodServ | Com - School | Electric Energy (GWh/year) | Energy Efficiency | 0.85171 | 1.0065 | 1.1603 | 1.3129 | 1.4622 | 1.6106 | 1.7568 | 1.901 | 2.0438 | 2.186 | 2.327 | 2.4679 | 2.6079
Scenario 1: Reference | SCG | Com | FoodServ | Com - School | Gas Energy (MMTherm/year) | Energy Efficiency | 0.16508 | 0.18081 | 0.19647 | 0.21204 | 0.22728 | 0.24245 | 0.2585 | 0.27435 | 0.29007 | 0.30575 | 0.32132 | 0.33691 | 0.35241
Scenario 1: Reference | SCG | Com | HVAC | Com - College | Electric Demand (MW) | Energy Efficiency | 0.064025 | 0.099385 | 0.13571 | 0.17327 | 0.21103 | 0.22182 | 0.26181 | 0.3022 | 0.34292 | 0.38361 | 0.42447 | 0.46703 | 0.50971
Scenario 1: Reference | SCG | Com | HVAC | Com - College | Electric Energy (GWh/year) | Energy Efficiency | 0.20915 | 0.25134 | 0.29469 | 0.33955 | 0.38464 | 0.29032 | 0.33724 | 0.38464 | 0.43243 | 0.48017 | 0.52812 | 0.57808 | 0.62817
Scenario 1: Reference | SCG | Com | HVAC | Com - College | Gas Energy (MMTherm/year) | Energy Efficiency | 0.092091 | 0.094935 | 0.097871 | 0.10242 | 0.10724 | 0.027273 | 0.031747 | 0.036267 | 0.040545 | 0.045097 | 0.049669 | 0.054433 | 0.059209
Scenario 1: Reference | SCG | Com | HVAC | Com - Grocery | Gas Energy (MMTherm/year) | Energy Efficiency | 0.01652 | 0.030475 | 0.044525 | 0.05877 | 0.073271 | 0.088048 | 0.10302 | 0.11827 | 0.13371 | 0.14928 | 0.16501 | 0.18085 | 0.19681
Scenario 1: Reference | SCG | Com | HVAC | Com - Health | Electric Demand (MW) | Energy Efficiency | 0.031581 | 0.031908 | 0.032249 | 0.032587 | 0.032933 | 0.0021921 | 0.0021921 | 0.0021921 | 0.0021921 | 0.0021921 | 0.0021921 | 0.0021921 | 0.0021921
Scenario 1: Reference | SCG | Com | HVAC | Com - Health | Electric Energy (GWh/year) | Energy Efficiency | 0.1577 | 0.15933 | 0.16104 | 0.16272 | 0.16445 | 0.010946 | 0.010946 | 0.010946 | 0.010946 | 0.010946 | 0.010946 | 0.010946 | 0.010946
Scenario 1: Reference | SCG | Com | HVAC | Com - Health | Gas Energy (MMTherm/year) | Energy Efficiency | 2.1129 | 2.1348 | 2.1576 | 2.1803 | 2.2034 | 2.1332 | 2.1564 | 2.1797 | 2.203 | 2.2259 | 2.248 | 2.271 | 2.2949
Scenario 1: Reference | SCG | Com | HVAC | Com - Lodging | Electric Demand (MW) | Energy Efficiency | 0.01064 | 0.010782 | 0.010926 | 0.011072 | 0.01122 | 0.0011393 | 0.0011393 | 0.0011393 | 0.0011393 | 0.0011393 | 0.0011393 | 0.0011393 | 0.0011393
Scenario 1: Reference | SCG | Com | HVAC | Com - Lodging | Electric Energy (GWh/year) | Energy Efficiency | 0.053133 | 0.053841 | 0.054561 | 0.055286 | 0.056027 | 0.005689 | 0.005689 | 0.005689 | 0.005689 | 0.005689 | 0.005689 | 0.005689 | 0.005689
Scenario 1: Reference | SCG | Com | HVAC | Com - Lodging | Gas Energy (MMTherm/year) | Energy Efficiency | 1.1175 | 1.1324 | 1.1475 | 1.1628 | 1.1784 | 1.1635 | 1.1793 | 1.1954 | 0.21883 | 0.24316 | 0.26755 | 0.29196 | 0.31638
Scenario 1: Reference | SCG | Com | HVAC | Com - Office (Large) | Electric Demand (MW) | Energy Efficiency | 0.13774 | 0.13901 | 0.14027 | 0.14156 | 0.14291 | 0.026983 | 0.026983 | 0.026983 | 0.026983 | 0.026983 | 0.026983 | 0.026983 | 0.026983
Scenario 1: Reference | SCG | Com | HVAC | Com - Office (Large) | Electric Energy (GWh/year) | Energy Efficiency | 0.68779 | 0.69413 | 0.70046 | 0.70689 | 0.71363 | 0.13474 | 0.13474 | 0.13474 | 0.13474 | 0.13474 | 0.13474 | 0.13474 | 0.13474
Scenario 1: Reference | SCG | Com | HVAC | Com - Office (Large) | Gas Energy (MMTherm/year) | Energy Efficiency | 0.41479 | 0.41873 | 0.42267 | 0.42667 | 0.43085 | 0.081963 | 0.082078 | 0.082191 | 0.082303 | 0.082411 | 0.082518 | 0.082622 | 0.082725
Scenario 1: Reference | SCG | Com | HVAC | Com - Office (Small) | Electric Demand (MW) | Energy Efficiency | 0.12839 | 0.16722 | 0.20606 | 0.24498 | 0.23199 | 0.51836 | 0.55386 | 0.58943 | 0.62504 | 0.66062 | 0.69622 | 0.73179 | 0.76735
Scenario 1: Reference | SCG | Com | HVAC | Com - Office (Small) | Electric Energy (GWh/year) | Energy Efficiency | 0.52435 | 0.58205 | 0.63979 | 0.69769 | 0.63005 | 0.77731 | 0.82778 | 0.87836 | 0.92899 | 0.97959 | 1.0302 | 1.0808 | 1.1314
Scenario 1: Reference | SCG | Com | HVAC | Com - Office (Small) | Gas Energy (MMTherm/year) | Energy Efficiency | 0.27694 | 0.28122 | 0.28554 | 0.28989 | 0.25037 | 0.0508 | 0.052824 | 0.054851 | 0.056882 | 0.05891 | 0.06094 | 0.062968 | 0.064996
Scenario 1: Reference | SCG | Com | HVAC | Com - Other | Electric Demand (MW) | Energy Efficiency | 9.9634 | 10.7605 | 11.5768 | 12.4108 | 12.3882 | 14.1288 | 15.0183 | 15.9241 | 8.2409 | 9.229 | 10.2317 | 11.2464 | 12.2753
Scenario 1: Reference | SCG | Com | HVAC | Com - Other | Electric Energy (GWh/year) | Energy Efficiency | 10.3038 | 11.4429 | 12.6086 | 13.7988 | 13.7916 | 16.2489 | 17.5163 | 18.8062 | 11.9979 | 13.3759 | 14.7744 | 16.1895 | 17.6247
Scenario 1: Reference | SCG | Com | HVAC | Com - Other | Gas Energy (MMTherm/year) | Energy Efficiency | 0.97719 | 1.0454 | 1.1152 | 1.1866 | 1.1838 | 1.3337 | 1.4099 | 1.4875 | 0.77842 | 0.86347 | 0.94977 | 1.0371 | 1.1257
Scenario 1: Reference | SCG | Com | HVAC | Com - Restaurant | Electric Demand (MW) | Energy Efficiency | 0.060028 | 0.12605 | 0.19333 | 0.26201 | 0.33237 | 0.40371 | 0.47574 | 0.54872 | 0.62254 | 0.69699 | 0.77217 | 0.84791 | 0.92429
Scenario 1: Reference | SCG | Com | HVAC | Com - Restaurant | Electric Energy (GWh/year) | Energy Efficiency | 0.081408 | 0.12323 | 0.16586 | 0.20939 | 0.254 | 0.29924 | 0.34492 | 0.39121 | 0.43804 | 0.48527 | 0.53298 | 0.58105 | 0.62953
Scenario 1: Reference | SCG | Com | HVAC | Com - Restaurant | Gas Energy (MMTherm/year) | Energy Efficiency | 4.3839 | 4.4562 | 4.531 | 4.6085 | 4.689 | 4.7715 | 4.8555 | 4.9414 | 5.029 | 5.118 | 5.2084 | 5.3001 | 5.3932
Scenario 1: Reference | SCG | Com | HVAC | Com - Retail | Electric Demand (MW) | Energy Efficiency | 0.18806 | 0.3447 | 0.50236 | 0.66201 | 0.66167 | 0.97213 | 1.1385 | 1.3076 | 1.4784 | 1.6505 | 1.8243 | 1.9993 | 2.1757
Scenario 1: Reference | SCG | Com | HVAC | Com - Retail | Electric Energy (GWh/year) | Energy Efficiency | 0.38195 | 0.51562 | 0.65021 | 0.78653 | 0.78395 | 0.89236 | 1.0329 | 1.1758 | 1.3201 | 1.4655 | 1.6124 | 1.7603 | 1.9094
Scenario 1: Reference | SCG | Com | HVAC | Com - Retail | Gas Energy (MMTherm/year) | Energy Efficiency | 0.12816 | 0.13291 | 0.13771 | 0.14259 | 0.14131 | 0.037652 | 0.041644 | 0.045701 | 0.0498 | 0.053932 | 0.058106 | 0.062309 | 0.066546
Scenario 1: Reference | SCG | Com | HVAC | Com - School | Electric Demand (MW) | Energy Efficiency | 0.19088 | 0.3265 | 0.46105 | 0.59439 | 0.72485 | 0.80647 | 0.93331 | 1.0583 | 1.182 | 1.3049 | 1.4266 | 1.5479 | 1.6683
Scenario 1: Reference | SCG | Com | HVAC | Com - School | Electric Energy (GWh/year) | Energy Efficiency | 0.40157 | 0.50733 | 0.61234 | 0.7165 | 0.81843 | 0.68092 | 0.7779 | 0.87347 | 0.96805 | 1.062 | 1.1551 | 1.248 | 1.34
Scenario 1: Reference | SCG | Com | HVAC | Com - School | Gas Energy (MMTherm/year) | Energy Efficiency | 0.2062 | 0.24388 | 0.28131 | 0.31846 | 0.35482 | 0.24702 | 0.281 | 0.31447 | 0.3476 | 0.38052 | 0.41313 | 0.44564 | 0.47789
Scenario 1: Reference | SCG | Com | HVAC | Com - Warehouse | Gas Energy (MMTherm/year) | Energy Efficiency | 6.9037e-06 | 1.4071e-05 | 2.1402e-05 | 2.9011e-05 | 3.7019e-05 | 4.537e-05 | 5.3994e-05 | 6.2917e-05 | 7.2058e-05 | 8.1407e-05 | 9.0977e-05 | 0.00010071 | 0.00011064
Scenario 1: Reference | SCG | Com | WaterHeat | Com - College | Electric Demand (MW) | Energy Efficiency | 0.00091766 | 0.00070085 | 0.00047832 | 0.00024849 | 1.7558e-05 | -0.0010883 | -0.0010883 | -0.0010883 | -0.0010883 | -0.0010883 | -0.0010883 | -0.0010883 | -0.0010883
Scenario 1: Reference | SCG | Com | WaterHeat | Com - College | Electric Energy (GWh/year) | Energy Efficiency | 0.0037403 | 0.0028836 | 0.0020042 | 0.001096 | 0.00018352 | -0.0042976 | -0.0042976 | -0.0042976 | -0.0042976 | -0.0042976 | -0.0042976 | -0.0042976 | -0.0042976
Scenario 1: Reference | SCG | Com | WaterHeat | Com - College | Gas Energy (MMTherm/year) | Energy Efficiency | 2.1096 | 2.1097 | 2.1101 | 2.1972 | 2.1978 | 1.9876 | 1.9779 | 1.9682 | 1.8423 | 1.8333 | 1.8244 | 1.8155 | 1.8067
Scenario 1: Reference | SCG | Com | WaterHeat | Com - Grocery | Electric Demand (MW) | Energy Efficiency | 0.00020446 | 0.00020573 | 0.00020703 | 0.0002084 | 0.00020984 | 1.5625e-05 | 1.5625e-05 | 1.5625e-05 | 1.5625e-05 | 1.5625e-05 | 1.5625e-05 | 1.5625e-05 | 1.5625e-05
Scenario 1: Reference | SCG | Com | WaterHeat | Com - Grocery | Electric Energy (GWh/year) | Energy Efficiency | 0.0011117 | 0.0011187 | 0.0011258 | 0.0011332 | 0.001141 | 8.4962e-05 | 8.4962e-05 | 8.4962e-05 | 8.4962e-05 | 8.4962e-05 | 8.4962e-05 | 8.4962e-05 | 8.4962e-05
Scenario 1: Reference | SCG | Com | WaterHeat | Com - Grocery | Gas Energy (MMTherm/year) | Energy Efficiency | 2.1922 | 2.1733 | 2.1546 | 2.136 | 2.1177 | 2.052 | 2.0337 | 2.0155 | 1.9973 | 1.9795 | 1.9618 | 1.9443 | 1.927
Scenario 1: Reference | SCG | Com | WaterHeat | Com - Health | Electric Demand (MW) | Energy Efficiency | 0.0013196 | 0.001012 | 0.00069506 | 0.00038035 | 6.0355e-05 | -0.0015338 | -0.0015338 | -0.0015338 | -0.0015338 | -0.0015338 | -0.0015338 | -0.0015338 | -0.0015338
Scenario 1: Reference | SCG | Com | WaterHeat | Com - Health | Electric Energy (GWh/year) | Energy Efficiency | 0.010754 | 0.0080806 | 0.0053257 | 0.0025902 | -0.00019132 | -0.013344 | -0.013344 | -0.013344 | -0.013344 | -0.013344 | -0.013344 | -0.013344 | -0.013344
Scenario 1: Reference | SCG | Com | WaterHeat | Com - Health | Gas Energy (MMTherm/year) | Energy Efficiency | 5.0021 | 15.4906 | 15.4716 | 15.4525 | 15.4342 | 14.7962 | 14.7471 | 14.7189 | 2.5025 | 2.4947 | 2.5123 | 2.5044 | 2.4966
Scenario 1: Reference | SCG | Com | WaterHeat | Com - Lodging | Electric Demand (MW) | Energy Efficiency | 0.0089799 | 0.0086385 | 0.0082955 | 0.0079527 | 0.0076079 | -0.0013408 | -0.0013408 | -0.0013408 | -0.0013408 | -0.0013408 | -0.0013408 | -0.0013408 | -0.0013408
Scenario 1: Reference | SCG | Com | WaterHeat | Com - Lodging | Electric Energy (GWh/year) | Energy Efficiency | 0.073932 | 0.07112 | 0.068295 | 0.065471 | 0.062631 | -0.011045 | -0.011045 | -0.011045 | -0.011045 | -0.011045 | -0.011045 | -0.011045 | -0.011045
Scenario 1: Reference | SCG | Com | WaterHeat | Com - Lodging | Gas Energy (MMTherm/year) | Energy Efficiency | 8.272 | 8.3113 | 8.352 | 8.3934 | 8.4364 | 5.0979 | 5.0609 | 5.0241 | 2.71 | 2.6923 | 2.6748 | 2.6574 | 2.6444
Scenario 1: Reference | SCG | Com | WaterHeat | Com - Office (Large) | Electric Demand (MW) | Energy Efficiency | 0.00037482 | 0.00028284 | 0.00019326 | 0.0001057 | 1.9521e-05 | -0.0003789 | -0.0003789 | -0.0003789 | -0.0003789 | -0.0003789 | -0.0003789 | -0.0003789 | -0.0003789
Scenario 1: Reference | SCG | Com | WaterHeat | Com - Office (Large) | Electric Energy (GWh/year) | Energy Efficiency | 0.0076835 | 0.0058011 | 0.0039682 | 0.0021762 | 0.0004128 | -0.0077516 | -0.0077516 | -0.0077516 | -0.0077516 | -0.0077516 | -0.0077516 | -0.0077516 | -0.0077516
Scenario 1: Reference | SCG | Com | WaterHeat | Com - Office (Large) | Gas Energy (MMTherm/year) | Energy Efficiency | 7.0702 | 6.8805 | 6.6971 | 6.52 | 6.3493 | 5.7974 | 5.6169 | 5.4422 | 5.2111 | 5.0494 | 4.8929 | 4.7414 | 4.5948
Scenario 1: Reference | SCG | Com | WaterHeat | Com - Office (Small) | Electric Demand (MW) | Energy Efficiency | -2.1419e-06 | -4.2873e-06 | -6.4328e-06 | -8.5818e-06 | -8.5818e-06 | -8.5818e-06 | -8.5818e-06 | -8.5818e-06 | -8.5818e-06 | -8.5818e-06 | -8.5818e-06 | -8.5818e-06 | -8.5818e-06
Scenario 1: Reference | SCG | Com | WaterHeat | Com - Office (Small) | Electric Energy (GWh/year) | Energy Efficiency | -0.00026074 | -0.00052191 | -0.00078307 | -0.0010447 | -0.0010447 | -0.0010447 | -0.0010447 | -0.0010447 | -0.0010447 | -0.0010447 | -0.0010447 | -0.0010447 | -0.0010447
Scenario 1: Reference | SCG | Com | WaterHeat | Com - Office (Small) | Gas Energy (MMTherm/year) | Energy Efficiency | 2.1804 | 2.1605 | 2.1408 | 2.1214 | 1.8026 | 1.7841 | 1.7658 | 1.7478 | 1.7298 | 1.7121 | 1.6946 | 1.6772 | 1.6601
Scenario 1: Reference | SCG | Com | WaterHeat | Com - Other | Electric Demand (MW) | Energy Efficiency | -0.00051445 | -0.0029366 | -0.0054113 | -0.0079343 | -0.0080548 | -0.0098506 | -0.0098506 | -0.0098506 | -0.0098506 | -0.0098506 | -0.0098506 | -0.0098506 | -0.0098506
Scenario 1: Reference | SCG | Com | WaterHeat | Com - Other | Electric Energy (GWh/year) | Energy Efficiency | -0.0033498 | -0.019442 | -0.035884 | -0.052646 | -0.053448 | -0.065444 | -0.065444 | -0.065444 | -0.065444 | -0.065444 | -0.065444 | -0.065444 | -0.065444
Scenario 1: Reference | SCG | Com | WaterHeat | Com - Other | Gas Energy (MMTherm/year) | Energy Efficiency | 11.1249 | 11.203 | 11.2849 | 11.3705 | 11.3038 | 10.6989 | 10.6633 | 10.5953 | 10.3188 | 10.2532 | 10.188 | 10.1233 | 10.0591
Scenario 1: Reference | SCG | Com | WaterHeat | Com - Refrig. Warehouse | Electric Demand (MW) | Energy Efficiency | -8.7122e-06 | -1.0095e-05 | -1.0594e-05 | -2.2249e-05 | -2.3529e-05 | -2.7297e-05 | -2.7297e-05 | -2.7297e-05 | -2.7297e-05 | -2.7297e-05 | -2.7297e-05 | -2.7297e-05 | -2.7297e-05
Scenario 1: Reference | SCG | Com | WaterHeat | Com - Refrig. Warehouse | Electric Energy (GWh/year) | Energy Efficiency | -0.00010603 | -0.00012292 | -0.00012905 | -0.00027136 | -0.000287 | -0.00033332 | -0.00033332 | -0.00033332 | -0.00033332 | -0.00033332 | -0.00033332 | -0.00033332 | -0.00033332
Scenario 1: Reference | SCG | Com | WaterHeat | Com - Refrig. Warehouse | Gas Energy (MMTherm/year) | Energy Efficiency | 0.29639 | 0.29504 | 0.26111 | 0.26133 | 0.26016 | 0.25676 | 0.25544 | 0.25412 | 0.25282 | 0.25151 | 0.25022 | 0.24895 | 0.24767
Scenario 1: Reference | SCG | Com | WaterHeat | Com - Restaurant | Electric Demand (MW) | Energy Efficiency | -0.0024 | -0.0053262 | -0.0083084 | -0.011353 | -0.014471 | -0.014924 | -0.014924 | -0.014924 | -0.014924 | -0.014924 | -0.014924 | -0.014924 | -0.014924
Scenario 1: Reference | SCG | Com | WaterHeat | Com - Restaurant | Electric Energy (GWh/year) | Energy Efficiency | -0.012607 | -0.028049 | -0.043787 | -0.059853 | -0.076309 | -0.078756 | -0.078756 | -0.078756 | -0.078756 | -0.078756 | -0.078756 | -0.078756 | -0.078756
Scenario 1: Reference | SCG | Com | WaterHeat | Com - Restaurant | Gas Energy (MMTherm/year) | Energy Efficiency | 1.605 | 1.7426 | 1.8833 | 2.0273 | 2.1752 | 2.0556 | 2.0454 | 2.0354 | 2.0255 | 2.0157 | 2.006 | 1.9964 | 1.9869
Scenario 1: Reference | SCG | Com | WaterHeat | Com - Retail | Electric Demand (MW) | Energy Efficiency | -8.7185e-05 | -0.00017568 | -0.00026476 | -0.00035496 | -0.00035496 | -0.00035496 | -0.00035496 | -0.00035496 | -0.00035496 | -0.00035496 | -0.00035496 | -0.00035496 | -0.00035496
Scenario 1: Reference | SCG | Com | WaterHeat | Com - Retail | Electric Energy (GWh/year) | Energy Efficiency | -0.00056898 | -0.0011465 | -0.0017279 | -0.0023165 | -0.0023165 | -0.0023165 | -0.0023165 | -0.0023165 | -0.0023165 | -0.0023165 | -0.0023165 | -0.0023165 | -0.0023165
Scenario 1: Reference | SCG | Com | WaterHeat | Com - Retail | Gas Energy (MMTherm/year) | Energy Efficiency | 8.3568 | 8.2931 | 8.23 | 8.1675 | 8.0808 | 8.014 | 7.9478 | 7.8822 | 7.713 | 7.6493 | 7.5861 | 7.5234 | 7.4613
Scenario 1: Reference | SCG | Com | WaterHeat | Com - School | Electric Demand (MW) | Energy Efficiency | 2.1809e-05 | -0.00022186 | -0.00046346 | -0.00070276 | -0.00093688 | -0.0011747 | -0.0011747 | -0.0011747 | -0.0011747 | -0.0011747 | -0.0011747 | -0.0011747 | -0.0011747
Scenario 1: Reference | SCG | Com | WaterHeat | Com - School | Electric Energy (GWh/year) | Energy Efficiency | 0.00032044 | -0.0034636 | -0.0072155 | -0.010932 | -0.014567 | -0.018244 | -0.018244 | -0.018244 | -0.018244 | -0.018244 | -0.018244 | -0.018244 | -0.018244
Scenario 1: Reference | SCG | Com | WaterHeat | Com - School | Gas Energy (MMTherm/year) | Energy Efficiency | 2.8853 | 2.8632 | 2.8424 | 2.8228 | 2.8038 | 2.5809 | 2.5261 | 2.4809 | 2.4145 | 2.3618 | 2.3103 | 2.2601 | 2.2112
Scenario 1: Reference | SCG | Com | WaterHeat | Com - Warehouse | Electric Demand (MW) | Energy Efficiency | 2.5731e-05 | 2.4941e-05 | 2.4137e-05 | 2.3306e-05 | 2.2438e-05 | -3.5339e-06 | -3.5339e-06 | -3.5339e-06 | -3.5339e-06 | -3.5339e-06 | -3.5339e-06 | -3.5339e-06 | -3.5339e-06
Scenario 1: Reference | SCG | Com | WaterHeat | Com - Warehouse | Electric Energy (GWh/year) | Energy Efficiency | 0.00078954 | 0.00076541 | 0.00074082 | 0.00071542 | 0.00068888 | -0.00010796 | -0.00010796 | -0.00010796 | -0.00010796 | -0.00010796 | -0.00010796 | -0.00010796 | -0.00010796
Scenario 1: Reference | SCG | Com | WaterHeat | Com - Warehouse | Gas Energy (MMTherm/year) | Energy Efficiency | 8.8688 | 8.8341 | 8.7996 | 8.7652 | 8.731 | 8.6608 | 8.6263 | 8.5919 | 8.4049 | 8.3714 | 8.3381 | 8.3048 | 8.2718
Scenario 1: Reference | SCG | Res | BldgEnv | Res - Multi Family | Electric Demand (MW) | Energy Efficiency | 0 | 0 | 0 | 0 | 0 | 0 | 0 | 0 | 0.12217 | 0.12197 | 0.12176 | 0.12156 | 0.12136
Scenario 1: Reference | SCG | Res | BldgEnv | Res - Multi Family | Electric Energy (GWh/year) | Energy Efficiency | 0 | 0 | 0 | 0 | 0 | 0 | 0 | 0 | 0.18757 | 0.18726 | 0.18694 | 0.18663 | 0.18632
Scenario 1: Reference | SCG | Res | BldgEnv | Res - Multi Family | Gas Energy (MMTherm/year) | Energy Efficiency | 0 | 0 | 0 | 0 | 0 | 0 | 0 | 0 | 0.058742 | 0.058643 | 0.058545 | 0.058448 | 0.05835
Scenario 1: Reference | SCG | Res | BldgEnv | Res - Single Family | Electric Demand (MW) | Energy Efficiency | 0.32385 | 0.69863 | 1.0994 | 1.5003 | 1.8984 | 2.2802 | 3.7007 | 4.0332 | 2.9716 | 2.9716 | 2.9716 | 2.9716 | 2.9716
Scenario 1: Reference | SCG | Res | BldgEnv | Res - Single Family | Electric Energy (GWh/year) | Energy Efficiency | -0.090258 | -0.19471 | -0.30641 | -0.41815 | -0.5291 | -0.63549 | 0.45907 | 0.36561 | -0.82819 | -0.82819 | -0.82819 | -0.82819 | -0.82819
Scenario 1: Reference | SCG | Res | BldgEnv | Res - Single Family | Gas Energy (MMTherm/year) | Energy Efficiency | 0.075623 | 0.16314 | 0.25673 | 0.35035 | 0.44331 | 0.53245 | 0.91427 | 0.9919 | 0.6939 | 0.6939 | 0.6939 | 0.6939 | 0.6939
Scenario 1: Reference | SCG | Res | HVAC | Res - Multi Family | Electric Demand (MW) | Energy Efficiency | -0.00041913 | -0.00042405 | -0.00042904 | -0.00043391 | -0.00043861 | -2.7989e-05 | -2.7989e-05 | -2.7989e-05 | -2.7989e-05 | -2.7989e-05 | -2.7989e-05 | -2.7989e-05 | -2.7989e-05
Scenario 1: Reference | SCG | Res | HVAC | Res - Multi Family | Electric Energy (GWh/year) | Energy Efficiency | -3.9542e-08 | -4.0006e-08 | -4.0477e-08 | -4.0936e-08 | -4.1379e-08 | -2.6405e-09 | -2.6405e-09 | -2.6405e-09 | -2.6405e-09 | -2.6405e-09 | -2.6405e-09 | 0.00061944 | 0.0012085
Scenario 1: Reference | SCG | Res | HVAC | Res - Multi Family | Gas Energy (MMTherm/year) | Energy Efficiency | 9.8951e-05 | 0.00010011 | 0.00010129 | 0.00010244 | 0.00010355 | 6.6077e-06 | 6.6077e-06 | 6.6077e-06 | 6.6077e-06 | 6.6077e-06 | 6.6077e-06 | 4.646e-05 | 8.4356e-05
Scenario 1: Reference | SCG | Res | HVAC | Res - Single Family | Electric Demand (MW) | Energy Efficiency | 0.2151 | 0.21715 | 0.21934 | 0.22154 | 0.22372 | 0.010927 | 0.010927 | 0.010927 | 0.010927 | 0.010927 | 0.010927 | 0.010927 | 0.010927
Scenario 1: Reference | SCG | Res | HVAC | Res - Single Family | Electric Energy (GWh/year) | Energy Efficiency | 9.6484 | 9.7401 | 9.8386 | 9.9371 | 10.0348 | 0.49012 | 0.49012 | 0.49012 | 0.49012 | 0.49012 | 0.49012 | 0.50244 | 0.51402
Scenario 1: Reference | SCG | Res | HVAC | Res - Single Family | Gas Energy (MMTherm/year) | Energy Efficiency | 1.1368 | 1.1476 | 1.1592 | 1.1708 | 1.1823 | 0.057748 | 0.057748 | 0.057748 | 0.057748 | 0.057748 | 0.057748 | 0.058423 | 0.059057
Scenario 1: Reference | SCG | Res | WaterHeat | Res - Multi Family | Electric Demand (MW) | Energy Efficiency | -0.0026798 | -0.0052927 | -0.0079358 | -0.010522 | -0.013031 | -0.013031 | -0.013031 | -0.013031 | -0.013031 | -0.013031 | -0.013031 | -0.013031 | -0.013031
Scenario 1: Reference | SCG | Res | WaterHeat | Res - Multi Family | Electric Energy (GWh/year) | Energy Efficiency | -0.0138 | -0.027256 | -0.040867 | -0.054184 | -0.067106 | -0.067106 | -0.067106 | -0.067106 | -0.067106 | -0.067106 | -0.067106 | -0.067106 | -0.067106
Scenario 1: Reference | SCG | Res | WaterHeat | Res - Multi Family | Gas Energy (MMTherm/year) | Energy Efficiency | 3.665 | 3.8226 | 3.9821 | 4.138 | 4.2892 | 4.3461 | 4.4001 | 4.451 | 4.4989 | 4.5437 | 4.5857 | 4.6254 | 4.6628
Scenario 1: Reference | SCG | Res | WaterHeat | Res - Single Family | Electric Demand (MW) | Energy Efficiency | -0.013 | -0.028045 | -0.044133 | -0.060227 | -0.076207 | -0.076207 | -0.076207 | -0.076207 | -0.076207 | -0.076207 | -0.076207 | -0.076207 | -0.076207
Scenario 1: Reference | SCG | Res | WaterHeat | Res - Single Family | Electric Energy (GWh/year) | Energy Efficiency | -0.073939 | -0.15951 | -0.25101 | -0.34255 | -0.43344 | -0.43344 | -0.43344 | -0.43344 | -0.43344 | -0.43344 | -0.43344 | -0.43344 | -0.43344
Scenario 1: Reference | SCG | Res | WaterHeat | Res - Single Family | Gas Energy (MMTherm/year) | Energy Efficiency | 16.3553 | 17.3031 | 18.3172 | 19.3316 | 20.3389 | 20.6048 | 20.8538 | 21.0848 | 21.299 | 21.4982 | 21.6842 | 21.8583 | 22.0215
Scenario 1: Reference | SDG&E | Com | AppPlug | Com - Health | Gas Energy (MMTherm/year) | Energy Efficiency | 2.2077 | 2.2965 | 6.6181 | 6.6909 | 6.7609 | 6.8269 | 6.8806 | 6.9327 | 6.9862 | 7.0456 | 7.1135 | 7.1718 | 7.2247
Scenario 1: Reference | SDG&E | Com | AppPlug | Com - Lodging | Gas Energy (MMTherm/year) | Energy Efficiency | 0.10169 | 0.19782 | 6.4414 | 6.4817 | 6.5172 | 6.5513 | 6.5829 | 6.6123 | 6.6407 | 6.6676 | 6.6924 | 6.7153 | 6.7372
Scenario 1: Reference | SDG&E | Com | AppPlug | Com - Other | Gas Energy (MMTherm/year) | Energy Efficiency | 0.0014244 | 0.0028704 | 0.0043388 | 0.005831 | 0.007329 | 0.0088509 | 0.010395 | 0.011958 | 0.013534 | 0.015128 | 0.016734 | 0.018354 | 0.019993
Scenario 1: Reference | SDG&E | Com | BldgEnv | Com - College | Electric Demand (MW) | Energy Efficiency | 0.011991 | 0.012021 | 0.012051 | 0.012083 | 0.012113 | 0.012145 | 0.01218 | 0.012214 | 0.01225 | 0.012288 | 0.012326 | 0.01237 | 0.012416
Scenario 1: Reference | SDG&E | Com | BldgEnv | Com - College | Electric Energy (GWh/year) | Energy Efficiency | 0.0040969 | 0.0041073 | 0.0041174 | 0.0041282 | 0.0041387 | 0.0041497 | 0.0041613 | 0.0041733 | 0.0041855 | 0.0041983 | 0.0042113 | 0.0042264 | 0.004242
Scenario 1: Reference | SDG&E | Com | BldgEnv | Com - College | Gas Energy (MMTherm/year) | Energy Efficiency | 0.0094879 | 0.0094676 | 0.0094472 | 0.0094276 | 0.0094078 | 0.0093887 | 0.0093702 | 0.0093522 | 0.0093346 | 0.0093176 | 0.0093009 | 0.0092863 | 0.0092722
Scenario 1: Reference | SDG&E | Com | BldgEnv | Com - Grocery | Electric Demand (MW) | Energy Efficiency | 0.0071834 | 0.0072445 | 0.0073071 | 0.0073722 | 0.0074381 | 0.0075067 | 0.0075782 | 0.007652 | 0.007727 | 0.0078041 | 0.0078826 | 0.0079629 | 0.0080453
Scenario 1: Reference | SDG&E | Com | BldgEnv | Com - Grocery | Electric Energy (GWh/year) | Energy Efficiency | 0.0024543 | 0.0024752 | 0.0024966 | 0.0025188 | 0.0025413 | 0.0025648 | 0.0025892 | 0.0026144 | 0.0026401 | 0.0026664 | 0.0026932 | 0.0027206 | 0.0027488
Scenario 1: Reference | SDG&E | Com | BldgEnv | Com - Grocery | Gas Energy (MMTherm/year) | Energy Efficiency | 0.005836 | 0.0058164 | 0.0057976 | 0.0057797 | 0.0057624 | 0.0057461 | 0.0057309 | 0.0057166 | 0.0057029 | 0.0056901 | 0.0056779 | 0.0056665 | 0.005656
Scenario 1: Reference | SDG&E | Com | BldgEnv | Com - Health | Electric Demand (MW) | Energy Efficiency | 0.0090831 | 0.0092202 | 0.0093532 | 0.0094875 | 0.0096166 | 0.0097388 | 0.0098396 | 0.0099375 | 0.010038 | 0.010148 | 0.010274 | 0.010383 | 0.010482
Scenario 1: Reference | SDG&E | Com | BldgEnv | Com - Health | Electric Energy (GWh/year) | Energy Efficiency | 0.0043632 | 0.0044291 | 0.004493 | 0.0045574 | 0.0046195 | 0.0046782 | 0.0047266 | 0.0047736 | 0.0048218 | 0.004875 | 0.0049353 | 0.0049875 | 0.0050351
Scenario 1: Reference | SDG&E | Com | BldgEnv | Com - Health | Gas Energy (MMTherm/year) | Energy Efficiency | 0.013859 | 0.013881 | 0.013902 | 0.013923 | 0.013942 | 0.013958 | 0.013966 | 0.013973 | 0.013981 | 0.013993 | 0.014011 | 0.014023 | 0.014031
Scenario 1: Reference | SDG&E | Com | BldgEnv | Com - Lodging | Electric Demand (MW) | Energy Efficiency | 0.019249 | 0.019257 | 0.019259 | 0.01926 | 0.019253 | 0.019245 | 0.019232 | 0.019217 | 0.0013284 | 0.019182 | 0.01916 | 0.019135 | 0.01911
Scenario 1: Reference | SDG&E | Com | BldgEnv | Com - Lodging | Electric Energy (GWh/year) | Energy Efficiency | 0.012578 | 0.012584 | 0.012585 | 0.012585 | 0.012581 | 0.012575 | 0.012567 | 0.012557 | 0.00086804 | 0.012534 | 0.01252 | 0.012504 | 0.012487
Scenario 1: Reference | SDG&E | Com | BldgEnv | Com - Lodging | Gas Energy (MMTherm/year) | Energy Efficiency | 0.0071276 | 0.0071013 | 0.007074 | 0.0070468 | 0.0070183 | 0.0069897 | 0.0069606 | 0.0069311 | 0.00025519 | 0.0068719 | 0.0068419 | 0.0068115 | 0.0067811
Scenario 1: Reference | SDG&E | Com | BldgEnv | Com - Office (Large) | Electric Demand (MW) | Energy Efficiency | 0.023943 | 0.023902 | 0.023868 | 0.023842 | 0.023819 | 0.02381 | 0.023818 | 0.023838 | 0.0059744 | 0.023884 | 0.023912 | 0.023946 | 0.023985
Scenario 1: Reference | SDG&E | Com | BldgEnv | Com - Office (Large) | Electric Energy (GWh/year) | Energy Efficiency | 0.0081805 | 0.0081665 | 0.0081549 | 0.008146 | 0.008138 | 0.008135 | 0.0081379 | 0.0081447 | 0.0020412 | 0.0081603 | 0.00817 | 0.0081814 | 0.0081949
Scenario 1: Reference | SDG&E | Com | BldgEnv | Com - Office (Large) | Gas Energy (MMTherm/year) | Energy Efficiency | 0.008437 | 0.0082557 | 0.008081 | 0.0079126 | 0.00775 | 0.0075942 | 0.0074456 | 0.0073032 | 0.00073606 | 0.0070328 | 0.0069049 | 0.0067819 | 0.0066637
Scenario 1: Reference | SDG&E | Com | BldgEnv | Com - Office (Small) | Electric Demand (MW) | Energy Efficiency | 0.00015768 | 0.00031491 | 0.00047168 | 0.00062805 | 0.014202 | 0.014219 | 0.014238 | 0.014257 | 0.0014047 | 0.0143 | 0.014322 | 0.014346 | 0.01437
Scenario 1: Reference | SDG&E | Com | BldgEnv | Com - Office (Small) | Electric Energy (GWh/year) | Energy Efficiency | 5.3875e-05 | 0.0001076 | 0.00016116 | 0.00021458 | 0.0048522 | 0.0048581 | 0.0048645 | 0.0048713 | 0.00047995 | 0.0048858 | 0.0048935 | 0.0049015 | 0.0049099
Scenario 1: Reference | SDG&E | Com | BldgEnv | Com - Office (Small) | Gas Energy (MMTherm/year) | Energy Efficiency | 1.9427e-05 | 3.8798e-05 | 5.8113e-05 | 7.7378e-05 | 0.0049203 | 0.0048898 | 0.0048597 | 0.0048302 | 0.00017307 | 0.0047724 | 0.0047442 | 0.0047164 | 0.004689
Scenario 1: Reference | SDG&E | Com | BldgEnv | Com - Other | Electric Demand (MW) | Energy Efficiency | 0.018887 | 0.018929 | 0.018975 | 0.019024 | 0.019075 | 0.01913 | 0.019188 | 0.019249 | 0.001594 | 0.019379 | 0.019448 | 0.019519 | 0.019593
Scenario 1: Reference | SDG&E | Com | BldgEnv | Com - Other | Electric Energy (GWh/year) | Energy Efficiency | 0.0064562 | 0.0064706 | 0.0064863 | 0.0065032 | 0.0065206 | 0.0065393 | 0.0065591 | 0.00658 | 0.00054487 | 0.0066245 | 0.006648 | 0.0066723 | 0.0066977
Scenario 1: Reference | SDG&E | Com | BldgEnv | Com - Other | Gas Energy (MMTherm/year) | Energy Efficiency | 0.0067502 | 0.0067252 | 0.0067007 | 0.006677 | 0.0066536 | 0.0066309 | 0.0066088 | 0.0065873 | 0.00019638 | 0.0065458 | 0.0065258 | 0.0065064 | 0.0064875
Scenario 1: Reference | SDG&E | Com | BldgEnv | Com - Refrig. Warehouse | Electric Demand (MW) | Energy Efficiency | 1.1599e-06 | 2.4404e-06 | 3.8357e-06 | 5.2463e-06 | 6.7251e-06 | 8.2839e-06 | 9.9516e-06 | 0.00056075 | 1.3618e-05 | 0.00055892 | 0.0005582 | 0.00055764 | 0.0005572
Scenario 1: Reference | SDG&E | Com | BldgEnv | Com - Refrig. Warehouse | Electric Energy (GWh/year) | Energy Efficiency | 3.963e-07 | 8.3381e-07 | 1.3105e-06 | 1.7925e-06 | 2.2977e-06 | 2.8303e-06 | 3.4001e-06 | 0.00019159 | 4.6528e-06 | 0.00019096 | 0.00019072 | 0.00019053 | 0.00019038
Scenario 1: Reference | SDG&E | Com | BldgEnv | Com - Refrig. Warehouse | Gas Energy (MMTherm/year) | Energy Efficiency | 1.429e-07 | 3.0067e-07 | 4.7257e-07 | 6.4636e-07 | 8.2855e-07 | 1.0206e-06 | 1.2261e-06 | 0.00019882 | 1.6778e-06 | 0.00019724 | 0.00019648 | 0.00019575 | 0.00019503
Scenario 1: Reference | SDG&E | Com | BldgEnv | Com - Restaurant | Electric Demand (MW) | Energy Efficiency | 5.5344e-05 | 0.00011106 | 0.00016803 | 0.00022627 | 0.00028583 | 0.00034632 | 0.00040805 | 0.0063811 | 0.00053445 | 0.0064056 | 0.0064197 | 0.0064351 | 0.0064516
Scenario 1: Reference | SDG&E | Com | BldgEnv | Com - Restaurant | Electric Energy (GWh/year) | Energy Efficiency | 1.8909e-05 | 3.7944e-05 | 5.7412e-05 | 7.731e-05 | 9.7658e-05 | 0.00011833 | 0.00013942 | 0.0021802 | 0.0001826 | 0.0021886 | 0.0021934 | 0.0021986 | 0.0022043
Scenario 1: Reference | SDG&E | Com | BldgEnv | Com - Restaurant | Gas Energy (MMTherm/year) | Energy Efficiency | 6.8186e-06 | 1.3682e-05 | 2.0702e-05 | 2.7878e-05 | 3.5215e-05 | 4.2668e-05 | 5.0273e-05 | 0.0021827 | 6.5846e-05 | 0.0021614 | 0.002151 | 0.002141 | 0.0021312
Scenario 1: Reference | SDG&E | Com | BldgEnv | Com - Retail | Electric Demand (MW) | Energy Efficiency | 0.035341 | 0.035296 | 0.035259 | 0.035231 | 0.035208 | 0.035194 | 0.035188 | 0.03519 | 0.035199 | 0.035215 | 0.035237 | 0.035266 | 0.035303
Scenario 1: Reference | SDG&E | Com | BldgEnv | Com - Retail | Electric Energy (GWh/year) | Energy Efficiency | 0.012075 | 0.012059 | 0.012047 | 0.012037 | 0.012029 | 0.012025 | 0.012023 | 0.012023 | 0.012026 | 0.012032 | 0.012039 | 0.012049 | 0.012062
Scenario 1: Reference | SDG&E | Com | BldgEnv | Com - Retail | Gas Energy (MMTherm/year) | Energy Efficiency | 0.028384 | 0.028209 | 0.028037 | 0.027869 | 0.027703 | 0.02754 | 0.027381 | 0.027225 | 0.027072 | 0.026922 | 0.026775 | 0.026631 | 0.02649
Scenario 1: Reference | SDG&E | Com | BldgEnv | Com - School | Electric Demand (MW) | Energy Efficiency | 0.00019994 | 0.00039856 | 0.00059591 | 0.012507 | 0.012419 | 0.012337 | 0.01226 | 0.012188 | 0.0017593 | 0.012063 | 0.012009 | 0.01196 | 0.011917
Scenario 1: Reference | SDG&E | Com | BldgEnv | Com - School | Electric Energy (GWh/year) | Energy Efficiency | 6.8312e-05 | 0.00013617 | 0.0002036 | 0.0042733 | 0.0042432 | 0.004215 | 0.0041887 | 0.0041643 | 0.00060109 | 0.0041214 | 0.004103 | 0.0040864 | 0.0040717
Scenario 1: Reference | SDG&E | Com | BldgEnv | Com - School | Gas Energy (MMTherm/year) | Energy Efficiency | 2.4633e-05 | 4.9104e-05 | 7.3417e-05 | 0.0043092 | 0.0042313 | 0.0041557 | 0.0040823 | 0.0040112 | 0.00021675 | 0.0038756 | 0.0038111 | 0.0037486 | 0.0036882
Scenario 1: Reference | SDG&E | Com | BldgEnv | Com - Warehouse | Electric Demand (MW) | Energy Efficiency | 0.021433 | 0.021469 | 0.021508 | 0.021552 | 0.021597 | 0.021646 | 0.021698 | 0.021752 | 0.0011655 | 0.021868 | 0.02193 | 0.021993 | 0.02206
Scenario 1: Reference | SDG&E | Com | BldgEnv | Com - Warehouse | Electric Energy (GWh/year) | Energy Efficiency | 0.014005 | 0.014029 | 0.014055 | 0.014083 | 0.014113 | 0.014145 | 0.014178 | 0.014214 | 0.00076162 | 0.01429 | 0.01433 | 0.014372 | 0.014415
Scenario 1: Reference | SDG&E | Com | BldgEnv | Com - Warehouse | Gas Energy (MMTherm/year) | Energy Efficiency | 0.012874 | 0.012848 | 0.012822 | 0.012798 | 0.012774 | 0.012751 | 0.012728 | 0.012707 | 0.0002408 | 0.012665 | 0.012646 | 0.012626 | 0.012608
Scenario 1: Reference | SDG&E | Com | ComRefrig | Com - College | Electric Demand (MW) | Energy Efficiency | 0.00094197 | 0.00093723 | 0.00093251 | 0.00092782 | 0.00092315 | 0.0009185 | 0.00091388 | 0.00090928 | 0.00090471 | 0.00090015 | 0.00089562 | 0.00089112 | 0.00088663
Scenario 1: Reference | SDG&E | Com | ComRefrig | Com - College | Electric Energy (GWh/year) | Energy Efficiency | 0.0068 | 0.0067658 | 0.0067317 | 0.0066979 | 0.0066642 | 0.0066306 | 0.0065973 | 0.0065641 | 0.006531 | 0.0064982 | 0.0064655 | 0.0064329 | 0.0064005
Scenario 1: Reference | SDG&E | Com | ComRefrig | Com - Grocery | Electric Demand (MW) | Energy Efficiency | 1.3839 | 1.3714 | 1.359 | 1.3467 | 1.3345 | 1.3224 | 1.3104 | 1.2985 | 1.2868 | 1.2751 | 1.2636 | 1.2521 | 1.2408
Scenario 1: Reference | SDG&E | Com | ComRefrig | Com - Grocery | Electric Energy (GWh/year) | Energy Efficiency | 9.9905 | 9.9 | 9.8104 | 9.7215 | 9.6335 | 9.5462 | 9.4598 | 9.3741 | 9.2892 | 9.2051 | 9.1217 | 9.0391 | 8.9572
Scenario 1: Reference | SDG&E | Com | ComRefrig | Com - Refrig. Warehouse | Electric Demand (MW) | Energy Efficiency | 0.00031009 | 0.00030847 | 0.00030685 | 0.00030525 | 0.00030366 | 0.00030207 | 0.00030049 | 0.00029892 | 0.00029736 | 0.00029581 | 0.00029426 | 0.00029273 | 0.0002912
Scenario 1: Reference | SDG&E | Com | ComRefrig | Com - Refrig. Warehouse | Electric Energy (GWh/year) | Energy Efficiency | 0.0022385 | 0.0022268 | 0.0022152 | 0.0022036 | 0.0021921 | 0.0021806 | 0.0021692 | 0.0021579 | 0.0021466 | 0.0021354 | 0.0021243 | 0.0021132 | 0.0021021
Scenario 1: Reference | SDG&E | Com | ComRefrig | Com - Restaurant | Electric Demand (MW) | Energy Efficiency | 0.052534 | 0.052073 | 0.051616 | 0.051163 | 0.050713 | 0.050268 | 0.049827 | 0.049389 | 0.048956 | 0.048526 | 0.0481 | 0.047678 | 0.047259
Scenario 1: Reference | SDG&E | Com | ComRefrig | Com - Restaurant | Electric Energy (GWh/year) | Energy Efficiency | 0.37924 | 0.37591 | 0.37261 | 0.36934 | 0.3661 | 0.36288 | 0.3597 | 0.35654 | 0.35341 | 0.35031 | 0.34723 | 0.34418 | 0.34116
Scenario 1: Reference | SDG&E | Com | ComRefrig | Com - Retail | Electric Demand (MW) | Energy Efficiency | 0.56596 | 0.56127 | 0.55662 | 0.55201 | 0.54744 | 0.5429 | 0.53841 | 0.53395 | 0.52953 | 0.52514 | 0.52079 | 0.51648 | 0.5122
Scenario 1: Reference | SDG&E | Com | ComRefrig | Com - Retail | Electric Energy (GWh/year) | Energy Efficiency | 4.0856 | 4.0518 | 4.0182 | 3.9849 | 3.9519 | 3.9192 | 3.8867 | 3.8545 | 3.8226 | 3.791 | 3.7596 | 3.7284 | 3.6975
Scenario 1: Reference | SDG&E | Com | ComRefrig | Com - School | Electric Demand (MW) | Energy Efficiency | 0.0012923 | 0.001261 | 0.0012305 | 0.0012007 | 0.0011716 | 0.0011432 | 0.0011155 | 0.0010885 | 0.0010621 | 0.0010364 | 0.0010112 | 0.00098675 | 0.00096284
Scenario 1: Reference | SDG&E | Com | ComRefrig | Com - School | Electric Energy (GWh/year) | Energy Efficiency | 0.0093292 | 0.0091032 | 0.0088826 | 0.0086674 | 0.0084574 | 0.0082525 | 0.0080526 | 0.0078575 | 0.0076671 | 0.0074814 | 0.0073001 | 0.0071233 | 0.0069507
Scenario 1: Reference | SDG&E | Com | FoodServ | Com - College | Electric Demand (MW) | Energy Efficiency | 0.043114 | 0.045768 | 0.048395 | 0.051075 | 0.057412 | 0.06014 | 0.062917 | 0.065714 | 0.068535 | 0.071394 | 0.074264 | 0.077333 | 0.08043
Scenario 1: Reference | SDG&E | Com | FoodServ | Com - College | Electric Demand (MW) | Fuel Substitution | -0.23207 | -0.23091 | -0.22974 | -0.22859 | -0.22744 | -0.22629 | -0.22515 | -0.22402 | -0.22289 | -0.22177 | -0.22066 | -0.21954 | -0.21844
Scenario 1: Reference | SDG&E | Com | FoodServ | Com - College | Electric Energy (GWh/year) | Energy Efficiency | 0.21431 | 0.22735 | 0.24025 | 0.25342 | 0.28277 | 0.29615 | 0.30977 | 0.32349 | 0.33732 | 0.35134 | 0.36542 | 0.38047 | 0.39566
Scenario 1: Reference | SDG&E | Com | FoodServ | Com - College | Electric Energy (GWh/year) | Fuel Substitution | -2.4647 | -2.4523 | -2.44 | -2.4277 | -2.4155 | -2.4033 | -2.3912 | -2.3792 | -2.3672 | -2.3553 | -2.3435 | -2.3317 | -2.3199
Scenario 1: Reference | SDG&E | Com | FoodServ | Com - College | Gas Energy (MMTherm/year) | Energy Efficiency | 0.025065 | 0.026386 | 0.027694 | 0.029029 | 0.030341 | 0.031678 | 0.033039 | 0.034409 | 0.035792 | 0.037194 | 0.038601 | 0.040106 | 0.041625
Scenario 1: Reference | SDG&E | Com | FoodServ | Com - College | Gas Energy (MMTherm/year) | Fuel Substitution | 0.25608 | 0.25479 | 0.25351 | 0.25223 | 0.25096 | 0.2497 | 0.24844 | 0.24719 | 0.24595 | 0.24471 | 0.24348 | 0.24225 | 0.24103
Scenario 1: Reference | SDG&E | Com | FoodServ | Com - Grocery | Electric Demand (MW) | Energy Efficiency | 0.30984 | 0.3202 | 0.33069 | 0.34141 | 0.3791 | 0.39039 | 0.40195 | 0.41372 | 0.42559 | 0.43765 | 0.44983 | 0.46217 | 0.47471
Scenario 1: Reference | SDG&E | Com | FoodServ | Com - Grocery | Electric Demand (MW) | Fuel Substitution | -1.5565 | -1.5425 | -1.5285 | -1.5146 | -1.5009 | -1.4873 | -1.4739 | -1.4605 | -1.4473 | -1.4342 | -1.4212 | -1.4083 | -1.3956
Scenario 1: Reference | SDG&E | Com | FoodServ | Com - Grocery | Electric Energy (GWh/year) | Energy Efficiency | 1.5408 | 1.5917 | 1.6433 | 1.696 | 1.8684 | 1.9238 | 1.9805 | 2.0383 | 2.0965 | 2.1557 | 2.2155 | 2.276 | 2.3375
Scenario 1: Reference | SDG&E | Com | FoodServ | Com - Grocery | Electric Energy (GWh/year) | Fuel Substitution | -28.1431 | -27.8882 | -27.6356 | -27.3854 | -27.1374 | -26.8916 | -26.6481 | -26.4067 | -26.1676 | -25.9306 | -25.6958 | -25.4631 | -25.2325
Scenario 1: Reference | SDG&E | Com | FoodServ | Com - Grocery | Gas Energy (MMTherm/year) | Energy Efficiency | 0.13842 | 0.1483 | 0.15828 | 0.16845 | 0.17863 | 0.18903 | 0.19963 | 0.21041 | 0.22125 | 0.23223 | 0.2433 | 0.25449 | 0.26583
Scenario 1: Reference | SDG&E | Com | FoodServ | Com - Grocery | Gas Energy (MMTherm/year) | Fuel Substitution | 2.925 | 2.8985 | 2.8723 | 2.8463 | 2.8205 | 2.795 | 2.7696 | 2.7446 | 2.7197 | 2.6951 | 2.6707 | 2.6465 | 2.6225
Scenario 1: Reference | SDG&E | Com | FoodServ | Com - Health | Electric Demand (MW) | Energy Efficiency | 0.095166 | 0.10497 | 0.11453 | 0.12416 | 0.13899 | 0.14797 | 0.15563 | 0.16312 | 0.17075 | 0.179 | 0.18816 | 0.19628 | 0.20382
Scenario 1: Reference | SDG&E | Com | FoodServ | Com - Health | Electric Demand (MW) | Fuel Substitution | -0.66337 | -0.66114 | -0.65893 | -0.65671 | -0.65451 | -0.65231 | -0.65013 | -0.64794 | -0.64577 | -0.6436 | -0.64144 | -0.63929 | -0.63714
Scenario 1: Reference | SDG&E | Com | FoodServ | Com - Health | Electric Energy (GWh/year) | Energy Efficiency | 0.48393 | 0.53231 | 0.57944 | 0.62691 | 0.6973 | 0.74155 | 0.7793 | 0.81618 | 0.85377 | 0.89441 | 0.93954 | 0.97956 | 1.0167
Scenario 1: Reference | SDG&E | Com | FoodServ | Com - Health | Electric Energy (GWh/year) | Fuel Substitution | -8.3322 | -8.3042 | -8.2763 | -8.2486 | -8.2209 | -8.1933 | -8.1658 | -8.1384 | -8.1111 | -8.0839 | -8.0567 | -8.0297 | -8.0027
Scenario 1: Reference | SDG&E | Com | FoodServ | Com - Health | Gas Energy (MMTherm/year) | Energy Efficiency | 0.053578 | 0.05887 | 0.064025 | 0.069217 | 0.074239 | 0.079034 | 0.083125 | 0.087121 | 0.091195 | 0.095599 | 0.10049 | 0.10482 | 0.10885
Scenario 1: Reference | SDG&E | Com | FoodServ | Com - Health | Gas Energy (MMTherm/year) | Fuel Substitution | 0.8887 | 0.88572 | 0.88275 | 0.87978 | 0.87683 | 0.87389 | 0.87096 | 0.86803 | 0.86512 | 0.86222 | 0.85932 | 0.85644 | 0.85357
Scenario 1: Reference | SDG&E | Com | FoodServ | Com - Lodging | Electric Demand (MW) | Energy Efficiency | 0.20846 | 0.21562 | 0.22235 | 0.229 | 0.23797 | 0.24402 | 0.24982 | 0.2554 | 0.26085 | 0.26616 | 0.27125 | 0.27613 | 0.2809
Scenario 1: Reference | SDG&E | Com | FoodServ | Com - Lodging | Electric Demand (MW) | Fuel Substitution | -0.79331 | -0.78687 | -0.78048 | -0.77414 | -0.76785 | -0.76162 | -0.75543 | -0.7493 | -0.74321 | -0.73718 | -0.73119 | -0.72525 | -0.71936
Scenario 1: Reference | SDG&E | Com | FoodServ | Com - Lodging | Electric Energy (GWh/year) | Energy Efficiency | 1.1979 | 1.2348 | 1.2696 | 1.3038 | 1.348 | 1.3791 | 1.4089 | 1.4375 | 1.4655 | 1.4927 | 1.5188 | 1.5438 | 1.5682
Scenario 1: Reference | SDG&E | Com | FoodServ | Com - Lodging | Electric Energy (GWh/year) | Fuel Substitution | -9.8349 | -9.755 | -9.6758 | -9.5972 | -9.5193 | -9.442 | -9.3653 | -9.2893 | -9.2138 | -9.139 | -9.0648 | -8.9912 | -8.9182
Scenario 1: Reference | SDG&E | Com | FoodServ | Com - Lodging | Gas Energy (MMTherm/year) | Energy Efficiency | 0.047051 | 0.051127 | 0.054989 | 0.0588 | 0.062374 | 0.065867 | 0.069232 | 0.072478 | 0.075662 | 0.078767 | 0.081757 | 0.084643 | 0.087468
Scenario 1: Reference | SDG&E | Com | FoodServ | Com - Lodging | Gas Energy (MMTherm/year) | Fuel Substitution | 1.0196 | 1.0113 | 1.0031 | 0.99493 | 0.98685 | 0.97883 | 0.97088 | 0.963 | 0.95518 | 0.94742 | 0.93973 | 0.9321 | 0.92453
Scenario 1: Reference | SDG&E | Com | FoodServ | Com - Office (Large) | Electric Demand (MW) | Energy Efficiency | 0.0028914 | 0.0029227 | 0.0029539 | 0.0029853 | 0.003016 | 0.0030481 | 0.003082 | 0.0031169 | 0.0031508 | 0.0031846 | 0.0032179 | 0.0032513 | 0.0032847
Scenario 1: Reference | SDG&E | Com | FoodServ | Com - Office (Large) | Electric Energy (GWh/year) | Energy Efficiency | 0.025361 | 0.025635 | 0.025909 | 0.026185 | 0.026454 | 0.026735 | 0.027033 | 0.027339 | 0.027636 | 0.027932 | 0.028225 | 0.028517 | 0.028811
Scenario 1: Reference | SDG&E | Com | FoodServ | Com - Office (Small) | Electric Demand (MW) | Energy Efficiency | 0.0017634 | 0.0017723 | 0.0017814 | 0.0017905 | 0.0017997 | 0.0018091 | 0.0018186 | 0.0018283 | 0.001838 | 0.0018479 | 0.0018578 | 0.0018678 | 0.0018779
Scenario 1: Reference | SDG&E | Com | FoodServ | Com - Office (Small) | Electric Energy (GWh/year) | Energy Efficiency | 0.015467 | 0.015545 | 0.015625 | 0.015705 | 0.015786 | 0.015868 | 0.015952 | 0.016036 | 0.016122 | 0.016208 | 0.016295 | 0.016383 | 0.016472
Scenario 1: Reference | SDG&E | Com | FoodServ | Com - Other | Electric Demand (MW) | Energy Efficiency | 0.63764 | 0.65165 | 0.66597 | 0.68062 | 0.71402 | 0.72938 | 0.74506 | 0.76099 | 0.77714 | 0.79353 | 0.81011 | 0.82691 | 0.84397
Scenario 1: Reference | SDG&E | Com | FoodServ | Com - Other | Electric Demand (MW) | Fuel Substitution | -4.2504 | -4.2214 | -4.1925 | -4.1638 | -4.1353 | -4.107 | -4.0789 | -4.051 | -4.0233 | -3.9958 | -3.9684 | -3.9413 | -3.9143
Scenario 1: Reference | SDG&E | Com | FoodServ | Com - Other | Electric Energy (GWh/year) | Energy Efficiency | 3.3103 | 3.3814 | 3.4541 | 3.5284 | 3.686 | 3.7637 | 3.8431 | 3.9238 | 4.0056 | 4.0887 | 4.1727 | 4.2578 | 4.3443
Scenario 1: Reference | SDG&E | Com | FoodServ | Com - Other | Electric Energy (GWh/year) | Fuel Substitution | -24.8856 | -24.7153 | -24.5462 | -24.3783 | -24.2115 | -24.0458 | -23.8813 | -23.7179 | -23.5556 | -23.3945 | -23.2344 | -23.0754 | -22.9175
Scenario 1: Reference | SDG&E | Com | FoodServ | Com - Other | Gas Energy (MMTherm/year) | Energy Efficiency | 0.22167 | 0.23381 | 0.24617 | 0.25877 | 0.27142 | 0.28432 | 0.29743 | 0.31072 | 0.32415 | 0.33775 | 0.35148 | 0.36535 | 0.37941
Scenario 1: Reference | SDG&E | Com | FoodServ | Com - Other | Gas Energy (MMTherm/year) | Fuel Substitution | 2.3903 | 2.374 | 2.3577 | 2.3416 | 2.3256 | 2.3096 | 2.2938 | 2.2781 | 2.2626 | 2.2471 | 2.2317 | 2.2164 | 2.2013
Scenario 1: Reference | SDG&E | Com | FoodServ | Com - Restaurant | Electric Demand (MW) | Energy Efficiency | 1.1723 | 1.194 | 1.2164 | 1.2396 | 1.3012 | 1.3262 | 1.3519 | 1.3784 | 1.4054 | 1.4328 | 1.4609 | 1.4894 | 1.5185
Scenario 1: Reference | SDG&E | Com | FoodServ | Com - Restaurant | Electric Demand (MW) | Fuel Substitution | -9.4551 | -9.3721 | -9.2898 | -9.2083 | -9.1274 | -9.0473 | -8.9678 | -8.8891 | -8.8111 | -8.7337 | -8.657 | -8.581 | -8.5057
Scenario 1: Reference | SDG&E | Com | FoodServ | Com - Restaurant | Electric Energy (GWh/year) | Energy Efficiency | 6.2845 | 6.3932 | 6.5061 | 6.6232 | 6.9109 | 7.0366 | 7.1664 | 7.3 | 7.4362 | 7.5749 | 7.7165 | 7.8608 | 8.0077
Scenario 1: Reference | SDG&E | Com | FoodServ | Com - Restaurant | Electric Energy (GWh/year) | Fuel Substitution | -91.3129 | -90.5112 | -89.7165 | -88.9288 | -88.1481 | -87.3741 | -86.607 | -85.8466 | -85.0929 | -84.3458 | -83.6053 | -82.8713 | -82.1437
Scenario 1: Reference | SDG&E | Com | FoodServ | Com - Restaurant | Gas Energy (MMTherm/year) | Energy Efficiency | 0.43463 | 0.45862 | 0.48327 | 0.50857 | 0.53456 | 0.56104 | 0.58816 | 0.61586 | 0.64395 | 0.67242 | 0.70132 | 0.73064 | 0.76033
Scenario 1: Reference | SDG&E | Com | FoodServ | Com - Restaurant | Gas Energy (MMTherm/year) | Fuel Substitution | 9.1731 | 9.0925 | 9.0127 | 8.9336 | 8.8551 | 8.7774 | 8.7003 | 8.6239 | 8.5482 | 8.4732 | 8.3988 | 8.325 | 8.2519
Scenario 1: Reference | SDG&E | Com | FoodServ | Com - Retail | Electric Demand (MW) | Energy Efficiency | 0.0049543 | 0.0064283 | 0.0079412 | 0.0094924 | 0.011058 | 0.012664 | 0.014308 | 0.015985 | 0.01769 | 0.019426 | 0.021186 | 0.022976 | 0.024799
Scenario 1: Reference | SDG&E | Com | FoodServ | Com - Retail | Electric Energy (GWh/year) | Energy Efficiency | 0.03794 | 0.045227 | 0.05271 | 0.060386 | 0.068135 | 0.076085 | 0.084231 | 0.092542 | 0.101 | 0.1096 | 0.11833 | 0.12721 | 0.13626
Scenario 1: Reference | SDG&E | Com | FoodServ | Com - Retail | Gas Energy (MMTherm/year) | Energy Efficiency | 0.0001231 | 0.00024902 | 0.00037818 | 0.00051053 | 0.00064407 | 0.00078094 | 0.00092103 | 0.0010639 | 0.001209 | 0.0013567 | 0.0015065 | 0.0016586 | 0.0018136
Scenario 1: Reference | SDG&E | Com | FoodServ | Com - School | Electric Demand (MW) | Energy Efficiency | 0.18928 | 0.19865 | 0.20803 | 0.21743 | 0.22936 | 0.23888 | 0.24841 | 0.25796 | 0.26758 | 0.27724 | 0.28697 | 0.29677 | 0.30661
Scenario 1: Reference | SDG&E | Com | FoodServ | Com - School | Electric Demand (MW) | Fuel Substitution | -0.25213 | -0.24602 | -0.24006 | -0.23424 | -0.22857 | -0.22303 | -0.21763 | -0.21236 | -0.20721 | -0.20219 | -0.19729 | -0.19251 | -0.18785
Scenario 1: Reference | SDG&E | Com | FoodServ | Com - School | Electric Energy (GWh/year) | Energy Efficiency | 0.97009 | 1.0166 | 1.0631 | 1.1098 | 1.1677 | 1.215 | 1.2623 | 1.3097 | 1.3575 | 1.4056 | 1.4539 | 1.5026 | 1.5516
Scenario 1: Reference | SDG&E | Com | FoodServ | Com - School | Electric Energy (GWh/year) | Fuel Substitution | -3.0922 | -3.0173 | -2.9442 | -2.8728 | -2.8032 | -2.7353 | -2.669 | -2.6044 | -2.5413 | -2.4797 | -2.4196 | -2.361 | -2.3038
Scenario 1: Reference | SDG&E | Com | FoodServ | Com - School | Gas Energy (MMTherm/year) | Energy Efficiency | 0.05625 | 0.060081 | 0.063908 | 0.067734 | 0.071577 | 0.075415 | 0.079249 | 0.083086 | 0.086937 | 0.0908 | 0.09468 | 0.098576 | 0.10248
Scenario 1: Reference | SDG&E | Com | FoodServ | Com - School | Gas Energy (MMTherm/year) | Fuel Substitution | 0.32448 | 0.31662 | 0.30895 | 0.30146 | 0.29416 | 0.28703 | 0.28008 | 0.27329 | 0.26667 | 0.26021 | 0.2539 | 0.24775 | 0.24175
Scenario 1: Reference | SDG&E | Com | HVAC | Com - College | Electric Demand (MW) | Energy Efficiency | 0.23661 | 0.24854 | 0.25554 | 0.055592 | 0.063663 | 0.067045 | 0.27932 | 0.28663 | 0.092065 | 0.10057 | 0.1091 | 0.11819 | 0.12735
Scenario 1: Reference | SDG&E | Com | HVAC | Com - College | Electric Energy (GWh/year) | Energy Efficiency | 0.97554 | 1.0119 | 1.0131 | 0.12431 | 0.13002 | 0.10094 | 0.98315 | 0.98426 | 0.11753 | 0.12318 | 0.12885 | 0.1349 | 0.14101
Scenario 1: Reference | SDG&E | Com | HVAC | Com - College | Electric Energy (GWh/year) | Fuel Substitution | 0.024324 | 0.024202 | 0.02408 | 0.033908 | 0.033738 | 0 | 0 | 0 | 0 | 0 | 0 | 0 | 0
Scenario 1: Reference | SDG&E | Com | HVAC | Com - College | Gas Energy (MMTherm/year) | Energy Efficiency | 0.00015388 | 0.019985 | 0.020974 | 0.022608 | 0.023598 | 0.0059257 | 0.0061078 | 0.0069112 | 0.008328 | 0.0091443 | 0.0099634 | 0.010835 | 0.011714
Scenario 1: Reference | SDG&E | Com | HVAC | Com - College | Gas Energy (MMTherm/year) | Fuel Substitution | 0.0058899 | 0.0058603 | 0.0058308 | 0.0058015 | 0.0057723 | 0 | 0 | 0 | 0 | 0 | 0 | 0 | 0
Scenario 1: Reference | SDG&E | Com | HVAC | Com - Grocery | Electric Demand (MW) | Energy Efficiency | 1.5762 | 1.5899 | 1.6039 | 1.6185 | 1.6332 | 1.6486 | 1.6645 | 1.681 | 0.47762 | 0.48055 | 0.48353 | 0.48658 | 0.25389
Scenario 1: Reference | SDG&E | Com | HVAC | Com - Grocery | Electric Energy (GWh/year) | Energy Efficiency | 7.8434 | 7.9346 | 8.0277 | 8.124 | 8.221 | 8.3216 | 8.4257 | 8.5327 | 2.4793 | 2.5181 | 2.5574 | 2.5971 | 1.5559
Scenario 1: Reference | SDG&E | Com | HVAC | Com - Grocery | Electric Energy (GWh/year) | Fuel Substitution | -3.5825 | -3.5501 | -3.5179 | -3.4861 | -3.4545 | 0 | 0 | 0 | 0 | 0 | 0 | 0 | 0
Scenario 1: Reference | SDG&E | Com | HVAC | Com - Grocery | Gas Energy (MMTherm/year) | Energy Efficiency | -0.015009 | -0.010885 | -0.0067301 | -0.0025141 | 0.0017034 | 0.0059911 | 0.010349 | 0.014762 | 0.03638 | 0.041058 | 0.045769 | 0.05052 | 0.056063
Scenario 1: Reference | SDG&E | Com | HVAC | Com - Grocery | Gas Energy (MMTherm/year) | Fuel Substitution | 0.49728 | 0.49277 | 0.48831 | 0.48389 | 0.47951 | 0 | 0 | 0 | 0 | 0 | 0 | 0 | 0
Scenario 1: Reference | SDG&E | Com | HVAC | Com - Health | Electric Demand (MW) | Energy Efficiency | 1.2447 | 1.2625 | 1.2796 | 1.304 | 1.3207 | 1.3295 | 1.3424 | 1.3549 | 1.2996 | 1.351 | 1.3666 | 1.38 | 1.3925
Scenario 1: Reference | SDG&E | Com | HVAC | Com - Health | Electric Energy (GWh/year) | Energy Efficiency | 7.8525 | 9.9082 | 10.0535 | 10.2516 | 10.7462 | 10.8283 | 10.9373 | 11.0432 | 8.5788 | 8.995 | 9.1369 | 9.2607 | 11.2048
Scenario 1: Reference | SDG&E | Com | HVAC | Com - Health | Electric Energy (GWh/year) | Fuel Substitution | 0.27396 | 0.27304 | 0.27213 | 0.27121 | 0.2703 | 0 | 0 | 0 | 0 | 0 | 0 | 0 | 0
Scenario 1: Reference | SDG&E | Com | HVAC | Com - Health | Gas Energy (MMTherm/year) | Energy Efficiency | 0.055523 | 0.48072 | 0.4908 | 0.52853 | 0.60828 | 0.59048 | 0.59802 | 0.60535 | 0.14085 | 0.15033 | 0.16121 | 0.17089 | 0.5783
Scenario 1: Reference | SDG&E | Com | HVAC | Com - Health | Gas Energy (MMTherm/year) | Fuel Substitution | 0.031306 | 0.031201 | 0.031096 | 0.030992 | 0.030888 | 0 | 0 | 0 | 0 | 0 | 0 | 0 | 0
Scenario 1: Reference | SDG&E | Com | HVAC | Com - Lodging | Electric Demand (MW) | Energy Efficiency | 1.0293 | 1.039 | 1.0479 | 1.0566 | 1.0644 | 1.0685 | 1.0756 | 1.0822 | 0.67529 | 0.67935 | 0.68316 | 0.68674 | 0.69019
Scenario 1: Reference | SDG&E | Com | HVAC | Com - Lodging | Electric Energy (GWh/year) | Energy Efficiency | 7.8677 | 7.9418 | 8.0096 | 8.0764 | 8.1362 | 8.1693 | 8.2232 | 8.274 | 3.8173 | 3.8827 | 3.9452 | 4.0053 | 4.0639
Scenario 1: Reference | SDG&E | Com | HVAC | Com - Lodging | Electric Energy (GWh/year) | Fuel Substitution | -0.51996 | -0.51574 | -0.51155 | -0.5074 | -0.50328 | 0 | 0 | 0 | 0 | 0 | 0 | 0 | 0
Scenario 1: Reference | SDG&E | Com | HVAC | Com - Lodging | Gas Energy (MMTherm/year) | Energy Efficiency | 0.43505 | 0.4397 | 0.44398 | 0.44818 | 0.45198 | 0.44249 | 0.44584 | 0.449 | 0.096071 | 0.10191 | 0.10754 | 0.11299 | 0.11833
Scenario 1: Reference | SDG&E | Com | HVAC | Com - Lodging | Gas Energy (MMTherm/year) | Fuel Substitution | 0.11 | 0.1091 | 0.10822 | 0.10734 | 0.10647 | 0 | 0 | 0 | 0 | 0 | 0 | 0 | 0
Scenario 1: Reference | SDG&E | Com | HVAC | Com - Office (Large) | Electric Demand (MW) | Energy Efficiency | 0.023886 | 0.024145 | 0.024402 | 0.024662 | 0.024916 | 0.0099083 | 0.0099782 | 0.01005 | 0.01012 | 0.010189 | 0.010258 | 0.010326 | 0.010395
Scenario 1: Reference | SDG&E | Com | HVAC | Com - Office (Large) | Electric Energy (GWh/year) | Energy Efficiency | 0.145 | 0.14656 | 0.14813 | 0.1497 | 0.15124 | 0.042366 | 0.042545 | 0.042729 | 0.042907 | 0.043085 | 0.043261 | 0.043436 | 0.043612
Scenario 1: Reference | SDG&E | Com | HVAC | Com - Office (Large) | Gas Energy (MMTherm/year) | Energy Efficiency | 0.069469 | 0.070221 | 0.070971 | 0.071725 | 0.072463 | 0.014092 | 0.014092 | 0.014092 | 0.014092 | 0.014092 | 0.014092 | 0.014092 | 0.014092
Scenario 1: Reference | SDG&E | Com | HVAC | Com - Office (Small) | Electric Demand (MW) | Energy Efficiency | 0.032985 | 0.041672 | 0.050336 | 0.058979 | 0.06759 | 0.076193 | 0.084794 | 0.093376 | 0.10194 | 0.11048 | 0.11899 | 0.12748 | 0.13596
Scenario 1: Reference | SDG&E | Com | HVAC | Com - Office (Small) | Electric Energy (GWh/year) | Energy Efficiency | 0.058957 | 0.064208 | 0.069447 | 0.074676 | 0.079889 | 0.0851 | 0.090314 | 0.095519 | 0.10072 | 0.1059 | 0.11107 | 0.11623 | 0.12139
Scenario 1: Reference | SDG&E | Com | HVAC | Com - Office (Small) | Gas Energy (MMTherm/year) | Energy Efficiency | 0.00056979 | 0.0011379 | 0.0017044 | 0.0022695 | 0.0028322 | 0.0033944 | 0.0039562 | 0.0045167 | 0.0050759 | 0.0056332 | 0.0061889 | 0.006743 | 0.007296
Scenario 1: Reference | SDG&E | Com | HVAC | Com - Other | Electric Demand (MW) | Energy Efficiency | 1.0686 | 1.241 | 1.3662 | 1.4936 | 1.6216 | 1.7518 | 1.884 | 2.0179 | 1.3845 | 1.5088 | 2.3457 | 2.4842 | 2.6244
Scenario 1: Reference | SDG&E | Com | HVAC | Com - Other | Electric Energy (GWh/year) | Energy Efficiency | 3.2399 | 3.4922 | 3.661 | 3.833 | 4.006 | 4.1821 | 4.3614 | 4.543 | 2.1842 | 2.3288 | 4.9016 | 5.09 | 5.2808
Scenario 1: Reference | SDG&E | Com | HVAC | Com - Other | Electric Energy (GWh/year) | Fuel Substitution | -1.8026 | -1.7903 | -1.7781 | -1.7446 | -1.7327 | 0 | 0 | 0 | 0 | 0 | 0 | 0 | 0
Scenario 1: Reference | SDG&E | Com | HVAC | Com - Other | Gas Energy (MMTherm/year) | Energy Efficiency | 0.083659 | 0.10203 | 0.12069 | 0.13966 | 0.15872 | 0.17809 | 0.19775 | 0.21765 | 0.18639 | 0.20586 | 0.27617 | 0.29684 | 0.31775
Scenario 1: Reference | SDG&E | Com | HVAC | Com - Other | Gas Energy (MMTherm/year) | Fuel Substitution | 0.34967 | 0.34728 | 0.3449 | 0.34254 | 0.3402 | 0 | 0 | 0 | 0 | 0 | 0 | 0 | 0
Scenario 1: Reference | SDG&E | Com | HVAC | Com - Restaurant | Electric Demand (MW) | Energy Efficiency | 0.010263 | 0.01657 | 0.023022 | 0.029617 | 0.036363 | 0.043216 | 0.050209 | 0.057331 | 0.064532 | 0.071818 | 0.079194 | 0.08666 | 0.094207
Scenario 1: Reference | SDG&E | Com | HVAC | Com - Restaurant | Electric Energy (GWh/year) | Energy Efficiency | 0.033886 | 0.055872 | 0.078361 | 0.10135 | 0.12486 | 0.14875 | 0.17313 | 0.19795 | 0.22305 | 0.24844 | 0.27415 | 0.30017 | 0.32647
Scenario 1: Reference | SDG&E | Com | HVAC | Com - Restaurant | Electric Energy (GWh/year) | Fuel Substitution | 0.0043487 | 0.0043105 | 0.031363 | 0.031088 | 0.030815 | 0 | 0 | 0 | 0 | 0 | 0 | 0 | 0
Scenario 1: Reference | SDG&E | Com | HVAC | Com - Restaurant | Gas Energy (MMTherm/year) | Energy Efficiency | 0.69684 | 0.70243 | 0.70834 | 0.71456 | 0.72111 | 0.7279 | 0.735 | 0.74239 | 0.74997 | 0.75776 | 0.76576 | 0.77397 | 0.78238
Scenario 1: Reference | SDG&E | Com | HVAC | Com - Restaurant | Gas Energy (MMTherm/year) | Fuel Substitution | 0.0010001 | 0.00099133 | 0.0045904 | 0.0045501 | 0.0045102 | 0 | 0 | 0 | 0 | 0 | 0 | 0 | 0
Scenario 1: Reference | SDG&E | Com | HVAC | Com - Retail | Electric Demand (MW) | Energy Efficiency | 2.7175 | 2.7503 | 2.7847 | 2.8207 | 2.8574 | 2.89 | 2.9299 | 2.9711 | 0.48878 | 0.51221 | 0.53598 | 0.56012 | 0.58471
Scenario 1: Reference | SDG&E | Com | HVAC | Com - Retail | Electric Energy (GWh/year) | Energy Efficiency | 9.7285 | 9.7857 | 9.8472 | 9.9127 | 9.9802 | 10.0109 | 10.0865 | 10.1657 | 1.1755 | 1.1891 | 1.203 | 1.2171 | 1.2314
Scenario 1: Reference | SDG&E | Com | HVAC | Com - Retail | Electric Energy (GWh/year) | Fuel Substitution | 0.27932 | 0.27701 | 0.27471 | 0.27244 | 0.27018 | 0 | 0 | 0 | 0 | 0 | 0 | 0 | 0
Scenario 1: Reference | SDG&E | Com | HVAC | Com - Retail | Gas Energy (MMTherm/year) | Energy Efficiency | 0.068165 | 0.068867 | 0.069605 | 0.070381 | 0.071172 | 0.050002 | 0.050714 | 0.051451 | 0.010043 | 0.010477 | 0.010917 | 0.011364 | 0.01182
Scenario 1: Reference | SDG&E | Com | HVAC | Com - Retail | Gas Energy (MMTherm/year) | Fuel Substitution | 0.014609 | 0.014488 | 0.014368 | 0.014249 | 0.014131 | 0 | 0 | 0 | 0 | 0 | 0 | 0 | 0
Scenario 1: Reference | SDG&E | Com | HVAC | Com - School | Electric Demand (MW) | Energy Efficiency | 0.22386 | 0.24164 | 0.2594 | 0.27713 | 0.29493 | 0.31269 | 0.33041 | 0.34813 | 0.20897 | 0.23059 | 0.25217 | 0.27372 | 0.29523
Scenario 1: Reference | SDG&E | Com | HVAC | Com - School | Electric Energy (GWh/year) | Energy Efficiency | 1.1977 | 1.2369 | 1.2764 | 1.316 | 1.3562 | 1.3966 | 1.4371 | 1.4779 | 0.60467 | 0.66845 | 0.73213 | 0.79572 | 0.85915
Scenario 1: Reference | SDG&E | Com | HVAC | Com - School | Electric Energy (GWh/year) | Fuel Substitution | 0.0027076 | 0.002642 | 0.002578 | 0.0025155 | 0.0024546 | 0 | 0 | 0 | 0 | 0 | 0 | 0 | 0
Scenario 1: Reference | SDG&E | Com | HVAC | Com - School | Gas Energy (MMTherm/year) | Energy Efficiency | 0.0094845 | 0.020103 | 0.030654 | 0.041137 | 0.051597 | 0.061989 | 0.072312 | 0.082587 | 0.093804 | 0.104 | 0.11418 | 0.12435 | 0.13449
Scenario 1: Reference | SDG&E | Com | HVAC | Com - School | Gas Energy (MMTherm/year) | Fuel Substitution | 0.010345 | 0.010094 | 0.0098496 | 0.009611 | 0.0093782 | 0 | 0 | 0 | 0 | 0 | 0 | 0 | 0
Scenario 1: Reference | SDG&E | Com | HVAC | Com - Warehouse | Electric Demand (MW) | Energy Efficiency | 0.00087096 | 0.00087842 | 0.00088608 | 0.00089413 | 0.00090232 | 0.00091082 | 0.00091953 | 0.00092846 | 0.00093761 | 0.00094699 | 0.00095654 | 0.00096626 | 0.00014297
Scenario 1: Reference | SDG&E | Com | HVAC | Com - Warehouse | Electric Energy (GWh/year) | Energy Efficiency | 0.0026668 | 0.0026896 | 0.0027131 | 0.0027378 | 0.0027628 | 0.0027889 | 0.0028155 | 0.0028429 | 0.0028709 | 0.0028996 | 0.0029289 | 0.0029586 | 0.00043777
Scenario 1: Reference | SDG&E | Com | HVAC | Com - Warehouse | Electric Energy (GWh/year) | Fuel Substitution | -0.34165 | -0.34029 | -0.33811 | -0.33676 | -0.33168 | 0 | 0 | 0 | 0 | 0 | 0 | 0 | 0
Scenario 1: Reference | SDG&E | Com | HVAC | Com - Warehouse | Gas Energy (MMTherm/year) | Fuel Substitution | 0.056742 | 0.056516 | 0.05629 | 0.056066 | 0.055842 | 0 | 0 | 0 | 0 | 0 | 0 | 0 | 0
Scenario 1: Reference | SDG&E | Com | Lighting | Com - College | Electric Demand (MW) | Energy Efficiency | 0 | 0.25883 | 0.2618 | 0.26485 | 0.26785 | 0.27091 | 0.27406 | 0.27724 | 0.030293 | 0.030293 | 0.030293 | 0.030293 | 0.030293
Scenario 1: Reference | SDG&E | Com | Lighting | Com - College | Electric Energy (GWh/year) | Energy Efficiency | 0 | 1.009 | 1.0205 | 1.0324 | 1.0441 | 1.0561 | 1.0683 | 1.0807 | 0.11809 | 0.11809 | 0.11809 | 0.11809 | 0.11809
Scenario 1: Reference | SDG&E | Com | Lighting | Com - College | Gas Energy (MMTherm/year) | Energy Efficiency | 0 | -0.0045312 | -0.0045831 | -0.0046366 | -0.004689 | -0.0047427 | -0.0047978 | -0.0048535 | -0.00053032 | -0.00053032 | -0.00053032 | -0.00053032 | -0.00053032
Scenario 1: Reference | SDG&E | Com | Lighting | Com - Grocery | Electric Demand (MW) | Energy Efficiency | 0.16744 | 0.16889 | 0.17038 | 0.17193 | 0.1735 | 0.17513 | 0.17682 | 0.17858 | 0.18036 | 0.18218 | 0.18405 | 0.18595 | 0.1879
Scenario 1: Reference | SDG&E | Com | Lighting | Com - Grocery | Electric Energy (GWh/year) | Energy Efficiency | 0.96177 | 0.97011 | 0.97866 | 0.98756 | 0.99655 | 1.0059 | 1.0157 | 1.0257 | 1.036 | 1.0465 | 1.0572 | 1.0681 | 1.0793
Scenario 1: Reference | SDG&E | Com | Lighting | Com - Grocery | Gas Energy (MMTherm/year) | Energy Efficiency | -0.011472 | -0.011571 | -0.011673 | -0.011779 | -0.011887 | -0.011998 | -0.012115 | -0.012235 | -0.012357 | -0.012482 | -0.012609 | -0.01274 | -0.012874
Scenario 1: Reference | SDG&E | Com | Lighting | Com - Health | Electric Demand (MW) | Energy Efficiency | 0.35028 | 0.35682 | 0.36318 | 0.3696 | 0.37578 | 0.38164 | 0.38651 | 0.39125 | 0.3961 | 0.40142 | 0.40743 | 0.41266 | 0.41746
Scenario 1: Reference | SDG&E | Com | Lighting | Com - Health | Electric Energy (GWh/year) | Energy Efficiency | 2.1469 | 2.1871 | 2.226 | 2.2654 | 2.3032 | 2.3392 | 2.369 | 2.3981 | 2.4278 | 2.4604 | 2.4972 | 2.5293 | 2.5587
Scenario 1: Reference | SDG&E | Com | Lighting | Com - Health | Gas Energy (MMTherm/year) | Energy Efficiency | -0.01186 | -0.012081 | -0.012297 | -0.012514 | -0.012723 | -0.012921 | -0.013086 | -0.013247 | -0.013411 | -0.013591 | -0.013795 | -0.013972 | -0.014134
Scenario 1: Reference | SDG&E | Com | Lighting | Com - Office (Large) | Electric Demand (MW) | Energy Efficiency | 0.3583 | 0.36217 | 0.36604 | 0.36993 | 0.37374 | 0.37771 | 0.38192 | 0.38624 | 0.39044 | 0.39462 | 0.39876 | 0.40289 | 0.40703
Scenario 1: Reference | SDG&E | Com | Lighting | Com - Office (Large) | Electric Energy (GWh/year) | Energy Efficiency | 2.636 | 2.6645 | 2.693 | 2.7216 | 2.7496 | 2.7789 | 2.8098 | 2.8416 | 2.8725 | 2.9033 | 2.9337 | 2.9641 | 2.9946
Scenario 1: Reference | SDG&E | Com | Lighting | Com - Office (Large) | Gas Energy (MMTherm/year) | Energy Efficiency | -0.0026136 | -0.0026419 | -0.0026701 | -0.0026985 | -0.0027263 | -0.0027552 | -0.002786 | -0.0028175 | -0.0028481 | -0.0028786 | -0.0029088 | -0.0029389 | -0.0029691
Scenario 1: Reference | SDG&E | Com | Lighting | Com - Refrig. Warehouse | Electric Demand (MW) | Energy Efficiency | 0.00049932 | 0.00049973 | 0.00050042 | 0.00050117 | 0.00050208 | 0.0005032 | 0.00050458 | 0.00050622 | 0.00050817 | 0.00051037 | 0.00051287 | 0.0005157 | 0.00051882
Scenario 1: Reference | SDG&E | Com | Lighting | Com - Refrig. Warehouse | Electric Energy (GWh/year) | Energy Efficiency | 0.0044341 | 0.0044378 | 0.0044439 | 0.0044505 | 0.0044586 | 0.0044686 | 0.0044809 | 0.0044954 | 0.0045127 | 0.0045322 | 0.0045545 | 0.0045796 | 0.0046073
Scenario 1: Reference | SDG&E | Com | Lighting | Com - Restaurant | Electric Demand (MW) | Energy Efficiency | 0.11699 | 0.1176 | 0.11826 | 0.11896 | 0.11971 | 0.12049 | 0.12132 | 0.12219 | 0.12309 | 0.12402 | 0.12498 | 0.12597 | 0.12699
Scenario 1: Reference | SDG&E | Com | Lighting | Com - Restaurant | Electric Energy (GWh/year) | Energy Efficiency | 0.73153 | 0.73535 | 0.73945 | 0.74384 | 0.74853 | 0.75343 | 0.75862 | 0.76406 | 0.76969 | 0.7755 | 0.78151 | 0.78771 | 0.79409
Scenario 1: Reference | SDG&E | Com | Lighting | Com - Restaurant | Gas Energy (MMTherm/year) | Energy Efficiency | -0.0022394 | -0.002251 | -0.0022636 | -0.002277 | -0.0022914 | -0.0023064 | -0.0023223 | -0.002339 | -0.0023562 | -0.002374 | -0.0023923 | -0.0024113 | -0.0024309
Scenario 1: Reference | SDG&E | Com | Lighting | Com - Retail | Electric Demand (MW) | Energy Efficiency | 0.78921 | 0.79307 | 0.79725 | 0.80173 | 0.80637 | 0.81134 | 0.81662 | 0.82217 | 0.82797 | 0.83402 | 0.84029 | 0.84681 | 0.85361
Scenario 1: Reference | SDG&E | Com | Lighting | Com - Retail | Electric Energy (GWh/year) | Energy Efficiency | 4.9164 | 4.9405 | 4.9665 | 4.9944 | 5.0233 | 5.0542 | 5.0871 | 5.1217 | 5.1578 | 5.1955 | 5.2346 | 5.2752 | 5.3176
Scenario 1: Reference | SDG&E | Com | Lighting | Com - Retail | Gas Energy (MMTherm/year) | Energy Efficiency | -0.0073798 | -0.0074159 | -0.0074549 | -0.0074969 | -0.0075402 | -0.0075867 | -0.007636 | -0.007688 | -0.0077422 | -0.0077988 | -0.0078574 | -0.0079184 | -0.007982
Scenario 1: Reference | SDG&E | Com | Lighting | Com - Warehouse | Electric Demand (MW) | Energy Efficiency | 0.017983 | 0.018137 | 0.018295 | 0.018461 | 0.01863 | 0.018806 | 0.018986 | 0.01917 | 0.0018977 | 0.0018977 | 0.0018977 | 0.0018977 | 0.0018977
Scenario 1: Reference | SDG&E | Com | Lighting | Com - Warehouse | Electric Energy (GWh/year) | Energy Efficiency | 0.14924 | 0.15052 | 0.15183 | 0.15321 | 0.15461 | 0.15607 | 0.15756 | 0.15909 | 0.015749 | 0.015749 | 0.015749 | 0.015749 | 0.015749
Scenario 1: Reference | SDG&E | Com | Lighting | Com - Warehouse | Gas Energy (MMTherm/year) | Energy Efficiency | -0.00049853 | -0.0005028 | -0.00050719 | -0.00051179 | -0.00051648 | -0.00052135 | -0.00052633 | -0.00053144 | -5.2609e-05 | -5.2609e-05 | -5.2609e-05 | -5.2609e-05 | -5.2609e-05
Scenario 1: Reference | SDG&E | Com | WaterHeat | Com - College | Electric Demand (MW) | Energy Efficiency | 0.23718 | 0.23985 | 0.24248 | 0.2452 | 0.24786 | 0.25038 | 0.25325 | 0.25614 | 0.25908 | 0.26207 | 0.26507 | 0.26835 | 0.27167
Scenario 1: Reference | SDG&E | Com | WaterHeat | Com - College | Electric Demand (MW) | Fuel Substitution | 0 | 0 | 0 | 0 | 0 | 2.4424 | 2.4301 | 2.4179 | 2.4057 | 2.3936 | 2.3816 | 2.3696 | 2.3577
Scenario 1: Reference | SDG&E | Com | WaterHeat | Com - College | Electric Energy (GWh/year) | Energy Efficiency | 0.89957 | 0.90969 | 0.91969 | 0.92998 | 0.94006 | 0.9496 | 0.96047 | 0.97146 | 0.98258 | 0.99391 | 1.0053 | 1.0178 | 1.0303
Scenario 1: Reference | SDG&E | Com | WaterHeat | Com - College | Electric Energy (GWh/year) | Fuel Substitution | -12.4335 | -12.3709 | -12.3087 | -12.2467 | -12.1851 | 10.2354 | 10.1839 | 10.1326 | 10.0816 | 10.0309 | 9.9804 | 9.9302 | 9.8802
Scenario 1: Reference | SDG&E | Com | WaterHeat | Com - College | Gas Energy (MMTherm/year) | Energy Efficiency | 0.49682 | 0.4977 | 0.49856 | 0.49949 | 0.50039 | 0.45081 | 0.44863 | 0.44646 | 0.016942 | 0.016943 | 0.4366 | 0.43449 | 0.43239
Scenario 1: Reference | SDG&E | Com | WaterHeat | Com - College | Gas Energy (MMTherm/year) | Fuel Substitution | 1.4678 | 1.4605 | 1.4531 | 1.4458 | 1.4385 | 0 | 0 | 0 | 0 | 0 | 0 | 0 | 0
Scenario 1: Reference | SDG&E | Com | WaterHeat | Com - Grocery | Electric Demand (MW) | Energy Efficiency | 0.61673 | 0.62208 | 0.62756 | 0.63327 | 0.63903 | 0.64499 | 0.65124 | 0.6577 | 0.66425 | 0.67098 | 0.67785 | 0.68485 | 0.69205
Scenario 1: Reference | SDG&E | Com | WaterHeat | Com - Grocery | Electric Energy (GWh/year) | Energy Efficiency | 3.2388 | 3.2669 | 3.2957 | 3.3257 | 3.3559 | 3.3872 | 3.4201 | 3.454 | 3.4884 | 3.5237 | 3.5598 | 3.5966 | 3.6344
Scenario 1: Reference | SDG&E | Com | WaterHeat | Com - Grocery | Electric Energy (GWh/year) | Fuel Substitution | -0.57205 | -0.56687 | -0.56174 | -0.55665 | -0.55161 | 0 | 0 | 0 | 0 | 0 | 0 | 0 | 0
Scenario 1: Reference | SDG&E | Com | WaterHeat | Com - Grocery | Gas Energy (MMTherm/year) | Energy Efficiency | 0.476 | 0.47192 | 0.46789 | 0.46389 | 0.45994 | 0.4458 | 0.44182 | 0.43788 | 0.0037083 | 0.0037363 | 0.42338 | 0.41961 | 0.41587
Scenario 1: Reference | SDG&E | Com | WaterHeat | Com - Grocery | Gas Energy (MMTherm/year) | Fuel Substitution | 0.077504 | 0.076802 | 0.076106 | 0.075417 | 0.074734 | 0 | 0 | 0 | 0 | 0 | 0 | 0 | 0
Scenario 1: Reference | SDG&E | Com | WaterHeat | Com - Health | Electric Demand (MW) | Energy Efficiency | 0.71536 | 0.72862 | 0.7415 | 0.75449 | 0.767 | 0.77857 | 0.78851 | 0.79818 | 0.80809 | 0.81895 | 0.83122 | 0.8419 | 0.85169
Scenario 1: Reference | SDG&E | Com | WaterHeat | Com - Health | Electric Demand (MW) | Fuel Substitution | 0 | 0 | 0 | 0 | 0 | 3.0688 | 3.0585 | 3.0483 | 3.038 | 3.0278 | 3.0177 | 3.0075 | 2.9974
Scenario 1: Reference | SDG&E | Com | WaterHeat | Com - Health | Electric Energy (GWh/year) | Energy Efficiency | 5.943 | 6.0531 | 6.1601 | 6.268 | 6.3719 | 6.4681 | 6.5507 | 6.6311 | 6.7134 | 6.8036 | 6.9055 | 6.9943 | 7.0756
Scenario 1: Reference | SDG&E | Com | WaterHeat | Com - Health | Electric Energy (GWh/year) | Fuel Substitution | -34.6747 | -34.5583 | -34.4423 | -34.3267 | -34.2115 | 28.0898 | 27.9955 | 27.9015 | 27.8079 | 27.7146 | 27.6216 | 27.5289 | 27.4365
Scenario 1: Reference | SDG&E | Com | WaterHeat | Com - Health | Gas Energy (MMTherm/year) | Energy Efficiency | 0.74412 | 0.75312 | 0.76184 | 0.77064 | 0.77909 | 0.63476 | 0.63283 | 0.6309 | 0.056964 | 0.05697 | 0.62049 | 0.6186 | 0.61672
Scenario 1: Reference | SDG&E | Com | WaterHeat | Com - Health | Gas Energy (MMTherm/year) | Fuel Substitution | 4.1489 | 4.135 | 4.1211 | 4.1073 | 4.0935 | 0 | 0 | 0 | 0 | 0 | 0 | 0 | 0
Scenario 1: Reference | SDG&E | Com | WaterHeat | Com - Lodging | Electric Demand (MW) | Energy Efficiency | 0.1637 | 0.16528 | 0.16672 | 0.16814 | 0.16942 | 0.16769 | 0.16892 | 0.17009 | 0.16915 | 0.17025 | 0.17128 | 0.17226 | 0.17319
Scenario 1: Reference | SDG&E | Com | WaterHeat | Com - Lodging | Electric Demand (MW) | Fuel Substitution | 0 | 0 | 0 | 0 | 0 | 3.6317 | 3.6022 | 3.5729 | 3.5439 | 3.5151 | 3.4866 | 3.4583 | 3.4302
Scenario 1: Reference | SDG&E | Com | WaterHeat | Com - Lodging | Electric Energy (GWh/year) | Energy Efficiency | 1.3255 | 1.3383 | 1.35 | 1.3615 | 1.3719 | 1.3582 | 1.3682 | 1.3776 | 1.3713 | 1.3802 | 1.3886 | 1.3964 | 1.4041
Scenario 1: Reference | SDG&E | Com | WaterHeat | Com - Lodging | Electric Energy (GWh/year) | Fuel Substitution | -43.6313 | -43.2769 | -42.9255 | -42.5769 | -42.2312 | 32.4055 | 32.1423 | 31.8813 | 31.6224 | 31.3656 | 31.1109 | 30.8582 | 30.6076
Scenario 1: Reference | SDG&E | Com | WaterHeat | Com - Lodging | Gas Energy (MMTherm/year) | Energy Efficiency | 2.7404 | 2.7479 | 2.7541 | 2.7601 | 2.7647 | 1.6609 | 1.6485 | 1.6363 | 0.14274 | 0.14275 | 0.73898 | 0.73414 | 0.72934
Scenario 1: Reference | SDG&E | Com | WaterHeat | Com - Lodging | Gas Energy (MMTherm/year) | Fuel Substitution | 5.1198 | 5.0782 | 5.0369 | 4.996 | 4.9555 | 0 | 0 | 0 | 0 | 0 | 0 | 0 | 0
Scenario 1: Reference | SDG&E | Com | WaterHeat | Com - Office (Large) | Electric Demand (MW) | Energy Efficiency | 0.10764 | 0.10879 | 0.10994 | 0.11109 | 0.11222 | 0.11333 | 0.11459 | 0.11589 | 0.11715 | 0.11841 | 0.11965 | 0.12089 | 0.12213
Scenario 1: Reference | SDG&E | Com | WaterHeat | Com - Office (Large) | Electric Demand (MW) | Fuel Substitution | 0 | 0 | 0 | 0 | 0 | 0.22072 | 0.21363 | 0.20677 | 0.20013 | 0.1937 | 0.18748 | 0.18146 | 0.17563
Scenario 1: Reference | SDG&E | Com | WaterHeat | Com - Office (Large) | Electric Energy (GWh/year) | Energy Efficiency | 1.943 | 1.9636 | 1.9843 | 2.0051 | 2.0254 | 2.0454 | 2.0682 | 2.0916 | 2.1143 | 2.137 | 2.1594 | 2.1818 | 2.2042
Scenario 1: Reference | SDG&E | Com | WaterHeat | Com - Office (Large) | Electric Energy (GWh/year) | Fuel Substitution | -5.5652 | -5.3865 | -5.2135 | -5.046 | -4.8839 | 4.412 | 4.2703 | 4.1332 | 4.0004 | 3.8719 | 3.7476 | 3.6272 | 3.5107
Scenario 1: Reference | SDG&E | Com | WaterHeat | Com - Office (Large) | Gas Energy (MMTherm/year) | Energy Efficiency | 1.3432 | 1.307 | 1.2721 | 1.2383 | 1.2057 | 1.1007 | 1.0664 | 1.0332 | 0.032968 | 0.032968 | 0.93818 | 0.90911 | 0.88097
Scenario 1: Reference | SDG&E | Com | WaterHeat | Com - Office (Large) | Gas Energy (MMTherm/year) | Fuel Substitution | 0.65053 | 0.62963 | 0.60941 | 0.58984 | 0.57089 | 0 | 0 | 0 | 0 | 0 | 0 | 0 | 0
Scenario 1: Reference | SDG&E | Com | WaterHeat | Com - Office (Small) | Electric Demand (MW) | Energy Efficiency | 0.010119 | 0.01017 | 0.010221 | 0.010273 | 0.010326 | 0.010379 | 0.010434 | 0.010489 | 0.010545 | 0.010602 | 0.010659 | 0.010716 | 0.010774
Scenario 1: Reference | SDG&E | Com | WaterHeat | Com - Office (Small) | Electric Demand (MW) | Fuel Substitution | 0 | 0 | 0 | 0 | 0 | 0.023875 | 0.023629 | 0.023386 | 0.023145 | 0.022907 | 0.022671 | 0.022437 | 0.022206
Scenario 1: Reference | SDG&E | Com | WaterHeat | Com - Office (Small) | Electric Energy (GWh/year) | Energy Efficiency | 1.0805 | 1.0859 | 1.0913 | 1.0968 | 1.1024 | 1.1082 | 1.114 | 1.1199 | 1.1259 | 1.1319 | 1.138 | 1.1441 | 1.1503
Scenario 1: Reference | SDG&E | Com | WaterHeat | Com - Office (Small) | Electric Energy (GWh/year) | Fuel Substitution | -3.252 | -3.2185 | -3.1854 | -3.1526 | -3.1201 | 2.8183 | 2.7893 | 2.7605 | 2.7321 | 2.704 | 2.6761 | 2.6485 | 2.6213
Scenario 1: Reference | SDG&E | Com | WaterHeat | Com - Office (Small) | Gas Energy (MMTherm/year) | Energy Efficiency | 0.78771 | 0.7803 | 0.77843 | 0.77112 | 0.76389 | 0.75606 | 0.74831 | 0.74064 | 0.003446 | 0.003446 | 0.71306 | 0.70575 | 0.69852
Scenario 1: Reference | SDG&E | Com | WaterHeat | Com - Office (Small) | Gas Energy (MMTherm/year) | Fuel Substitution | 0.37631 | 0.37244 | 0.3686 | 0.36481 | 0.36105 | 0 | 0 | 0 | 0 | 0 | 0 | 0 | 0
Scenario 1: Reference | SDG&E | Com | WaterHeat | Com - Other | Electric Demand (MW) | Energy Efficiency | 4.5285 | 4.5873 | 4.6476 | 4.7097 | 4.7723 | 4.8367 | 4.9031 | 4.9707 | 5.0394 | 5.1094 | 5.1804 | 5.2524 | 5.3258
Scenario 1: Reference | SDG&E | Com | WaterHeat | Com - Other | Electric Demand (MW) | Fuel Substitution | 0 | 0 | 0 | 0 | 0 | 12.525 | 12.4393 | 12.3542 | 12.2696 | 12.1857 | 12.1023 | 12.0195 | 11.9373
Scenario 1: Reference | SDG&E | Com | WaterHeat | Com - Other | Electric Energy (GWh/year) | Energy Efficiency | 29.2251 | 29.6044 | 29.9939 | 30.3943 | 30.7983 | 31.2141 | 31.6423 | 32.0788 | 32.5224 | 32.9741 | 33.432 | 33.897 | 34.3706
Scenario 1: Reference | SDG&E | Com | WaterHeat | Com - Other | Electric Energy (GWh/year) | Fuel Substitution | -117.4336 | -116.6301 | -115.8321 | -115.0396 | -114.2525 | 89.2561 | 88.6454 | 88.0389 | 87.4365 | 86.8383 | 86.2441 | 85.654 | 85.068
Scenario 1: Reference | SDG&E | Com | WaterHeat | Com - Other | Gas Energy (MMTherm/year) | Energy Efficiency | 1.7975 | 1.8131 | 1.8293 | 1.846 | 1.863 | 1.7648 | 1.7538 | 1.7429 | 0.1466 | 0.14669 | 1.6665 | 1.6561 | 1.6459
Scenario 1: Reference | SDG&E | Com | WaterHeat | Com - Other | Gas Energy (MMTherm/year) | Fuel Substitution | 13.5487 | 13.456 | 13.3639 | 13.2725 | 13.1817 | 0 | 0 | 0 | 0 | 0 | 0 | 0 | 0
Scenario 1: Reference | SDG&E | Com | WaterHeat | Com - Refrig. Warehouse | Electric Demand (MW) | Energy Efficiency | 0.0038748 | 0.003878 | 0.0038833 | 0.0038891 | 0.0038962 | 0.0039046 | 0.0039153 | 0.003928 | 0.0039432 | 0.0039602 | 0.0039797 | 0.0040016 | 0.0040258
Scenario 1: Reference | SDG&E | Com | WaterHeat | Com - Refrig. Warehouse | Electric Demand (MW) | Fuel Substitution | 0 | 0 | 0 | 0 | 0 | 0.0025348 | 0.0025215 | 0.0025083 | 0.0024952 | 0.0024822 | 0.0024692 | 0.0024563 | 0.0024435
Scenario 1: Reference | SDG&E | Com | WaterHeat | Com - Refrig. Warehouse | Electric Energy (GWh/year) | Energy Efficiency | 0.044549 | 0.044585 | 0.044647 | 0.044712 | 0.044794 | 0.044891 | 0.045014 | 0.04516 | 0.045334 | 0.04553 | 0.045754 | 0.046006 | 0.046284
Scenario 1: Reference | SDG&E | Com | WaterHeat | Com - Refrig. Warehouse | Electric Energy (GWh/year) | Fuel Substitution | -0.040867 | -0.040654 | -0.040442 | -0.04023 | -0.04002 | 0.032127 | 0.031959 | 0.031792 | 0.031626 | 0.031461 | 0.031297 | 0.031133 | 0.030971
Scenario 1: Reference | SDG&E | Com | WaterHeat | Com - Refrig. Warehouse | Gas Energy (MMTherm/year) | Energy Efficiency | 0.00012918 | 0.00013179 | 0.0001347 | 0.00013765 | 0.00014078 | 1.7185e-05 | 1.7185e-05 | 0.014896 | 1.7185e-05 | 1.7185e-05 | 0.014664 | 0.014587 | 0.014511
Scenario 1: Reference | SDG&E | Com | WaterHeat | Com - Refrig. Warehouse | Gas Energy (MMTherm/year) | Fuel Substitution | 0.0049772 | 0.0049512 | 0.0049254 | 0.0048996 | 0.0048741 | 0 | 0 | 0 | 0 | 0 | 0 | 0 | 0
Scenario 1: Reference | SDG&E | Com | WaterHeat | Com - Restaurant | Electric Demand (MW) | Energy Efficiency | 1.5773 | 1.5852 | 1.5938 | 1.6029 | 1.6126 | 1.6231 | 1.6343 | 1.6461 | 1.6582 | 1.6707 | 1.6837 | 1.6971 | 1.7108
Scenario 1: Reference | SDG&E | Com | WaterHeat | Com - Restaurant | Electric Demand (MW) | Fuel Substitution | 0 | 0 | 0 | 0 | 0 | 13.195 | 13.0791 | 12.9643 | 12.8505 | 12.7377 | 12.6258 | 12.515 | 12.4051
Scenario 1: Reference | SDG&E | Com | WaterHeat | Com - Restaurant | Electric Energy (GWh/year) | Energy Efficiency | 8.0951 | 8.1357 | 8.1795 | 8.2263 | 8.2764 | 8.3303 | 8.3877 | 8.4479 | 8.5102 | 8.5745 | 8.641 | 8.7096 | 8.7803
Scenario 1: Reference | SDG&E | Com | WaterHeat | Com - Restaurant | Electric Energy (GWh/year) | Fuel Substitution | -76.3499 | -75.6795 | -75.0151 | -74.3565 | -73.7037 | 74.874 | 74.2166 | 73.565 | 72.9191 | 72.2789 | 71.6443 | 71.0153 | 70.3918
Scenario 1: Reference | SDG&E | Com | WaterHeat | Com - Restaurant | Gas Energy (MMTherm/year) | Energy Efficiency | 0.045576 | 0.061401 | 0.077594 | 0.094154 | 0.1111 | 0.091036 | 0.091099 | 0.3163 | 0.091234 | 0.091304 | 0.31064 | 0.30879 | 0.30696
Scenario 1: Reference | SDG&E | Com | WaterHeat | Com - Restaurant | Gas Energy (MMTherm/year) | Fuel Substitution | 9.2926 | 9.211 | 9.1302 | 9.05 | 8.9705 | 0 | 0 | 0 | 0 | 0 | 0 | 0 | 0
Scenario 1: Reference | SDG&E | Com | WaterHeat | Com - Retail | Electric Demand (MW) | Energy Efficiency | 0.3731 | 0.37464 | 0.37632 | 0.37815 | 0.38005 | 0.3821 | 0.3843 | 0.38662 | 0.36993 | 0.37263 | 0.37543 | 0.37835 | 0.38139
Scenario 1: Reference | SDG&E | Com | WaterHeat | Com - Retail | Electric Demand (MW) | Fuel Substitution | 0 | 0 | 0 | 0 | 0 | 0.51568 | 0.51141 | 0.50718 | 0.50298 | 0.49881 | 0.49468 | 0.49058 | 0.48652
Scenario 1: Reference | SDG&E | Com | WaterHeat | Com - Retail | Electric Energy (GWh/year) | Energy Efficiency | 2.2693 | 2.2795 | 2.2905 | 2.3024 | 2.3148 | 2.3282 | 2.3424 | 2.3574 | 2.3126 | 2.3295 | 2.3471 | 2.3653 | 2.3843
Scenario 1: Reference | SDG&E | Com | WaterHeat | Com - Retail | Electric Energy (GWh/year) | Fuel Substitution | -3.8546 | -3.8227 | -3.791 | -3.7596 | -3.7285 | 3.5629 | 3.5334 | 3.5042 | 3.4752 | 3.4464 | 3.4178 | 3.3895 | 3.3614
Scenario 1: Reference | SDG&E | Com | WaterHeat | Com - Retail | Gas Energy (MMTherm/year) | Energy Efficiency | 1.5815 | 1.5692 | 1.5569 | 1.5448 | 1.5328 | 1.5201 | 1.5076 | 1.4951 | 0.003685 | 0.003685 | 1.4571 | 1.4451 | 1.4332
Scenario 1: Reference | SDG&E | Com | WaterHeat | Com - Retail | Gas Energy (MMTherm/year) | Fuel Substitution | 0.43943 | 0.43579 | 0.43218 | 0.4286 | 0.42505 | 0 | 0 | 0 | 0 | 0 | 0 | 0 | 0
Scenario 1: Reference | SDG&E | Com | WaterHeat | Com - School | Electric Demand (MW) | Energy Efficiency | 0.13403 | 0.13581 | 0.13763 | 0.1395 | 0.14144 | 0.14341 | 0.14547 | 0.14758 | 0.14974 | 0.15195 | 0.15422 | 0.15654 | 0.15891
Scenario 1: Reference | SDG&E | Com | WaterHeat | Com - School | Electric Demand (MW) | Fuel Substitution | 0 | 0 | 0 | 0 | 0 | 0.87962 | 0.85831 | 0.83751 | 0.81722 | 0.79742 | 0.7781 | 0.75925 | 0.74086
Scenario 1: Reference | SDG&E | Com | WaterHeat | Com - School | Electric Energy (GWh/year) | Energy Efficiency | 1.8198 | 1.844 | 1.8687 | 1.894 | 1.9201 | 1.9468 | 1.9748 | 2.0035 | 2.0328 | 2.0629 | 2.0937 | 2.1252 | 2.1573
Scenario 1: Reference | SDG&E | Com | WaterHeat | Com - School | Electric Energy (GWh/year) | Fuel Substitution | -15.9644 | -15.5776 | -15.2002 | -14.8319 | -14.4726 | 13.2358 | 12.9151 | 12.6022 | 12.2969 | 11.999 | 11.7083 | 11.4246 | 11.1478
Scenario 1: Reference | SDG&E | Com | WaterHeat | Com - School | Gas Energy (MMTherm/year) | Energy Efficiency | 0.66068 | 0.65582 | 0.65129 | 0.64705 | 0.64315 | 0.59261 | 0.5796 | 0.56692 | 0.055242 | 0.055261 | 0.52911 | 0.51765 | 0.50647
Scenario 1: Reference | SDG&E | Com | WaterHeat | Com - School | Gas Energy (MMTherm/year) | Fuel Substitution | 1.912 | 1.8657 | 1.8205 | 1.7764 | 1.7333 | 0 | 0 | 0 | 0 | 0 | 0 | 0 | 0
Scenario 1: Reference | SDG&E | Com | WaterHeat | Com - Warehouse | Electric Demand (MW) | Energy Efficiency | 0.034039 | 0.03407 | 0.034104 | 0.034145 | 0.034188 | 0.034233 | 0.034284 | 0.03434 | 0.014305 | 0.014448 | 0.014593 | 0.014742 | 0.014894
Scenario 1: Reference | SDG&E | Com | WaterHeat | Com - Warehouse | Electric Demand (MW) | Fuel Substitution | 0 | 0 | 0 | 0 | 0 | 0.0073258 | 0.0072965 | 0.0072675 | 0.0072385 | 0.0072096 | 0.0071809 | 0.0071523 | 0.0071238
Scenario 1: Reference | SDG&E | Com | WaterHeat | Com - Warehouse | Electric Energy (GWh/year) | Energy Efficiency | 0.41737 | 0.42011 | 0.42295 | 0.42593 | 0.42898 | 0.43204 | 0.43531 | 0.43866 | 0.37857 | 0.38236 | 0.38622 | 0.39014 | 0.39417
Scenario 1: Reference | SDG&E | Com | WaterHeat | Com - Warehouse | Electric Energy (GWh/year) | Fuel Substitution | -0.30867 | -0.30744 | -0.30621 | -0.30499 | -0.30378 | 0.21436 | 0.21351 | 0.21265 | 0.21181 | 0.21096 | 0.21012 | 0.20928 | 0.20845
Scenario 1: Reference | SDG&E | Com | WaterHeat | Com - Warehouse | Gas Energy (MMTherm/year) | Energy Efficiency | 1.1994 | 1.1947 | 1.1901 | 1.1854 | 1.1808 | 1.1713 | 1.1666 | 1.162 | 0.00052399 | 0.00052399 | 1.1289 | 1.1244 | 1.1199
Scenario 1: Reference | SDG&E | Com | WaterHeat | Com - Warehouse | Gas Energy (MMTherm/year) | Fuel Substitution | 0.036309 | 0.036164 | 0.03602 | 0.035876 | 0.035733 | 0 | 0 | 0 | 0 | 0 | 0 | 0 | 0
Scenario 1: Reference | SDG&E | Res | AppPlug | Res - Multi Family | Electric Demand (MW) | Energy Efficiency | 0.037417 | 0.037956 | 0.038478 | 0.73927 | 0.74912 | 0.75851 | 0.76744 | 0.7758 | 0.78356 | 0.79074 | 0.7974 | 0.80364 | 0.80952
Scenario 1: Reference | SDG&E | Res | AppPlug | Res - Multi Family | Electric Energy (GWh/year) | Energy Efficiency | 0.2657 | 0.26953 | 0.27323 | 5.2496 | 5.3195 | 5.3862 | 5.4496 | 5.509 | 5.5641 | 5.6151 | 5.6624 | 5.7067 | 5.7484
Scenario 1: Reference | SDG&E | Res | AppPlug | Res - Multi Family | Electric Energy (GWh/year) | Fuel Substitution | -11.5726 | -11.5533 | -11.534 | -11.5147 | -11.4955 | 0 | 0 | 0 | 0 | 0 | 0 | 0 | 0
Scenario 1: Reference | SDG&E | Res | AppPlug | Res - Multi Family | Gas Energy (MMTherm/year) | Energy Efficiency | 0.025528 | 0.025896 | 0.026252 | 0.50438 | 0.5111 | 0.51751 | 0.5236 | 0.5293 | 0.5346 | 0.5395 | 0.54404 | 0.5483 | 0.55231
Scenario 1: Reference | SDG&E | Res | AppPlug | Res - Multi Family | Gas Energy (MMTherm/year) | Fuel Substitution | 2.4528 | 2.4487 | 2.4446 | 2.4405 | 2.4365 | 0 | 0 | 0 | 0 | 0 | 0 | 0 | 0
Scenario 1: Reference | SDG&E | Res | AppPlug | Res - Single Family | Electric Demand (MW) | Energy Efficiency | 0 | 0 | 0 | 0 | 0 | 0.019352 | 0.01948 | 0.019597 | 0.019705 | 0.019804 | 0.019896 | 0.019981 | 0.02006
Scenario 1: Reference | SDG&E | Res | AppPlug | Res - Single Family | Electric Energy (GWh/year) | Energy Efficiency | 0 | 0 | 0 | 0 | 0 | 0.12322 | 0.12403 | 0.12478 | 0.12546 | 0.1261 | 0.12668 | 0.12722 | 0.12772
Scenario 1: Reference | SDG&E | Res | AppPlug | Res - Single Family | Electric Energy (GWh/year) | Fuel Substitution | -19.6897 | -19.6794 | -19.669 | -19.6587 | -19.6484 | 0 | 0 | 0 | 0 | 0 | 0 | 0 | 0
Scenario 1: Reference | SDG&E | Res | AppPlug | Res - Single Family | Gas Energy (MMTherm/year) | Energy Efficiency | 0.0012296 | 0.0026842 | 0.0042321 | 0.0057633 | 0.0071333 | 0.030346 | 0.030499 | 0.03064 | 0.03077 | 0.030889 | 0.030998 | 0.0311 | 0.031195
Scenario 1: Reference | SDG&E | Res | AppPlug | Res - Single Family | Gas Energy (MMTherm/year) | Fuel Substitution | 4.1772 | 4.175 | 4.1728 | 4.1706 | 4.1685 | 0 | 0 | 0 | 0 | 0 | 0 | 0 | 0
Scenario 1: Reference | SDG&E | Res | BldgEnv | Res - Multi Family | Electric Demand (MW) | Energy Efficiency | 0 | 0 | 0 | 0.029005 | 0.028956 | 0.23374 | 0.23335 | 0.23296 | 0.23257 | 0.23219 | 0.2318 | 0.23141 | 0.23102
Scenario 1: Reference | SDG&E | Res | BldgEnv | Res - Multi Family | Electric Energy (GWh/year) | Energy Efficiency | 0 | 0 | 0 | 0.13608 | 0.13585 | 0.45506 | 0.4543 | 0.45354 | 0.45279 | 0.45203 | 0.45127 | 0.45052 | 0.44977
Scenario 1: Reference | SDG&E | Res | BldgEnv | Res - Multi Family | Gas Energy (MMTherm/year) | Energy Efficiency | 0 | 0 | 0 | 0.049002 | 0.04892 | 0.24638 | 0.24597 | 0.24556 | 0.24515 | 0.24474 | 0.24433 | 0.24392 | 0.24352
Scenario 1: Reference | SDG&E | Res | BldgEnv | Res - Single Family | Electric Demand (MW) | Energy Efficiency | 5.0387 | 5.0637 | 5.0905 | 5.1169 | 5.1403 | 5.1621 | 5.1823 | 5.2007 | 0.41649 | 0.41638 | 0.41626 | 0.41615 | 0.41604
Scenario 1: Reference | SDG&E | Res | BldgEnv | Res - Single Family | Electric Energy (GWh/year) | Energy Efficiency | 9.2186 | 9.1889 | 9.1576 | 9.1266 | 9.0984 | 9.0716 | 9.0463 | 9.0225 | 1.4518 | 1.451 | 1.4501 | 1.4492 | 1.4484
Scenario 1: Reference | SDG&E | Res | BldgEnv | Res - Single Family | Gas Energy (MMTherm/year) | Energy Efficiency | 2.4456 | 2.4507 | 2.4561 | 2.4615 | 2.4662 | 2.4705 | 2.4744 | 2.478 | 0.36085 | 0.36068 | 0.36052 | 0.36035 | 0.36019
Scenario 1: Reference | SDG&E | Res | HVAC | Res - Multi Family | Electric Demand (MW) | Energy Efficiency | 7.3159 | 7.3037 | 7.2915 | 7.2793 | 7.2672 | 7.255 | 7.2429 | 7.2308 | 7.2187 | 7.2067 | 7.1947 | 7.1826 | 7.1707
Scenario 1: Reference | SDG&E | Res | HVAC | Res - Multi Family | Electric Energy (GWh/year) | Energy Efficiency | 5.6837 | 5.6742 | 5.6647 | 5.6552 | 5.651 | 5.6466 | 5.642 | 5.6372 | 5.632 | 5.6266 | 5.621 | 5.6152 | 5.6093
Scenario 1: Reference | SDG&E | Res | HVAC | Res - Multi Family | Electric Energy (GWh/year) | Fuel Substitution | -1.2924 | -1.2833 | -1.1769 | -1.175 | -1.173 | 0 | 0 | 0 | 0 | 0 | 0 | 0 | 0
Scenario 1: Reference | SDG&E | Res | HVAC | Res - Multi Family | Gas Energy (MMTherm/year) | Energy Efficiency | 0 | 0 | 0 | 0 | 0.00067988 | 0.0013324 | 0.0019559 | 0.002545 | 0.003097 | 0.0036132 | 0.0040972 | 0.0045558 | 0.0049919
Scenario 1: Reference | SDG&E | Res | HVAC | Res - Multi Family | Gas Energy (MMTherm/year) | Fuel Substitution | 0.93623 | 0.93711 | 0.93555 | 0.93399 | 0.93243 | 0 | 0 | 0 | 0 | 0 | 0 | 0 | 0
Scenario 1: Reference | SDG&E | Res | HVAC | Res - Single Family | Electric Demand (MW) | Energy Efficiency | 71.7652 | 72.0474 | 72.3502 | 72.6493 | 72.9129 | 72.994 | 73.0898 | 73.1756 | 54.6202 | 54.5925 | 54.5649 | 54.5373 | 54.5097
Scenario 1: Reference | SDG&E | Res | HVAC | Res - Single Family | Electric Demand (MW) | Fuel Substitution | 0 | 0 | 0 | 0 | 0 | 0.066807 | 0.066772 | 0.066737 | 0 | 0 | 0 | 0 | 0
Scenario 1: Reference | SDG&E | Res | HVAC | Res - Single Family | Electric Energy (GWh/year) | Energy Efficiency | 35.4458 | 35.6927 | 35.9567 | 36.2175 | 36.4536 | 34.0665 | 34.1421 | 34.2109 | 21.8482 | 21.8407 | 21.833 | 21.8251 | 21.8171
Scenario 1: Reference | SDG&E | Res | HVAC | Res - Single Family | Electric Energy (GWh/year) | Fuel Substitution | -63.0907 | -63.0576 | -63.0166 | -62.9251 | -62.892 | 0.067914 | 0.067878 | 0.067842 | 0 | 0 | 0 | 0 | 0
Scenario 1: Reference | SDG&E | Res | HVAC | Res - Single Family | Gas Energy (MMTherm/year) | Energy Efficiency | 0.13431 | 0.13709 | 0.14004 | 0.14297 | 0.14616 | -0.055124 | -0.055074 | -0.055024 | 0.015016 | 0.015424 | 0.015802 | 0.016156 | 0.01649
Scenario 1: Reference | SDG&E | Res | HVAC | Res - Single Family | Gas Energy (MMTherm/year) | Fuel Substitution | 20.1745 | 20.1639 | 20.1533 | 20.1427 | 20.1322 | 0 | 0 | 0 | 0 | 0 | 0 | 0 | 0
Scenario 1: Reference | SDG&E | Res | WaterHeat | Res - Multi Family | Electric Demand (MW) | Energy Efficiency | 5.129 | 5.2028 | 5.2742 | 5.3448 | 5.4101 | 5.4731 | 5.533 | 5.5891 | 5.6412 | 5.6893 | 5.734 | 5.7759 | 5.8153
Scenario 1: Reference | SDG&E | Res | WaterHeat | Res - Multi Family | Electric Demand (MW) | Fuel Substitution | 0 | 0 | 0 | 0 | 0 | 12.0734 | 12.0532 | 12.0331 | 12.013 | 11.9929 | 11.9729 | 11.9529 | 11.9329
Scenario 1: Reference | SDG&E | Res | WaterHeat | Res - Multi Family | Electric Energy (GWh/year) | Energy Efficiency | 25.2601 | 25.6245 | 25.9774 | 26.3264 | 26.6492 | 26.9608 | 27.2568 | 27.5342 | 27.7916 | 28.0298 | 28.2506 | 28.4578 | 28.6528
Scenario 1: Reference | SDG&E | Res | WaterHeat | Res - Multi Family | Electric Energy (GWh/year) | Fuel Substitution | -5068.4911 | -5060.0273 | -5051.5775 | -5043.1419 | -5034.7204 | 66.7216 | 66.6102 | 66.4989 | 66.3879 | 66.277 | 66.1664 | 66.0559 | 65.9456
Scenario 1: Reference | SDG&E | Res | WaterHeat | Res - Multi Family | Gas Energy (MMTherm/year) | Energy Efficiency | 1.1294 | 1.1815 | 1.2321 | 1.2822 | 1.3288 | 1.3495 | 1.3693 | 1.3878 | 1.4051 | 1.4211 | 1.436 | 1.4501 | 1.4633
Scenario 1: Reference | SDG&E | Res | WaterHeat | Res - Multi Family | Gas Energy (MMTherm/year) | Fuel Substitution | 369.6767 | 369.0594 | 368.4431 | 367.8279 | 367.2136 | 0 | 0 | 0 | 0 | 0 | 0 | 0 | 0
Scenario 1: Reference | SDG&E | Res | WaterHeat | Res - Single Family | Electric Demand (MW) | Energy Efficiency | 3.6057 | 3.6331 | 3.6623 | 3.6912 | 3.7169 | 3.7429 | 3.7671 | 3.7893 | 3.8097 | 3.8284 | 3.8456 | 3.8617 | 3.8767
Scenario 1: Reference | SDG&E | Res | WaterHeat | Res - Single Family | Electric Demand (MW) | Fuel Substitution | 0 | 0 | 0 | 0 | 0 | 67.9918 | 67.9561 | 67.9205 | 67.8848 | 67.8492 | 67.8136 | 67.778 | 67.7424
Scenario 1: Reference | SDG&E | Res | WaterHeat | Res - Single Family | Electric Energy (GWh/year) | Energy Efficiency | 18.5719 | 18.713 | 18.8638 | 19.0128 | 19.1452 | 19.2805 | 19.4058 | 19.5211 | 19.627 | 19.7242 | 19.8138 | 19.8973 | 19.9752
Scenario 1: Reference | SDG&E | Res | WaterHeat | Res - Single Family | Electric Energy (GWh/year) | Fuel Substitution | -465.1878 | -464.9436 | -464.6996 | -464.4557 | -464.2119 | 401.9809 | 401.7699 | 401.559 | 401.3482 | 401.1376 | 400.927 | 400.7166 | 400.5063
Scenario 1: Reference | SDG&E | Res | WaterHeat | Res - Single Family | Gas Energy (MMTherm/year) | Energy Efficiency | 3.6924 | 3.8514 | 4.0207 | 4.1882 | 4.3378 | 4.3846 | 4.4282 | 4.4683 | 4.5053 | 4.5393 | 4.5708 | 4.6002 | 4.6277
Scenario 1: Reference | SDG&E | Res | WaterHeat | Res - Single Family | Gas Energy (MMTherm/year) | Fuel Substitution | 71.1265 | 71.0891 | 71.0518 | 71.0145 | 70.9773 | 0 | 0 | 0 | 0 | 0 | 0 | 0 | 0

## Incr. Achievable Pot. Detail (hidden)
Scenario | Utility | Sector | End Use | Building Type | Savings Type | Measure Type | 2025 | 2026 | 2027 | 2028 | 2029 | 2030 | 2031 | 2032 | 2033 | 2034 | 2035 | 2036 | 2037
2023 PG Study Reference Scenario | PG&E | Ag | HVAC | Ag - Irrigated Agriculture, vineyards, forestry and greenhouses | Gas Energy (MMTherm/year) | Energy Efficiency | 0.0085459 | 0.0094611 | 0.01041 | 0.011375 | 0.012335 | 0.013264 | 0.014129 | 0.014905 | 0.015558 | 0.016058 | 0.036538
2023 PG Study Reference Scenario | PG&E | Ag | Lighting | Ag - Irrigated Agriculture, vineyards, forestry and greenhouses | Electric Demand (MW) | Energy Efficiency | 1.2436 | 1.1331 | 0.96334 | 0.76594 | 0.57318 | 0.40788 | 0.2834 | 0.19127 | 0.12646 | 0.082448 | 0.05327
2023 PG Study Reference Scenario | PG&E | Ag | Lighting | Ag - Irrigated Agriculture, vineyards, forestry and greenhouses | Electric Energy (GWh/year) | Energy Efficiency | 7.5928 | 7.231 | 6.4062 | 5.2914 | 4.1009 | 3.0123 | 2.093 | 1.4126 | 0.93393 | 0.6089 | 0.39341
2023 PG Study Reference Scenario | PG&E | Ag | MachDr | Ag - Dairies, fishing, hunting | Electric Demand (MW) | Energy Efficiency | 0.70415 | 0.47686 | 0.29735 | 0.10527 | 0 | 0.097412 | 0.08622 | 0.047764 | 0.026192 | 0 | 0
2023 PG Study Reference Scenario | PG&E | Ag | MachDr | Ag - Dairies, fishing, hunting | Electric Energy (GWh/year) | Energy Efficiency | 1.2324 | 0.83458 | 0.5204 | 0.18424 | 0 | 0.17049 | 0.1509 | 0.083594 | 0.04584 | 0 | 0
2023 PG Study Reference Scenario | PG&E | Ag | MachDr | Ag - Water pumping | Electric Demand (MW) | Energy Efficiency | 2.1541 | 1.3166 | 0.76035 | 0.42391 | 0.23138 | 0.12486 | 0.066991 | 0.035884 | 0.019202 | 0.010273 | 0.0054997
2023 PG Study Reference Scenario | PG&E | Ag | MachDr | Ag - Water pumping | Electric Energy (GWh/year) | Energy Efficiency | 3.7699 | 2.3042 | 1.3307 | 0.74191 | 0.40496 | 0.21852 | 0.11725 | 0.062802 | 0.033606 | 0.017979 | 0.0096252
2023 PG Study Reference Scenario | PG&E | Ag | ProcHeat | Ag - Dairies, fishing, hunting | Gas Energy (MMTherm/year) | Energy Efficiency | 6.5521e-07 | 7.6891e-08 | 8.9961e-09 | 1.049e-09 | 1.2189e-10 | 1.4113e-11 | 1.6263e-12 | 1.8843e-13 | 2.1934e-14 | 2.5618e-15 | 2.8572e-16
2023 PG Study Reference Scenario | PG&E | Ag | ProcHeat | Ag - Irrigated Agriculture, vineyards, forestry and greenhouses | Gas Energy (MMTherm/year) | Energy Efficiency | 0.041037 | 0.026035 | 0.01519 | 0.0088024 | 0.0050528 | 0.0028782 | 0.0015976 | 0.00089806 | 0.00050301 | 0.0002809 | 0.00015649
2023 PG Study Reference Scenario | PG&E | Ag | WholeBlg | Ag - Dairies, fishing, hunting | Electric Demand (MW) | Energy Efficiency | 0.08953 | 0.089787 | 0.090793 | 0.092972 | 0.097401 | 0.10556 | 0.10394 | 0.10243 | 0.10091 | 0.099414 | 0.097922
2023 PG Study Reference Scenario | PG&E | Ag | WholeBlg | Ag - Dairies, fishing, hunting | Electric Energy (GWh/year) | Energy Efficiency | 0.45981 | 0.46114 | 0.4663 | 0.47749 | 0.50024 | 0.54216 | 0.53385 | 0.52609 | 0.51827 | 0.51058 | 0.50292
2023 PG Study Reference Scenario | PG&E | Ag | WholeBlg | Ag - Dairies, fishing, hunting | Gas Energy (MMTherm/year) | Energy Efficiency | 0.019228 | 0.018843 | 0.018476 | 0.018131 | 0.017819 | 0.017555 | 0.017193 | 0.016838 | 0.016491 | 0.016151 | 0.015819
2023 PG Study Reference Scenario | PG&E | Ag | WholeBlg | Ag - Irrigated Agriculture, vineyards, forestry and greenhouses | Electric Demand (MW) | Energy Efficiency | 1.0286 | 1.172 | 1.3875 | 1.7224 | 2.2579 | 3.1359 | 3.1862 | 3.2386 | 3.2928 | 3.3466 | 3.4002
2023 PG Study Reference Scenario | PG&E | Ag | WholeBlg | Ag - Irrigated Agriculture, vineyards, forestry and greenhouses | Electric Energy (GWh/year) | Energy Efficiency | 5.2826 | 6.0195 | 7.1258 | 8.8462 | 11.5963 | 16.1054 | 16.3641 | 16.6331 | 16.9114 | 17.188 | 17.4629
2023 PG Study Reference Scenario | PG&E | Ag | WholeBlg | Ag - Irrigated Agriculture, vineyards, forestry and greenhouses | Gas Energy (MMTherm/year) | Energy Efficiency | 0.15707 | 0.15378 | 0.15055 | 0.14738 | 0.14429 | 0.14126 | 0.13829 | 0.13539 | 0.13255 | 0.12976 | 0.12704
2023 PG Study Reference Scenario | PG&E | Ag | WholeBlg | Ag - Water pumping | Electric Demand (MW) | Energy Efficiency | 0.32193 | 0.33908 | 0.36612 | 0.40893 | 0.47831 | 0.59285 | 0.59408 | 0.59502 | 0.59554 | 0.59587 | 0.59579
2023 PG Study Reference Scenario | PG&E | Ag | WholeBlg | Ag - Water pumping | Electric Energy (GWh/year) | Energy Efficiency | 1.6534 | 1.7415 | 1.8803 | 2.1002 | 2.4566 | 3.0448 | 3.0511 | 3.056 | 3.0586 | 3.0603 | 3.0599
2023 PG Study Reference Scenario | PG&E | Ag | WholeBlg | Ag - Water pumping | Gas Energy (MMTherm/year) | Energy Efficiency | 0.0080671 | 0.0078977 | 0.0077318 | 0.0075695 | 0.0074105 | 0.0072549 | 0.0071025 | 0.0069534 | 0.0068074 | 0.0066644 | 0.0065245
2023 PG Study Reference Scenario | PG&E | Com | AppPlug | Com - College | Electric Demand (MW) | Energy Efficiency | 0.00018597 | 0.00017752 | 0.00016808 | 0.000164 | 0.00010364 | 9.7325e-05 | 1.7946e-05 | 9.3871e-05 | 9.6881e-05 | 9.713e-05 | 9.7523e-05
2023 PG Study Reference Scenario | PG&E | Com | AppPlug | Com - College | Electric Energy (GWh/year) | Energy Efficiency | 0.0048872 | 0.0046652 | 0.0044171 | 0.0043099 | 0.0027237 | 0.0025577 | 0.00047163 | 0.0024669 | 0.002546 | 0.0025526 | 0.0025629
2023 PG Study Reference Scenario | PG&E | Com | AppPlug | Com - College | Gas Energy (MMTherm/year) | Energy Efficiency | 0 | 0 | 0 | 0 | 0 | 0 | 0 | 0 | 0 | 0 | 0
2023 PG Study Reference Scenario | PG&E | Com | AppPlug | Com - Grocery | Electric Demand (MW) | Energy Efficiency | 1.1001e-05 | 8.9867e-06 | 7.5086e-06 | 6.1558e-06 | 4.8809e-06 | 4.269e-06 | 5.7024e-07 | 3.1277e-06 | 2.6525e-06 | 2.4696e-06 | 2.3666e-06
2023 PG Study Reference Scenario | PG&E | Com | AppPlug | Com - Grocery | Electric Energy (GWh/year) | Energy Efficiency | 0.00028911 | 0.00023617 | 0.00019732 | 0.00016177 | 0.00012827 | 0.00011219 | 1.4986e-05 | 8.2196e-05 | 6.9707e-05 | 6.4902e-05 | 6.2194e-05
2023 PG Study Reference Scenario | PG&E | Com | AppPlug | Com - Health | Electric Demand (MW) | Energy Efficiency | 0.00018323 | 0.00017337 | 0.00017379 | 0.0001729 | 0.00017696 | 0.00017975 | 3.3964e-05 | 0.00018443 | 0.00018523 | 0.00018415 | 0.00017909
2023 PG Study Reference Scenario | PG&E | Com | AppPlug | Com - Health | Electric Energy (GWh/year) | Energy Efficiency | 0.017688 | 0.018542 | 0.02052 | 0.022136 | 0.024299 | 0.026299 | 0.02451 | 0.030195 | 0.067151 | 0.069293 | 0.070662
2023 PG Study Reference Scenario | PG&E | Com | AppPlug | Com - Health | Gas Energy (MMTherm/year) | Energy Efficiency | 0.033384 | 0.03627 | 0.04137 | 0.045623 | 0.050956 | 0.055951 | 0.061248 | 0.065737 | 0.16152 | 0.16715 | 0.17105
2023 PG Study Reference Scenario | PG&E | Com | AppPlug | Com - Lodging | Electric Demand (MW) | Energy Efficiency | 4.9022e-05 | 4.8752e-05 | 4.9019e-05 | 4.9338e-05 | 5.0589e-05 | 5.1482e-05 | 9.9871e-06 | 5.3252e-05 | 5.4052e-05 | 5.5147e-05 | 5.6161e-05
2023 PG Study Reference Scenario | PG&E | Com | AppPlug | Com - Lodging | Electric Energy (GWh/year) | Energy Efficiency | 0.023145 | 0.025465 | 0.027934 | 0.030175 | 0.032854 | 0.035279 | 0.036614 | 0.040154 | 0.060251 | 0.062945 | 0.065603
2023 PG Study Reference Scenario | PG&E | Com | AppPlug | Com - Lodging | Gas Energy (MMTherm/year) | Energy Efficiency | 0.057817 | 0.063907 | 0.070354 | 0.076191 | 0.083113 | 0.089393 | 0.09573 | 0.10201 | 0.15411 | 0.16108 | 0.16795
2023 PG Study Reference Scenario | PG&E | Com | AppPlug | Com - Office (Large) | Electric Demand (MW) | Energy Efficiency | 0.0017905 | 0.0017504 | 0.0017675 | 0.0017796 | 0.0018246 | 0.0018655 | 0.00035328 | 0.0019403 | 0.0019518 | 0.0019987 | 0.0020371
2023 PG Study Reference Scenario | PG&E | Com | AppPlug | Com - Office (Large) | Electric Energy (GWh/year) | Energy Efficiency | 0.047054 | 0.046001 | 0.046449 | 0.046768 | 0.047951 | 0.049026 | 0.0092843 | 0.050992 | 0.051292 | 0.052527 | 0.053536
2023 PG Study Reference Scenario | PG&E | Com | AppPlug | Com - Office (Large) | Gas Energy (MMTherm/year) | Energy Efficiency | 0 | 0 | 0 | 0 | 0 | 0 | 0 | 0 | 0 | 0 | 0
2023 PG Study Reference Scenario | PG&E | Com | AppPlug | Com - Office (Small) | Electric Demand (MW) | Energy Efficiency | 0.00052988 | 0.00051862 | 0.00051674 | 0.00051815 | 0.0005223 | 0.00053213 | 0.0001009 | 0.00055126 | 0.00056096 | 0.00057289 | 0.00058562
2023 PG Study Reference Scenario | PG&E | Com | AppPlug | Com - Office (Small) | Electric Energy (GWh/year) | Energy Efficiency | 0.013925 | 0.013629 | 0.01358 | 0.013617 | 0.013726 | 0.013984 | 0.0026516 | 0.014487 | 0.014742 | 0.015055 | 0.01539
2023 PG Study Reference Scenario | PG&E | Com | AppPlug | Com - Office (Small) | Gas Energy (MMTherm/year) | Energy Efficiency | 0 | 0 | 0 | 0 | 0 | 0 | 0 | 0 | 0 | 0 | 0
2023 PG Study Reference Scenario | PG&E | Com | AppPlug | Com - Other | Electric Demand (MW) | Energy Efficiency | 0.00020104 | 0.00019247 | 0.00018818 | 0.00018526 | 0.00018296 | 0.00018485 | 3.4798e-05 | 0.00018921 | 0.00018958 | 0.00019203 | 0.00019507
2023 PG Study Reference Scenario | PG&E | Com | AppPlug | Com - Other | Electric Energy (GWh/year) | Energy Efficiency | 0.0052833 | 0.0050581 | 0.0049454 | 0.0048687 | 0.0048081 | 0.0048579 | 0.0009145 | 0.0049724 | 0.0049821 | 0.0050465 | 0.0051264
2023 PG Study Reference Scenario | PG&E | Com | AppPlug | Com - Other | Gas Energy (MMTherm/year) | Energy Efficiency | 0.0010753 | 0.0011229 | 0.0011808 | 0.0012324 | 0.0012727 | 0.0013344 | 0.0013949 | 0.0014452 | 0.0014828 | 0.0015298 | 0.0015783
2023 PG Study Reference Scenario | PG&E | Com | AppPlug | Com - Refrig. Warehouse | Electric Demand (MW) | Energy Efficiency | 1.4906e-05 | 1.5071e-05 | 1.5362e-05 | 1.5678e-05 | 1.6103e-05 | 1.666e-05 | 2.1586e-06 | 1.1407e-05 | 1.1567e-05 | 1.1752e-05 | 1.1927e-05
2023 PG Study Reference Scenario | PG&E | Com | AppPlug | Com - Refrig. Warehouse | Electric Energy (GWh/year) | Energy Efficiency | 0.00097361 | 0.0010136 | 0.001059 | 0.0011032 | 0.0011529 | 0.0012104 | 5.6729e-05 | 0.00029977 | 0.00030398 | 0.00030884 | 0.00031344
2023 PG Study Reference Scenario | PG&E | Com | AppPlug | Com - Restaurant | Electric Demand (MW) | Energy Efficiency | 0 | 0 | 0 | 0 | 0 | 0 | 0 | 0 | 0 | 0 | 0
2023 PG Study Reference Scenario | PG&E | Com | AppPlug | Com - Restaurant | Electric Energy (GWh/year) | Energy Efficiency | 0 | 0 | 0 | 0 | 0 | 0 | 0 | 0 | 0 | 0 | 0
2023 PG Study Reference Scenario | PG&E | Com | AppPlug | Com - Retail | Electric Demand (MW) | Energy Efficiency | 3.8682e-05 | 3.0988e-05 | 2.5592e-05 | 2.0811e-05 | 1.6511e-05 | 1.4636e-05 | 1.9913e-06 | 1.1095e-05 | 9.645e-06 | 9.1037e-06 | 8.843e-06
2023 PG Study Reference Scenario | PG&E | Com | AppPlug | Com - Retail | Electric Energy (GWh/year) | Energy Efficiency | 0.0010166 | 0.00081437 | 0.00067255 | 0.0005469 | 0.00043391 | 0.00038462 | 5.2332e-05 | 0.00029159 | 0.00025347 | 0.00023925 | 0.00023239
2023 PG Study Reference Scenario | PG&E | Com | AppPlug | Com - Retail | Gas Energy (MMTherm/year) | Energy Efficiency | 0 | 0 | 0 | 0 | 0 | 0 | 0 | 0 | 0 | 0 | 0
2023 PG Study Reference Scenario | PG&E | Com | AppPlug | Com - School | Electric Demand (MW) | Energy Efficiency | 9.0658e-05 | 8.9541e-05 | 8.9408e-05 | 8.9782e-05 | 8.9832e-05 | 9.119e-05 | 1.7648e-05 | 9.4329e-05 | 9.6137e-05 | 9.83e-05 | 0.00010065
2023 PG Study Reference Scenario | PG&E | Com | AppPlug | Com - School | Electric Energy (GWh/year) | Energy Efficiency | 0.0023825 | 0.0023531 | 0.0023497 | 0.0023595 | 0.0023608 | 0.0023965 | 0.00046378 | 0.002479 | 0.0025265 | 0.0025833 | 0.0026451
2023 PG Study Reference Scenario | PG&E | Com | AppPlug | Com - School | Gas Energy (MMTherm/year) | Energy Efficiency | 0 | 0 | 0 | 0 | 0 | 0 | 0 | 0 | 0 | 0 | 0
2023 PG Study Reference Scenario | PG&E | Com | AppPlug | Com - Warehouse | Electric Demand (MW) | Energy Efficiency | 0.00011715 | 0.00011226 | 7.7021e-05 | 7.2327e-05 | 6.8883e-05 | 6.6784e-05 | 1.2234e-05 | 6.4622e-05 | 6.4258e-05 | 6.4907e-05 | 6.5265e-05
2023 PG Study Reference Scenario | PG&E | Com | AppPlug | Com - Warehouse | Electric Energy (GWh/year) | Energy Efficiency | 0.0030787 | 0.0029501 | 0.0020241 | 0.0019007 | 0.0018103 | 0.0017551 | 0.00032152 | 0.0016983 | 0.0016887 | 0.0017057 | 0.0017152
2023 PG Study Reference Scenario | PG&E | Com | AppPlug | Com - Warehouse | Gas Energy (MMTherm/year) | Energy Efficiency | 0 | 0 | 0 | 0 | 0 | 0 | 0 | 0 | 0 | 0 | 0
2023 PG Study Reference Scenario | PG&E | Com | BROs | Com - College | Electric Demand (MW) | Energy Efficiency | 0.043317 | 0.047447 | 0.051501 | 0.055712 | 0.060379 | 0.065517 | 0.071522 | 0.077875 | 0.11308 | 0.053816 | 0.063419
2023 PG Study Reference Scenario | PG&E | Com | BROs | Com - College | Electric Energy (GWh/year) | Energy Efficiency | 0.40331 | 0.44225 | 0.48146 | 0.52257 | 0.56824 | 0.6187 | 0.67737 | 0.74006 | 1.1143 | 0.46644 | 0.56317
2023 PG Study Reference Scenario | PG&E | Com | BROs | Com - College | Gas Energy (MMTherm/year) | Energy Efficiency | 0.053252 | 0.057879 | 0.062784 | 0.068238 | 0.074409 | 0.081289 | 0.089075 | 0.097703 | 0.16549 | 0.038161 | 0.052696
2023 PG Study Reference Scenario | PG&E | Com | BROs | Com - Grocery | Electric Demand (MW) | Energy Efficiency | 0.78001 | 0.87445 | 0.96583 | 1.0614 | 1.1685 | 1.2866 | 1.4216 | 1.5664 | 1.7684 | 1.8506 | 2.0492
2023 PG Study Reference Scenario | PG&E | Com | BROs | Com - Grocery | Electric Energy (GWh/year) | Energy Efficiency | 6.4369 | 7.2305 | 8.0132 | 8.8358 | 9.7596 | 10.7808 | 11.947 | 13.2057 | 15.0486 | 15.5679 | 17.3087
2023 PG Study Reference Scenario | PG&E | Com | BROs | Com - Grocery | Gas Energy (MMTherm/year) | Energy Efficiency | 0.058515 | 0.063807 | 0.068952 | 0.074582 | 0.08094 | 0.087823 | 0.095666 | 0.10411 | 0.13656 | 0.092343 | 0.10489
2023 PG Study Reference Scenario | PG&E | Com | BROs | Com - Health | Electric Demand (MW) | Energy Efficiency | 0.37248 | 0.41416 | 0.45413 | 0.49551 | 0.54165 | 0.59216 | 0.65026 | 0.71186 | 0.83825 | 0.77643 | 0.86073
2023 PG Study Reference Scenario | PG&E | Com | BROs | Com - Health | Electric Energy (GWh/year) | Energy Efficiency | 3.1883 | 3.5458 | 3.8958 | 4.2598 | 4.6664 | 5.1127 | 5.6252 | 6.172 | 7.4071 | 6.5936 | 7.3512
2023 PG Study Reference Scenario | PG&E | Com | BROs | Com - Health | Gas Energy (MMTherm/year) | Energy Efficiency | 0.17049 | 0.18871 | 0.20812 | 0.22981 | 0.25443 | 0.28168 | 0.31263 | 0.34707 | 0.58364 | 0.15544 | 0.21149
2023 PG Study Reference Scenario | PG&E | Com | BROs | Com - Lodging | Electric Demand (MW) | Energy Efficiency | 0.11711 | 0.13172 | 0.14683 | 0.16281 | 0.18092 | 0.20112 | 0.22447 | 0.24993 | 0.30584 | 0.27251 | 0.30884
2023 PG Study Reference Scenario | PG&E | Com | BROs | Com - Lodging | Electric Energy (GWh/year) | Energy Efficiency | 1.0806 | 1.2224 | 1.3708 | 1.5278 | 1.7048 | 1.9018 | 2.128 | 2.3745 | 2.9458 | 2.5477 | 2.8977
2023 PG Study Reference Scenario | PG&E | Com | BROs | Com - Lodging | Gas Energy (MMTherm/year) | Energy Efficiency | 0.092711 | 0.10222 | 0.11231 | 0.1235 | 0.13622 | 0.15025 | 0.1661 | 0.18364 | 0.27359 | 0.12841 | 0.15569
2023 PG Study Reference Scenario | PG&E | Com | BROs | Com - Office (Large) | Electric Demand (MW) | Energy Efficiency | 0.91945 | 1.0088 | 1.09 | 1.1714 | 1.2616 | 1.3601 | 1.4753 | 1.5944 | 1.8835 | 1.6489 | 1.8102
2023 PG Study Reference Scenario | PG&E | Com | BROs | Com - Office (Large) | Electric Energy (GWh/year) | Energy Efficiency | 7.8264 | 8.5844 | 9.2908 | 10.0042 | 10.796 | 11.6633 | 12.6754 | 13.7304 | 16.6032 | 13.7977 | 15.2515
2023 PG Study Reference Scenario | PG&E | Com | BROs | Com - Office (Large) | Gas Energy (MMTherm/year) | Energy Efficiency | 0.24032 | 0.26258 | 0.28522 | 0.3102 | 0.33853 | 0.36967 | 0.40527 | 0.44411 | 0.64054 | 0.32732 | 0.38736
2023 PG Study Reference Scenario | PG&E | Com | BROs | Com - Office (Small) | Electric Demand (MW) | Energy Efficiency | 0.1606 | 0.17967 | 0.19813 | 0.2173 | 0.23879 | 0.26253 | 0.29006 | 0.31944 | 0.35748 | 0.38088 | 0.42083
2023 PG Study Reference Scenario | PG&E | Com | BROs | Com - Office (Small) | Electric Energy (GWh/year) | Energy Efficiency | 1.3335 | 1.4939 | 1.652 | 1.817 | 2.0023 | 2.2074 | 2.4451 | 2.7001 | 3.0421 | 3.2197 | 3.5689
2023 PG Study Reference Scenario | PG&E | Com | BROs | Com - Office (Small) | Gas Energy (MMTherm/year) | Energy Efficiency | 0.03741 | 0.041098 | 0.044871 | 0.049011 | 0.053716 | 0.05879 | 0.064555 | 0.070824 | 0.083161 | 0.07821 | 0.087065
2023 PG Study Reference Scenario | PG&E | Com | BROs | Com - Other | Electric Demand (MW) | Energy Efficiency | 0.15583 | 0.17755 | 0.20152 | 0.22712 | 0.25624 | 0.2889 | 0.32624 | 0.3676 | 0.42697 | 0.44844 | 0.50723
2023 PG Study Reference Scenario | PG&E | Com | BROs | Com - Other | Electric Energy (GWh/year) | Energy Efficiency | 1.5587 | 1.7914 | 2.0461 | 2.3159 | 2.6196 | 2.957 | 3.3391 | 3.7589 | 4.3659 | 4.5556 | 5.1389
2023 PG Study Reference Scenario | PG&E | Com | BROs | Com - Other | Gas Energy (MMTherm/year) | Energy Efficiency | 0.18691 | 0.20674 | 0.22857 | 0.25255 | 0.27976 | 0.309 | 0.34183 | 0.37796 | 0.44136 | 0.43206 | 0.48282
2023 PG Study Reference Scenario | PG&E | Com | BROs | Com - Refrig. Warehouse | Electric Demand (MW) | Energy Efficiency | 0.0053737 | 0.006116 | 0.0069602 | 0.0079197 | 0.0090106 | 0.010252 | 0.011663 | 0.013268 | 0.027447 | 0 | 0.0027635
2023 PG Study Reference Scenario | PG&E | Com | BROs | Com - Refrig. Warehouse | Electric Energy (GWh/year) | Energy Efficiency | 0.058097 | 0.066123 | 0.07525 | 0.085623 | 0.097417 | 0.11084 | 0.12609 | 0.14344 | 0.29674 | 0 | 0.029877
2023 PG Study Reference Scenario | PG&E | Com | BROs | Com - Refrig. Warehouse | Gas Energy (MMTherm/year) | Energy Efficiency | 0.00097911 | 0.0011143 | 0.0012682 | 0.0014431 | 0.001642 | 0.0018684 | 0.0021258 | 0.0024185 | 0.0050037 | 0 | 0.00050394
2023 PG Study Reference Scenario | PG&E | Com | BROs | Com - Restaurant | Electric Demand (MW) | Energy Efficiency | 0.24428 | 0.27685 | 0.31262 | 0.35059 | 0.39371 | 0.44184 | 0.49651 | 0.55692 | 0.6296 | 0.69678 | 0.78127
2023 PG Study Reference Scenario | PG&E | Com | BROs | Com - Restaurant | Electric Energy (GWh/year) | Energy Efficiency | 2.2016 | 2.4944 | 2.8159 | 3.1572 | 3.5448 | 3.9773 | 4.4687 | 5.0115 | 5.6731 | 6.2569 | 7.0165
2023 PG Study Reference Scenario | PG&E | Com | BROs | Com - Restaurant | Gas Energy (MMTherm/year) | Energy Efficiency | 0.016929 | 0.018917 | 0.021135 | 0.023608 | 0.026406 | 0.029476 | 0.03293 | 0.036782 | 0.058733 | 0.02169 | 0.027897
2023 PG Study Reference Scenario | PG&E | Com | BROs | Com - Retail | Electric Demand (MW) | Energy Efficiency | 0.41348 | 0.46394 | 0.51471 | 0.56698 | 0.62494 | 0.68874 | 0.76284 | 0.8412 | 0.94056 | 1.0037 | 1.1068
2023 PG Study Reference Scenario | PG&E | Com | BROs | Com - Retail | Electric Energy (GWh/year) | Energy Efficiency | 3.5775 | 4.0213 | 4.4732 | 4.9393 | 5.4563 | 6.0256 | 6.6855 | 7.3852 | 8.2975 | 8.8031 | 9.7265
2023 PG Study Reference Scenario | PG&E | Com | BROs | Com - Retail | Gas Energy (MMTherm/year) | Energy Efficiency | 0.061765 | 0.067506 | 0.073455 | 0.079933 | 0.087254 | 0.095223 | 0.10416 | 0.11382 | 0.13008 | 0.12945 | 0.14295
2023 PG Study Reference Scenario | PG&E | Com | BROs | Com - School | Electric Demand (MW) | Energy Efficiency | 0.097012 | 0.10697 | 0.11649 | 0.12625 | 0.13711 | 0.14914 | 0.16325 | 0.1781 | 0.22521 | 0.17001 | 0.19089
2023 PG Study Reference Scenario | PG&E | Com | BROs | Com - School | Electric Energy (GWh/year) | Energy Efficiency | 0.8512 | 0.93896 | 1.0248 | 1.1136 | 1.2125 | 1.3224 | 1.4508 | 1.5871 | 2.0699 | 1.4446 | 1.6397
2023 PG Study Reference Scenario | PG&E | Com | BROs | Com - School | Gas Energy (MMTherm/year) | Energy Efficiency | 0.17411 | 0.18743 | 0.20079 | 0.21529 | 0.23163 | 0.24949 | 0.26956 | 0.29111 | 0.38302 | 0.2484 | 0.28036
2023 PG Study Reference Scenario | PG&E | Com | BROs | Com - Warehouse | Electric Demand (MW) | Energy Efficiency | 0.00077963 | 0.00088696 | 0.001009 | 0.0011478 | 0.0013055 | 0.001485 | 0.001689 | 0.0019209 | 0.003973 | 0 | 0.00039986
2023 PG Study Reference Scenario | PG&E | Com | BROs | Com - Warehouse | Electric Energy (GWh/year) | Energy Efficiency | 0.008429 | 0.0095893 | 0.010909 | 0.012409 | 0.014115 | 0.016055 | 0.01826 | 0.020768 | 0.042953 | 0 | 0.0043231
2023 PG Study Reference Scenario | PG&E | Com | BROs | Com - Warehouse | Gas Energy (MMTherm/year) | Energy Efficiency | 0.00055215 | 0.00062793 | 0.00071407 | 0.00081197 | 0.00092324 | 0.0010498 | 0.0011936 | 0.0013571 | 0.002806 | 0 | 0.00028225
2023 PG Study Reference Scenario | PG&E | Com | BldgEnv | Com - College | Electric Demand (MW) | Energy Efficiency | 0.00058568 | 0.00054502 | 0.00048692 | 0.00046158 | 2.8696e-06 | 2.723e-06 | 2.5847e-06 | 2.4537e-06 | 2.3214e-06 | 2.1964e-06 | 2.0803e-06
2023 PG Study Reference Scenario | PG&E | Com | BldgEnv | Com - College | Electric Energy (GWh/year) | Energy Efficiency | 0.00021708 | 0.00020092 | 0.00017798 | 0.00016797 | 1.0952e-06 | 1.0398e-06 | 9.8726e-07 | 9.3747e-07 | 8.8731e-07 | 8.399e-07 | 7.9574e-07
2023 PG Study Reference Scenario | PG&E | Com | BldgEnv | Com - College | Gas Energy (MMTherm/year) | Energy Efficiency | 5.1995e-05 | 4.8443e-05 | 4.336e-05 | 4.1142e-05 | 2.5343e-07 | 2.4046e-07 | 2.2823e-07 | 2.1664e-07 | 2.0494e-07 | 1.9389e-07 | 1.8362e-07
2023 PG Study Reference Scenario | PG&E | Com | BldgEnv | Com - Grocery | Electric Demand (MW) | Energy Efficiency | 3.577e-05 | 1.6454e-05 | 1.561e-05 | 1.4806e-05 | 1.4043e-05 | 1.3319e-05 | 1.2637e-05 | 1.1991e-05 | 1.1263e-05 | 1.0581e-05 | 9.9681e-06
2023 PG Study Reference Scenario | PG&E | Com | BldgEnv | Com - Grocery | Electric Energy (GWh/year) | Energy Efficiency | 1.0012e-05 | 6.2359e-06 | 5.918e-06 | 5.6157e-06 | 5.3285e-06 | 5.056e-06 | 4.7985e-06 | 4.5546e-06 | 4.2815e-06 | 4.0254e-06 | 3.7946e-06
2023 PG Study Reference Scenario | PG&E | Com | BldgEnv | Com - Grocery | Gas Energy (MMTherm/year) | Energy Efficiency | 3.3488e-06 | 1.4555e-06 | 1.3807e-06 | 1.3095e-06 | 1.2419e-06 | 1.1778e-06 | 1.1174e-06 | 1.0602e-06 | 9.9563e-07 | 9.3518e-07 | 8.8089e-07
2023 PG Study Reference Scenario | PG&E | Com | BldgEnv | Com - Health | Electric Demand (MW) | Energy Efficiency | 0.0010771 | 0.0010516 | 0.0010892 | 0.0010989 | 0.0011317 | 0.0011439 | 0.001154 | 0.001149 | 0.0011352 | 0.0011083 | 0.0010572
2023 PG Study Reference Scenario | PG&E | Com | BldgEnv | Com - Health | Electric Energy (GWh/year) | Energy Efficiency | 0.00055459 | 0.00054151 | 0.00056092 | 0.00056592 | 0.00058277 | 0.000589 | 0.00059416 | 0.00059152 | 0.00058441 | 0.00057057 | 0.00054427
2023 PG Study Reference Scenario | PG&E | Com | BldgEnv | Com - Health | Gas Energy (MMTherm/year) | Energy Efficiency | 0.00024643 | 0.00024059 | 0.0002492 | 0.0002514 | 0.00025891 | 0.00026171 | 0.00026404 | 0.00026289 | 0.00025973 | 0.00025358 | 0.00024189
2023 PG Study Reference Scenario | PG&E | Com | BldgEnv | Com - Lodging | Electric Demand (MW) | Energy Efficiency | 0.0014972 | 0.0014916 | 0.0014914 | 0.0014823 | 0.001495 | 0.0014895 | 0.0014846 | 0.0014781 | 0.0014679 | 0.0014632 | 0.0014557
2023 PG Study Reference Scenario | PG&E | Com | BldgEnv | Com - Lodging | Electric Energy (GWh/year) | Energy Efficiency | 0.0010098 | 0.001006 | 0.0010058 | 0.00099973 | 0.0010083 | 0.0010046 | 0.0010013 | 0.00099692 | 0.00099003 | 0.00098679 | 0.00098171
2023 PG Study Reference Scenario | PG&E | Com | BldgEnv | Com - Lodging | Gas Energy (MMTherm/year) | Energy Efficiency | 0.00059629 | 0.00059407 | 0.00059397 | 0.00059037 | 0.00059542 | 0.00059325 | 0.00059128 | 0.00058871 | 0.00058464 | 0.00058274 | 0.00057976
2023 PG Study Reference Scenario | PG&E | Com | BldgEnv | Com - Office (Large) | Electric Demand (MW) | Energy Efficiency | 0.004587 | 0.0045641 | 0.0046597 | 0.0046871 | 0.0047693 | 0.0048062 | 0.004858 | 0.0048312 | 0.004765 | 0.0047807 | 0.0047704
2023 PG Study Reference Scenario | PG&E | Com | BldgEnv | Com - Office (Large) | Electric Energy (GWh/year) | Energy Efficiency | 0.0017546 | 0.0017459 | 0.0017825 | 0.001793 | 0.0018245 | 0.0018386 | 0.0018585 | 0.0018482 | 0.0018229 | 0.0018289 | 0.001825
2023 PG Study Reference Scenario | PG&E | Com | BldgEnv | Com - Office (Large) | Gas Energy (MMTherm/year) | Energy Efficiency | 0.00040488 | 0.00040285 | 0.00041129 | 0.0004137 | 0.00042096 | 0.00042421 | 0.00042879 | 0.00042642 | 0.00042057 | 0.00042196 | 0.00042105
2023 PG Study Reference Scenario | PG&E | Com | BldgEnv | Com - Office (Small) | Electric Demand (MW) | Energy Efficiency | 0.0013659 | 0.0013656 | 0.0013758 | 0.0013803 | 0.0013807 | 0.0013879 | 0.0013906 | 0.0013919 | 0.0013904 | 0.0013914 | 0.0013926
2023 PG Study Reference Scenario | PG&E | Com | BldgEnv | Com - Office (Small) | Electric Energy (GWh/year) | Energy Efficiency | 0.00052248 | 0.00052237 | 0.00052629 | 0.000528 | 0.00052818 | 0.00053093 | 0.00053197 | 0.00053249 | 0.00053191 | 0.00053229 | 0.00053277
2023 PG Study Reference Scenario | PG&E | Com | BldgEnv | Com - Office (Small) | Gas Energy (MMTherm/year) | Energy Efficiency | 0.00012058 | 0.00012055 | 0.00012145 | 0.00012184 | 0.00012188 | 0.00012251 | 0.00012275 | 0.00012287 | 0.00012274 | 0.00012282 | 0.00012293
2023 PG Study Reference Scenario | PG&E | Com | BldgEnv | Com - Other | Electric Demand (MW) | Energy Efficiency | 0.0014001 | 0.0013959 | 0.0014046 | 0.0014034 | 0.0013909 | 0.0014011 | 0.0014102 | 0.0014082 | 0.0013891 | 0.0013836 | 0.0013801
2023 PG Study Reference Scenario | PG&E | Com | BldgEnv | Com - Other | Electric Energy (GWh/year) | Energy Efficiency | 0.00053885 | 0.00053724 | 0.0005406 | 0.00054016 | 0.00053536 | 0.0005393 | 0.0005428 | 0.00054207 | 0.00053472 | 0.00053262 | 0.00053128
2023 PG Study Reference Scenario | PG&E | Com | BldgEnv | Com - Other | Gas Energy (MMTherm/year) | Energy Efficiency | 0.00012359 | 0.00012322 | 0.00012398 | 0.00012388 | 0.00012278 | 0.00012368 | 0.00012448 | 0.00012431 | 0.00012262 | 0.00012213 | 0.00012182
2023 PG Study Reference Scenario | PG&E | Com | BldgEnv | Com - Refrig. Warehouse | Electric Demand (MW) | Energy Efficiency | 0.00047278 | 0.00046989 | 0.00046845 | 0.00046553 | 0.00046424 | 0.00046541 | 0.00046439 | 0.00046382 | 0.00046048 | 0.00045779 | 0.00045456
2023 PG Study Reference Scenario | PG&E | Com | BldgEnv | Com - Refrig. Warehouse | Electric Energy (GWh/year) | Energy Efficiency | 0.00018103 | 0.00017993 | 0.00017938 | 0.00017826 | 0.00017777 | 0.00017822 | 0.00017783 | 0.00017761 | 0.00017633 | 0.0001753 | 0.00017407
2023 PG Study Reference Scenario | PG&E | Com | BldgEnv | Com - Refrig. Warehouse | Gas Energy (MMTherm/year) | Energy Efficiency | 4.2047e-05 | 4.1791e-05 | 4.1665e-05 | 4.1405e-05 | 4.1292e-05 | 4.1396e-05 | 4.1305e-05 | 4.1254e-05 | 4.0957e-05 | 4.0719e-05 | 4.0432e-05
2023 PG Study Reference Scenario | PG&E | Com | BldgEnv | Com - Restaurant | Electric Demand (MW) | Energy Efficiency | 9.1724e-06 | 8.7082e-06 | 8.2664e-06 | 7.8458e-06 | 7.4462e-06 | 7.0672e-06 | 6.7093e-06 | 6.3703e-06 | 6.0391e-06 | 5.7255e-06 | 5.4307e-06
2023 PG Study Reference Scenario | PG&E | Com | BldgEnv | Com - Restaurant | Electric Energy (GWh/year) | Energy Efficiency | 3.4777e-06 | 3.3028e-06 | 3.1363e-06 | 2.978e-06 | 2.8276e-06 | 2.6848e-06 | 2.5496e-06 | 2.4214e-06 | 2.2962e-06 | 2.1776e-06 | 2.066e-06
2023 PG Study Reference Scenario | PG&E | Com | BldgEnv | Com - Restaurant | Gas Energy (MMTherm/year) | Energy Efficiency | 8.1131e-07 | 7.702e-07 | 7.3105e-07 | 6.9379e-07 | 6.5839e-07 | 6.2482e-07 | 5.9314e-07 | 5.6314e-07 | 5.3382e-07 | 5.0607e-07 | 4.7999e-07
2023 PG Study Reference Scenario | PG&E | Com | BldgEnv | Com - Retail | Electric Demand (MW) | Energy Efficiency | 2.9406e-05 | 2.7937e-05 | 2.6542e-05 | 2.5215e-05 | 2.3955e-05 | 2.2757e-05 | 2.162e-05 | 2.054e-05 | 1.8515e-05 | 1.6596e-05 | 1.5028e-05
2023 PG Study Reference Scenario | PG&E | Com | BldgEnv | Com - Retail | Electric Energy (GWh/year) | Energy Efficiency | 1.124e-05 | 1.0679e-05 | 1.0145e-05 | 9.6383e-06 | 9.1564e-06 | 8.6986e-06 | 8.2639e-06 | 7.8511e-06 | 7.0682e-06 | 6.3279e-06 | 5.7251e-06
2023 PG Study Reference Scenario | PG&E | Com | BldgEnv | Com - Retail | Gas Energy (MMTherm/year) | Energy Efficiency | 2.5963e-06 | 2.4666e-06 | 2.3434e-06 | 2.2263e-06 | 2.115e-06 | 2.0093e-06 | 1.9089e-06 | 1.8135e-06 | 1.6351e-06 | 1.4661e-06 | 1.3279e-06
2023 PG Study Reference Scenario | PG&E | Com | BldgEnv | Com - School | Electric Demand (MW) | Energy Efficiency | 0.0017055 | 0.0017129 | 0.0017207 | 0.0017223 | 0.0017043 | 0.0017037 | 0.0016996 | 0.001704 | 0.0017028 | 0.001706 | 0.0017106
2023 PG Study Reference Scenario | PG&E | Com | BldgEnv | Com - School | Electric Energy (GWh/year) | Energy Efficiency | 0.00065241 | 0.00065526 | 0.00065826 | 0.00065889 | 0.00065201 | 0.00065175 | 0.00065019 | 0.0006519 | 0.00065144 | 0.00065267 | 0.00065445
2023 PG Study Reference Scenario | PG&E | Com | BldgEnv | Com - School | Gas Energy (MMTherm/year) | Energy Efficiency | 0.00015055 | 0.0001512 | 0.0001519 | 0.00015204 | 0.00015045 | 0.00015039 | 0.00015003 | 0.00015042 | 0.00015031 | 0.00015059 | 0.000151
2023 PG Study Reference Scenario | PG&E | Com | BldgEnv | Com - Warehouse | Electric Demand (MW) | Energy Efficiency | 0.0040024 | 0.0036261 | 0.00035187 | 0.00019204 | 6.7299e-05 | 4.0184e-05 | 3.8167e-05 | 3.627e-05 | 3.2942e-05 | 2.9771e-05 | 2.7141e-05
2023 PG Study Reference Scenario | PG&E | Com | BldgEnv | Com - Warehouse | Electric Energy (GWh/year) | Energy Efficiency | 0.0026195 | 0.0023561 | 0.00012477 | 7.5034e-05 | 3.6083e-05 | 2.7017e-05 | 2.5667e-05 | 2.4394e-05 | 2.2172e-05 | 2.0053e-05 | 1.8292e-05
2023 PG Study Reference Scenario | PG&E | Com | BldgEnv | Com - Warehouse | Gas Energy (MMTherm/year) | Energy Efficiency | 0.0016037 | 0.0014553 | 0.0001559 | 8.4114e-05 | 2.8107e-05 | 1.6017e-05 | 1.5213e-05 | 1.4456e-05 | 1.3127e-05 | 1.1862e-05 | 1.0812e-05
2023 PG Study Reference Scenario | PG&E | Com | ComRefrig | Com - College | Electric Demand (MW) | Energy Efficiency | 0.0014126 | 0.00062912 | 0.00014574 | 8.8527e-07 | 1.7297e-07 | 0 | 0 | 0 | 0 | 0 | 0
2023 PG Study Reference Scenario | PG&E | Com | ComRefrig | Com - College | Electric Energy (GWh/year) | Energy Efficiency | 0.010695 | 0.0047692 | 0.0011055 | 6.74e-06 | 1.3169e-06 | 0 | 0 | 0 | 0 | 0 | 0
2023 PG Study Reference Scenario | PG&E | Com | ComRefrig | Com - College | Gas Energy (MMTherm/year) | Energy Efficiency | 0 | 0 | 0 | 0 | 0 | 0 | 0 | 0 | 0 | 0 | 0
2023 PG Study Reference Scenario | PG&E | Com | ComRefrig | Com - Grocery | Electric Demand (MW) | Energy Efficiency | 0.46975 | 0.28532 | 0.1476 | 0.060059 | 0.026047 | 0.012218 | 0.0036913 | 3.0414e-05 | 1.2948e-05 | 1.6902e-06 | 0
2023 PG Study Reference Scenario | PG&E | Com | ComRefrig | Com - Grocery | Electric Energy (GWh/year) | Energy Efficiency | 3.4836 | 2.1238 | 1.1046 | 0.45397 | 0.19756 | 0.092676 | 0.027999 | 0.00023155 | 9.8579e-05 | 1.2868e-05 | 0
2023 PG Study Reference Scenario | PG&E | Com | ComRefrig | Com - Grocery | Gas Energy (MMTherm/year) | Energy Efficiency | 0 | 0 | 0 | 0 | 0 | 0 | 0 | 0 | 0 | 0 | 0
2023 PG Study Reference Scenario | PG&E | Com | ComRefrig | Com - Lodging | Electric Demand (MW) | Energy Efficiency | 0.0020908 | 0.0011059 | 0.00037945 | 1.422e-06 | 3.7007e-07 | 0 | 0 | 0 | 0 | 0 | 0
2023 PG Study Reference Scenario | PG&E | Com | ComRefrig | Com - Lodging | Electric Energy (GWh/year) | Energy Efficiency | 0.015858 | 0.0083885 | 0.0028781 | 1.0826e-05 | 2.8175e-06 | 0 | 0 | 0 | 0 | 0 | 0
2023 PG Study Reference Scenario | PG&E | Com | ComRefrig | Com - Other | Electric Demand (MW) | Energy Efficiency | 0.0031855 | 0.002252 | 0.0013315 | 0.00063301 | 0.00019155 | 1.2896e-06 | 4.9666e-07 | 0 | 0 | 0 | 0
2023 PG Study Reference Scenario | PG&E | Com | ComRefrig | Com - Other | Electric Energy (GWh/year) | Energy Efficiency | 0.024162 | 0.017081 | 0.010099 | 0.0048014 | 0.001453 | 9.8186e-06 | 3.7813e-06 | 0 | 0 | 0 | 0
2023 PG Study Reference Scenario | PG&E | Com | ComRefrig | Com - Refrig. Warehouse | Electric Demand (MW) | Energy Efficiency | 0.020154 | 0.012899 | 0.0066414 | 0.0023689 | 9.6137e-06 | 3.1085e-06 | 0 | 0 | 0 | 0 | 0
2023 PG Study Reference Scenario | PG&E | Com | ComRefrig | Com - Refrig. Warehouse | Electric Energy (GWh/year) | Energy Efficiency | 0.1528 | 0.097819 | 0.050375 | 0.017968 | 7.3194e-05 | 2.3667e-05 | 0 | 0 | 0 | 0 | 0
2023 PG Study Reference Scenario | PG&E | Com | ComRefrig | Com - Refrig. Warehouse | Gas Energy (MMTherm/year) | Energy Efficiency | 0 | 0 | 0 | 0 | 0 | 0 | 0 | 0 | 0 | 0 | 0
2023 PG Study Reference Scenario | PG&E | Com | ComRefrig | Com - Restaurant | Electric Demand (MW) | Energy Efficiency | 0.022552 | 0.010132 | 0.0033705 | 1.5902e-05 | 5.6124e-06 | 0 | 0 | 0 | 0 | 0 | 0
2023 PG Study Reference Scenario | PG&E | Com | ComRefrig | Com - Restaurant | Electric Energy (GWh/year) | Energy Efficiency | 0.17036 | 0.076853 | 0.025566 | 0.00012107 | 4.273e-05 | 0 | 0 | 0 | 0 | 0 | 0
2023 PG Study Reference Scenario | PG&E | Com | ComRefrig | Com - Restaurant | Gas Energy (MMTherm/year) | Energy Efficiency | 0 | 0 | 0 | 0 | 0 | 0 | 0 | 0 | 0 | 0 | 0
2023 PG Study Reference Scenario | PG&E | Com | ComRefrig | Com - Retail | Electric Demand (MW) | Energy Efficiency | 0.2083 | 0.12032 | 0.056226 | 0.017206 | 0.006276 | 0.0009062 | 1.9869e-05 | 7.6611e-06 | 5.4765e-08 | 0 | 0
2023 PG Study Reference Scenario | PG&E | Com | ComRefrig | Com - Retail | Electric Energy (GWh/year) | Energy Efficiency | 1.5486 | 0.89763 | 0.42158 | 0.13079 | 0.047604 | 0.0068745 | 0.00015127 | 5.8328e-05 | 4.1695e-07 | 0 | 0
2023 PG Study Reference Scenario | PG&E | Com | ComRefrig | Com - Retail | Gas Energy (MMTherm/year) | Energy Efficiency | 0 | 0 | 0 | 0 | 0 | 0 | 0 | 0 | 0 | 0 | 0
2023 PG Study Reference Scenario | PG&E | Com | ComRefrig | Com - School | Electric Demand (MW) | Energy Efficiency | 0.00321 | 0.0016322 | 0.00058848 | 2.2668e-06 | 7.4331e-07 | 0 | 0 | 0 | 0 | 0 | 0
2023 PG Study Reference Scenario | PG&E | Com | ComRefrig | Com - School | Electric Energy (GWh/year) | Energy Efficiency | 0.024321 | 0.012381 | 0.0044636 | 1.7258e-05 | 5.6592e-06 | 0 | 0 | 0 | 0 | 0 | 0
2023 PG Study Reference Scenario | PG&E | Com | ComRefrig | Com - School | Gas Energy (MMTherm/year) | Energy Efficiency | 0 | 0 | 0 | 0 | 0 | 0 | 0 | 0 | 0 | 0 | 0
2023 PG Study Reference Scenario | PG&E | Com | Data Center | Com - Office (Large) | Electric Demand (MW) | Energy Efficiency | 0.040285 | 0.039908 | 0.038314 | 0.038146 | 0.038059 | 0.037636 | 0.037151 | 0.036223 | 0.035047 | 0.034162 | 0.03313
2023 PG Study Reference Scenario | PG&E | Com | Data Center | Com - Office (Large) | Electric Energy (GWh/year) | Energy Efficiency | 0.099003 | 0.098331 | 0.09636 | 0.09578 | 0.095368 | 0.094091 | 0.092633 | 0.090053 | 0.086839 | 0.084337 | 0.081465
2023 PG Study Reference Scenario | PG&E | Com | Data Center | Com - Other | Electric Demand (MW) | Energy Efficiency | 0.022843 | 0.022537 | 0.022197 | 0.021684 | 0.021001 | 0.020535 | 0.020099 | 0.019519 | 0.018771 | 0.018071 | 0.017358
2023 PG Study Reference Scenario | PG&E | Com | Data Center | Com - Other | Electric Energy (GWh/year) | Energy Efficiency | 0.056487 | 0.055983 | 0.055382 | 0.054333 | 0.052832 | 0.051668 | 0.050424 | 0.048807 | 0.046761 | 0.044827 | 0.042855
2023 PG Study Reference Scenario | PG&E | Com | FoodServ | Com - College | Electric Demand (MW) | Energy Efficiency | 0.0022421 | 0.0023881 | 0.0025118 | 0.0026543 | 0.00244 | 0.0025014 | 0.0026213 | 0.0027219 | 0.0028531 | 0.0029625 | 0.0030684
2023 PG Study Reference Scenario | PG&E | Com | FoodServ | Com - College | Electric Demand (MW) | Fuel Substitution | -1.4249e-05 | -1.2493e-05 | -1.095e-05 | -1.876e-05 | -3.3008e-05 | -4.8132e-05 | -6.3348e-05 | -7.8582e-05 | -9.3795e-05 | -0.00010899 | -0.00012415
2023 PG Study Reference Scenario | PG&E | Com | FoodServ | Com - College | Electric Energy (GWh/year) | Energy Efficiency | 0.01158 | 0.01229 | 0.012866 | 0.013567 | 0.011978 | 0.012261 | 0.012859 | 0.013329 | 0.014007 | 0.014547 | 0.01507
2023 PG Study Reference Scenario | PG&E | Com | FoodServ | Com - College | Electric Energy (GWh/year) | Fuel Substitution | -0.00035453 | -0.00034509 | -0.00037089 | -0.00042887 | -0.000506 | -0.00058418 | -0.00076498 | -0.000988 | -0.0012175 | -0.001448 | -0.0016788
2023 PG Study Reference Scenario | PG&E | Com | FoodServ | Com - College | Gas Energy (MMTherm/year) | Energy Efficiency | 0.0023052 | 0.0024684 | 0.0026294 | 0.0028143 | 0.0026498 | 0.0027628 | 0.0029349 | 0.0030547 | 0.0031927 | 0.0033091 | 0.0034211
2023 PG Study Reference Scenario | PG&E | Com | FoodServ | Com - College | Gas Energy (MMTherm/year) | Fuel Substitution | 3.4969e-05 | 3.4006e-05 | 3.6755e-05 | 4.2995e-05 | 5.2441e-05 | 6.2175e-05 | 8.1225e-05 | 0.00010411 | 0.00012757 | 0.00015113 | 0.00017469
2023 PG Study Reference Scenario | PG&E | Com | FoodServ | Com - Grocery | Electric Demand (MW) | Energy Efficiency | 0.009583 | 0.010163 | 0.010783 | 0.011352 | 0.011867 | 0.012161 | 0.012764 | 0.013393 | 0.013899 | 0.014445 | 0.014981
2023 PG Study Reference Scenario | PG&E | Com | FoodServ | Com - Grocery | Electric Demand (MW) | Fuel Substitution | -7.6097e-05 | -6.9684e-05 | -6.207e-05 | -5.5426e-05 | -9.0277e-05 | -0.00015267 | -0.0002196 | -0.0002871 | -0.00035476 | -0.00042243 | -0.00048998
2023 PG Study Reference Scenario | PG&E | Com | FoodServ | Com - Grocery | Electric Energy (GWh/year) | Energy Efficiency | 0.044106 | 0.046574 | 0.049271 | 0.051714 | 0.053884 | 0.055237 | 0.057904 | 0.060724 | 0.062939 | 0.065398 | 0.067825
2023 PG Study Reference Scenario | PG&E | Com | FoodServ | Com - Grocery | Electric Energy (GWh/year) | Fuel Substitution | -0.0020111 | -0.0018833 | -0.0024832 | -0.0033021 | -0.0042854 | -0.0053636 | -0.006456 | -0.007649 | -0.0091563 | -0.010739 | -0.01233
2023 PG Study Reference Scenario | PG&E | Com | FoodServ | Com - Grocery | Gas Energy (MMTherm/year) | Energy Efficiency | 0.011675 | 0.012402 | 0.01364 | 0.014898 | 0.015835 | 0.016802 | 0.017598 | 0.018453 | 0.019311 | 0.020096 | 0.020867
2023 PG Study Reference Scenario | PG&E | Com | FoodServ | Com - Grocery | Gas Energy (MMTherm/year) | Fuel Substitution | 0.0002024 | 0.00018889 | 0.00025238 | 0.00033895 | 0.00044134 | 0.00055856 | 0.0006781 | 0.00080694 | 0.00096435 | 0.0011286 | 0.0012937
2023 PG Study Reference Scenario | PG&E | Com | FoodServ | Com - Health | Electric Demand (MW) | Energy Efficiency | 0.0038124 | 0.0040997 | 0.0044612 | 0.0047908 | 0.0051528 | 0.0054288 | 0.0058116 | 0.0061276 | 0.0064231 | 0.0066921 | 0.0069122
2023 PG Study Reference Scenario | PG&E | Com | FoodServ | Com - Health | Electric Demand (MW) | Fuel Substitution | -5.8281e-05 | -5.3192e-05 | -4.7057e-05 | -4.6635e-05 | -7.4279e-05 | -0.00012113 | -0.0001712 | -0.00022255 | -0.00027495 | -0.00032829 | -0.00038251
2023 PG Study Reference Scenario | PG&E | Com | FoodServ | Com - Health | Electric Energy (GWh/year) | Energy Efficiency | 0.019975 | 0.02139 | 0.023323 | 0.025044 | 0.026997 | 0.028528 | 0.03055 | 0.0322 | 0.033723 | 0.03507 | 0.036077
2023 PG Study Reference Scenario | PG&E | Com | FoodServ | Com - Health | Electric Energy (GWh/year) | Fuel Substitution | -0.00091343 | -0.00085974 | -0.0010576 | -0.0012955 | -0.0016333 | -0.0020339 | -0.0024472 | -0.0030473 | -0.0037401 | -0.0044656 | -0.0052078
2023 PG Study Reference Scenario | PG&E | Com | FoodServ | Com - Health | Gas Energy (MMTherm/year) | Energy Efficiency | 0.0062938 | 0.0067968 | 0.0075579 | 0.0082699 | 0.0090067 | 0.0096444 | 0.01025 | 0.010871 | 0.011428 | 0.011923 | 0.012349
2023 PG Study Reference Scenario | PG&E | Com | FoodServ | Com - Health | Gas Energy (MMTherm/year) | Fuel Substitution | 9.627e-05 | 9.0173e-05 | 0.00011062 | 0.00013481 | 0.00017214 | 0.00021956 | 0.00026886 | 0.00033541 | 0.00041063 | 0.00048905 | 0.00056922
2023 PG Study Reference Scenario | PG&E | Com | FoodServ | Com - Lodging | Electric Demand (MW) | Energy Efficiency | 0.004883 | 0.0052342 | 0.0055911 | 0.005932 | 0.0063442 | 0.0067381 | 0.007148 | 0.0075006 | 0.007842 | 0.0081957 | 0.0085418
2023 PG Study Reference Scenario | PG&E | Com | FoodServ | Com - Lodging | Electric Demand (MW) | Fuel Substitution | -2.643e-05 | -2.2992e-05 | -2.5059e-05 | -4.6858e-05 | -7.9567e-05 | -0.00011404 | -0.00014919 | -0.00018493 | -0.00022121 | -0.00025805 | -0.00029544
2023 PG Study Reference Scenario | PG&E | Com | FoodServ | Com - Lodging | Electric Energy (GWh/year) | Energy Efficiency | 0.025816 | 0.027645 | 0.029518 | 0.031299 | 0.033481 | 0.035554 | 0.037702 | 0.039569 | 0.041375 | 0.043266 | 0.045116
2023 PG Study Reference Scenario | PG&E | Com | FoodServ | Com - Lodging | Electric Energy (GWh/year) | Fuel Substitution | -0.0004838 | -0.00054139 | -0.0008 | -0.0011245 | -0.0014873 | -0.0018915 | -0.0024168 | -0.0029706 | -0.0035359 | -0.004112 | -0.0046981
2023 PG Study Reference Scenario | PG&E | Com | FoodServ | Com - Lodging | Gas Energy (MMTherm/year) | Energy Efficiency | 0.0058649 | 0.0063748 | 0.006989 | 0.0075663 | 0.0081009 | 0.0086012 | 0.0091304 | 0.0095967 | 0.010053 | 0.010525 | 0.010991
2023 PG Study Reference Scenario | PG&E | Com | FoodServ | Com - Lodging | Gas Energy (MMTherm/year) | Fuel Substitution | 5.005e-05 | 5.6037e-05 | 8.2883e-05 | 0.00011714 | 0.00015736 | 0.00020175 | 0.00025727 | 0.00031552 | 0.00037495 | 0.00043549 | 0.00049708
2023 PG Study Reference Scenario | PG&E | Com | FoodServ | Com - Other | Electric Demand (MW) | Energy Efficiency | 0.023671 | 0.025495 | 0.027354 | 0.029139 | 0.030832 | 0.032498 | 0.034974 | 0.036832 | 0.038408 | 0.040032 | 0.041638
2023 PG Study Reference Scenario | PG&E | Com | FoodServ | Com - Other | Electric Demand (MW) | Fuel Substitution | -0.00014916 | -0.00013496 | -0.00011824 | -0.00017074 | -0.00034201 | -0.00053926 | -0.00074206 | -0.00094723 | -0.0011544 | -0.0013634 | -0.0015743
2023 PG Study Reference Scenario | PG&E | Com | FoodServ | Com - Other | Electric Energy (GWh/year) | Energy Efficiency | 0.11178 | 0.12033 | 0.12908 | 0.13747 | 0.14541 | 0.1534 | 0.16519 | 0.17397 | 0.18138 | 0.18904 | 0.19663
2023 PG Study Reference Scenario | PG&E | Com | FoodServ | Com - Other | Electric Energy (GWh/year) | Fuel Substitution | -0.0019452 | -0.001821 | -0.0019415 | -0.0023927 | -0.003336 | -0.0043624 | -0.0054043 | -0.0068377 | -0.0084222 | -0.010054 | -0.011704
2023 PG Study Reference Scenario | PG&E | Com | FoodServ | Com - Other | Gas Energy (MMTherm/year) | Energy Efficiency | 0.015139 | 0.016364 | 0.017756 | 0.019156 | 0.020536 | 0.021871 | 0.023266 | 0.024585 | 0.025695 | 0.026785 | 0.027861
2023 PG Study Reference Scenario | PG&E | Com | FoodServ | Com - Other | Gas Energy (MMTherm/year) | Fuel Substitution | 0.0001897 | 0.0001772 | 0.00019074 | 0.00023472 | 0.00032596 | 0.00042943 | 0.00053506 | 0.00067633 | 0.00083142 | 0.00099091 | 0.0011522
2023 PG Study Reference Scenario | PG&E | Com | FoodServ | Com - Restaurant | Electric Demand (MW) | Energy Efficiency | 0.024663 | 0.025541 | 0.026601 | 0.027676 | 0.028733 | 0.029698 | 0.031547 | 0.032722 | 0.033826 | 0.034964 | 0.036003
2023 PG Study Reference Scenario | PG&E | Com | FoodServ | Com - Restaurant | Electric Demand (MW) | Fuel Substitution | -0.00023225 | -0.00020773 | -0.00017952 | -0.00027346 | -0.00052244 | -0.00080486 | -0.0010887 | -0.0013708 | -0.0016506 | -0.0019278 | -0.0022023
2023 PG Study Reference Scenario | PG&E | Com | FoodServ | Com - Restaurant | Electric Energy (GWh/year) | Energy Efficiency | 0.12133 | 0.12454 | 0.12895 | 0.13354 | 0.13811 | 0.1425 | 0.15127 | 0.1567 | 0.16186 | 0.16732 | 0.17226
2023 PG Study Reference Scenario | PG&E | Com | FoodServ | Com - Restaurant | Electric Energy (GWh/year) | Fuel Substitution | -0.0037591 | -0.0034704 | -0.0054167 | -0.0077432 | -0.01071 | -0.01378 | -0.016838 | -0.020484 | -0.024237 | -0.027985 | -0.03171
2023 PG Study Reference Scenario | PG&E | Com | FoodServ | Com - Restaurant | Gas Energy (MMTherm/year) | Energy Efficiency | 0.030376 | 0.031783 | 0.034662 | 0.037408 | 0.039472 | 0.041278 | 0.043282 | 0.045217 | 0.046902 | 0.048602 | 0.050188
2023 PG Study Reference Scenario | PG&E | Com | FoodServ | Com - Restaurant | Gas Energy (MMTherm/year) | Fuel Substitution | 0.00038112 | 0.00035099 | 0.00055726 | 0.00079561 | 0.001102 | 0.0014247 | 0.0017467 | 0.0021219 | 0.0025065 | 0.0028903 | 0.0032717
2023 PG Study Reference Scenario | PG&E | Com | FoodServ | Com - School | Electric Demand (MW) | Energy Efficiency | 0.011843 | 0.012775 | 0.013701 | 0.014605 | 0.015444 | 0.016499 | 0.017508 | 0.018418 | 0.019299 | 0.020189 | 0.02108
2023 PG Study Reference Scenario | PG&E | Com | FoodServ | Com - School | Electric Demand (MW) | Fuel Substitution | -2.6493e-05 | -2.3571e-05 | -2.0171e-05 | -2.5511e-05 | -4.874e-05 | -7.4696e-05 | -0.0001012 | -0.00012807 | -0.00015526 | -0.00018275 | -0.00021052
2023 PG Study Reference Scenario | PG&E | Com | FoodServ | Com - School | Electric Energy (GWh/year) | Energy Efficiency | 0.056577 | 0.060999 | 0.065403 | 0.069703 | 0.073664 | 0.078729 | 0.083555 | 0.087919 | 0.092146 | 0.096429 | 0.10073
2023 PG Study Reference Scenario | PG&E | Com | FoodServ | Com - School | Electric Energy (GWh/year) | Fuel Substitution | -0.00065399 | -0.00062511 | -0.00066973 | -0.00074299 | -0.00087094 | -0.0010048 | -0.0012721 | -0.0016683 | -0.0020915 | -0.0025222 | -0.0029589
2023 PG Study Reference Scenario | PG&E | Com | FoodServ | Com - School | Gas Energy (MMTherm/year) | Energy Efficiency | 0.005584 | 0.0060373 | 0.0065343 | 0.0070139 | 0.0074706 | 0.0079491 | 0.0084573 | 0.0089231 | 0.0093361 | 0.0097509 | 0.010165
2023 PG Study Reference Scenario | PG&E | Com | FoodServ | Com - School | Gas Energy (MMTherm/year) | Fuel Substitution | 6.4608e-05 | 6.1613e-05 | 6.6423e-05 | 7.3638e-05 | 8.9346e-05 | 0.00010617 | 0.00013518 | 0.00017596 | 0.00021923 | 0.00026325 | 0.00030785
2023 PG Study Reference Scenario | PG&E | Com | HVAC | Com - College | Electric Demand (MW) | Energy Efficiency | 0.13162 | 0.12561 | 0.11422 | 0.11098 | 0.060085 | 0.058313 | 0.059021 | 0.059399 | 0.059491 | 0.059339 | 0.059374
2023 PG Study Reference Scenario | PG&E | Com | HVAC | Com - College | Electric Demand (MW) | Fuel Substitution | -0.00054911 | -0.00058323 | -0.00061291 | -0.0006377 | -0.00065729 | 0 | 0 | 0 | 0 | 0 | 0
2023 PG Study Reference Scenario | PG&E | Com | HVAC | Com - College | Electric Energy (GWh/year) | Energy Efficiency | 0.35041 | 0.32871 | 0.29396 | 0.28332 | 0.19259 | 0.18579 | 0.18758 | 0.18835 | 0.18831 | 0.18754 | 0.18732
2023 PG Study Reference Scenario | PG&E | Com | HVAC | Com - College | Electric Energy (GWh/year) | Fuel Substitution | -0.010934 | -0.011486 | -0.011897 | -0.012357 | -0.012643 | 0 | 0 | 0 | 0 | 0 | 0
2023 PG Study Reference Scenario | PG&E | Com | HVAC | Com - College | Gas Energy (MMTherm/year) | Energy Efficiency | 0.019888 | 0.019857 | 0.019348 | 0.019211 | 0.010943 | 0.0030848 | 0.0031292 | 0.0031553 | 0.0031646 | 0.0031601 | 0.0031669
2023 PG Study Reference Scenario | PG&E | Com | HVAC | Com - College | Gas Energy (MMTherm/year) | Fuel Substitution | 0.0015753 | 0.0017131 | 0.0018382 | 0.0019112 | 0.0020222 | 0 | 0 | 0 | 0 | 0 | 0
2023 PG Study Reference Scenario | PG&E | Com | HVAC | Com - Grocery | Electric Demand (MW) | Energy Efficiency | 0.072698 | 0.070459 | 0.06927 | 0.069293 | 0.071383 | 0.073252 | 0.074661 | 0.075652 | 0.076254 | 0.076525 | 0.076639
2023 PG Study Reference Scenario | PG&E | Com | HVAC | Com - Grocery | Electric Demand (MW) | Fuel Substitution | -0.00088523 | -0.00095046 | -0.0010094 | -0.0010611 | -0.0011049 | 1.6241e-07 | 1.6921e-07 | 1.7391e-07 | 1.7653e-07 | 1.7748e-07 | 1.7721e-07
2023 PG Study Reference Scenario | PG&E | Com | HVAC | Com - Grocery | Electric Energy (GWh/year) | Energy Efficiency | 0.18114 | 0.18874 | 0.19658 | 0.20371 | 0.21047 | 0.21592 | 0.2202 | 0.22307 | 0.22463 | 0.22539 | 0.22581
2023 PG Study Reference Scenario | PG&E | Com | HVAC | Com - Grocery | Electric Energy (GWh/year) | Fuel Substitution | -0.10051 | -0.10764 | -0.11404 | -0.1196 | -0.12427 | 5.0117e-06 | 5.2213e-06 | 5.3664e-06 | 5.4472e-06 | 5.4767e-06 | 5.4683e-06
2023 PG Study Reference Scenario | PG&E | Com | HVAC | Com - Grocery | Gas Energy (MMTherm/year) | Energy Efficiency | 0.0037318 | 0.0037844 | 0.003924 | 0.0040573 | 0.0041948 | 0.0043076 | 0.004425 | 0.0044843 | 0.0044898 | 0.0045067 | 0.0045405
2023 PG Study Reference Scenario | PG&E | Com | HVAC | Com - Grocery | Gas Energy (MMTherm/year) | Fuel Substitution | 0.013878 | 0.014869 | 0.015762 | 0.016542 | 0.017203 | 1.3274e-09 | 1.3829e-09 | 1.4214e-09 | 1.4428e-09 | 1.4506e-09 | 1.4484e-09
2023 PG Study Reference Scenario | PG&E | Com | HVAC | Com - Health | Electric Demand (MW) | Energy Efficiency | 0.19701 | 0.18709 | 0.18171 | 0.17716 | 0.17388 | 0.16721 | 0.16544 | 0.16417 | 0.16002 | 0.16044 | 0.16122
2023 PG Study Reference Scenario | PG&E | Com | HVAC | Com - Health | Electric Demand (MW) | Fuel Substitution | -0.0011613 | -0.0012512 | -0.0013333 | -0.0014061 | -0.0014687 | 2.0838e-07 | 2.1968e-07 | 2.2806e-07 | 2.3335e-07 | 2.3607e-07 | 2.3686e-07
2023 PG Study Reference Scenario | PG&E | Com | HVAC | Com - Health | Electric Energy (GWh/year) | Energy Efficiency | 1.0662 | 1.0395 | 1.0275 | 1.0117 | 0.9972 | 0.96674 | 0.95045 | 0.93312 | 0.89305 | 0.88022 | 0.86433
2023 PG Study Reference Scenario | PG&E | Com | HVAC | Com - Health | Electric Energy (GWh/year) | Fuel Substitution | -0.029948 | -0.032176 | -0.034186 | -0.035944 | -0.037428 | 5.0119e-06 | 5.2836e-06 | 5.4853e-06 | 5.6125e-06 | 5.6778e-06 | 5.6969e-06
2023 PG Study Reference Scenario | PG&E | Com | HVAC | Com - Health | Gas Energy (MMTherm/year) | Energy Efficiency | 0.08162 | 0.084365 | 0.0876 | 0.089913 | 0.092035 | 0.082299 | 0.082872 | 0.082617 | 0.081731 | 0.079903 | 0.077265
2023 PG Study Reference Scenario | PG&E | Com | HVAC | Com - Health | Gas Energy (MMTherm/year) | Fuel Substitution | 0.0053248 | 0.0057248 | 0.006089 | 0.0064117 | 0.0066896 | 6.6396e-13 | 6.9996e-13 | 7.2668e-13 | 7.4352e-13 | 7.5218e-13 | 7.5471e-13
2023 PG Study Reference Scenario | PG&E | Com | HVAC | Com - Lodging | Electric Demand (MW) | Energy Efficiency | 0.078121 | 0.083278 | 0.08609 | 0.088551 | 0.092788 | 0.095022 | 0.098374 | 0.1012 | 0.1034 | 0.10543 | 0.10746
2023 PG Study Reference Scenario | PG&E | Com | HVAC | Com - Lodging | Electric Demand (MW) | Fuel Substitution | -0.00042918 | -0.00045714 | -0.00048156 | -0.00050204 | -0.00051839 | 7.88e-08 | 8.0187e-08 | 8.0774e-08 | 0 | 7.9807e-08 | 7.8661e-08
2023 PG Study Reference Scenario | PG&E | Com | HVAC | Com - Lodging | Electric Energy (GWh/year) | Energy Efficiency | 0.64751 | 0.60404 | 0.59696 | 0.58871 | 0.58599 | 0.57332 | 0.56229 | 0.54801 | 0.4012 | 0.45925 | 0.49633
2023 PG Study Reference Scenario | PG&E | Com | HVAC | Com - Lodging | Electric Energy (GWh/year) | Fuel Substitution | -0.027039 | -0.028676 | -0.030078 | -0.031223 | -0.032102 | 1.8865e-06 | 1.9197e-06 | 1.9338e-06 | 0 | 1.9106e-06 | 1.8832e-06
2023 PG Study Reference Scenario | PG&E | Com | HVAC | Com - Lodging | Gas Energy (MMTherm/year) | Energy Efficiency | 0.043095 | 0.04336 | 0.043161 | 0.042294 | 0.041141 | 0.03497 | 0.033007 | 0.030831 | 0.014824 | 0.020721 | 0.023913
2023 PG Study Reference Scenario | PG&E | Com | HVAC | Com - Lodging | Gas Energy (MMTherm/year) | Fuel Substitution | 0.0042036 | 0.0044597 | 0.0046803 | 0.0048622 | 0.0050042 | 2.5108e-13 | 2.555e-13 | 2.5737e-13 | 0 | 2.5429e-13 | 2.5063e-13
2023 PG Study Reference Scenario | PG&E | Com | HVAC | Com - Office (Large) | Electric Demand (MW) | Energy Efficiency | 0.38733 | 0.27091 | 0.28418 | 0.29989 | 0.31586 | 0.3091 | 0.32135 | 0.33078 | 0.33793 | 0.34504 | 0.3524
2023 PG Study Reference Scenario | PG&E | Com | HVAC | Com - Office (Large) | Electric Demand (MW) | Fuel Substitution | -2.349e-07 | -2.527e-07 | -2.0961e-06 | -2.2022e-06 | -2.2905e-06 | 0 | 0 | 0 | 0 | 0 | 0
2023 PG Study Reference Scenario | PG&E | Com | HVAC | Com - Office (Large) | Electric Energy (GWh/year) | Energy Efficiency | 1.6164 | 0.91625 | 0.9595 | 1.0091 | 1.0588 | 1.031 | 1.0686 | 1.1903 | 1.2089 | 1.1368 | 1.1581
2023 PG Study Reference Scenario | PG&E | Com | HVAC | Com - Office (Large) | Electric Energy (GWh/year) | Fuel Substitution | -3.0806e-06 | -3.3133e-06 | -3.0334e-05 | -3.1869e-05 | -3.3142e-05 | 0 | 0 | 0 | 0 | 0 | 0
2023 PG Study Reference Scenario | PG&E | Com | HVAC | Com - Office (Large) | Gas Energy (MMTherm/year) | Energy Efficiency | 0.070123 | 0.072766 | 0.075079 | 0.07665 | 0.078081 | 0.022249 | 0.022992 | 0.027058 | 0.027352 | 0.024233 | 0.024633
2023 PG Study Reference Scenario | PG&E | Com | HVAC | Com - Office (Large) | Gas Energy (MMTherm/year) | Fuel Substitution | 9.0462e-07 | 9.7205e-07 | 3.5884e-06 | 3.7718e-06 | 3.9258e-06 | 0 | 0 | 0 | 0 | 0 | 0
2023 PG Study Reference Scenario | PG&E | Com | HVAC | Com - Office (Small) | Electric Demand (MW) | Energy Efficiency | 0.15415 | 0.14064 | 0.13587 | 0.14109 | 0.14606 | 0.13932 | 0.14315 | 0.14638 | 0.14895 | 0.15113 | 0.15352
2023 PG Study Reference Scenario | PG&E | Com | HVAC | Com - Office (Small) | Electric Demand (MW) | Fuel Substitution | -9.418e-05 | -0.00010117 | -0.00042221 | -0.00044304 | -0.00046034 | 0 | 0 | 0 | 0 | 0 | 0
2023 PG Study Reference Scenario | PG&E | Com | HVAC | Com - Office (Small) | Electric Energy (GWh/year) | Energy Efficiency | 0.34751 | 0.34884 | 0.35176 | 0.36566 | 0.37982 | 0.35411 | 0.36498 | 0.37417 | 0.3816 | 0.38787 | 0.39474
2023 PG Study Reference Scenario | PG&E | Com | HVAC | Com - Office (Small) | Electric Energy (GWh/year) | Fuel Substitution | -0.00049904 | -0.00053573 | -0.0037157 | -0.0036841 | -0.0038236 | 0 | 0 | 0 | 0 | 0 | 0
2023 PG Study Reference Scenario | PG&E | Com | HVAC | Com - Office (Small) | Gas Energy (MMTherm/year) | Energy Efficiency | 0.038338 | 0.039038 | 0.039791 | 0.040456 | 0.040839 | 0.0095124 | 0.0097347 | 0.0099185 | 0.010061 | 0.010182 | 0.010317
2023 PG Study Reference Scenario | PG&E | Com | HVAC | Com - Office (Small) | Gas Energy (MMTherm/year) | Fuel Substitution | 0.00012252 | 0.00013153 | 0.00048937 | 0.00054702 | 0.00056855 | 0 | 0 | 0 | 0 | 0 | 0
2023 PG Study Reference Scenario | PG&E | Com | HVAC | Com - Other | Electric Demand (MW) | Energy Efficiency | 1.7279 | 1.2026 | 0.86812 | 0.78461 | 0.78774 | 0.80182 | 0.81366 | 0.81863 | 0.81392 | 0.81037 | 0.80757
2023 PG Study Reference Scenario | PG&E | Com | HVAC | Com - Other | Electric Demand (MW) | Fuel Substitution | -0.0042175 | -0.0045122 | -0.0047744 | -0.005 | -0.0051864 | 0 | 0 | 0 | 0 | 0 | 0
2023 PG Study Reference Scenario | PG&E | Com | HVAC | Com - Other | Electric Energy (GWh/year) | Energy Efficiency | 2.3377 | 1.7345 | 1.3552 | 1.2638 | 1.2744 | 1.3029 | 1.3269 | 1.3402 | 1.3388 | 1.338 | 1.3384
2023 PG Study Reference Scenario | PG&E | Com | HVAC | Com - Other | Electric Energy (GWh/year) | Fuel Substitution | -0.16015 | -0.17092 | -0.18043 | -0.18854 | -0.19516 | 0 | 0 | 0 | 0 | 0 | 0
2023 PG Study Reference Scenario | PG&E | Com | HVAC | Com - Other | Gas Energy (MMTherm/year) | Energy Efficiency | 0.21665 | 0.14966 | 0.10658 | 0.09867 | 0.098792 | 0.10023 | 0.10143 | 0.10175 | 0.10081 | 0.1 | 0.099279
2023 PG Study Reference Scenario | PG&E | Com | HVAC | Com - Other | Gas Energy (MMTherm/year) | Fuel Substitution | 0.025074 | 0.02677 | 0.028274 | 0.029566 | 0.030633 | 0 | 0 | 0 | 0 | 0 | 0
2023 PG Study Reference Scenario | PG&E | Com | HVAC | Com - Refrig. Warehouse | Electric Demand (MW) | Energy Efficiency | 0.00034858 | 5.1682e-05 | 5.5549e-05 | 5.8907e-05 | 6.2118e-05 | 6.5319e-05 | 6.7869e-05 | 7.0141e-05 | 7.166e-05 | 7.2939e-05 | 7.3848e-05
2023 PG Study Reference Scenario | PG&E | Com | HVAC | Com - Refrig. Warehouse | Electric Energy (GWh/year) | Energy Efficiency | 0.0012602 | 0.00020352 | 0.00021874 | 0.00023196 | 0.00024461 | 0.00025721 | 0.00026726 | 0.0002762 | 0.00028218 | 0.00028722 | 0.0002908
2023 PG Study Reference Scenario | PG&E | Com | HVAC | Com - Refrig. Warehouse | Gas Energy (MMTherm/year) | Energy Efficiency | 4.5859e-07 | 0 | 0 | 0 | 0 | 0 | 0 | 0 | 0 | 0 | 0
2023 PG Study Reference Scenario | PG&E | Com | HVAC | Com - Restaurant | Electric Demand (MW) | Energy Efficiency | 0.031699 | 0.03155 | 0.033047 | 0.034286 | 0.035269 | 0.035998 | 0.036494 | 0.036778 | 0.03687 | 0.036799 | 0.036767
2023 PG Study Reference Scenario | PG&E | Com | HVAC | Com - Restaurant | Electric Demand (MW) | Fuel Substitution | -0.00042272 | -0.00045041 | -0.00047392 | -0.00049336 | -0.00050848 | 0 | 0 | 0 | 0 | 0 | 0
2023 PG Study Reference Scenario | PG&E | Com | HVAC | Com - Restaurant | Electric Energy (GWh/year) | Energy Efficiency | 0.097195 | 0.095514 | 0.099888 | 0.10351 | 0.10638 | 0.10847 | 0.10988 | 0.11066 | 0.11088 | 0.11061 | 0.11045
2023 PG Study Reference Scenario | PG&E | Com | HVAC | Com - Restaurant | Electric Energy (GWh/year) | Fuel Substitution | -0.0037815 | -0.0039378 | -0.0058005 | -0.0060355 | -0.0079482 | 0 | 0 | 0 | 0 | 0 | 0
2023 PG Study Reference Scenario | PG&E | Com | HVAC | Com - Restaurant | Gas Energy (MMTherm/year) | Energy Efficiency | 0.055177 | 0.057484 | 0.059703 | 0.061378 | 0.062363 | 0.062708 | 0.062596 | 0.061867 | 0.060704 | 0.05924 | 0.057489
2023 PG Study Reference Scenario | PG&E | Com | HVAC | Com - Restaurant | Gas Energy (MMTherm/year) | Fuel Substitution | 0.00073913 | 0.00082545 | 0.0010674 | 0.0011125 | 0.0013673 | 0 | 0 | 0 | 0 | 0 | 0
2023 PG Study Reference Scenario | PG&E | Com | HVAC | Com - Retail | Electric Demand (MW) | Energy Efficiency | 0.26329 | 0.19919 | 0.16011 | 0.15332 | 0.14984 | 0.14931 | 0.15198 | 0.15379 | 0.13356 | 0.13275 | 0.13179
2023 PG Study Reference Scenario | PG&E | Com | HVAC | Com - Retail | Electric Demand (MW) | Fuel Substitution | -0.00097468 | -0.0010492 | -0.0011171 | -0.0011773 | -0.001229 | 0 | 0 | 0 | 0 | 0 | 0
2023 PG Study Reference Scenario | PG&E | Com | HVAC | Com - Retail | Electric Energy (GWh/year) | Energy Efficiency | 1.3804 | 1.2619 | 1.1425 | 1.0355 | 0.90555 | 0.79394 | 0.70934 | 0.63684 | 0.40417 | 0.40158 | 0.39856
2023 PG Study Reference Scenario | PG&E | Com | HVAC | Com - Retail | Electric Energy (GWh/year) | Fuel Substitution | -0.022457 | -0.024018 | -0.025378 | -0.026512 | -0.027403 | 0 | 0 | 0 | 0 | 0 | 0
2023 PG Study Reference Scenario | PG&E | Com | HVAC | Com - Retail | Gas Energy (MMTherm/year) | Energy Efficiency | 0.062207 | 0.054679 | 0.047737 | 0.042029 | 0.03701 | 0.023735 | 0.019769 | 0.016406 | 0.0075054 | 0.0074515 | 0.0073906
2023 PG Study Reference Scenario | PG&E | Com | HVAC | Com - Retail | Gas Energy (MMTherm/year) | Fuel Substitution | 0.0041537 | 0.0044437 | 0.0046997 | 0.0049175 | 0.0050946 | 0 | 0 | 0 | 0 | 0 | 0
2023 PG Study Reference Scenario | PG&E | Com | HVAC | Com - School | Electric Demand (MW) | Energy Efficiency | 0.17257 | 0.17459 | 0.16929 | 0.17028 | 0.17569 | 0.17296 | 0.17859 | 0.18363 | 0.18765 | 0.19139 | 0.19545
2023 PG Study Reference Scenario | PG&E | Com | HVAC | Com - School | Electric Demand (MW) | Fuel Substitution | -0.0011977 | -0.0012748 | -0.0013425 | -0.0013997 | -0.0014456 | 0 | 0 | 0 | 0 | 0 | 0
2023 PG Study Reference Scenario | PG&E | Com | HVAC | Com - School | Electric Energy (GWh/year) | Energy Efficiency | 0.69436 | 0.68469 | 0.64513 | 0.63935 | 0.65204 | 0.64016 | 0.65682 | 0.67216 | 0.68393 | 0.6951 | 0.70728
2023 PG Study Reference Scenario | PG&E | Com | HVAC | Com - School | Electric Energy (GWh/year) | Fuel Substitution | -0.025155 | -0.026761 | -0.028151 | -0.029308 | -0.030266 | 0 | 0 | 0 | 0 | 0 | 0
2023 PG Study Reference Scenario | PG&E | Com | HVAC | Com - School | Gas Energy (MMTherm/year) | Energy Efficiency | 0.054266 | 0.056108 | 0.057715 | 0.0587 | 0.058943 | 0.033288 | 0.033639 | 0.034029 | 0.034271 | 0.034533 | 0.034832
2023 PG Study Reference Scenario | PG&E | Com | HVAC | Com - School | Gas Energy (MMTherm/year) | Fuel Substitution | 0.0034639 | 0.0036862 | 0.0038792 | 0.0040404 | 0.0042689 | 0 | 0 | 0 | 0 | 0 | 0
2023 PG Study Reference Scenario | PG&E | Com | HVAC | Com - Warehouse | Electric Demand (MW) | Energy Efficiency | 0.039914 | 0.042049 | 0.035671 | 0.035376 | 0.035162 | 0.035838 | 0.036321 | 0.036589 | 0.036643 | 0.03654 | 0.036436
2023 PG Study Reference Scenario | PG&E | Com | HVAC | Com - Warehouse | Electric Demand (MW) | Fuel Substitution | -0.00031126 | -0.00032986 | -0.00034574 | -0.00035866 | -0.00036852 | 0 | 0 | 0 | 0 | 0 | 0
2023 PG Study Reference Scenario | PG&E | Com | HVAC | Com - Warehouse | Electric Energy (GWh/year) | Energy Efficiency | 0.12157 | 0.12797 | 0.10863 | 0.1075 | 0.10529 | 0.10722 | 0.10862 | 0.10938 | 0.10949 | 0.10915 | 0.10881
2023 PG Study Reference Scenario | PG&E | Com | HVAC | Com - Warehouse | Electric Energy (GWh/year) | Fuel Substitution | -0.016127 | -0.01703 | -0.017787 | -0.018389 | -0.018832 | 0 | 0 | 0 | 0 | 0 | 0
2023 PG Study Reference Scenario | PG&E | Com | HVAC | Com - Warehouse | Gas Energy (MMTherm/year) | Energy Efficiency | 0.0021277 | 0.0022418 | 0.0019173 | 0.0019695 | 0.0020078 | 0.0020436 | 0.0020691 | 0.0020824 | 0.0020838 | 0.0020762 | 0.002069
2023 PG Study Reference Scenario | PG&E | Com | HVAC | Com - Warehouse | Gas Energy (MMTherm/year) | Fuel Substitution | 0.0023157 | 0.0024458 | 0.0025556 | 0.0026434 | 0.0027091 | 0 | 0 | 0 | 0 | 0 | 0
2023 PG Study Reference Scenario | PG&E | Com | Lighting | Com - College | Electric Demand (MW) | Energy Efficiency | 0.00021284 | 0.00016282 | 0.00016742 | 0.00015333 | 0.00013672 | 0.00012933 | 0.00012963 | 0.00013013 | 0.00013139 | 0.00013159 | 0.00013143
2023 PG Study Reference Scenario | PG&E | Com | Lighting | Com - College | Electric Energy (GWh/year) | Energy Efficiency | 0.0007853 | 0.00060072 | 0.00061771 | 0.00056573 | 0.00050444 | 0.00047717 | 0.00047827 | 0.0004801 | 0.00048478 | 0.00048551 | 0.00048493
2023 PG Study Reference Scenario | PG&E | Com | Lighting | Com - College | Gas Energy (MMTherm/year) | Energy Efficiency | -8.0874e-06 | -6.1865e-06 | -6.3615e-06 | -5.8262e-06 | -5.195e-06 | -4.9141e-06 | -4.9255e-06 | -4.9444e-06 | -4.9926e-06 | -5.0001e-06 | -4.9941e-06
2023 PG Study Reference Scenario | PG&E | Com | Lighting | Com - Grocery | Electric Demand (MW) | Energy Efficiency | 0.0042882 | 0.0043215 | 0.0043612 | 0.0043771 | 0.0043707 | 0.0044023 | 0.0044065 | 0.0044178 | 0.0044119 | 0.0044208 | 0.004427
2023 PG Study Reference Scenario | PG&E | Com | Lighting | Com - Grocery | Electric Energy (GWh/year) | Energy Efficiency | 0.02372 | 0.023904 | 0.024124 | 0.024212 | 0.024177 | 0.024351 | 0.024374 | 0.024437 | 0.024404 | 0.024454 | 0.024488
2023 PG Study Reference Scenario | PG&E | Com | Lighting | Com - Grocery | Gas Energy (MMTherm/year) | Energy Efficiency | -0.00026023 | -0.00026225 | -0.00026466 | -0.00026562 | -0.00026524 | -0.00026715 | -0.00026741 | -0.0002681 | -0.00026774 | -0.00026828 | -0.00026865
2023 PG Study Reference Scenario | PG&E | Com | Lighting | Com - Health | Electric Demand (MW) | Energy Efficiency | 0.0033666 | 0.0034718 | 0.0036112 | 0.0037203 | 0.0038396 | 0.0039349 | 0.0040215 | 0.0040881 | 0.0041407 | 0.004175 | 0.0041804
2023 PG Study Reference Scenario | PG&E | Com | Lighting | Com - Health | Electric Energy (GWh/year) | Energy Efficiency | 0.020038 | 0.020664 | 0.021494 | 0.022144 | 0.022854 | 0.023421 | 0.023936 | 0.024333 | 0.024646 | 0.02485 | 0.024882
2023 PG Study Reference Scenario | PG&E | Com | Lighting | Com - Health | Gas Energy (MMTherm/year) | Energy Efficiency | -0.00020515 | -0.00021156 | -0.00022006 | -0.00022671 | -0.00023398 | -0.00023979 | -0.00024506 | -0.00024912 | -0.00025232 | -0.00025441 | -0.00025474
2023 PG Study Reference Scenario | PG&E | Com | Lighting | Com - Lodging | Electric Demand (MW) | Energy Efficiency | 2.8042e-05 | 2.9564e-05 | 9.4614e-06 | 0 | 0 | 0 | 0 | 0 | 0 | 0 | 0
2023 PG Study Reference Scenario | PG&E | Com | Lighting | Com - Lodging | Electric Energy (GWh/year) | Energy Efficiency | 0.00016304 | 0.00017189 | 5.5011e-05 | 0 | 0 | 0 | 0 | 0 | 0 | 0 | 0
2023 PG Study Reference Scenario | PG&E | Com | Lighting | Com - Lodging | Gas Energy (MMTherm/year) | Energy Efficiency | -1.8203e-06 | -1.9191e-06 | -6.1418e-07 | 0 | 0 | 0 | 0 | 0 | 0 | 0 | 0
2023 PG Study Reference Scenario | PG&E | Com | Lighting | Com - Office (Large) | Electric Demand (MW) | Energy Efficiency | 0.00058269 | 0.00060307 | 0.00062469 | 0.00063895 | 0.00047971 | 0.00041974 | 0.0004306 | 0.00043813 | 0.00044328 | 0.00044919 | 0.00045337
2023 PG Study Reference Scenario | PG&E | Com | Lighting | Com - Office (Large) | Electric Energy (GWh/year) | Energy Efficiency | 0.0041312 | 0.0042757 | 0.0044289 | 0.0045301 | 0.0034011 | 0.0029759 | 0.0030529 | 0.0031063 | 0.0031428 | 0.0031847 | 0.0032143
2023 PG Study Reference Scenario | PG&E | Com | Lighting | Com - Office (Large) | Gas Energy (MMTherm/year) | Energy Efficiency | -1.8853e-05 | -1.9513e-05 | -2.0212e-05 | -2.0674e-05 | -1.5521e-05 | -1.3581e-05 | -1.3932e-05 | -1.4176e-05 | -1.4343e-05 | -1.4534e-05 | -1.4669e-05
2023 PG Study Reference Scenario | PG&E | Com | Lighting | Com - Office (Small) | Electric Demand (MW) | Energy Efficiency | 0.00013089 | 0.00013925 | 6.7984e-05 | 4.5121e-05 | 4.6574e-05 | 4.7893e-05 | 4.8988e-05 | 4.99e-05 | 5.0624e-05 | 5.1232e-05 | 5.172e-05
2023 PG Study Reference Scenario | PG&E | Com | Lighting | Com - Office (Small) | Electric Energy (GWh/year) | Energy Efficiency | 0.00071465 | 0.00076033 | 0.00037119 | 0.00024636 | 0.00025429 | 0.00026149 | 0.00026747 | 0.00027245 | 0.00027641 | 0.00027973 | 0.00028239
2023 PG Study Reference Scenario | PG&E | Com | Lighting | Com - Office (Small) | Gas Energy (MMTherm/year) | Energy Efficiency | -3.2472e-06 | -3.4547e-06 | -1.6866e-06 | -1.1194e-06 | -1.1554e-06 | -1.1881e-06 | -1.2153e-06 | -1.2379e-06 | -1.2559e-06 | -1.271e-06 | -1.2831e-06
2023 PG Study Reference Scenario | PG&E | Com | Lighting | Com - Other | Electric Demand (MW) | Energy Efficiency | 0 | 0 | 0 | 0 | 0 | 0 | 0 | 0 | 0 | 0 | 0
2023 PG Study Reference Scenario | PG&E | Com | Lighting | Com - Other | Electric Energy (GWh/year) | Energy Efficiency | 0 | 0 | 0 | 0 | 0 | 0 | 0 | 0 | 0 | 0 | 0
2023 PG Study Reference Scenario | PG&E | Com | Lighting | Com - Other | Gas Energy (MMTherm/year) | Energy Efficiency | 0 | 0 | 0 | 0 | 0 | 0 | 0 | 0 | 0 | 0 | 0
2023 PG Study Reference Scenario | PG&E | Com | Lighting | Com - Refrig. Warehouse | Electric Demand (MW) | Energy Efficiency | 0.00024068 | 0.00025018 | 0.00025887 | 0.00026629 | 0.00027314 | 0.0002797 | 0.00028503 | 0.00028978 | 0.00029322 | 0.00029633 | 0.00029898
2023 PG Study Reference Scenario | PG&E | Com | Lighting | Com - Refrig. Warehouse | Electric Energy (GWh/year) | Energy Efficiency | 0.0021447 | 0.0022293 | 0.0023066 | 0.0023726 | 0.0024335 | 0.0024918 | 0.0025393 | 0.0025814 | 0.002612 | 0.0026396 | 0.0026633
2023 PG Study Reference Scenario | PG&E | Com | Lighting | Com - Refrig. Warehouse | Gas Energy (MMTherm/year) | Energy Efficiency | -2.1239e-09 | -2.213e-09 | -2.2952e-09 | -2.3665e-09 | -2.4329e-09 | -2.4968e-09 | -2.5498e-09 | -2.5972e-09 | -2.6326e-09 | -2.6636e-09 | -2.6885e-09
2023 PG Study Reference Scenario | PG&E | Com | Lighting | Com - Restaurant | Electric Demand (MW) | Energy Efficiency | 0.008914 | 0.0089191 | 0.0089459 | 0.0089596 | 0.0089564 | 0.0089425 | 0.0089644 | 0.0089468 | 0.0089206 | 0.0089019 | 0.0088607
2023 PG Study Reference Scenario | PG&E | Com | Lighting | Com - Restaurant | Electric Energy (GWh/year) | Energy Efficiency | 0.044376 | 0.044401 | 0.044534 | 0.044603 | 0.044587 | 0.044518 | 0.044627 | 0.044539 | 0.044409 | 0.044316 | 0.04411
2023 PG Study Reference Scenario | PG&E | Com | Lighting | Com - Restaurant | Gas Energy (MMTherm/year) | Energy Efficiency | -0.00038087 | -0.00038109 | -0.00038223 | -0.00038282 | -0.00038268 | -0.00038209 | -0.00038302 | -0.00038227 | -0.00038115 | -0.00038035 | -0.00037859
2023 PG Study Reference Scenario | PG&E | Com | Lighting | Com - Retail | Electric Demand (MW) | Energy Efficiency | 0 | 0 | 0 | 0 | 0 | 0 | 0 | 0 | 0.003318 | 0.0034133 | 0.0033952
2023 PG Study Reference Scenario | PG&E | Com | Lighting | Com - Retail | Electric Energy (GWh/year) | Energy Efficiency | 0 | 0 | 0 | 0 | 0 | 0 | 0 | 0 | 0.019607 | 0.020171 | 0.020064
2023 PG Study Reference Scenario | PG&E | Com | Lighting | Com - Retail | Gas Energy (MMTherm/year) | Energy Efficiency | 0 | 0 | 0 | 0 | 0 | 0 | 0 | 0 | -0.00010623 | -0.00010929 | -0.00010871
2023 PG Study Reference Scenario | PG&E | Com | Lighting | Com - School | Electric Demand (MW) | Energy Efficiency | 9.5271e-05 | 0.00010036 | 5.9986e-05 | 4.4067e-05 | 4.5354e-05 | 1.2104e-05 | 0 | 0 | 0 | 0 | 0
2023 PG Study Reference Scenario | PG&E | Com | Lighting | Com - School | Electric Energy (GWh/year) | Energy Efficiency | 0.0005695 | 0.00059989 | 0.00035857 | 0.00026342 | 0.00027111 | 7.2353e-05 | 0 | 0 | 0 | 0 | 0
2023 PG Study Reference Scenario | PG&E | Com | Lighting | Com - School | Gas Energy (MMTherm/year) | Energy Efficiency | -6.4619e-06 | -6.8067e-06 | -4.0686e-06 | -2.9889e-06 | -3.0762e-06 | -8.2097e-07 | 0 | 0 | 0 | 0 | 0
2023 PG Study Reference Scenario | PG&E | Com | Lighting | Com - Warehouse | Electric Demand (MW) | Energy Efficiency | 0.00015035 | 0.00015617 | 0.00014477 | 0.00013902 | 0.00013876 | 0.00014034 | 0.00014126 | 0.00014243 | 0.00014291 | 0.0001434 | 0.00014335
2023 PG Study Reference Scenario | PG&E | Com | Lighting | Com - Warehouse | Electric Energy (GWh/year) | Energy Efficiency | 0.0011997 | 0.0012461 | 0.0011552 | 0.0011092 | 0.0011072 | 0.0011198 | 0.0011271 | 0.0011365 | 0.0011403 | 0.0011442 | 0.0011438
2023 PG Study Reference Scenario | PG&E | Com | Lighting | Com - Warehouse | Gas Energy (MMTherm/year) | Energy Efficiency | -7.8653e-06 | -8.1696e-06 | -7.5736e-06 | -7.2724e-06 | -7.2592e-06 | -7.3417e-06 | -7.3897e-06 | -7.4513e-06 | -7.4762e-06 | -7.5016e-06 | -7.4991e-06
2023 PG Study Reference Scenario | PG&E | Com | WaterHeat | Com - College | Electric Demand (MW) | Energy Efficiency | 0.023116 | 0.021932 | 0.020764 | 0.019905 | 0.016251 | 0.015606 | 0.015044 | 0.01454 | 0.014056 | 0.013619 | 0.013228
2023 PG Study Reference Scenario | PG&E | Com | WaterHeat | Com - College | Electric Demand (MW) | Fuel Substitution | -0.0014961 | -0.00158 | -0.0016347 | -0.0016855 | -0.0014822 | 0.0023388 | 0.0026433 | 0.0030017 | 0.003444 | 0.0037539 | 0.003925
2023 PG Study Reference Scenario | PG&E | Com | WaterHeat | Com - College | Electric Energy (GWh/year) | Energy Efficiency | 0.18976 | 0.18003 | 0.17042 | 0.16337 | 0.13344 | 0.12813 | 0.12352 | 0.11937 | 0.1154 | 0.11181 | 0.1086
2023 PG Study Reference Scenario | PG&E | Com | WaterHeat | Com - College | Electric Energy (GWh/year) | Fuel Substitution | -0.035078 | -0.036365 | -0.0372 | -0.037956 | -0.034953 | 0.019203 | 0.021702 | 0.024644 | 0.028275 | 0.030819 | 0.032224
2023 PG Study Reference Scenario | PG&E | Com | WaterHeat | Com - College | Gas Energy (MMTherm/year) | Energy Efficiency | 0.010197 | 0.0098066 | 0.0093457 | 0.0090286 | 0.0066164 | 0.00012319 | 0.00012255 | 0.00012136 | 0.00011954 | 0.00011745 | 0.00011614
2023 PG Study Reference Scenario | PG&E | Com | WaterHeat | Com - College | Gas Energy (MMTherm/year) | Fuel Substitution | 0.0023702 | 0.0024326 | 0.0024729 | 0.0025081 | 0.0023688 | 0 | 0 | 0 | 0 | 0 | 0
2023 PG Study Reference Scenario | PG&E | Com | WaterHeat | Com - Grocery | Electric Demand (MW) | Energy Efficiency | 0.091644 | 0.086515 | 0.082435 | 0.078868 | 0.075732 | 0.072962 | 0.070507 | 0.068321 | 0.066209 | 0.064317 | 0.062655
2023 PG Study Reference Scenario | PG&E | Com | WaterHeat | Com - Grocery | Electric Demand (MW) | Fuel Substitution | -0.0016777 | -0.001779 | -0.0018675 | -0.0019363 | -0.0019871 | 0.0039712 | 0.0043606 | 0.0047482 | 0.0053242 | 0.0057558 | 0.0060042
2023 PG Study Reference Scenario | PG&E | Com | WaterHeat | Com - Grocery | Electric Energy (GWh/year) | Energy Efficiency | 0.4844 | 0.45734 | 0.43577 | 0.41691 | 0.40034 | 0.38569 | 0.37271 | 0.36116 | 0.34999 | 0.33999 | 0.3312
2023 PG Study Reference Scenario | PG&E | Com | WaterHeat | Com - Grocery | Electric Energy (GWh/year) | Fuel Substitution | -0.030427 | -0.031438 | -0.032311 | -0.032982 | -0.033468 | 0.020992 | 0.02305 | 0.025099 | 0.028144 | 0.030425 | 0.031738
2023 PG Study Reference Scenario | PG&E | Com | WaterHeat | Com - Grocery | Gas Energy (MMTherm/year) | Energy Efficiency | 0.0033494 | 0.0031727 | 0.0030304 | 0.0029236 | 0.0028225 | 0.0016866 | 0.0016677 | 0.0016605 | 0.0014858 | 0.001372 | 0.0013384
2023 PG Study Reference Scenario | PG&E | Com | WaterHeat | Com - Grocery | Gas Energy (MMTherm/year) | Fuel Substitution | 0.0022186 | 0.0022673 | 0.0023091 | 0.0023407 | 0.0023631 | 0 | 0 | 0 | 0 | 0 | 0
2023 PG Study Reference Scenario | PG&E | Com | WaterHeat | Com - Health | Electric Demand (MW) | Energy Efficiency | 0.15048 | 0.14478 | 0.1412 | 0.13772 | 0.1353 | 0.13288 | 0.13091 | 0.12899 | 0.12702 | 0.12503 | 0.1228
2023 PG Study Reference Scenario | PG&E | Com | WaterHeat | Com - Health | Electric Demand (MW) | Fuel Substitution | -0.0036552 | -0.0039341 | -0.0042101 | -0.004433 | -0.0046367 | 0.0077821 | 0.0086307 | 0.0096556 | 0.011015 | 0.012019 | 0.012634
2023 PG Study Reference Scenario | PG&E | Com | WaterHeat | Com - Health | Electric Energy (GWh/year) | Energy Efficiency | 1.2594 | 1.2118 | 1.1818 | 1.1527 | 1.1324 | 1.1122 | 1.0957 | 1.0796 | 1.0632 | 1.0465 | 1.0278
2023 PG Study Reference Scenario | PG&E | Com | WaterHeat | Com - Health | Electric Energy (GWh/year) | Fuel Substitution | -0.094533 | -0.0991 | -0.10358 | -0.10723 | -0.11055 | 0.065131 | 0.072233 | 0.080812 | 0.092192 | 0.10059 | 0.10574
2023 PG Study Reference Scenario | PG&E | Com | WaterHeat | Com - Health | Gas Energy (MMTherm/year) | Energy Efficiency | 0.029046 | 0.028347 | 0.028154 | 0.027723 | 0.027484 | 0.00050648 | 0.00050918 | 0.00051044 | 0.00047019 | 0.00043568 | 0.00041769
2023 PG Study Reference Scenario | PG&E | Com | WaterHeat | Com - Health | Gas Energy (MMTherm/year) | Fuel Substitution | 0.006719 | 0.0069537 | 0.0071819 | 0.0073693 | 0.0075391 | 0 | 0 | 0 | 0 | 0 | 0
2023 PG Study Reference Scenario | PG&E | Com | WaterHeat | Com - Lodging | Electric Demand (MW) | Energy Efficiency | 0.031143 | 0.030141 | 0.029333 | 0.028608 | 0.028125 | 0.027073 | 0.026674 | 0.026335 | 0.02582 | 0.025351 | 0.024983
2023 PG Study Reference Scenario | PG&E | Com | WaterHeat | Com - Lodging | Electric Demand (MW) | Fuel Substitution | -0.0043842 | -0.0047325 | -0.0050392 | -0.0052924 | -0.0055272 | 0.0071887 | 0.0079069 | 0.0090958 | 0.010239 | 0.011015 | 0.011439
2023 PG Study Reference Scenario | PG&E | Com | WaterHeat | Com - Lodging | Electric Energy (GWh/year) | Energy Efficiency | 0.25371 | 0.24555 | 0.23897 | 0.23306 | 0.22912 | 0.22065 | 0.2174 | 0.21464 | 0.21044 | 0.20662 | 0.20363
2023 PG Study Reference Scenario | PG&E | Com | WaterHeat | Com - Lodging | Electric Energy (GWh/year) | Fuel Substitution | -0.12231 | -0.12907 | -0.13496 | -0.13975 | -0.14402 | 0.058588 | 0.064441 | 0.07413 | 0.083448 | 0.089776 | 0.093229
2023 PG Study Reference Scenario | PG&E | Com | WaterHeat | Com - Lodging | Gas Energy (MMTherm/year) | Energy Efficiency | 0.21836 | 0.21529 | 0.21253 | 0.20866 | 0.20633 | 0.00043319 | 0.00043483 | 0.00043644 | 0.00040579 | 0.00037638 | 0.00036058
2023 PG Study Reference Scenario | PG&E | Com | WaterHeat | Com - Lodging | Gas Energy (MMTherm/year) | Fuel Substitution | 0.0095271 | 0.0099771 | 0.010364 | 0.010676 | 0.010943 | 0 | 0 | 0 | 0 | 0 | 0
2023 PG Study Reference Scenario | PG&E | Com | WaterHeat | Com - Office (Large) | Electric Demand (MW) | Energy Efficiency | 0.031746 | 0.030702 | 0.029992 | 0.029324 | 0.028852 | 0.028391 | 0.028062 | 0.027692 | 0.027305 | 0.027083 | 0.026875
2023 PG Study Reference Scenario | PG&E | Com | WaterHeat | Com - Office (Large) | Electric Demand (MW) | Fuel Substitution | -0.00048458 | -0.00052241 | -0.00055803 | -0.00058711 | -0.00061315 | 0.00085357 | 0.00094587 | 0.0010749 | 0.0012234 | 0.0013305 | 0.001394
2023 PG Study Reference Scenario | PG&E | Com | WaterHeat | Com - Office (Large) | Electric Energy (GWh/year) | Energy Efficiency | 0.58056 | 0.56148 | 0.54849 | 0.53628 | 0.52764 | 0.51918 | 0.51315 | 0.50639 | 0.49932 | 0.49525 | 0.49145
2023 PG Study Reference Scenario | PG&E | Com | WaterHeat | Com - Office (Large) | Electric Energy (GWh/year) | Fuel Substitution | -0.026132 | -0.027463 | -0.028709 | -0.029726 | -0.03063 | 0.015608 | 0.017296 | 0.019656 | 0.02237 | 0.02433 | 0.02549
2023 PG Study Reference Scenario | PG&E | Com | WaterHeat | Com - Office (Large) | Gas Energy (MMTherm/year) | Energy Efficiency | 0.023193 | 0.02275 | 0.022509 | 0.022173 | 0.021935 | 0 | 0 | 0 | 0 | 0 | 0
2023 PG Study Reference Scenario | PG&E | Com | WaterHeat | Com - Office (Large) | Gas Energy (MMTherm/year) | Fuel Substitution | 0.0018085 | 0.0018755 | 0.0019377 | 0.0019885 | 0.0020333 | 0 | 0 | 0 | 0 | 0 | 0
2023 PG Study Reference Scenario | PG&E | Com | WaterHeat | Com - Office (Small) | Electric Demand (MW) | Energy Efficiency | 0.0013602 | 0.0013146 | 0.0012786 | 0.0012475 | 0.0012208 | 0.0011999 | 0.0011818 | 0.0011666 | 0.0011515 | 0.0011389 | 0.001129
2023 PG Study Reference Scenario | PG&E | Com | WaterHeat | Com - Office (Small) | Electric Demand (MW) | Fuel Substitution | -2.1903e-05 | -2.3586e-05 | -2.5073e-05 | -2.6314e-05 | -2.7325e-05 | 3.2212e-05 | 3.6613e-05 | 4.2339e-05 | 4.8958e-05 | 5.3755e-05 | 5.6593e-05
2023 PG Study Reference Scenario | PG&E | Com | WaterHeat | Com - Office (Small) | Electric Energy (GWh/year) | Energy Efficiency | 0.14868 | 0.14369 | 0.13976 | 0.13637 | 0.13345 | 0.13116 | 0.12918 | 0.12752 | 0.12586 | 0.12449 | 0.12341
2023 PG Study Reference Scenario | PG&E | Com | WaterHeat | Com - Office (Small) | Electric Energy (GWh/year) | Fuel Substitution | -0.006651 | -0.0070021 | -0.0073117 | -0.0075692 | -0.0077783 | 0.0035207 | 0.0040018 | 0.0046278 | 0.0053512 | 0.0058756 | 0.0061857
2023 PG Study Reference Scenario | PG&E | Com | WaterHeat | Com - Office (Small) | Gas Energy (MMTherm/year) | Fuel Substitution | 0.00044351 | 0.00046092 | 0.00047624 | 0.00048894 | 0.00049921 | 0 | 0 | 0 | 0 | 0 | 0
2023 PG Study Reference Scenario | PG&E | Com | WaterHeat | Com - Other | Electric Demand (MW) | Energy Efficiency | 1.044 | 1.0031 | 0.96968 | 0.94023 | 0.91369 | 0.8934 | 0.87612 | 0.86017 | 0.84109 | 0.82539 | 0.81272
2023 PG Study Reference Scenario | PG&E | Com | WaterHeat | Com - Other | Electric Demand (MW) | Fuel Substitution | -0.018498 | -0.01989 | -0.021102 | -0.022088 | -0.022853 | 0.033262 | 0.036691 | 0.040996 | 0.046355 | 0.050163 | 0.052348
2023 PG Study Reference Scenario | PG&E | Com | WaterHeat | Com - Other | Electric Energy (GWh/year) | Energy Efficiency | 6.7828 | 6.5165 | 6.2997 | 6.1084 | 5.936 | 5.8042 | 5.6919 | 5.5883 | 5.4644 | 5.3624 | 5.2801
2023 PG Study Reference Scenario | PG&E | Com | WaterHeat | Com - Other | Electric Energy (GWh/year) | Fuel Substitution | -0.36779 | -0.38487 | -0.39965 | -0.41157 | -0.42069 | 0.21606 | 0.23834 | 0.26631 | 0.30113 | 0.32586 | 0.34006
2023 PG Study Reference Scenario | PG&E | Com | WaterHeat | Com - Other | Gas Energy (MMTherm/year) | Energy Efficiency | 0.026459 | 0.025994 | 0.026099 | 0.026208 | 0.025863 | 0.0073883 | 0.0074039 | 0.0074034 | 0.0067235 | 0.0061595 | 0.0058864
2023 PG Study Reference Scenario | PG&E | Com | WaterHeat | Com - Other | Gas Energy (MMTherm/year) | Fuel Substitution | 0.025232 | 0.02605 | 0.026754 | 0.027315 | 0.027739 | 0 | 0 | 0 | 0 | 0 | 0
2023 PG Study Reference Scenario | PG&E | Com | WaterHeat | Com - Refrig. Warehouse | Electric Demand (MW) | Energy Efficiency | 0.007188 | 0.006974 | 0.0068012 | 0.0066516 | 0.0065331 | 0.0064452 | 0.0063664 | 0.0063045 | 0.0062338 | 0.006175 | 0.0061267
2023 PG Study Reference Scenario | PG&E | Com | WaterHeat | Com - Refrig. Warehouse | Electric Energy (GWh/year) | Energy Efficiency | 0.083212 | 0.080735 | 0.078735 | 0.077002 | 0.075631 | 0.074613 | 0.073701 | 0.072985 | 0.072166 | 0.071485 | 0.070927
2023 PG Study Reference Scenario | PG&E | Com | WaterHeat | Com - Refrig. Warehouse | Electric Energy (GWh/year) | Fuel Substitution | -0.0005692 | -0.00059189 | -0.00061052 | -0.00062462 | -0.00063531 | 0 | 0 | 0 | 0 | 0 | 0
2023 PG Study Reference Scenario | PG&E | Com | WaterHeat | Com - Refrig. Warehouse | Gas Energy (MMTherm/year) | Energy Efficiency | 0.00024484 | 0.00024112 | 0.0002378 | 0.00023423 | 0.00023111 | 0 | 0 | 0 | 0 | 0 | 0
2023 PG Study Reference Scenario | PG&E | Com | WaterHeat | Com - Refrig. Warehouse | Gas Energy (MMTherm/year) | Fuel Substitution | 6.0424e-05 | 6.2833e-05 | 6.481e-05 | 6.6307e-05 | 6.7442e-05 | 0 | 0 | 0 | 0 | 0 | 0
2023 PG Study Reference Scenario | PG&E | Com | WaterHeat | Com - Restaurant | Electric Demand (MW) | Energy Efficiency | 0.20351 | 0.19189 | 0.18176 | 0.17286 | 0.165 | 0.15802 | 0.1518 | 0.14622 | 0.14103 | 0.13633 | 0.1321
2023 PG Study Reference Scenario | PG&E | Com | WaterHeat | Com - Restaurant | Electric Demand (MW) | Fuel Substitution | -0.01066 | -0.01124 | -0.01168 | -0.011992 | -0.012192 | 0.020148 | 0.022578 | 0.024968 | 0.028382 | 0.030736 | 0.031995
2023 PG Study Reference Scenario | PG&E | Com | WaterHeat | Com - Restaurant | Electric Energy (GWh/year) | Energy Efficiency | 1.0436 | 0.98406 | 0.93207 | 0.88643 | 0.84613 | 0.81032 | 0.77841 | 0.7498 | 0.72319 | 0.69908 | 0.67737
2023 PG Study Reference Scenario | PG&E | Com | WaterHeat | Com - Restaurant | Electric Energy (GWh/year) | Fuel Substitution | -0.16359 | -0.16872 | -0.17251 | -0.17508 | -0.17657 | 0.10331 | 0.11577 | 0.12803 | 0.14553 | 0.1576 | 0.16405
2023 PG Study Reference Scenario | PG&E | Com | WaterHeat | Com - Restaurant | Gas Energy (MMTherm/year) | Energy Efficiency | 0.0099837 | 0.009565 | 0.0092953 | 0.0090681 | 0.0088548 | 0.0069491 | 0.0068662 | 0.0067791 | 0.006664 | 0.006564 | 0.0064773
2023 PG Study Reference Scenario | PG&E | Com | WaterHeat | Com - Restaurant | Gas Energy (MMTherm/year) | Fuel Substitution | 0.011768 | 0.012001 | 0.012167 | 0.012271 | 0.012321 | 0 | 0 | 0 | 0 | 0 | 0
2023 PG Study Reference Scenario | PG&E | Com | WaterHeat | Com - Retail | Electric Demand (MW) | Energy Efficiency | 0.055404 | 0.052464 | 0.049908 | 0.047674 | 0.045711 | 0.04398 | 0.042448 | 0.041086 | 0.039637 | 0.038338 | 0.037228
2023 PG Study Reference Scenario | PG&E | Com | WaterHeat | Com - Retail | Electric Demand (MW) | Fuel Substitution | -0.00060785 | -0.00064974 | -0.00068352 | -0.00070955 | -0.00072857 | 0.0011563 | 0.0012451 | 0.0013387 | 0.0014659 | 0.0015513 | 0.0015963
2023 PG Study Reference Scenario | PG&E | Com | WaterHeat | Com - Retail | Electric Energy (GWh/year) | Energy Efficiency | 0.34904 | 0.33052 | 0.31442 | 0.30034 | 0.28797 | 0.27707 | 0.26742 | 0.25884 | 0.24971 | 0.24153 | 0.23454
2023 PG Study Reference Scenario | PG&E | Com | WaterHeat | Com - Retail | Electric Energy (GWh/year) | Fuel Substitution | -0.012462 | -0.012945 | -0.013328 | -0.013614 | -0.013813 | 0.0072844 | 0.007844 | 0.0084336 | 0.0092349 | 0.0097729 | 0.010056
2023 PG Study Reference Scenario | PG&E | Com | WaterHeat | Com - Retail | Gas Energy (MMTherm/year) | Energy Efficiency | 0.00099252 | 0 | 0 | 0 | 0 | 0 | 0 | 0 | 0 | 0 | 0
2023 PG Study Reference Scenario | PG&E | Com | WaterHeat | Com - Retail | Gas Energy (MMTherm/year) | Fuel Substitution | 0.00088955 | 0.00091212 | 0.00092952 | 0.00094198 | 0.00095001 | 0 | 0 | 0 | 0 | 0 | 0
2023 PG Study Reference Scenario | PG&E | Com | WaterHeat | Com - School | Electric Demand (MW) | Energy Efficiency | -7.0778e-05 | -6.8475e-05 | -6.6561e-05 | -6.4909e-05 | -6.3336e-05 | -6.215e-05 | -6.1123e-05 | -6.0341e-05 | -5.9515e-05 | -5.8834e-05 | -5.8315e-05
2023 PG Study Reference Scenario | PG&E | Com | WaterHeat | Com - School | Electric Demand (MW) | Fuel Substitution | 3.327e-06 | 3.5802e-06 | 3.7982e-06 | 3.9789e-06 | 4.1164e-06 | -4.8534e-06 | -5.5339e-06 | -6.4657e-06 | -7.4841e-06 | -8.214e-06 | -8.6387e-06
2023 PG Study Reference Scenario | PG&E | Com | WaterHeat | Com - School | Electric Energy (GWh/year) | Energy Efficiency | 0.57357 | 0.55491 | 0.53941 | 0.52602 | 0.51327 | 0.50338 | 0.49507 | 0.48873 | 0.48204 | 0.47653 | 0.47232
2023 PG Study Reference Scenario | PG&E | Com | WaterHeat | Com - School | Electric Energy (GWh/year) | Fuel Substitution | -0.073951 | -0.077812 | -0.081124 | -0.083853 | -0.085917 | 0.039481 | 0.045016 | 0.052593 | 0.060877 | 0.066815 | 0.070271
2023 PG Study Reference Scenario | PG&E | Com | WaterHeat | Com - School | Gas Energy (MMTherm/year) | Energy Efficiency | 0.01563 | 0.01541 | 0.015216 | 0.015003 | 0.014717 | 0.0022945 | 0.0023077 | 0.002323 | 0.0023029 | 0.0022861 | 0.002286
2023 PG Study Reference Scenario | PG&E | Com | WaterHeat | Com - School | Gas Energy (MMTherm/year) | Fuel Substitution | 0.0050297 | 0.005223 | 0.0053881 | 0.0055232 | 0.0056247 | 0 | 0 | 0 | 0 | 0 | 0
2023 PG Study Reference Scenario | PG&E | Com | WaterHeat | Com - Warehouse | Electric Demand (MW) | Energy Efficiency | 0.003206 | 0.0030262 | 0.0023305 | 0.0021929 | 0.0020739 | 0.0019858 | 0.0019125 | 0.0018465 | 0.0017794 | 0.0017188 | 0.0016655
2023 PG Study Reference Scenario | PG&E | Com | WaterHeat | Com - Warehouse | Electric Demand (MW) | Fuel Substitution | -1.1116e-05 | -1.1657e-05 | -9.8098e-06 | -9.9129e-06 | -9.9396e-06 | 1.8067e-05 | 1.9686e-05 | 2.1892e-05 | 2.4492e-05 | 2.6233e-05 | 2.7118e-05
2023 PG Study Reference Scenario | PG&E | Com | WaterHeat | Com - Warehouse | Electric Energy (GWh/year) | Energy Efficiency | 0.086371 | 0.081518 | 0.062748 | 0.05907 | 0.055889 | 0.053519 | 0.051541 | 0.049762 | 0.047955 | 0.046321 | 0.044885
2023 PG Study Reference Scenario | PG&E | Com | WaterHeat | Com - Warehouse | Electric Energy (GWh/year) | Fuel Substitution | -0.00089648 | -0.00092387 | -0.00083338 | -0.00083717 | -0.00083659 | 0.00048697 | 0.0005306 | 0.00059004 | 0.00066011 | 0.00070701 | 0.00073086
2023 PG Study Reference Scenario | PG&E | Com | WaterHeat | Com - Warehouse | Gas Energy (MMTherm/year) | Energy Efficiency | 0.0013198 | 0.0012607 | 0.00092256 | 0.00086387 | 0.00081335 | 0 | 0 | 0 | 0 | 0 | 0
2023 PG Study Reference Scenario | PG&E | Com | WaterHeat | Com - Warehouse | Gas Energy (MMTherm/year) | Fuel Substitution | 6.1049e-05 | 6.2364e-05 | 5.8212e-05 | 5.8302e-05 | 5.8157e-05 | 0 | 0 | 0 | 0 | 0 | 0
2023 PG Study Reference Scenario | PG&E | Com | WholeBlg | Com - College | Electric Demand (MW) | Energy Efficiency | 0.055807 | 0.049405 | 0.051239 | 0.10315 | 0.06015 | 0.06011 | 0.060486 | 0.059607 | 0.059695 | 0.059324 | 0.058541
2023 PG Study Reference Scenario | PG&E | Com | WholeBlg | Com - College | Electric Energy (GWh/year) | Energy Efficiency | 0.56166 | 0.49724 | 0.51569 | 1.0382 | 0.60545 | 0.60505 | 0.60883 | 0.59998 | 0.60087 | 0.59713 | 0.58925
2023 PG Study Reference Scenario | PG&E | Com | WholeBlg | Com - College | Gas Energy (MMTherm/year) | Energy Efficiency | 0.025798 | 0.022838 | 0.023686 | 0.051236 | 0.02988 | 0.029862 | 0.03005 | 0.029612 | 0.029657 | 0.029473 | 0.029084
2023 PG Study Reference Scenario | PG&E | Com | WholeBlg | Com - Grocery | Electric Demand (MW) | Energy Efficiency | 0.075135 | 0.068638 | 0.076597 | 0.083248 | 0.050043 | 0.052776 | 0.054615 | 0.056068 | 0.05654 | 0.056982 | 0.05744
2023 PG Study Reference Scenario | PG&E | Com | WholeBlg | Com - Grocery | Electric Energy (GWh/year) | Energy Efficiency | 0.98226 | 0.89733 | 1.0014 | 1.0883 | 0.65423 | 0.68996 | 0.714 | 0.733 | 0.73917 | 0.74495 | 0.75093
2023 PG Study Reference Scenario | PG&E | Com | WholeBlg | Com - Grocery | Gas Energy (MMTherm/year) | Energy Efficiency | 0.020607 | 0.018824 | 0.021004 | 0.022826 | 0.013721 | 0.014469 | 0.014973 | 0.015371 | 0.0155 | 0.015621 | 0.015746
2023 PG Study Reference Scenario | PG&E | Com | WholeBlg | Com - Lodging | Electric Demand (MW) | Energy Efficiency | 0 | 0 | 0 | 0 | 0 | 0 | 0 | 0 | 0 | 0 | 2.1779e-05
2023 PG Study Reference Scenario | PG&E | Com | WholeBlg | Com - Lodging | Electric Energy (GWh/year) | Energy Efficiency | 0 | 0 | 0 | 0 | 0 | 0 | 0 | 0 | 0 | 0 | 0.00011765
2023 PG Study Reference Scenario | PG&E | Com | WholeBlg | Com - Lodging | Gas Energy (MMTherm/year) | Energy Efficiency | 0 | 0 | 0 | 0 | 0 | 0 | 0 | 0 | 0 | 0 | 1.9605e-05
2023 PG Study Reference Scenario | PG&E | Com | WholeBlg | Com - Restaurant | Electric Demand (MW) | Energy Efficiency | 0.27378 | 0.23583 | 0.24736 | 0.25582 | 0.14951 | 0.15025 | 0.1512 | 0.1507 | 0.14945 | 0.14842 | 0.14703
2023 PG Study Reference Scenario | PG&E | Com | WholeBlg | Com - Restaurant | Electric Energy (GWh/year) | Energy Efficiency | 1.2763 | 1.0994 | 1.1532 | 1.1926 | 0.697 | 0.70042 | 0.70486 | 0.70253 | 0.6967 | 0.69192 | 0.68541
2023 PG Study Reference Scenario | PG&E | Com | WholeBlg | Com - Restaurant | Gas Energy (MMTherm/year) | Energy Efficiency | 0.11238 | 0.096808 | 0.10154 | 0.10501 | 0.061375 | 0.061678 | 0.062068 | 0.061863 | 0.061351 | 0.06093 | 0.060357
2023 PG Study Reference Scenario | PG&E | Com | WholeBlg | Com - Retail | Electric Demand (MW) | Energy Efficiency | 0.71494 | 0.63731 | 0.69378 | 0.73722 | 0.43567 | 0.45291 | 0.46424 | 0.47322 | 0.4758 | 0.47857 | 0.48208
2023 PG Study Reference Scenario | PG&E | Com | WholeBlg | Com - Retail | Electric Energy (GWh/year) | Energy Efficiency | 2.7642 | 2.464 | 2.6823 | 2.8503 | 1.6844 | 1.7511 | 1.7949 | 1.8296 | 1.8396 | 1.8503 | 1.8639
2023 PG Study Reference Scenario | PG&E | Com | WholeBlg | Com - Retail | Gas Energy (MMTherm/year) | Energy Efficiency | 0.052996 | 0.04724 | 0.051425 | 0.054645 | 0.032293 | 0.033571 | 0.034411 | 0.035076 | 0.035267 | 0.035473 | 0.035733
2023 PG Study Reference Scenario | PG&E | Com | WholeBlg | Com - School | Electric Demand (MW) | Energy Efficiency | 0 | 0 | 0 | 0 | 0 | 0 | 0 | 0 | 0 | 0 | 0.00036326
2023 PG Study Reference Scenario | PG&E | Com | WholeBlg | Com - School | Electric Energy (GWh/year) | Energy Efficiency | 0 | 0 | 0 | 0 | 0 | 0 | 0 | 0 | 0 | 0 | 0.00079643
2023 PG Study Reference Scenario | PG&E | Com | WholeBlg | Com - School | Gas Energy (MMTherm/year) | Energy Efficiency | 0 | 0 | 0 | 0 | 0 | 0 | 0 | 0 | 0 | 0 | 4.8109e-05
2023 PG Study Reference Scenario | PG&E | Com | WholeBlg | Com - Warehouse | Electric Demand (MW) | Energy Efficiency | 0.15582 | 0.28348 | 0.29797 | 0.30902 | 0.18221 | 0.18544 | 0.1857 | 0.18442 | 0.18216 | 0.17999 | 0.17701
2023 PG Study Reference Scenario | PG&E | Com | WholeBlg | Com - Warehouse | Electric Energy (GWh/year) | Energy Efficiency | 0.60498 | 1.1005 | 1.1568 | 1.1997 | 0.70739 | 0.71991 | 0.72095 | 0.71596 | 0.70719 | 0.69876 | 0.68719
2023 PG Study Reference Scenario | PG&E | Com | WholeBlg | Com - Warehouse | Gas Energy (MMTherm/year) | Energy Efficiency | 0.037719 | 0.066055 | 0.069436 | 0.07201 | 0.042459 | 0.04321 | 0.043272 | 0.042973 | 0.042447 | 0.041941 | 0.041247
2023 PG Study Reference Scenario | PG&E | Ind | BROs | Ind - All Other Industrial | Electric Demand (MW) | Energy Efficiency | 0.016363 | 0.017678 | 0.018978 | 0.020253 | 0.021554 | 0.022874 | 0.024218 | 0.025562 | 0.026906 | 0.028254 | 0.029603
2023 PG Study Reference Scenario | PG&E | Ind | BROs | Ind - All Other Industrial | Electric Energy (GWh/year) | Energy Efficiency | 0.084038 | 0.090792 | 0.09747 | 0.10402 | 0.1107 | 0.11748 | 0.12438 | 0.13129 | 0.13819 | 0.14511 | 0.15204
2023 PG Study Reference Scenario | PG&E | Ind | BROs | Ind - All Other Industrial | Gas Energy (MMTherm/year) | Energy Efficiency | 0.0015218 | 0.0016587 | 0.0017913 | 0.0019247 | 0.0020604 | 0.0021978 | 0.0023399 | 0.0024855 | 0.0026347 | 0.0027869 | 0.0029431
2023 PG Study Reference Scenario | PG&E | Ind | BROs | Ind - Chemicals | Electric Demand (MW) | Energy Efficiency | 0.20593 | 0.22158 | 0.23725 | 0.25256 | 0.26808 | 0.28368 | 0.29934 | 0.31484 | 0.33015 | 0.34534 | 0.36039
2023 PG Study Reference Scenario | PG&E | Ind | BROs | Ind - Chemicals | Electric Energy (GWh/year) | Energy Efficiency | 1.0576 | 1.138 | 1.2185 | 1.2971 | 1.3768 | 1.4569 | 1.5374 | 1.617 | 1.6956 | 1.7737 | 1.8509
2023 PG Study Reference Scenario | PG&E | Ind | BROs | Ind - Chemicals | Gas Energy (MMTherm/year) | Energy Efficiency | 0.37293 | 0.4082 | 0.44311 | 0.47865 | 0.51518 | 0.55174 | 0.58953 | 0.62782 | 0.66684 | 0.70669 | 0.74766
2023 PG Study Reference Scenario | PG&E | Ind | BROs | Ind - Electronics | Electric Demand (MW) | Energy Efficiency | 0.14542 | 0.15819 | 0.17114 | 0.18421 | 0.19784 | 0.21185 | 0.22644 | 0.24136 | 0.25653 | 0.272 | 0.28773
2023 PG Study Reference Scenario | PG&E | Ind | BROs | Ind - Electronics | Electric Energy (GWh/year) | Energy Efficiency | 0.74685 | 0.81246 | 0.87896 | 0.94607 | 1.0161 | 1.088 | 1.163 | 1.2396 | 1.3175 | 1.397 | 1.4778
2023 PG Study Reference Scenario | PG&E | Ind | BROs | Ind - Electronics | Gas Energy (MMTherm/year) | Energy Efficiency | 0.01785 | 0.019447 | 0.021054 | 0.022702 | 0.024398 | 0.02612 | 0.02794 | 0.029799 | 0.031712 | 0.033674 | 0.035693
2023 PG Study Reference Scenario | PG&E | Ind | BROs | Ind - Fabricated Metals | Electric Demand (MW) | Energy Efficiency | 0.061258 | 0.065973 | 0.070678 | 0.0753 | 0.079974 | 0.084674 | 0.089452 | 0.094199 | 0.098895 | 0.10355 | 0.10815
2023 PG Study Reference Scenario | PG&E | Ind | BROs | Ind - Fabricated Metals | Electric Energy (GWh/year) | Energy Efficiency | 0.31461 | 0.33883 | 0.363 | 0.38673 | 0.41074 | 0.43488 | 0.45942 | 0.4838 | 0.50791 | 0.53184 | 0.55547
2023 PG Study Reference Scenario | PG&E | Ind | BROs | Ind - Fabricated Metals | Gas Energy (MMTherm/year) | Energy Efficiency | 0.015394 | 0.016651 | 0.017892 | 0.019138 | 0.020383 | 0.021618 | 0.0229 | 0.024177 | 0.025458 | 0.02674 | 0.028023
2023 PG Study Reference Scenario | PG&E | Ind | BROs | Ind - Food | Electric Demand (MW) | Energy Efficiency | 0.48156 | 0.51787 | 0.55374 | 0.5884 | 0.62307 | 0.65759 | 0.6941 | 0.72829 | 0.76217 | 0.79564 | 0.82852
2023 PG Study Reference Scenario | PG&E | Ind | BROs | Ind - Food | Electric Energy (GWh/year) | Energy Efficiency | 2.4732 | 2.6597 | 2.844 | 3.0219 | 3.2 | 3.3773 | 3.5648 | 3.7404 | 3.9144 | 4.0863 | 4.2552
2023 PG Study Reference Scenario | PG&E | Ind | BROs | Ind - Food | Gas Energy (MMTherm/year) | Energy Efficiency | 0.50841 | 0.54734 | 0.58526 | 0.6225 | 0.65913 | 0.69501 | 0.73173 | 0.76758 | 0.8035 | 0.83916 | 0.8745
2023 PG Study Reference Scenario | PG&E | Ind | BROs | Ind - Industrial Machinery | Electric Demand (MW) | Energy Efficiency | 0.028421 | 0.030716 | 0.033029 | 0.035286 | 0.037515 | 0.039738 | 0.042006 | 0.044268 | 0.046526 | 0.048765 | 0.050989
2023 PG Study Reference Scenario | PG&E | Ind | BROs | Ind - Industrial Machinery | Electric Energy (GWh/year) | Energy Efficiency | 0.14597 | 0.15775 | 0.16963 | 0.18122 | 0.19267 | 0.20409 | 0.21574 | 0.22736 | 0.23895 | 0.25045 | 0.26187
2023 PG Study Reference Scenario | PG&E | Ind | BROs | Ind - Industrial Machinery | Gas Energy (MMTherm/year) | Energy Efficiency | 0.0026306 | 0.0028467 | 0.0030623 | 0.0032763 | 0.0034856 | 0.0036917 | 0.0039045 | 0.0041167 | 0.0043303 | 0.0045434 | 0.0047572
2023 PG Study Reference Scenario | PG&E | Ind | BROs | Ind - Lumber & Furniture | Electric Demand (MW) | Energy Efficiency | 0.021834 | 0.023587 | 0.025283 | 0.026926 | 0.028585 | 0.030244 | 0.031975 | 0.033657 | 0.03533 | 0.036992 | 0.038631
2023 PG Study Reference Scenario | PG&E | Ind | BROs | Ind - Lumber & Furniture | Electric Energy (GWh/year) | Energy Efficiency | 0.11214 | 0.12114 | 0.12985 | 0.13829 | 0.14681 | 0.15533 | 0.16422 | 0.17286 | 0.18145 | 0.18999 | 0.19841
2023 PG Study Reference Scenario | PG&E | Ind | BROs | Ind - Lumber & Furniture | Gas Energy (MMTherm/year) | Energy Efficiency | 0.0017956 | 0.00197 | 0.00213 | 0.002287 | 0.0024437 | 0.0025972 | 0.002756 | 0.0029188 | 0.0030854 | 0.0032525 | 0.0034195
2023 PG Study Reference Scenario | PG&E | Ind | BROs | Ind - Paper | Electric Demand (MW) | Energy Efficiency | 0.045285 | 0.049693 | 0.053612 | 0.05693 | 0.060102 | 0.063193 | 0.066467 | 0.069704 | 0.072965 | 0.076242 | 0.07953
2023 PG Study Reference Scenario | PG&E | Ind | BROs | Ind - Paper | Electric Energy (GWh/year) | Energy Efficiency | 0.23258 | 0.25522 | 0.27535 | 0.29239 | 0.30868 | 0.32455 | 0.34137 | 0.35799 | 0.37474 | 0.39157 | 0.40846
2023 PG Study Reference Scenario | PG&E | Ind | BROs | Ind - Paper | Gas Energy (MMTherm/year) | Energy Efficiency | 0.022983 | 0.025217 | 0.027236 | 0.029035 | 0.03076 | 0.032439 | 0.034185 | 0.03595 | 0.037737 | 0.039537 | 0.041355
2023 PG Study Reference Scenario | PG&E | Ind | BROs | Ind - Petroleum | Electric Demand (MW) | Energy Efficiency | 0.62039 | 0.66156 | 0.70229 | 0.7419 | 0.78286 | 0.82536 | 0.86855 | 0.9112 | 0.95292 | 0.99413 | 1.0345
2023 PG Study Reference Scenario | PG&E | Ind | BROs | Ind - Petroleum | Electric Energy (GWh/year) | Energy Efficiency | 3.1862 | 3.3977 | 3.6069 | 3.8103 | 4.0207 | 4.2389 | 4.4608 | 4.6798 | 4.8941 | 5.1057 | 5.3132
2023 PG Study Reference Scenario | PG&E | Ind | BROs | Ind - Petroleum | Gas Energy (MMTherm/year) | Energy Efficiency | 1.1566 | 1.2418 | 1.3261 | 1.4093 | 1.4918 | 1.5732 | 1.6566 | 1.7378 | 1.8183 | 1.8981 | 1.9772
2023 PG Study Reference Scenario | PG&E | Ind | BROs | Ind - Plastics | Electric Demand (MW) | Energy Efficiency | 0.068574 | 0.07356 | 0.078553 | 0.083405 | 0.088299 | 0.093214 | 0.098138 | 0.10299 | 0.10775 | 0.11246 | 0.11709
2023 PG Study Reference Scenario | PG&E | Ind | BROs | Ind - Plastics | Electric Energy (GWh/year) | Energy Efficiency | 0.35219 | 0.3778 | 0.40344 | 0.42836 | 0.45349 | 0.47874 | 0.50402 | 0.52893 | 0.55341 | 0.57758 | 0.60134
2023 PG Study Reference Scenario | PG&E | Ind | BROs | Ind - Plastics | Gas Energy (MMTherm/year) | Energy Efficiency | 0.0073343 | 0.0081515 | 0.0089428 | 0.0097441 | 0.010579 | 0.011426 | 0.012313 | 0.013242 | 0.014207 | 0.015208 | 0.016245
2023 PG Study Reference Scenario | PG&E | Ind | BROs | Ind - Primary Metals | Electric Demand (MW) | Energy Efficiency | 0.010185 | 0.010926 | 0.01167 | 0.012396 | 0.013129 | 0.013863 | 0.014601 | 0.015325 | 0.016035 | 0.016737 | 0.017426
2023 PG Study Reference Scenario | PG&E | Ind | BROs | Ind - Primary Metals | Electric Energy (GWh/year) | Energy Efficiency | 0.052308 | 0.056114 | 0.059937 | 0.063667 | 0.067427 | 0.0712 | 0.074989 | 0.078707 | 0.082356 | 0.085958 | 0.089499
2023 PG Study Reference Scenario | PG&E | Ind | BROs | Ind - Primary Metals | Gas Energy (MMTherm/year) | Energy Efficiency | 0.023054 | 0.025005 | 0.026992 | 0.029062 | 0.031123 | 0.033131 | 0.035177 | 0.037196 | 0.039195 | 0.041188 | 0.043195
2023 PG Study Reference Scenario | PG&E | Ind | BROs | Ind - Printing & Publishing | Electric Demand (MW) | Energy Efficiency | 0.025151 | 0.026935 | 0.028702 | 0.030404 | 0.032116 | 0.033828 | 0.035542 | 0.037228 | 0.038884 | 0.040521 | 0.042131
2023 PG Study Reference Scenario | PG&E | Ind | BROs | Ind - Printing & Publishing | Electric Energy (GWh/year) | Energy Efficiency | 0.12917 | 0.13834 | 0.14741 | 0.15615 | 0.16494 | 0.17374 | 0.18254 | 0.1912 | 0.19971 | 0.20811 | 0.21638
2023 PG Study Reference Scenario | PG&E | Ind | BROs | Ind - Printing & Publishing | Gas Energy (MMTherm/year) | Energy Efficiency | 0.0045998 | 0.0049442 | 0.0052709 | 0.0055861 | 0.0058946 | 0.0061947 | 0.0064999 | 0.0067974 | 0.0070926 | 0.0073849 | 0.0076745
2023 PG Study Reference Scenario | PG&E | Ind | BROs | Ind - Stone-Glass-Clay | Electric Demand (MW) | Energy Efficiency | 0.18959 | 0.20607 | 0.22174 | 0.23691 | 0.25256 | 0.26861 | 0.28571 | 0.3029 | 0.32042 | 0.33817 | 0.35613
2023 PG Study Reference Scenario | PG&E | Ind | BROs | Ind - Stone-Glass-Clay | Electric Energy (GWh/year) | Energy Efficiency | 0.9737 | 1.0583 | 1.1388 | 1.2168 | 1.2971 | 1.3795 | 1.4674 | 1.5556 | 1.6456 | 1.7368 | 1.829
2023 PG Study Reference Scenario | PG&E | Ind | BROs | Ind - Stone-Glass-Clay | Gas Energy (MMTherm/year) | Energy Efficiency | 0.22881 | 0.2495 | 0.26904 | 0.28831 | 0.30794 | 0.32787 | 0.34904 | 0.37075 | 0.3931 | 0.41589 | 0.43917
2023 PG Study Reference Scenario | PG&E | Ind | BROs | Ind - Textiles | Electric Demand (MW) | Energy Efficiency | 0.00064805 | 0.00068626 | 0.00073057 | 0.0007753 | 0.0008195 | 0.00086324 | 0.00090479 | 0.00094711 | 0.00098839 | 0.0010288 | 0.0010682
2023 PG Study Reference Scenario | PG&E | Ind | BROs | Ind - Textiles | Electric Energy (GWh/year) | Energy Efficiency | 0.0033283 | 0.0035245 | 0.0037521 | 0.0039818 | 0.0042089 | 0.0044335 | 0.0046469 | 0.0048643 | 0.0050763 | 0.005284 | 0.0054864
2023 PG Study Reference Scenario | PG&E | Ind | BROs | Ind - Textiles | Gas Energy (MMTherm/year) | Energy Efficiency | 0.00016734 | 0.00017938 | 0.00019151 | 0.00020352 | 0.00021522 | 0.00022659 | 0.00023798 | 0.0002492 | 0.00026028 | 0.00027125 | 0.00028212
2023 PG Study Reference Scenario | PG&E | Ind | BROs | Ind - Transportation Equipment | Electric Demand (MW) | Energy Efficiency | 0.032403 | 0.034917 | 0.037698 | 0.040463 | 0.043124 | 0.045749 | 0.048466 | 0.051189 | 0.053956 | 0.056763 | 0.05955
2023 PG Study Reference Scenario | PG&E | Ind | BROs | Ind - Transportation Equipment | Electric Energy (GWh/year) | Energy Efficiency | 0.16642 | 0.17933 | 0.19361 | 0.20781 | 0.22148 | 0.23496 | 0.24892 | 0.2629 | 0.27711 | 0.29153 | 0.30584
2023 PG Study Reference Scenario | PG&E | Ind | BROs | Ind - Transportation Equipment | Gas Energy (MMTherm/year) | Energy Efficiency | 0.0082925 | 0.0089228 | 0.0095715 | 0.010218 | 0.010848 | 0.011467 | 0.012105 | 0.012734 | 0.013367 | 0.014001 | 0.014633
2023 PG Study Reference Scenario | PG&E | Ind | HVAC | Ind - All Other Industrial | Gas Energy (MMTherm/year) | Energy Efficiency | 0 | 0 | 0 | 0 | 0 | 0.0059225 | 0.0056999 | 0.0053063 | 0.004767 | 0.0041407 | 0.0034883
2023 PG Study Reference Scenario | PG&E | Ind | HVAC | Ind - Chemicals | Gas Energy (MMTherm/year) | Energy Efficiency | 0 | 0 | 0 | 0 | 0 | 0.011262 | 0.010793 | 0.010005 | 0.008951 | 0.0077455 | 0.0065028
2023 PG Study Reference Scenario | PG&E | Ind | HVAC | Ind - Electronics | Electric Demand (MW) | Energy Efficiency | 6.1955 | 5.2859 | 4.2697 | 3.2881 | 2.4324 | 1.4173 | 1.2221 | 0.84115 | 0.47012 | 0.31819 | 0.21419
2023 PG Study Reference Scenario | PG&E | Ind | HVAC | Ind - Electronics | Electric Energy (GWh/year) | Energy Efficiency | 6.9893 | 5.9632 | 4.8167 | 3.7094 | 2.744 | 1.5989 | 1.3787 | 0.94892 | 0.53035 | 0.35896 | 0.24163
2023 PG Study Reference Scenario | PG&E | Ind | HVAC | Ind - Electronics | Gas Energy (MMTherm/year) | Energy Efficiency | 0 | 0 | 0 | 0 | 0 | 0.026667 | 0.025693 | 0.023945 | 0.021534 | 0.018723 | 0.015787
2023 PG Study Reference Scenario | PG&E | Ind | HVAC | Ind - Fabricated Metals | Gas Energy (MMTherm/year) | Energy Efficiency | 0 | 0 | 0 | 0 | 0 | 0.0091758 | 0.0088204 | 0.0082017 | 0.0073597 | 0.006386 | 0.0053747
2023 PG Study Reference Scenario | PG&E | Ind | HVAC | Ind - Food | Gas Energy (MMTherm/year) | Energy Efficiency | 0 | 0 | 0 | 0 | 0 | 0.015118 | 0.013945 | 0.012911 | 0.011309 | 0.0094707 | 0.0076879
2023 PG Study Reference Scenario | PG&E | Ind | HVAC | Ind - Industrial Machinery | Gas Energy (MMTherm/year) | Energy Efficiency | 0 | 0 | 0 | 0 | 0 | 0.0076133 | 0.0072925 | 0.0067572 | 0.006043 | 0.0052271 | 0.0043869
2023 PG Study Reference Scenario | PG&E | Ind | HVAC | Ind - Lumber & Furniture | Gas Energy (MMTherm/year) | Energy Efficiency | 0 | 0 | 0 | 0 | 0 | 0.00056844 | 0.00055236 | 0.0005192 | 0.00047081 | 0.00041255 | 0.00035029
2023 PG Study Reference Scenario | PG&E | Ind | HVAC | Ind - Paper | Gas Energy (MMTherm/year) | Energy Efficiency | 0 | 0 | 0 | 0 | 0 | 0.0017506 | 0.0017422 | 0.0016977 | 0.0015941 | 0.001443 | 0.0012493
2023 PG Study Reference Scenario | PG&E | Ind | HVAC | Ind - Petroleum | Gas Energy (MMTherm/year) | Energy Efficiency | 0 | 0 | 0 | 0 | 0 | 0.0046815 | 0.0043651 | 0.0040224 | 0.0035452 | 0.002987 | 0.0024225
2023 PG Study Reference Scenario | PG&E | Ind | HVAC | Ind - Plastics | Gas Energy (MMTherm/year) | Energy Efficiency | 0 | 0 | 0 | 0 | 0 | 0.0053163 | 0.0051844 | 0.0048908 | 0.0044506 | 0.0039128 | 0.0033323
2023 PG Study Reference Scenario | PG&E | Ind | HVAC | Ind - Primary Metals | Gas Energy (MMTherm/year) | Energy Efficiency | 0 | 0 | 0 | 0 | 0 | 0.0027213 | 0.002643 | 0.0024831 | 0.0022506 | 0.0019712 | 0.0016731
2023 PG Study Reference Scenario | PG&E | Ind | HVAC | Ind - Printing & Publishing | Gas Energy (MMTherm/year) | Energy Efficiency | 0 | 0 | 0 | 0 | 0 | 0.002203 | 0.0020349 | 0.0018505 | 0.0016153 | 0.0013594 | 0.0010852
2023 PG Study Reference Scenario | PG&E | Ind | HVAC | Ind - Stone-Glass-Clay | Gas Energy (MMTherm/year) | Energy Efficiency | 0 | 0 | 0 | 0 | 0 | 0.013485 | 0.013075 | 0.012264 | 0.011098 | 0.0097055 | 0.0082262
2023 PG Study Reference Scenario | PG&E | Ind | HVAC | Ind - Textiles | Gas Energy (MMTherm/year) | Energy Efficiency | 0 | 0 | 0 | 0 | 0 | 3.6479e-05 | 3.4118e-05 | 3.0684e-05 | 2.6786e-05 | 2.2349e-05 | 1.7805e-05
2023 PG Study Reference Scenario | PG&E | Ind | HVAC | Ind - Transportation Equipment | Gas Energy (MMTherm/year) | Energy Efficiency | 0 | 0 | 0 | 0 | 0 | 0.0078823 | 0.007526 | 0.0071338 | 0.0065147 | 0.0056475 | 0.0047778
2023 PG Study Reference Scenario | PG&E | Ind | Lighting | Ind - All Other Industrial | Electric Demand (MW) | Energy Efficiency | 0.00064611 | 0.00043505 | 0.00026994 | 0.00016477 | 9.5529e-05 | 5.4315e-05 | 3.0587e-05 | 1.7121e-05 | 9.5504e-06 | 5.3176e-06 | 2.9582e-06
2023 PG Study Reference Scenario | PG&E | Ind | Lighting | Ind - All Other Industrial | Electric Energy (GWh/year) | Energy Efficiency | 0.058362 | 0.040902 | 0.026311 | 0.016589 | 0.0099001 | 0.0057749 | 0.003252 | 0.0018203 | 0.0010154 | 0.00056537 | 0.00031452
2023 PG Study Reference Scenario | PG&E | Ind | Lighting | Ind - Chemicals | Electric Demand (MW) | Energy Efficiency | 4.6258e-05 | 3.5511e-05 | 2.0213e-06 | 1.7297e-05 | 1.6494e-05 | 1.5377e-05 | 0 | 0 | 0 | 0 | 0
2023 PG Study Reference Scenario | PG&E | Ind | Lighting | Ind - Chemicals | Electric Energy (GWh/year) | Energy Efficiency | 0.019022 | 0.015219 | 0.00089901 | 0.0079543 | 0.0078141 | 0.0074792 | 0 | 0 | 0 | 0 | 0
2023 PG Study Reference Scenario | PG&E | Ind | Lighting | Ind - Electronics | Electric Demand (MW) | Energy Efficiency | 0.0014686 | 0.00094598 | 0.0005742 | 0.00033506 | 0.00019077 | 0.00010704 | 5.9697e-05 | 3.3143e-05 | 1.8355e-05 | 1.0151e-05 | 5.6106e-06
2023 PG Study Reference Scenario | PG&E | Ind | Lighting | Ind - Electronics | Electric Energy (GWh/year) | Energy Efficiency | 0.23266 | 0.1561 | 0.098289 | 0.059274 | 0.034754 | 0.020015 | 0.011162 | 0.006197 | 0.0034319 | 0.0018981 | 0.001049
2023 PG Study Reference Scenario | PG&E | Ind | Lighting | Ind - Fabricated Metals | Electric Demand (MW) | Energy Efficiency | 0.00017722 | 0.00011183 | 3.2038e-05 | 4.517e-05 | 3.9897e-05 | 4.0894e-05 | 2.3355e-05 | 0 | 0 | 0 | 0
2023 PG Study Reference Scenario | PG&E | Ind | Lighting | Ind - Fabricated Metals | Electric Energy (GWh/year) | Energy Efficiency | 0.031377 | 0.020624 | 0.00613 | 0.0089324 | 0.0081257 | 0.0085485 | 0.0048821 | 0 | 0 | 0 | 0
2023 PG Study Reference Scenario | PG&E | Ind | Lighting | Ind - Food | Electric Demand (MW) | Energy Efficiency | 0.00098025 | 0.00056926 | 9.5987e-05 | 8.8086e-05 | 3.9276e-05 | 0.00049004 | 0 | 0 | 0 | 0 | 0
2023 PG Study Reference Scenario | PG&E | Ind | Lighting | Ind - Food | Electric Energy (GWh/year) | Energy Efficiency | 0.2266 | 0.13711 | 0.023988 | 0.022755 | 0.010451 | 0.13385 | 0 | 0 | 0 | 0 | 0
2023 PG Study Reference Scenario | PG&E | Ind | Lighting | Ind - Industrial Machinery | Electric Demand (MW) | Energy Efficiency | 0.0010692 | 0.00072689 | 0.00045974 | 0.00027633 | 0.00016016 | 9.1662e-05 | 5.1666e-05 | 2.8935e-05 | 1.6145e-05 | 0 | 0
2023 PG Study Reference Scenario | PG&E | Ind | Lighting | Ind - Industrial Machinery | Electric Energy (GWh/year) | Energy Efficiency | 0.096578 | 0.068341 | 0.044811 | 0.02782 | 0.016598 | 0.0097456 | 0.0054932 | 0.0030764 | 0.0017166 | 0 | 0
2023 PG Study Reference Scenario | PG&E | Ind | Lighting | Ind - Lumber & Furniture | Electric Demand (MW) | Energy Efficiency | 0.00092234 | 0.00065564 | 0.00027425 | 0.00022015 | 0.0001391 | 0.00019529 | 7.0881e-05 | 1.1688e-05 | 0 | 0 | 0
2023 PG Study Reference Scenario | PG&E | Ind | Lighting | Ind - Lumber & Furniture | Electric Energy (GWh/year) | Energy Efficiency | 0.091609 | 0.06779 | 0.0294 | 0.024381 | 0.015858 | 0.022844 | 0.0082912 | 0.0013671 | 0 | 0 | 0
2023 PG Study Reference Scenario | PG&E | Ind | Lighting | Ind - Paper | Electric Demand (MW) | Energy Efficiency | 3.2768e-05 | 2.132e-05 | 0 | 0 | 0 | 0 | 0 | 0 | 0 | 0 | 0
2023 PG Study Reference Scenario | PG&E | Ind | Lighting | Ind - Paper | Electric Energy (GWh/year) | Energy Efficiency | 0.01172 | 0.0079466 | 0 | 0 | 0 | 0 | 0 | 0 | 0 | 0 | 0
2023 PG Study Reference Scenario | PG&E | Ind | Lighting | Ind - Petroleum | Electric Demand (MW) | Energy Efficiency | 3.8602e-05 | 2.1672e-05 | 1.1299e-06 | 2.4044e-05 | 3.8493e-05 | 3.5162e-05 | 1.4697e-05 | 0 | 0 | 0 | 0
2023 PG Study Reference Scenario | PG&E | Ind | Lighting | Ind - Petroleum | Electric Energy (GWh/year) | Energy Efficiency | 0.027936 | 0.016348 | 0.00088466 | 0.019466 | 0.03211 | 0.030115 | 0.012587 | 0 | 0 | 0 | 0
2023 PG Study Reference Scenario | PG&E | Ind | Lighting | Ind - Plastics | Electric Demand (MW) | Energy Efficiency | 0.00019743 | 0.00013661 | 3.8823e-05 | 4.5511e-05 | 4.0627e-05 | 3.1598e-05 | 0 | 0 | 0 | 0 | 0
2023 PG Study Reference Scenario | PG&E | Ind | Lighting | Ind - Plastics | Electric Energy (GWh/year) | Energy Efficiency | 0.036123 | 0.026037 | 0.0076768 | 0.0093012 | 0.0085514 | 0.0068264 | 0 | 0 | 0 | 0 | 0
2023 PG Study Reference Scenario | PG&E | Ind | Lighting | Ind - Primary Metals | Electric Demand (MW) | Energy Efficiency | 5.5403e-06 | 3.8645e-06 | 9.7961e-07 | 1.309e-06 | 1.1379e-06 | 1.0856e-06 | 0 | 0 | 0 | 0 | 0
2023 PG Study Reference Scenario | PG&E | Ind | Lighting | Ind - Primary Metals | Electric Energy (GWh/year) | Energy Efficiency | 0.0026874 | 0.0019537 | 0.000514 | 0.00071017 | 0.00063601 | 0.00062297 | 0 | 0 | 0 | 0 | 0
2023 PG Study Reference Scenario | PG&E | Ind | Lighting | Ind - Printing & Publishing | Electric Demand (MW) | Energy Efficiency | 0.00024207 | 0.0001555 | 4.9166e-05 | 4.5709e-05 | 3.5452e-05 | 2.8779e-05 | 0 | 0 | 0 | 0 | 0
2023 PG Study Reference Scenario | PG&E | Ind | Lighting | Ind - Printing & Publishing | Electric Energy (GWh/year) | Energy Efficiency | 0.034462 | 0.023055 | 0.0075612 | 0.0072642 | 0.0058019 | 0.0048334 | 0 | 0 | 0 | 0 | 0
2023 PG Study Reference Scenario | PG&E | Ind | Lighting | Ind - Stone-Glass-Clay | Electric Demand (MW) | Energy Efficiency | 0.0002263 | 0.00014804 | 9.0711e-05 | 5.3178e-05 | 3.032e-05 | 1.7005e-05 | 9.4696e-06 | 5.2458e-06 | 2.8974e-06 | 1.5978e-06 | 8.8036e-07
2023 PG Study Reference Scenario | PG&E | Ind | Lighting | Ind - Stone-Glass-Clay | Electric Energy (GWh/year) | Energy Efficiency | 0.059591 | 0.040619 | 0.025826 | 0.015651 | 0.0091924 | 0.0052923 | 0.0029471 | 0.0016326 | 0.00090173 | 0.00049726 | 0.00027399
2023 PG Study Reference Scenario | PG&E | Ind | Lighting | Ind - Textiles | Electric Demand (MW) | Energy Efficiency | 6.5217e-06 | 2.7939e-05 | 2.1177e-05 | 1.2091e-05 | 6.0741e-06 | 0 | 0 | 0 | 0 | 0 | 0
2023 PG Study Reference Scenario | PG&E | Ind | Lighting | Ind - Textiles | Electric Energy (GWh/year) | Energy Efficiency | 0.00065698 | 0.00293 | 0.0023027 | 0.0013581 | 0.00070241 | 0 | 0 | 0 | 0 | 0 | 0
2023 PG Study Reference Scenario | PG&E | Ind | Lighting | Ind - Transportation Equipment | Electric Demand (MW) | Energy Efficiency | 0.00026535 | 0.00019137 | 0.00012471 | 7.6416e-05 | 4.4913e-05 | 2.5717e-05 | 1.4527e-05 | 8.1352e-06 | 4.5335e-06 | 2.5196e-06 | 1.3984e-06
2023 PG Study Reference Scenario | PG&E | Ind | Lighting | Ind - Transportation Equipment | Electric Energy (GWh/year) | Energy Efficiency | 0.030096 | 0.022599 | 0.015272 | 0.0096684 | 0.0058507 | 0.0034375 | 0.0019418 | 0.0010874 | 0.00060599 | 0.0003368 | 0.00018693
2023 PG Study Reference Scenario | PG&E | Ind | MachDr | Ind - Chemicals | Electric Demand (MW) | Energy Efficiency | 0.93958 | 0.68811 | 0 | 0 | 0 | 0 | 0 | 0 | 0 | 0 | 0
2023 PG Study Reference Scenario | PG&E | Ind | MachDr | Ind - Chemicals | Electric Energy (GWh/year) | Energy Efficiency | 1.3603 | 1.001 | 0 | 0 | 0 | 0 | 0 | 0 | 0 | 0 | 0
2023 PG Study Reference Scenario | PG&E | Ind | MachDr | Ind - Food | Electric Demand (MW) | Energy Efficiency | 1.742 | 0.92783 | 0 | 0 | 0 | 1.2782 | 0 | 0 | 0 | 0 | 0
2023 PG Study Reference Scenario | PG&E | Ind | MachDr | Ind - Food | Electric Energy (GWh/year) | Energy Efficiency | 4.6302 | 2.4662 | 0 | 0 | 0 | 3.3975 | 0 | 0 | 0 | 0 | 0
2023 PG Study Reference Scenario | PG&E | Ind | MachDr | Ind - Lumber & Furniture | Electric Demand (MW) | Energy Efficiency | 0 | 0 | 0 | 0 | 0 | 0 | 0 | 0 | 0 | 0 | 0
2023 PG Study Reference Scenario | PG&E | Ind | MachDr | Ind - Lumber & Furniture | Electric Energy (GWh/year) | Energy Efficiency | 0 | 0 | 0 | 0 | 0 | 0 | 0 | 0 | 0 | 0 | 0
2023 PG Study Reference Scenario | PG&E | Ind | MachDr | Ind - Paper | Electric Demand (MW) | Energy Efficiency | 0 | 0 | 0 | 0 | 0 | 0 | 0 | 0 | 0 | 0 | 0
2023 PG Study Reference Scenario | PG&E | Ind | MachDr | Ind - Paper | Electric Energy (GWh/year) | Energy Efficiency | 0 | 0 | 0 | 0 | 0 | 0 | 0 | 0 | 0 | 0 | 0
2023 PG Study Reference Scenario | PG&E | Ind | ProcHeat | Ind - All Other Industrial | Gas Energy (MMTherm/year) | Energy Efficiency | 0.012611 | 0.0096055 | 0.006861 | 0.0046596 | 0.00305 | 0.0019462 | 0.001221 | 0.00075783 | 0.00046715 | 0.00028674 | 0.00017554
2023 PG Study Reference Scenario | PG&E | Ind | ProcHeat | Ind - Chemicals | Gas Energy (MMTherm/year) | Energy Efficiency | 0.6094 | 0.4557 | 0.32069 | 0.21538 | 0.13987 | 0.088778 | 0.055506 | 0.034373 | 0.021158 | 0.012975 | 0.0079382
2023 PG Study Reference Scenario | PG&E | Ind | ProcHeat | Ind - Electronics | Gas Energy (MMTherm/year) | Energy Efficiency | 0.097222 | 0.073944 | 0.052755 | 0.035798 | 0.023418 | 0.014938 | 0.0093703 | 0.0058153 | 0.0035847 | 0.0022004 | 0.0013472
2023 PG Study Reference Scenario | PG&E | Ind | ProcHeat | Ind - Fabricated Metals | Gas Energy (MMTherm/year) | Energy Efficiency | 0.044786 | 0.034016 | 0.024241 | 0.016435 | 0.010744 | 0.0068503 | 0.0042956 | 0.0026653 | 0.0016426 | 0.0010082 | 0.00061716
2023 PG Study Reference Scenario | PG&E | Ind | ProcHeat | Ind - Food | Gas Energy (MMTherm/year) | Energy Efficiency | 0.67476 | 0.43622 | 0.25184 | 0.11736 | 0.022357 | 0.10064 | 0 | 0.0094265 | 0 | 0 | 0
2023 PG Study Reference Scenario | PG&E | Ind | ProcHeat | Ind - Industrial Machinery | Gas Energy (MMTherm/year) | Energy Efficiency | 0.016909 | 0.01272 | 0.0089939 | 0.0060619 | 0.0036817 | 0.0026066 | 0.0016332 | 0.0010129 | 0.00062403 | 0.00038291 | 0.00023437
2023 PG Study Reference Scenario | PG&E | Ind | ProcHeat | Ind - Lumber & Furniture | Gas Energy (MMTherm/year) | Energy Efficiency | 0.0058854 | 0.0047592 | 0.0035756 | 0.0025257 | 0.0017011 | 0.001107 | 0.00070355 | 0.0004403 | 0.00027284 | 0.00016802 | 0.00010307
2023 PG Study Reference Scenario | PG&E | Ind | ProcHeat | Ind - Paper | Gas Energy (MMTherm/year) | Energy Efficiency | 0.053448 | 0.043518 | 0.029328 | 0.011262 | 0.0017298 | 0.011046 | 0.010108 | 0.0098662 | 0.0083113 | 0.0064212 | 0.0040231
2023 PG Study Reference Scenario | PG&E | Ind | ProcHeat | Ind - Petroleum | Gas Energy (MMTherm/year) | Energy Efficiency | 1.3058 | 0.9796 | 0.6531 | 0.39837 | 0.18962 | 0.33321 | 0.012985 | 0 | 0 | 0 | 0
2023 PG Study Reference Scenario | PG&E | Ind | ProcHeat | Ind - Plastics | Gas Energy (MMTherm/year) | Energy Efficiency | 0.023181 | 0.018628 | 0.013919 | 0.0097892 | 0.0065717 | 0.0042666 | 0.0027076 | 0.0016928 | 0.0010483 | 0.00064527 | 0.00039573
2023 PG Study Reference Scenario | PG&E | Ind | ProcHeat | Ind - Primary Metals | Gas Energy (MMTherm/year) | Energy Efficiency | 0.065085 | 0.050732 | 0.036936 | 0.025455 | 0.016837 | 0.010821 | 0.0068214 | 0.0042468 | 0.002623 | 0.0016121 | 0.00098775
2023 PG Study Reference Scenario | PG&E | Ind | ProcHeat | Ind - Printing & Publishing | Gas Energy (MMTherm/year) | Energy Efficiency | 0.016822 | 0.010227 | 0.0052934 | 0.002478 | 0.00023452 | 0.0016099 | 0 | 0 | 0 | 0 | 0
2023 PG Study Reference Scenario | PG&E | Ind | ProcHeat | Ind - Stone-Glass-Clay | Gas Energy (MMTherm/year) | Energy Efficiency | 0.402 | 0.31373 | 0.22865 | 0.15771 | 0.10439 | 0.067122 | 0.042327 | 0.026359 | 0.016284 | 0.01001 | 0.006134
2023 PG Study Reference Scenario | PG&E | Ind | ProcHeat | Ind - Textiles | Gas Energy (MMTherm/year) | Energy Efficiency | 0.0019643 | 0.0016163 | 0.0011408 | 0.00060336 | 0.00018436 | 0.0001742 | 1.5727e-05 | 0 | 0 | 0 | 0
2023 PG Study Reference Scenario | PG&E | Ind | ProcHeat | Ind - Transportation Equipment | Gas Energy (MMTherm/year) | Energy Efficiency | 0.040147 | 0.034008 | 0.025004 | 0.013548 | 0.0056517 | 0.0097956 | 0.0035577 | 0.0034583 | 0.0027896 | 0.0009553 | 0.00045201
2023 PG Study Reference Scenario | PG&E | Ind | ProcRefrig | Ind - All Other Industrial | Electric Demand (MW) | Energy Efficiency | 0.012469 | 0.011174 | 0.0097545 | 0.0083838 | 0.0070419 | 0.0058127 | 0.004729 | 0.0038118 | 0.0030455 | 0.002416 | 0.0019076
2023 PG Study Reference Scenario | PG&E | Ind | ProcRefrig | Ind - All Other Industrial | Electric Energy (GWh/year) | Energy Efficiency | 0.014067 | 0.012606 | 0.011004 | 0.009458 | 0.0079441 | 0.0065574 | 0.0053349 | 0.0043002 | 0.0034357 | 0.0027256 | 0.002152
2023 PG Study Reference Scenario | PG&E | Ind | ProcRefrig | Ind - Chemicals | Electric Demand (MW) | Energy Efficiency | 0.011103 | 0.010387 | 0.0072309 | 0.0078204 | 0.0073594 | 0.0068588 | 0.0044542 | 0.0018865 | 0.00061742 | 0 | 0
2023 PG Study Reference Scenario | PG&E | Ind | ProcRefrig | Ind - Chemicals | Electric Energy (GWh/year) | Energy Efficiency | 0.012525 | 0.011718 | 0.0081574 | 0.0088223 | 0.0083023 | 0.0077376 | 0.0050249 | 0.0021282 | 0.00069653 | 0 | 0
2023 PG Study Reference Scenario | PG&E | Ind | ProcRefrig | Ind - Electronics | Electric Demand (MW) | Energy Efficiency | 0.35452 | 0.32045 | 0.2826 | 0.24401 | 0.20624 | 0.17116 | 0.13988 | 0.11317 | 0.090691 | 0.072124 | 0.057057
2023 PG Study Reference Scenario | PG&E | Ind | ProcRefrig | Ind - Electronics | Electric Energy (GWh/year) | Energy Efficiency | 0.39994 | 0.36151 | 0.31881 | 0.27528 | 0.23267 | 0.19309 | 0.1578 | 0.12767 | 0.10231 | 0.081365 | 0.064367
2023 PG Study Reference Scenario | PG&E | Ind | ProcRefrig | Ind - Fabricated Metals | Electric Demand (MW) | Energy Efficiency | 0.0074585 | 0.0066644 | 0.0054171 | 0.0049445 | 0.0043378 | 0.0038436 | 0.0031512 | 0.0022414 | 0.0015244 | 0.00078423 | 0.00056244
2023 PG Study Reference Scenario | PG&E | Ind | ProcRefrig | Ind - Fabricated Metals | Electric Energy (GWh/year) | Energy Efficiency | 0.0084141 | 0.0075182 | 0.0061112 | 0.005578 | 0.0048936 | 0.0043361 | 0.0035549 | 0.0025286 | 0.0017197 | 0.00088471 | 0.0006345
2023 PG Study Reference Scenario | PG&E | Ind | ProcRefrig | Ind - Food | Electric Demand (MW) | Energy Efficiency | 3.0624 | 2.5213 | 1.5699 | 1.3289 | 1.0183 | 1.9418 | 0.1797 | 0.024661 | 0.015701 | 0.0062044 | 0.0027085
2023 PG Study Reference Scenario | PG&E | Ind | ProcRefrig | Ind - Food | Electric Energy (GWh/year) | Energy Efficiency | 3.4547 | 2.8443 | 1.771 | 1.4991 | 1.1488 | 2.1906 | 0.20272 | 0.027821 | 0.017713 | 0.0069993 | 0.0030555
2023 PG Study Reference Scenario | PG&E | Ind | ProcRefrig | Ind - Industrial Machinery | Electric Demand (MW) | Energy Efficiency | 0.013396 | 0.011888 | 0.010308 | 0.0087671 | 0.0073102 | 0.0060008 | 0.004858 | 0.0038999 | 0.0031055 | 0.0023278 | 0.0018255
2023 PG Study Reference Scenario | PG&E | Ind | ProcRefrig | Ind - Industrial Machinery | Electric Energy (GWh/year) | Energy Efficiency | 0.015112 | 0.013411 | 0.011629 | 0.0098904 | 0.0082468 | 0.0067697 | 0.0054804 | 0.0043995 | 0.0035034 | 0.002626 | 0.0020594
2023 PG Study Reference Scenario | PG&E | Ind | ProcRefrig | Ind - Lumber & Furniture | Electric Demand (MW) | Energy Efficiency | 0.0016461 | 0.0014898 | 0.0012017 | 0.0010742 | 0.00091409 | 0.00085526 | 0.00066737 | 0.0005165 | 0.00037776 | 0.00022993 | 0.00017191
2023 PG Study Reference Scenario | PG&E | Ind | ProcRefrig | Ind - Lumber & Furniture | Electric Energy (GWh/year) | Energy Efficiency | 0.001857 | 0.0016806 | 0.0013557 | 0.0012118 | 0.0010312 | 0.00096484 | 0.00075288 | 0.00058268 | 0.00042616 | 0.00025939 | 0.00019394
2023 PG Study Reference Scenario | PG&E | Ind | ProcRefrig | Ind - Paper | Electric Demand (MW) | Energy Efficiency | 0.0028083 | 0.0025438 | 0.0016798 | 0.0011138 | 0.0007504 | 0.0010848 | 0.00080833 | 0.00074066 | 0.00065596 | 0.00057222 | 0.00042688
2023 PG Study Reference Scenario | PG&E | Ind | ProcRefrig | Ind - Paper | Electric Energy (GWh/year) | Energy Efficiency | 0.0031681 | 0.0028697 | 0.001895 | 0.0012565 | 0.00084655 | 0.0012237 | 0.00091189 | 0.00083556 | 0.00074 | 0.00064553 | 0.00048158
2023 PG Study Reference Scenario | PG&E | Ind | ProcRefrig | Ind - Plastics | Electric Demand (MW) | Energy Efficiency | 0.044268 | 0.039976 | 0.031821 | 0.028562 | 0.024922 | 0.021183 | 0.01529 | 0.0098922 | 0.0063551 | 0.0026651 | 0.001193
2023 PG Study Reference Scenario | PG&E | Ind | ProcRefrig | Ind - Plastics | Electric Energy (GWh/year) | Energy Efficiency | 0.04994 | 0.045098 | 0.035898 | 0.032222 | 0.028116 | 0.023897 | 0.017249 | 0.01116 | 0.0071693 | 0.0030066 | 0.0013459
2023 PG Study Reference Scenario | PG&E | Ind | ProcRefrig | Ind - Primary Metals | Electric Demand (MW) | Energy Efficiency | 0.0010919 | 0.00099485 | 0.00081973 | 0.00073089 | 0.00063147 | 0.00054329 | 0.00039064 | 0.00026013 | 0.00017371 | 8.8827e-05 | 5.108e-05
2023 PG Study Reference Scenario | PG&E | Ind | ProcRefrig | Ind - Primary Metals | Electric Energy (GWh/year) | Energy Efficiency | 0.0012317 | 0.0011223 | 0.00092476 | 0.00082454 | 0.00071238 | 0.0006129 | 0.00044069 | 0.00029346 | 0.00019597 | 0.00010021 | 5.7625e-05
2023 PG Study Reference Scenario | PG&E | Ind | ProcRefrig | Ind - Printing & Publishing | Electric Demand (MW) | Energy Efficiency | 0.058001 | 0.051329 | 0.040899 | 0.036083 | 0.030897 | 0.026184 | 0.019405 | 0.013441 | 0.0094587 | 0.0054075 | 0.0030141
2023 PG Study Reference Scenario | PG&E | Ind | ProcRefrig | Ind - Printing & Publishing | Electric Energy (GWh/year) | Energy Efficiency | 0.065433 | 0.057905 | 0.046139 | 0.040706 | 0.034856 | 0.029539 | 0.021891 | 0.015163 | 0.010671 | 0.0061003 | 0.0034003
2023 PG Study Reference Scenario | PG&E | Ind | ProcRefrig | Ind - Stone-Glass-Clay | Electric Energy (GWh/year) | Energy Efficiency | 0.0010635 | 0.00096212 | 0.00084916 | 0.00073373 | 0.00062054 | 0.00051525 | 0.00042128 | 0.00034097 | 0.00027333 | 0.00021742 | 0.00017204
2023 PG Study Reference Scenario | PG&E | Ind | ProcRefrig | Ind - Textiles | Electric Demand (MW) | Energy Efficiency | 0.00015499 | 0.00019779 | 0.00017963 | 0.00015039 | 0.0001228 | 7.2797e-05 | 7.3187e-05 | 4.5789e-05 | 2.6478e-05 | 7.2743e-06 | 0
2023 PG Study Reference Scenario | PG&E | Ind | ProcRefrig | Ind - Textiles | Electric Energy (GWh/year) | Energy Efficiency | 0.00017485 | 0.00022314 | 0.00020264 | 0.00016966 | 0.00013853 | 8.2124e-05 | 8.2564e-05 | 5.1656e-05 | 2.987e-05 | 8.2063e-06 | 0
2023 PG Study Reference Scenario | PG&E | Ind | ProcRefrig | Ind - Transportation Equipment | Electric Demand (MW) | Energy Efficiency | 0.0074832 | 0.0067528 | 0.0059093 | 0.0050668 | 0.0042563 | 0.0035137 | 0.0028589 | 0.0023046 | 0.0018413 | 0.0014608 | 0.0011534
2023 PG Study Reference Scenario | PG&E | Ind | ProcRefrig | Ind - Transportation Equipment | Electric Energy (GWh/year) | Energy Efficiency | 0.0084419 | 0.007618 | 0.0066664 | 0.005716 | 0.0048016 | 0.0039639 | 0.0032252 | 0.0025998 | 0.0020773 | 0.001648 | 0.0013012
2023 PG Study Reference Scenario | PG&E | Ind | WholeBlg | Ind - All Other Industrial | Electric Demand (MW) | Energy Efficiency | 0.026503 | 0.027862 | 0.030088 | 0.033703 | 0.039711 | 0.049727 | 0.049454 | 0.049173 | 0.048888 | 0.048606 | 0.048324
2023 PG Study Reference Scenario | PG&E | Ind | WholeBlg | Ind - All Other Industrial | Electric Energy (GWh/year) | Energy Efficiency | 0.13612 | 0.1431 | 0.15453 | 0.1731 | 0.20395 | 0.25539 | 0.25399 | 0.25255 | 0.25108 | 0.24964 | 0.24819
2023 PG Study Reference Scenario | PG&E | Ind | WholeBlg | Ind - All Other Industrial | Gas Energy (MMTherm/year) | Energy Efficiency | 0.0025247 | 0.0027215 | 0.0030183 | 0.0034904 | 0.0042564 | 0.0055187 | 0.0055264 | 0.0055375 | 0.0055518 | 0.0055678 | 0.0055867
2023 PG Study Reference Scenario | PG&E | Ind | WholeBlg | Ind - Chemicals | Electric Demand (MW) | Energy Efficiency | 0.12192 | 0.12123 | 0.1216 | 0.12344 | 0.12804 | 0.13707 | 0.1348 | 0.13252 | 0.13023 | 0.12796 | 0.12572
2023 PG Study Reference Scenario | PG&E | Ind | WholeBlg | Ind - Chemicals | Electric Energy (GWh/year) | Energy Efficiency | 0.62617 | 0.62263 | 0.62455 | 0.63399 | 0.6576 | 0.70398 | 0.69232 | 0.68062 | 0.66883 | 0.65721 | 0.64566
2023 PG Study Reference Scenario | PG&E | Ind | WholeBlg | Ind - Chemicals | Gas Energy (MMTherm/year) | Energy Efficiency | 0.18392 | 0.20899 | 0.24673 | 0.30582 | 0.40066 | 0.55541 | 0.55973 | 0.56384 | 0.56797 | 0.57219 | 0.57672
2023 PG Study Reference Scenario | PG&E | Ind | WholeBlg | Ind - Electronics | Electric Demand (MW) | Energy Efficiency | 0.25038 | 0.2579 | 0.27058 | 0.29158 | 0.32714 | 0.38682 | 0.38711 | 0.38745 | 0.38773 | 0.388 | 0.38823
2023 PG Study Reference Scenario | PG&E | Ind | WholeBlg | Ind - Electronics | Electric Energy (GWh/year) | Energy Efficiency | 1.2859 | 1.3245 | 1.3897 | 1.4975 | 1.6801 | 1.9866 | 1.9882 | 1.9899 | 1.9914 | 1.9927 | 1.9939
2023 PG Study Reference Scenario | PG&E | Ind | WholeBlg | Ind - Electronics | Gas Energy (MMTherm/year) | Energy Efficiency | 0.016239 | 0.017382 | 0.019164 | 0.022019 | 0.026657 | 0.034294 | 0.034486 | 0.034678 | 0.034886 | 0.035104 | 0.035336
2023 PG Study Reference Scenario | PG&E | Ind | WholeBlg | Ind - Fabricated Metals | Electric Demand (MW) | Energy Efficiency | 0.039376 | 0.039538 | 0.040197 | 0.041603 | 0.044331 | 0.049238 | 0.048574 | 0.047905 | 0.047225 | 0.046545 | 0.045858
2023 PG Study Reference Scenario | PG&E | Ind | WholeBlg | Ind - Fabricated Metals | Electric Energy (GWh/year) | Energy Efficiency | 0.20223 | 0.20306 | 0.20645 | 0.21367 | 0.22768 | 0.25288 | 0.24947 | 0.24603 | 0.24254 | 0.23905 | 0.23552
2023 PG Study Reference Scenario | PG&E | Ind | WholeBlg | Ind - Fabricated Metals | Gas Energy (MMTherm/year) | Energy Efficiency | 0.012233 | 0.014203 | 0.017212 | 0.021918 | 0.029409 | 0.041587 | 0.041603 | 0.041597 | 0.04159 | 0.041577 | 0.041559
2023 PG Study Reference Scenario | PG&E | Ind | WholeBlg | Ind - Food | Electric Demand (MW) | Energy Efficiency | 0.27089 | 0.27219 | 0.27703 | 0.2872 | 0.30695 | 0.34252 | 0.33775 | 0.33203 | 0.32642 | 0.32088 | 0.31534
2023 PG Study Reference Scenario | PG&E | Ind | WholeBlg | Ind - Food | Electric Energy (GWh/year) | Energy Efficiency | 1.3913 | 1.3979 | 1.4228 | 1.475 | 1.5765 | 1.7592 | 1.7346 | 1.7053 | 1.6765 | 1.648 | 1.6195
2023 PG Study Reference Scenario | PG&E | Ind | WholeBlg | Ind - Food | Gas Energy (MMTherm/year) | Energy Efficiency | 0.26717 | 0.29858 | 0.3472 | 0.42372 | 0.54607 | 0.74525 | 0.74005 | 0.73432 | 0.72899 | 0.72375 | 0.71854
2023 PG Study Reference Scenario | PG&E | Ind | WholeBlg | Ind - Industrial Machinery | Electric Demand (MW) | Energy Efficiency | 0.042786 | 0.044069 | 0.046367 | 0.050183 | 0.056586 | 0.067399 | 0.066765 | 0.066131 | 0.065498 | 0.064849 | 0.064195
2023 PG Study Reference Scenario | PG&E | Ind | WholeBlg | Ind - Industrial Machinery | Electric Energy (GWh/year) | Energy Efficiency | 0.21975 | 0.22633 | 0.23813 | 0.25773 | 0.29062 | 0.34616 | 0.3429 | 0.33964 | 0.33639 | 0.33306 | 0.3297
2023 PG Study Reference Scenario | PG&E | Ind | WholeBlg | Ind - Industrial Machinery | Gas Energy (MMTherm/year) | Energy Efficiency | 0.0046061 | 0.0049949 | 0.0056075 | 0.0065798 | 0.0081381 | 0.01069 | 0.010645 | 0.010597 | 0.010552 | 0.010506 | 0.010461
2023 PG Study Reference Scenario | PG&E | Ind | WholeBlg | Ind - Lumber & Furniture | Electric Demand (MW) | Energy Efficiency | 0.030987 | 0.031121 | 0.031528 | 0.032429 | 0.034259 | 0.03761 | 0.037109 | 0.03656 | 0.036016 | 0.035473 | 0.034925
2023 PG Study Reference Scenario | PG&E | Ind | WholeBlg | Ind - Lumber & Furniture | Electric Energy (GWh/year) | Energy Efficiency | 0.15915 | 0.15983 | 0.16193 | 0.16655 | 0.17595 | 0.19316 | 0.19059 | 0.18777 | 0.18497 | 0.18219 | 0.17937
2023 PG Study Reference Scenario | PG&E | Ind | WholeBlg | Ind - Lumber & Furniture | Gas Energy (MMTherm/year) | Energy Efficiency | 0.0023034 | 0.0024309 | 0.0026043 | 0.0028796 | 0.0033301 | 0.0040735 | 0.0040554 | 0.0040412 | 0.0040303 | 0.0040178 | 0.0040036
2023 PG Study Reference Scenario | PG&E | Ind | WholeBlg | Ind - Paper | Electric Demand (MW) | Energy Efficiency | 0.021588 | 0.021808 | 0.021919 | 0.022013 | 0.022434 | 0.02345 | 0.022965 | 0.022488 | 0.022039 | 0.021611 | 0.021201
2023 PG Study Reference Scenario | PG&E | Ind | WholeBlg | Ind - Paper | Electric Energy (GWh/year) | Energy Efficiency | 0.11087 | 0.112 | 0.11258 | 0.11306 | 0.11522 | 0.12044 | 0.11795 | 0.1155 | 0.11319 | 0.11099 | 0.10888
2023 PG Study Reference Scenario | PG&E | Ind | WholeBlg | Ind - Paper | Gas Energy (MMTherm/year) | Energy Efficiency | 0.0079851 | 0.0082959 | 0.0086901 | 0.0092753 | 0.010266 | 0.011956 | 0.011797 | 0.011649 | 0.011513 | 0.011384 | 0.011263
2023 PG Study Reference Scenario | PG&E | Ind | WholeBlg | Ind - Petroleum | Electric Demand (MW) | Energy Efficiency | 0.22298 | 0.21674 | 0.21119 | 0.2063 | 0.20305 | 0.20196 | 0.19728 | 0.19267 | 0.18805 | 0.18352 | 0.17903
2023 PG Study Reference Scenario | PG&E | Ind | WholeBlg | Ind - Petroleum | Electric Energy (GWh/year) | Energy Efficiency | 1.1452 | 1.1132 | 1.0847 | 1.0595 | 1.0428 | 1.0372 | 1.0132 | 0.98952 | 0.9658 | 0.94253 | 0.91948
2023 PG Study Reference Scenario | PG&E | Ind | WholeBlg | Ind - Petroleum | Gas Energy (MMTherm/year) | Energy Efficiency | 0.37003 | 0.3713 | 0.37755 | 0.3917 | 0.41877 | 0.46739 | 0.45979 | 0.45192 | 0.44423 | 0.43669 | 0.42932
2023 PG Study Reference Scenario | PG&E | Ind | WholeBlg | Ind - Plastics | Electric Demand (MW) | Energy Efficiency | 0.040889 | 0.040862 | 0.041363 | 0.042596 | 0.045143 | 0.049844 | 0.048995 | 0.048145 | 0.047293 | 0.046452 | 0.045615
2023 PG Study Reference Scenario | PG&E | Ind | WholeBlg | Ind - Plastics | Electric Energy (GWh/year) | Energy Efficiency | 0.21 | 0.20986 | 0.21243 | 0.21877 | 0.23185 | 0.25599 | 0.25163 | 0.24727 | 0.24289 | 0.23857 | 0.23427
2023 PG Study Reference Scenario | PG&E | Ind | WholeBlg | Ind - Plastics | Gas Energy (MMTherm/year) | Energy Efficiency | 0.0044471 | 0.0049381 | 0.0056334 | 0.0067039 | 0.0084245 | 0.011237 | 0.011397 | 0.011571 | 0.01175 | 0.011933 | 0.01212
2023 PG Study Reference Scenario | PG&E | Ind | WholeBlg | Ind - Primary Metals | Electric Demand (MW) | Energy Efficiency | 0.0090792 | 0.0088926 | 0.0087402 | 0.0086179 | 0.0085644 | 0.008613 | 0.0084253 | 0.0082368 | 0.0080484 | 0.0078629 | 0.0076793
2023 PG Study Reference Scenario | PG&E | Ind | WholeBlg | Ind - Primary Metals | Electric Energy (GWh/year) | Energy Efficiency | 0.04663 | 0.045672 | 0.044889 | 0.044261 | 0.043986 | 0.044235 | 0.043272 | 0.042303 | 0.041335 | 0.040383 | 0.03944
2023 PG Study Reference Scenario | PG&E | Ind | WholeBlg | Ind - Primary Metals | Gas Energy (MMTherm/year) | Energy Efficiency | 0.012269 | 0.013747 | 0.016051 | 0.019715 | 0.025555 | 0.035035 | 0.035078 | 0.035078 | 0.035048 | 0.035004 | 0.034965
2023 PG Study Reference Scenario | PG&E | Ind | WholeBlg | Ind - Printing & Publishing | Electric Demand (MW) | Energy Efficiency | 0.021677 | 0.021477 | 0.021476 | 0.021746 | 0.022524 | 0.02412 | 0.023625 | 0.023135 | 0.022652 | 0.022181 | 0.021717
2023 PG Study Reference Scenario | PG&E | Ind | WholeBlg | Ind - Printing & Publishing | Electric Energy (GWh/year) | Energy Efficiency | 0.11133 | 0.11031 | 0.1103 | 0.11169 | 0.11568 | 0.12388 | 0.12133 | 0.11882 | 0.11634 | 0.11392 | 0.11154
2023 PG Study Reference Scenario | PG&E | Ind | WholeBlg | Ind - Printing & Publishing | Gas Energy (MMTherm/year) | Energy Efficiency | 0.0021168 | 0.0021175 | 0.0021366 | 0.0021915 | 0.0023081 | 0.0025267 | 0.0024748 | 0.0024229 | 0.002373 | 0.0023248 | 0.0022781
2023 PG Study Reference Scenario | PG&E | Ind | WholeBlg | Ind - Stone-Glass-Clay | Electric Demand (MW) | Energy Efficiency | 0.085654 | 0.086097 | 0.086891 | 0.08867 | 0.092583 | 0.099941 | 0.099093 | 0.098209 | 0.097376 | 0.096559 | 0.095748
2023 PG Study Reference Scenario | PG&E | Ind | WholeBlg | Ind - Stone-Glass-Clay | Electric Energy (GWh/year) | Energy Efficiency | 0.43991 | 0.44219 | 0.44626 | 0.4554 | 0.4755 | 0.51329 | 0.50893 | 0.50439 | 0.50011 | 0.49592 | 0.49175
2023 PG Study Reference Scenario | PG&E | Ind | WholeBlg | Ind - Stone-Glass-Clay | Gas Energy (MMTherm/year) | Energy Efficiency | 0.075871 | 0.076949 | 0.078466 | 0.081277 | 0.08649 | 0.095698 | 0.095088 | 0.094542 | 0.09408 | 0.09364 | 0.09323
2023 PG Study Reference Scenario | PG&E | Ind | WholeBlg | Ind - Textiles | Electric Demand (MW) | Energy Efficiency | 0.0014264 | 0.0014076 | 0.0014211 | 0.0014636 | 0.0015501 | 0.0017098 | 0.0016733 | 0.0016402 | 0.0016072 | 0.0015745 | 0.001542
2023 PG Study Reference Scenario | PG&E | Ind | WholeBlg | Ind - Textiles | Electric Energy (GWh/year) | Energy Efficiency | 0.0073258 | 0.0072293 | 0.0072985 | 0.007517 | 0.007961 | 0.0087812 | 0.0085939 | 0.0084241 | 0.0082542 | 0.0080865 | 0.0079196
2023 PG Study Reference Scenario | PG&E | Ind | WholeBlg | Ind - Textiles | Gas Energy (MMTherm/year) | Energy Efficiency | 0.00023325 | 0.00024098 | 0.00025555 | 0.00028055 | 0.00032233 | 0.00039227 | 0.00038661 | 0.00038101 | 0.0003755 | 0.00037017 | 0.00036497
2023 PG Study Reference Scenario | PG&E | Ind | WholeBlg | Ind - Transportation Equipment | Electric Demand (MW) | Energy Efficiency | 0.033289 | 0.033293 | 0.033887 | 0.035004 | 0.036936 | 0.040378 | 0.039906 | 0.039435 | 0.038993 | 0.038575 | 0.038138
2023 PG Study Reference Scenario | PG&E | Ind | WholeBlg | Ind - Transportation Equipment | Electric Energy (GWh/year) | Energy Efficiency | 0.17097 | 0.17099 | 0.17404 | 0.17977 | 0.1897 | 0.20738 | 0.20495 | 0.20253 | 0.20026 | 0.19811 | 0.19587
2023 PG Study Reference Scenario | PG&E | Ind | WholeBlg | Ind - Transportation Equipment | Gas Energy (MMTherm/year) | Energy Efficiency | 0.0062808 | 0.0064084 | 0.0066803 | 0.0071595 | 0.0079682 | 0.0093405 | 0.0092339 | 0.0091236 | 0.0090186 | 0.0089175 | 0.0088172
2023 PG Study Reference Scenario | PG&E | Res | AppPlug | Res - Multi Family | Electric Demand (MW) | Energy Efficiency | 0 | 0 | 0 | 0.0030717 | 0.0039407 | 0.004118 | 0.0040378 | 0.0042488 | 0.0041523 | 0.004219 | 0.0042585
2023 PG Study Reference Scenario | PG&E | Res | AppPlug | Res - Multi Family | Electric Energy (GWh/year) | Energy Efficiency | 0 | 0 | 0 | 0.02157 | 0.027673 | 0.028918 | 0.028355 | 0.029837 | 0.029159 | 0.029627 | 0.029905
2023 PG Study Reference Scenario | PG&E | Res | AppPlug | Res - Multi Family | Electric Energy (GWh/year) | Fuel Substitution | -6.5459e-05 | -7.3508e-05 | -8.2206e-05 | -9.1595e-05 | -0.00010175 | -0.00011274 | -0.00012461 | -0.0001374 | -0.00015117 | -0.00016598 | -0.00018189
2023 PG Study Reference Scenario | PG&E | Res | AppPlug | Res - Multi Family | Gas Energy (MMTherm/year) | Energy Efficiency | 0 | 0 | 0 | 0.002794 | 0.0035845 | 0.0037457 | 0.0036728 | 0.0038647 | 0.0037769 | 0.0038376 | 0.0038736
2023 PG Study Reference Scenario | PG&E | Res | AppPlug | Res - Multi Family | Gas Energy (MMTherm/year) | Fuel Substitution | 1.229e-05 | 1.3801e-05 | 1.5434e-05 | 1.7197e-05 | 1.9103e-05 | 2.1168e-05 | 2.3396e-05 | 2.5798e-05 | 2.8383e-05 | 3.1162e-05 | 3.415e-05
2023 PG Study Reference Scenario | PG&E | Res | AppPlug | Res - Single Family | Electric Energy (GWh/year) | Fuel Substitution | -0.0006782 | -0.00076225 | -0.00085229 | -0.00094892 | -0.0010529 | -0.0011652 | -0.001286 | -0.0014161 | -0.0015561 | -0.0017068 | -0.0018689
2023 PG Study Reference Scenario | PG&E | Res | AppPlug | Res - Single Family | Gas Energy (MMTherm/year) | Fuel Substitution | 0.00012769 | 0.00014352 | 0.00016047 | 0.00017866 | 0.00019825 | 0.00021938 | 0.00024213 | 0.00026662 | 0.00029299 | 0.00032136 | 0.00035188
2023 PG Study Reference Scenario | PG&E | Res | BROs | Low Income - Multi Family LI | Electric Demand (MW) | Energy Efficiency | 3.6907 | 3.8039 | 3.929 | 4.0529 | 4.1816 | 4.3308 | 4.4673 | 4.6029 | 4.6953 | 4.8371 | 4.9921
2023 PG Study Reference Scenario | PG&E | Res | BROs | Low Income - Multi Family LI | Electric Energy (GWh/year) | Energy Efficiency | 23.7753 | 24.4951 | 25.2741 | 26.0684 | 26.8977 | 27.8434 | 28.7345 | 29.6291 | 30.3643 | 31.3221 | 32.3801
2023 PG Study Reference Scenario | PG&E | Res | BROs | Low Income - Multi Family LI | Gas Energy (MMTherm/year) | Energy Efficiency | 0.7497 | 0.76169 | 0.7754 | 0.78941 | 0.80444 | 0.82131 | 0.83903 | 0.85774 | 0.87404 | 0.89509 | 0.91792
2023 PG Study Reference Scenario | PG&E | Res | BROs | Low Income - Single Family LI | Electric Demand (MW) | Energy Efficiency | 5.7642 | 5.9311 | 6.1141 | 6.2956 | 6.4832 | 6.6992 | 6.8959 | 7.0901 | 7.2294 | 7.4381 | 7.6662
2023 PG Study Reference Scenario | PG&E | Res | BROs | Low Income - Single Family LI | Electric Energy (GWh/year) | Energy Efficiency | 37.3283 | 38.4061 | 39.5655 | 40.7492 | 41.9814 | 43.3781 | 44.6911 | 46.0038 | 47.1359 | 48.5844 | 50.1848
2023 PG Study Reference Scenario | PG&E | Res | BROs | Low Income - Single Family LI | Gas Energy (MMTherm/year) | Energy Efficiency | 1.1923 | 1.2105 | 1.2312 | 1.2524 | 1.2751 | 1.3004 | 1.3271 | 1.3554 | 1.381 | 1.4135 | 1.4488
2023 PG Study Reference Scenario | PG&E | Res | BROs | Res - Multi Family | Electric Demand (MW) | Energy Efficiency | 5.191 | 5.3509 | 5.5276 | 5.7028 | 5.8847 | 6.0956 | 6.2886 | 6.4806 | 6.6107 | 6.8103 | 7.0286
2023 PG Study Reference Scenario | PG&E | Res | BROs | Res - Multi Family | Electric Energy (GWh/year) | Energy Efficiency | 33.4402 | 34.4571 | 35.5577 | 36.6802 | 37.8523 | 39.1895 | 40.45 | 41.7159 | 42.751 | 44.0995 | 45.5892
2023 PG Study Reference Scenario | PG&E | Res | BROs | Res - Multi Family | Gas Energy (MMTherm/year) | Energy Efficiency | 1.4427 | 1.4658 | 1.4923 | 1.5194 | 1.5484 | 1.5811 | 1.6153 | 1.6515 | 1.6828 | 1.7234 | 1.7673
2023 PG Study Reference Scenario | PG&E | Res | BROs | Res - Single Family | Electric Demand (MW) | Energy Efficiency | 16.5934 | 17.0759 | 17.6053 | 18.1303 | 18.6732 | 19.2987 | 19.8682 | 20.4309 | 20.8323 | 21.4338 | 22.0912
2023 PG Study Reference Scenario | PG&E | Res | BROs | Res - Single Family | Electric Energy (GWh/year) | Energy Efficiency | 107.4574 | 110.574 | 113.9275 | 117.3517 | 120.9173 | 124.9605 | 128.7629 | 132.5656 | 135.828 | 140.002 | 144.6138
2023 PG Study Reference Scenario | PG&E | Res | BROs | Res - Single Family | Gas Energy (MMTherm/year) | Energy Efficiency | 4.801 | 4.8744 | 4.9581 | 5.0439 | 5.1357 | 5.2381 | 5.3462 | 5.4604 | 5.5635 | 5.6947 | 5.837
2023 PG Study Reference Scenario | PG&E | Res | BldgEnv | Res - Single Family | Electric Demand (MW) | Energy Efficiency | 0 | 0 | 0.0018198 | 0.001929 | 0.0020775 | 0.0021967 | 0.001586 | 0.0021046 | 0.0017864 | 0 | 0
2023 PG Study Reference Scenario | PG&E | Res | BldgEnv | Res - Single Family | Electric Energy (GWh/year) | Energy Efficiency | 0 | 0 | 0.00061872 | 0.0013881 | 0.0014939 | 0.0015779 | 0.0011318 | 0.0015118 | 0.0012756 | 0 | 0
2023 PG Study Reference Scenario | PG&E | Res | BldgEnv | Res - Single Family | Gas Energy (MMTherm/year) | Energy Efficiency | 0 | 0 | 0.00023839 | 0.00069713 | 0.00075018 | 0.00079219 | 0.00056741 | 0.00075899 | 0.00063959 | 0 | 0
2023 PG Study Reference Scenario | PG&E | Res | HVAC | Res - Multi Family | Electric Demand (MW) | Energy Efficiency | 0.39242 | 0.38129 | 0.3735 | 0.36672 | 0.27813 | 0.25821 | 0.24295 | 0.24684 | 0.23544 | 0.23463 | 0.23339
2023 PG Study Reference Scenario | PG&E | Res | HVAC | Res - Multi Family | Electric Demand (MW) | Fuel Substitution | -0.0063424 | -0.0063387 | -0.0063365 | -0.0063347 | -0.0063309 | 0 | 0 | 0 | 0 | 0 | 0
2023 PG Study Reference Scenario | PG&E | Res | HVAC | Res - Multi Family | Electric Energy (GWh/year) | Energy Efficiency | 0.46939 | 0.45607 | 0.44676 | 0.43866 | 0.33236 | 0.30908 | 0.29081 | 0.29547 | 0.28183 | 0.28086 | 0.27937
2023 PG Study Reference Scenario | PG&E | Res | HVAC | Res - Multi Family | Electric Energy (GWh/year) | Fuel Substitution | -0.15859 | -0.15805 | -0.15769 | -0.15727 | -0.21422 | 0 | 0 | 0 | 0 | 0 | 0
2023 PG Study Reference Scenario | PG&E | Res | HVAC | Res - Multi Family | Gas Energy (MMTherm/year) | Energy Efficiency | 0 | 4.2012e-07 | 1.1843e-06 | 1.3989e-06 | 0.00015186 | 0 | 0 | 0 | 0 | 0 | 0
2023 PG Study Reference Scenario | PG&E | Res | HVAC | Res - Multi Family | Gas Energy (MMTherm/year) | Fuel Substitution | 0.022238 | 0.022158 | 0.022101 | 0.022039 | 0.030561 | 0 | 0 | 0 | 0 | 0 | 0
2023 PG Study Reference Scenario | PG&E | Res | HVAC | Res - Single Family | Electric Demand (MW) | Energy Efficiency | 1.4395 | 1.3947 | 1.3548 | 1.3199 | 1.2938 | 1.2679 | 1.1857 | 1.2009 | 0.834 | 0.78156 | 0.76958
2023 PG Study Reference Scenario | PG&E | Res | HVAC | Res - Single Family | Electric Demand (MW) | Fuel Substitution | -0.087072 | -0.086091 | -0.085949 | -0.085818 | -0.085617 | 0 | 0 | 0 | 0 | 0 | 0
2023 PG Study Reference Scenario | PG&E | Res | HVAC | Res - Single Family | Electric Energy (GWh/year) | Energy Efficiency | 1.7667 | 1.7119 | 1.663 | 1.6203 | 1.5883 | 1.7307 | 1.5769 | 1.6293 | 1.1339 | 1.071 | 1.056
2023 PG Study Reference Scenario | PG&E | Res | HVAC | Res - Single Family | Electric Energy (GWh/year) | Fuel Substitution | -7.1071 | -7.0367 | -7.0156 | -7.0123 | -7.0126 | 0 | 0 | 0 | 0 | 0 | 0
2023 PG Study Reference Scenario | PG&E | Res | HVAC | Res - Single Family | Gas Energy (MMTherm/year) | Energy Efficiency | 0.00015227 | 0.00015223 | 0.00015173 | 0.00015091 | 0.0001509 | 0.033227 | 0.023086 | 0.029504 | 0.03396 | 0.034989 | 0.034839
2023 PG Study Reference Scenario | PG&E | Res | HVAC | Res - Single Family | Gas Energy (MMTherm/year) | Fuel Substitution | 1.0472 | 1.0369 | 1.034 | 1.0336 | 1.0338 | 0 | 0 | 0 | 0 | 0 | 0
2023 PG Study Reference Scenario | PG&E | Res | Lighting | Res - Multi Family | Electric Demand (MW) | Energy Efficiency | 0.00034266 | 0.00033886 | 0.00033702 | 0.00033475 | 0.00033243 | 0.00033198 | 0.00030917 | 0.00031638 | 0.00029806 | 0.00029648 | 0.00029445
2023 PG Study Reference Scenario | PG&E | Res | Lighting | Res - Multi Family | Electric Energy (GWh/year) | Energy Efficiency | 0.0045189 | 0.0044688 | 0.0044445 | 0.0044146 | 0.0043839 | 0.004378 | 0.0040772 | 0.0041723 | 0.0039307 | 0.0039099 | 0.0038831
2023 PG Study Reference Scenario | PG&E | Res | Lighting | Res - Single Family | Electric Demand (MW) | Energy Efficiency | 0.0055527 | 0.0055018 | 0.0054525 | 0.0054001 | 0.0053698 | 0.00533 | 0.004967 | 0.005089 | 0.004894 | 0.0048627 | 0.0048234
2023 PG Study Reference Scenario | PG&E | Res | Lighting | Res - Single Family | Electric Energy (GWh/year) | Energy Efficiency | 0.074381 | 0.073699 | 0.073038 | 0.072336 | 0.071931 | 0.071398 | 0.066535 | 0.068169 | 0.065558 | 0.065138 | 0.064611
2023 PG Study Reference Scenario | PG&E | Res | WaterHeat | Res - Multi Family | Electric Demand (MW) | Energy Efficiency | 0.0021432 | 0.0020983 | 0.0021318 | 0.0021514 | 0.0021583 | 0.0028264 | 0.0021251 | 0.0024923 | 0.0019332 | 0.0019745 | 0.00199
2023 PG Study Reference Scenario | PG&E | Res | WaterHeat | Res - Multi Family | Electric Demand (MW) | Fuel Substitution | -0.00012016 | -0.0001423 | -0.00016717 | -0.00019375 | -0.00022621 | 0 | 0 | 0 | 0 | 0 | 0
2023 PG Study Reference Scenario | PG&E | Res | WaterHeat | Res - Multi Family | Electric Energy (GWh/year) | Energy Efficiency | 0.010222 | 0.0099785 | 0.010121 | 0.010195 | 0.010203 | 0.013962 | 0.010498 | 0.012312 | 0.0095499 | 0.0097536 | 0.0098305
2023 PG Study Reference Scenario | PG&E | Res | WaterHeat | Res - Multi Family | Electric Energy (GWh/year) | Fuel Substitution | -0.072721 | -0.085005 | -0.095553 | -0.10482 | -0.11339 | 0 | 0 | 0 | 0 | 0 | 0
2023 PG Study Reference Scenario | PG&E | Res | WaterHeat | Res - Multi Family | Gas Energy (MMTherm/year) | Energy Efficiency | 0.015984 | 0.016842 | 0.027273 | 0.028381 | 0.037135 | 0.017749 | 0.013511 | 0.015626 | 0.012917 | 0.013154 | 0.013269
2023 PG Study Reference Scenario | PG&E | Res | WaterHeat | Res - Multi Family | Gas Energy (MMTherm/year) | Fuel Substitution | 0.049373 | 0.057624 | 0.064666 | 0.070818 | 0.076424 | 0 | 0 | 0 | 0 | 0 | 0
2023 PG Study Reference Scenario | PG&E | Res | WaterHeat | Res - Single Family | Electric Demand (MW) | Energy Efficiency | 7.7493e-05 | -0.00012476 | -0.00028844 | -0.00044069 | -0.00054175 | 0.0027201 | 0.0019629 | 0.0024082 | 0.002046 | 0.0020885 | 0.0021003
2023 PG Study Reference Scenario | PG&E | Res | WaterHeat | Res - Single Family | Electric Demand (MW) | Fuel Substitution | -0.00070371 | -0.00090124 | -0.0011042 | -0.0013129 | -0.0015363 | 0.0032446 | 0.0084366 | 0.01009 | 0 | 0 | 0
2023 PG Study Reference Scenario | PG&E | Res | WaterHeat | Res - Single Family | Electric Energy (GWh/year) | Energy Efficiency | -0.0059888 | -0.0075866 | -0.008935 | -0.01018 | -0.011167 | 0.013397 | 0.0096678 | 0.011861 | 0.010077 | 0.010286 | 0.010345
2023 PG Study Reference Scenario | PG&E | Res | WaterHeat | Res - Single Family | Electric Energy (GWh/year) | Fuel Substitution | -0.01426 | -0.019039 | -0.023942 | -0.028969 | -0.034238 | 0.022272 | 0.057368 | 0.068608 | 0 | 0 | 0
2023 PG Study Reference Scenario | PG&E | Res | WaterHeat | Res - Single Family | Gas Energy (MMTherm/year) | Energy Efficiency | 0.12969 | 0.14189 | 0.15288 | 0.2111 | 0.2459 | 0.074198 | 0.055366 | 0.065816 | 0.057077 | 0.058107 | 0.058571
2023 PG Study Reference Scenario | PG&E | Res | WaterHeat | Res - Single Family | Gas Energy (MMTherm/year) | Fuel Substitution | 0.0012277 | 0.0016729 | 0.0021294 | 0.0025969 | 0.0030829 | 0 | 0 | 0 | 0 | 0 | 0
2023 PG Study Reference Scenario | PG&E | Res | WholeBlg | Res - Multi Family | Electric Demand (MW) | Energy Efficiency | 4.4358e-05 | 4.8027e-05 | 5.2208e-05 | 0.023412 | 0.025693 | 0.037403 | 0.030462 | 0.036505 | 0.030109 | 0.03158 | 0.033024
2023 PG Study Reference Scenario | PG&E | Res | WholeBlg | Res - Multi Family | Electric Energy (GWh/year) | Energy Efficiency | 8.5783e-05 | 9.2878e-05 | 0.00010096 | 0.033152 | 0.036382 | 0.067638 | 0.055061 | 0.065937 | 0.05436 | 0.056993 | 0.05957
2023 PG Study Reference Scenario | PG&E | Res | WholeBlg | Res - Multi Family | Gas Energy (MMTherm/year) | Energy Efficiency | 1.0369e-05 | 1.1227e-05 | 1.2204e-05 | 0.0026756 | 0.0029362 | 0.0055392 | 0.0045091 | 0.0053996 | 0.0044517 | 0.0046672 | 0.0048781
2023 PG Study Reference Scenario | PG&E | Res | WholeBlg | Res - Single Family | Electric Demand (MW) | Energy Efficiency | 0.29311 | 0.32087 | 0.35363 | 0.38719 | 0.42969 | 0.46943 | 0.37285 | 0.46522 | 0.43076 | 0.45808 | 0.48581
2023 PG Study Reference Scenario | PG&E | Res | WholeBlg | Res - Single Family | Electric Energy (GWh/year) | Energy Efficiency | 1.1361 | 1.2437 | 1.3706 | 1.5006 | 1.6653 | 1.8193 | 1.445 | 1.8029 | 1.6693 | 1.7752 | 1.8826
2023 PG Study Reference Scenario | PG&E | Res | WholeBlg | Res - Single Family | Gas Energy (MMTherm/year) | Energy Efficiency | 0.11788 | 0.12904 | 0.14221 | 0.1557 | 0.17279 | 0.18876 | 0.14993 | 0.18706 | 0.1732 | 0.18419 | 0.19533
2023 PG Study Reference Scenario | SCE | Ag | Lighting | Ag - Irrigated Agriculture, vineyards, forestry and greenhouses | Electric Demand (MW) | Energy Efficiency | 0.32188 | 0.21222 | 0.1226 | 0.06443 | 0.031911 | 0.015303 | 0.0073289 | 0.0034845 | 0.0016513 | 0.00078135 | 0.00036959
2023 PG Study Reference Scenario | SCE | Ag | Lighting | Ag - Irrigated Agriculture, vineyards, forestry and greenhouses | Electric Energy (GWh/year) | Energy Efficiency | 1.9652 | 1.3543 | 0.8153 | 0.44511 | 0.22831 | 0.11301 | 0.054126 | 0.025734 | 0.012195 | 0.0057705 | 0.0027296
2023 PG Study Reference Scenario | SCE | Ag | MachDr | Ag - Dairies, fishing, hunting | Electric Demand (MW) | Energy Efficiency | 0.075129 | 0 | 0 | 0 | 0 | 0 | 0 | 0 | 0 | 0 | 0
2023 PG Study Reference Scenario | SCE | Ag | MachDr | Ag - Dairies, fishing, hunting | Electric Energy (GWh/year) | Energy Efficiency | 0.13149 | 0 | 0 | 0 | 0 | 0 | 0 | 0 | 0 | 0 | 0
2023 PG Study Reference Scenario | SCE | Ag | MachDr | Ag - Water pumping | Electric Demand (MW) | Energy Efficiency | 1.2244 | 0.43092 | 0.13899 | 0.043534 | 0.013495 | 0.0041756 | 0.0012934 | 0.00040208 | 0.00012535 | 3.9164e-05 | 1.2268e-05
2023 PG Study Reference Scenario | SCE | Ag | MachDr | Ag - Water pumping | Electric Energy (GWh/year) | Energy Efficiency | 2.1429 | 0.75417 | 0.24326 | 0.076191 | 0.023617 | 0.0073079 | 0.0022637 | 0.0007037 | 0.00021938 | 6.8542e-05 | 2.1471e-05
2023 PG Study Reference Scenario | SCE | Ag | WholeBlg | Ag - Dairies, fishing, hunting | Electric Demand (MW) | Energy Efficiency | 0.07445 | 0.074152 | 0.074547 | 0.076004 | 0.079285 | 0.085619 | 0.083879 | 0.082221 | 0.080657 | 0.079147 | 0.077667
2023 PG Study Reference Scenario | SCE | Ag | WholeBlg | Ag - Dairies, fishing, hunting | Electric Energy (GWh/year) | Energy Efficiency | 0.38237 | 0.38084 | 0.38287 | 0.39035 | 0.4072 | 0.43973 | 0.43079 | 0.42228 | 0.41424 | 0.40649 | 0.39889
2023 PG Study Reference Scenario | SCE | Ag | WholeBlg | Ag - Irrigated Agriculture, vineyards, forestry and greenhouses | Electric Demand (MW) | Energy Efficiency | 0.24847 | 0.28083 | 0.32941 | 0.40688 | 0.53164 | 0.73702 | 0.74998 | 0.76289 | 0.7749 | 0.78621 | 0.7975
2023 PG Study Reference Scenario | SCE | Ag | WholeBlg | Ag - Irrigated Agriculture, vineyards, forestry and greenhouses | Electric Energy (GWh/year) | Energy Efficiency | 1.2761 | 1.4423 | 1.6918 | 2.0897 | 2.7305 | 3.7853 | 3.8518 | 3.9181 | 3.9798 | 4.0379 | 4.0959
2023 PG Study Reference Scenario | SCE | Ag | WholeBlg | Ag - Water pumping | Electric Demand (MW) | Energy Efficiency | 0.34274 | 0.35762 | 0.38268 | 0.4238 | 0.49195 | 0.60562 | 0.60061 | 0.59602 | 0.59175 | 0.58769 | 0.58365
2023 PG Study Reference Scenario | SCE | Ag | WholeBlg | Ag - Water pumping | Electric Energy (GWh/year) | Energy Efficiency | 1.7603 | 1.8367 | 1.9654 | 2.1766 | 2.5266 | 3.1104 | 3.0847 | 3.0611 | 3.0392 | 3.0183 | 2.9976
2023 PG Study Reference Scenario | SCE | Com | AppPlug | Com - Refrig. Warehouse | Electric Demand (MW) | Energy Efficiency | 0 | 0 | 0 | 0 | 0 | 0 | 0 | 0 | 0 | 0 | 0
2023 PG Study Reference Scenario | SCE | Com | AppPlug | Com - Refrig. Warehouse | Electric Energy (GWh/year) | Energy Efficiency | 0 | 0 | 0 | 0 | 0 | 0 | 0 | 0 | 0 | 0 | 0
2023 PG Study Reference Scenario | SCE | Com | BROs | Com - College | Electric Demand (MW) | Energy Efficiency | 0.085062 | 0.092498 | 0.10008 | 0.10839 | 0.11768 | 0.12789 | 0.13968 | 0.1522 | 0.19534 | 0.14098 | 0.15866
2023 PG Study Reference Scenario | SCE | Com | BROs | Com - College | Electric Energy (GWh/year) | Energy Efficiency | 0.76894 | 0.83638 | 0.90655 | 0.98372 | 1.07 | 1.1651 | 1.2746 | 1.3916 | 1.8379 | 1.2284 | 1.3965
2023 PG Study Reference Scenario | SCE | Com | BROs | Com - Grocery | Electric Demand (MW) | Energy Efficiency | 0.66843 | 0.74102 | 0.81481 | 0.89548 | 0.98712 | 1.088 | 1.2014 | 1.3241 | 1.5145 | 1.5404 | 1.7093
2023 PG Study Reference Scenario | SCE | Com | BROs | Com - Grocery | Electric Energy (GWh/year) | Energy Efficiency | 5.5368 | 6.151 | 6.7872 | 7.4848 | 8.2785 | 9.1549 | 10.1394 | 11.2114 | 12.9846 | 12.9587 | 14.4474
2023 PG Study Reference Scenario | SCE | Com | BROs | Com - Health | Electric Demand (MW) | Energy Efficiency | 0.27919 | 0.30731 | 0.33559 | 0.36653 | 0.4014 | 0.43951 | 0.48349 | 0.5302 | 0.63846 | 0.56157 | 0.62607
2023 PG Study Reference Scenario | SCE | Com | BROs | Com - Health | Electric Energy (GWh/year) | Energy Efficiency | 2.4055 | 2.6496 | 2.9002 | 3.175 | 3.4852 | 3.8252 | 4.2169 | 4.6356 | 5.7107 | 4.7762 | 5.3622
2023 PG Study Reference Scenario | SCE | Com | BROs | Com - Lodging | Electric Demand (MW) | Energy Efficiency | 0.26422 | 0.29458 | 0.32659 | 0.36254 | 0.40341 | 0.44872 | 0.50113 | 0.55812 | 0.65825 | 0.64357 | 0.72352
2023 PG Study Reference Scenario | SCE | Com | BROs | Com - Lodging | Electric Energy (GWh/year) | Energy Efficiency | 2.4102 | 2.7048 | 3.0188 | 3.3698 | 3.7667 | 4.2053 | 4.7093 | 5.2568 | 6.26 | 6.0108 | 6.7733
2023 PG Study Reference Scenario | SCE | Com | BROs | Com - Office (Large) | Electric Demand (MW) | Energy Efficiency | 0.82357 | 0.89216 | 0.95634 | 1.0251 | 1.1018 | 1.1846 | 1.281 | 1.3804 | 1.6543 | 1.3811 | 1.5151
2023 PG Study Reference Scenario | SCE | Com | BROs | Com - Office (Large) | Electric Energy (GWh/year) | Energy Efficiency | 6.978 | 7.564 | 8.1289 | 8.7363 | 9.4161 | 10.1527 | 11.0065 | 11.8966 | 14.6575 | 11.4914 | 12.7171
2023 PG Study Reference Scenario | SCE | Com | BROs | Com - Office (Small) | Electric Demand (MW) | Energy Efficiency | 0.15994 | 0.17623 | 0.19249 | 0.21022 | 0.23022 | 0.25206 | 0.27714 | 0.30377 | 0.33864 | 0.35899 | 0.39456
2023 PG Study Reference Scenario | SCE | Com | BROs | Com - Office (Small) | Electric Energy (GWh/year) | Energy Efficiency | 1.322 | 1.4593 | 1.5991 | 1.7518 | 1.9245 | 2.1135 | 2.3303 | 2.5618 | 2.8765 | 3.0284 | 3.34
2023 PG Study Reference Scenario | SCE | Com | BROs | Com - Other | Electric Demand (MW) | Energy Efficiency | 0.22354 | 0.25107 | 0.28225 | 0.31728 | 0.3572 | 0.40168 | 0.45324 | 0.5098 | 0.59251 | 0.61849 | 0.69785
2023 PG Study Reference Scenario | SCE | Com | BROs | Com - Other | Electric Energy (GWh/year) | Energy Efficiency | 2.2158 | 2.5088 | 2.8368 | 3.2014 | 3.6129 | 4.0672 | 4.5893 | 5.1576 | 5.9982 | 6.2144 | 6.9956
2023 PG Study Reference Scenario | SCE | Com | BROs | Com - Refrig. Warehouse | Electric Demand (MW) | Energy Efficiency | 0.0042068 | 0.0047756 | 0.0054191 | 0.0061468 | 0.0069709 | 0.0079049 | 0.0089643 | 0.010165 | 0.020966 | 0 | 0.0020996
2023 PG Study Reference Scenario | SCE | Com | BROs | Com - Refrig. Warehouse | Electric Energy (GWh/year) | Energy Efficiency | 0.045482 | 0.051632 | 0.058589 | 0.066456 | 0.075365 | 0.085463 | 0.096916 | 0.1099 | 0.22667 | 0 | 0.0227
2023 PG Study Reference Scenario | SCE | Com | BROs | Com - Restaurant | Electric Demand (MW) | Energy Efficiency | 0.43049 | 0.48624 | 0.55009 | 0.6224 | 0.70552 | 0.79873 | 0.90436 | 1.0225 | 1.1703 | 1.2876 | 1.4554
2023 PG Study Reference Scenario | SCE | Com | BROs | Com - Restaurant | Electric Energy (GWh/year) | Energy Efficiency | 3.876 | 4.3775 | 4.9518 | 5.6022 | 6.3499 | 7.1883 | 8.1385 | 9.2015 | 10.5549 | 11.5521 | 13.0626
2023 PG Study Reference Scenario | SCE | Com | BROs | Com - Retail | Electric Demand (MW) | Energy Efficiency | 0.67802 | 0.75526 | 0.83686 | 0.92531 | 1.0246 | 1.1332 | 1.2586 | 1.3924 | 1.5637 | 1.6703 | 1.8464
2023 PG Study Reference Scenario | SCE | Com | BROs | Com - Retail | Electric Energy (GWh/year) | Energy Efficiency | 5.8515 | 6.5319 | 7.2586 | 8.0469 | 8.9319 | 9.9006 | 11.0172 | 12.2108 | 13.7843 | 14.6341 | 16.2103
2023 PG Study Reference Scenario | SCE | Com | BROs | Com - School | Electric Demand (MW) | Energy Efficiency | 0.16149 | 0.17576 | 0.18977 | 0.2052 | 0.22243 | 0.24115 | 0.26289 | 0.28575 | 0.34879 | 0.28639 | 0.31764
2023 PG Study Reference Scenario | SCE | Com | BROs | Com - School | Electric Energy (GWh/year) | Energy Efficiency | 1.4072 | 1.5324 | 1.6584 | 1.7973 | 1.9527 | 2.1222 | 2.3183 | 2.5262 | 3.1648 | 2.4439 | 2.7331
2023 PG Study Reference Scenario | SCE | Com | BROs | Com - Warehouse | Electric Demand (MW) | Energy Efficiency | 0.00098477 | 0.0011128 | 0.0012577 | 0.0014217 | 0.0016077 | 0.0018185 | 0.0020573 | 0.0023278 | 0.0047911 | 0 | 0.00047779
2023 PG Study Reference Scenario | SCE | Com | BROs | Com - Warehouse | Electric Energy (GWh/year) | Energy Efficiency | 0.010647 | 0.012031 | 0.013598 | 0.015371 | 0.017382 | 0.019661 | 0.022242 | 0.025167 | 0.051798 | 0 | 0.0051656
2023 PG Study Reference Scenario | SCE | Com | BldgEnv | Com - Grocery | Electric Demand (MW) | Energy Efficiency | 2.3683e-05 | 2.257e-05 | 2.144e-05 | 2.0256e-05 | 1.8876e-05 | 1.4785e-05 | 1.177e-06 | 1.1154e-06 | 1.0295e-06 | 0 | 0
2023 PG Study Reference Scenario | SCE | Com | BldgEnv | Com - Grocery | Electric Energy (GWh/year) | Energy Efficiency | 1.0102e-05 | 9.6269e-06 | 9.1442e-06 | 8.6388e-06 | 8.0494e-06 | 6.2909e-06 | 5.019e-07 | 4.756e-07 | 4.3882e-07 | 0 | 0
2023 PG Study Reference Scenario | SCE | Com | BldgEnv | Com - Grocery | Gas Energy (MMTherm/year) | Energy Efficiency | 2.1365e-05 | 2.0356e-05 | 1.9332e-05 | 1.826e-05 | 1.7009e-05 | 1.3219e-05 | 1.0605e-06 | 1.0048e-06 | 9.2619e-07 | 0 | 0
2023 PG Study Reference Scenario | SCE | Com | BldgEnv | Com - Health | Electric Demand (MW) | Energy Efficiency | 9.4763e-05 | 9.6527e-05 | 9.9358e-05 | 9.9392e-05 | 0.00010121 | 0.00010171 | 0.00010366 | 0.00010336 | 0.0001024 | 0 | 0
2023 PG Study Reference Scenario | SCE | Com | BldgEnv | Com - Health | Electric Energy (GWh/year) | Energy Efficiency | 5.6567e-05 | 5.762e-05 | 5.931e-05 | 5.9331e-05 | 6.0416e-05 | 6.0714e-05 | 6.1876e-05 | 6.1702e-05 | 6.113e-05 | 0 | 0
2023 PG Study Reference Scenario | SCE | Com | BldgEnv | Com - Health | Gas Energy (MMTherm/year) | Energy Efficiency | 9.6656e-05 | 9.8456e-05 | 0.00010134 | 0.00010138 | 0.00010323 | 0.00010374 | 0.00010573 | 0.00010543 | 0.00010446 | 0 | 0
2023 PG Study Reference Scenario | SCE | Com | BldgEnv | Com - Lodging | Electric Demand (MW) | Energy Efficiency | 1.5558e-05 | 0.00031729 | 0.00031768 | 0.00030762 | 0.00028778 | 0.00025966 | 0.00022586 | 0.00018967 | 3.1574e-05 | 0 | 0
2023 PG Study Reference Scenario | SCE | Com | BldgEnv | Com - Lodging | Electric Energy (GWh/year) | Energy Efficiency | 1.2581e-05 | 0.00019531 | 0.00019595 | 0.00019025 | 0.00017869 | 0.00016213 | 0.00014212 | 0.00012067 | 2.5541e-05 | 0 | 0
2023 PG Study Reference Scenario | SCE | Com | BldgEnv | Com - Lodging | Gas Energy (MMTherm/year) | Energy Efficiency | 8.0972e-06 | 0.0002283 | 0.00022817 | 0.00022043 | 0.00020548 | 0.00018447 | 0.00015932 | 0.00013243 | 1.6424e-05 | 0 | 0
2023 PG Study Reference Scenario | SCE | Com | BldgEnv | Com - Office (Large) | Electric Demand (MW) | Energy Efficiency | 0.0011684 | 0.0011959 | 0.00026015 | 0.00026497 | 0.00027518 | 0.00028505 | 0.00028932 | 0.00029431 | 0.00029551 | 0 | 0
2023 PG Study Reference Scenario | SCE | Com | BldgEnv | Com - Office (Large) | Electric Energy (GWh/year) | Energy Efficiency | 0.00051288 | 0.00052495 | 0.00011081 | 0.00011286 | 0.0001172 | 0.00012141 | 0.00012323 | 0.00012535 | 0.00012587 | 0 | 0
2023 PG Study Reference Scenario | SCE | Com | BldgEnv | Com - Office (Large) | Gas Energy (MMTherm/year) | Energy Efficiency | 0.00042709 | 0.00043714 | 0.00011024 | 0.00011229 | 0.00011661 | 0.00012079 | 0.0001226 | 0.00012472 | 0.00012523 | 0 | 0
2023 PG Study Reference Scenario | SCE | Com | BldgEnv | Com - Other | Electric Demand (MW) | Energy Efficiency | 0.00019131 | 0.00019593 | 0.00020012 | 0.00020263 | 0.00018262 | 0.00018697 | 0.00019209 | 0.00019566 | 0.00019726 | 0 | 0
2023 PG Study Reference Scenario | SCE | Com | BldgEnv | Com - Other | Electric Energy (GWh/year) | Energy Efficiency | 8.1542e-05 | 8.3509e-05 | 8.5291e-05 | 8.6356e-05 | 7.7818e-05 | 7.9673e-05 | 8.1854e-05 | 8.3375e-05 | 8.4056e-05 | 0 | 0
2023 PG Study Reference Scenario | SCE | Com | BldgEnv | Com - Other | Gas Energy (MMTherm/year) | Energy Efficiency | 0.00017184 | 0.00017597 | 0.00017971 | 0.00018193 | 0.00016389 | 0.0001678 | 0.00017239 | 0.00017559 | 0.00017702 | 0 | 0
2023 PG Study Reference Scenario | SCE | Com | BldgEnv | Com - Refrig. Warehouse | Electric Demand (MW) | Energy Efficiency | 2.6262e-06 | 2.6717e-06 | 2.6785e-06 | 2.6723e-06 | 2.6931e-06 | 2.7227e-06 | 2.7629e-06 | 2.7828e-06 | 2.8151e-06 | 0 | 0
2023 PG Study Reference Scenario | SCE | Com | BldgEnv | Com - Refrig. Warehouse | Electric Energy (GWh/year) | Energy Efficiency | 1.5873e-06 | 1.6148e-06 | 1.6189e-06 | 1.6151e-06 | 1.6277e-06 | 1.6456e-06 | 1.6699e-06 | 1.6819e-06 | 1.7014e-06 | 0 | 0
2023 PG Study Reference Scenario | SCE | Com | BldgEnv | Com - Refrig. Warehouse | Gas Energy (MMTherm/year) | Energy Efficiency | 1.9199e-06 | 1.9531e-06 | 1.958e-06 | 1.9536e-06 | 1.9688e-06 | 1.9904e-06 | 2.0198e-06 | 2.0343e-06 | 2.0579e-06 | 0 | 0
2023 PG Study Reference Scenario | SCE | Com | BldgEnv | Com - Retail | Electric Demand (MW) | Energy Efficiency | 0.00089704 | 0.035429 | 0.027528 | 0.019593 | 0.012191 | 0.0056623 | 0.00036468 | 0.0002403 | 0.00018468 | 0 | 0
2023 PG Study Reference Scenario | SCE | Com | BldgEnv | Com - Retail | Electric Energy (GWh/year) | Energy Efficiency | 0.00039587 | 0.015558 | 0.01209 | 0.0086064 | 0.0053569 | 0.0024903 | 0.00016132 | 0.00010628 | 8.1674e-05 | 0 | 0
2023 PG Study Reference Scenario | SCE | Com | BldgEnv | Com - Retail | Gas Energy (MMTherm/year) | Energy Efficiency | 0.00011249 | 0.0059452 | 0.0045913 | 0.0032376 | 0.0019807 | 0.00087814 | 3.826e-05 | 2.552e-05 | 1.9746e-05 | 0 | 0
2023 PG Study Reference Scenario | SCE | Com | BldgEnv | Com - Warehouse | Electric Demand (MW) | Energy Efficiency | 0.00029962 | 0.00087163 | 0.00058284 | 0.00033389 | 0.00030799 | 0.00031397 | 0.00031768 | 0.00032165 | 0.00032327 | 0 | 0
2023 PG Study Reference Scenario | SCE | Com | BldgEnv | Com - Warehouse | Electric Energy (GWh/year) | Energy Efficiency | 0.00023701 | 0.00058418 | 0.00041058 | 0.00026101 | 0.00024365 | 0.00024838 | 0.00025132 | 0.00025447 | 0.00025575 | 0 | 0
2023 PG Study Reference Scenario | SCE | Com | BldgEnv | Com - Warehouse | Gas Energy (MMTherm/year) | Energy Efficiency | 0.00023053 | 0.00064899 | 0.00043807 | 0.00025626 | 0.00023698 | 0.00024158 | 0.00024443 | 0.00024749 | 0.00024873 | 0 | 0
2023 PG Study Reference Scenario | SCE | Com | ComRefrig | Com - College | Electric Demand (MW) | Energy Efficiency | 0.00024302 | 0.00020009 | 0.00014617 | 9.2242e-05 | 4.6484e-05 | 1.2214e-05 | 0 | 0 | 0 | 0 | 0
2023 PG Study Reference Scenario | SCE | Com | ComRefrig | Com - College | Electric Energy (GWh/year) | Energy Efficiency | 0.0019082 | 0.0015707 | 0.0011472 | 0.00072366 | 0.0003644 | 9.5363e-05 | 0 | 0 | 0 | 0 | 0
2023 PG Study Reference Scenario | SCE | Com | ComRefrig | Com - Grocery | Electric Demand (MW) | Energy Efficiency | 0.55984 | 0.57801 | 0.55093 | 0.48044 | 0.38127 | 0.27467 | 0.17882 | 0.10313 | 0.048741 | 0.012172 | 0
2023 PG Study Reference Scenario | SCE | Com | ComRefrig | Com - Grocery | Electric Energy (GWh/year) | Energy Efficiency | 4.3961 | 4.539 | 4.327 | 3.7743 | 2.9964 | 2.1598 | 1.407 | 0.81229 | 0.38457 | 0.096815 | 0
2023 PG Study Reference Scenario | SCE | Com | ComRefrig | Com - Lodging | Electric Demand (MW) | Energy Efficiency | 0 | 0 | 0 | 0 | 0 | 0 | 0 | 0 | 0 | 0 | 0
2023 PG Study Reference Scenario | SCE | Com | ComRefrig | Com - Lodging | Electric Energy (GWh/year) | Energy Efficiency | 0 | 0 | 0 | 0 | 0 | 0 | 0 | 0 | 0 | 0 | 0
2023 PG Study Reference Scenario | SCE | Com | ComRefrig | Com - Other | Electric Demand (MW) | Energy Efficiency | 0 | 0 | 0 | 0 | 0 | 0 | 0 | 0 | 0 | 0 | 0
2023 PG Study Reference Scenario | SCE | Com | ComRefrig | Com - Other | Electric Energy (GWh/year) | Energy Efficiency | 0 | 0 | 0 | 0 | 0 | 0 | 0 | 0 | 0 | 0 | 0
2023 PG Study Reference Scenario | SCE | Com | ComRefrig | Com - Refrig. Warehouse | Electric Demand (MW) | Energy Efficiency | 0.00049921 | 0.0004435 | 0.00035506 | 0.00025319 | 0.00015733 | 7.9578e-05 | 2.3117e-05 | 0 | 0 | 0 | 0
2023 PG Study Reference Scenario | SCE | Com | ComRefrig | Com - Refrig. Warehouse | Electric Energy (GWh/year) | Energy Efficiency | 0.00392 | 0.0034822 | 0.0027877 | 0.0019879 | 0.0012354 | 0.00062485 | 0.00018144 | 0 | 0 | 0 | 0
2023 PG Study Reference Scenario | SCE | Com | ComRefrig | Com - Restaurant | Electric Demand (MW) | Energy Efficiency | 0.022207 | 0.018004 | 0.012863 | 0.007862 | 0.0037425 | 0.00074725 | 0 | 0 | 0 | 0 | 0
2023 PG Study Reference Scenario | SCE | Com | ComRefrig | Com - Restaurant | Electric Energy (GWh/year) | Energy Efficiency | 0.17437 | 0.14136 | 0.10101 | 0.06175 | 0.029402 | 0.0058756 | 0 | 0 | 0 | 0 | 0
2023 PG Study Reference Scenario | SCE | Com | ComRefrig | Com - Retail | Electric Demand (MW) | Energy Efficiency | 0.25801 | 0.26139 | 0.24353 | 0.20685 | 0.15936 | 0.11099 | 0.069225 | 0.037287 | 0.014904 | 0.00065063 | 0
2023 PG Study Reference Scenario | SCE | Com | ComRefrig | Com - Retail | Electric Energy (GWh/year) | Energy Efficiency | 2.026 | 2.0526 | 1.9126 | 1.625 | 1.2525 | 0.87277 | 0.54477 | 0.29377 | 0.11774 | 0.005519 | 0
2023 PG Study Reference Scenario | SCE | Com | ComRefrig | Com - School | Electric Demand (MW) | Energy Efficiency | 0.00060405 | 0.0004923 | 0.0003528 | 0.00021695 | 0.00010611 | 2.678e-05 | 0 | 0 | 0 | 0 | 0
2023 PG Study Reference Scenario | SCE | Com | ComRefrig | Com - School | Electric Energy (GWh/year) | Energy Efficiency | 0.0047439 | 0.003867 | 0.0027722 | 0.0017056 | 0.00083506 | 0.00021159 | 0 | 0 | 0 | 0 | 0
2023 PG Study Reference Scenario | SCE | Com | Data Center | Com - Office (Large) | Electric Demand (MW) | Energy Efficiency | 0.057027 | 0.052616 | 0.047719 | 0.042857 | 0.038681 | 0.034972 | 0.031471 | 0.02865 | 0.026174 | 0.024056 | 0.022594
2023 PG Study Reference Scenario | SCE | Com | Data Center | Com - Office (Large) | Electric Energy (GWh/year) | Energy Efficiency | 0.14019 | 0.12869 | 0.11594 | 0.10327 | 0.09228 | 0.0825 | 0.073343 | 0.065929 | 0.05946 | 0.053953 | 0.0501
2023 PG Study Reference Scenario | SCE | Com | Data Center | Com - Other | Electric Demand (MW) | Energy Efficiency | 0.049551 | 0.046623 | 0.043299 | 0.039793 | 0.036385 | 0.033239 | 0.030596 | 0.028252 | 0.026168 | 0.024607 | 0.023465
2023 PG Study Reference Scenario | SCE | Com | Data Center | Com - Other | Electric Energy (GWh/year) | Energy Efficiency | 0.1213 | 0.11359 | 0.10485 | 0.095649 | 0.086701 | 0.078438 | 0.071453 | 0.065273 | 0.059807 | 0.055673 | 0.05262
2023 PG Study Reference Scenario | SCE | Com | FoodServ | Com - College | Electric Demand (MW) | Energy Efficiency | 0 | 0.0037879 | 0.0054472 | 0.0058382 | 0.0061752 | 0.0065387 | 0.0068784 | 0.0071718 | 0.0074407 | 0.007672 | 0.0078885
2023 PG Study Reference Scenario | SCE | Com | FoodServ | Com - College | Electric Demand (MW) | Fuel Substitution | -0.0025275 | -0.0028483 | -0.0031586 | -0.0034568 | -0.0037418 | -0.0040135 | -0.0042716 | -0.0045155 | -0.004744 | -0.0049566 | -0.005153
2023 PG Study Reference Scenario | SCE | Com | FoodServ | Com - College | Electric Energy (GWh/year) | Energy Efficiency | 0 | 0.016563 | 0.023819 | 0.025528 | 0.027002 | 0.028591 | 0.030077 | 0.03136 | 0.032535 | 0.033547 | 0.034494
2023 PG Study Reference Scenario | SCE | Com | FoodServ | Com - College | Electric Energy (GWh/year) | Fuel Substitution | -0.032661 | -0.03725 | -0.041684 | -0.045944 | -0.050014 | -0.053895 | -0.057592 | -0.061094 | -0.064389 | -0.067474 | -0.071565
2023 PG Study Reference Scenario | SCE | Com | FoodServ | Com - College | Gas Energy (MMTherm/year) | Energy Efficiency | 0 | 0 | 0 | 0 | 0 | 0 | 0 | 0 | 0 | 0 | 0
2023 PG Study Reference Scenario | SCE | Com | FoodServ | Com - College | Gas Energy (MMTherm/year) | Fuel Substitution | 0.0033962 | 0.0038656 | 0.0043189 | 0.0047538 | 0.0051689 | 0.0055642 | 0.0059402 | 0.0062958 | 0.0066298 | 0.0069418 | 0.0073421
2023 PG Study Reference Scenario | SCE | Com | FoodServ | Com - Grocery | Electric Demand (MW) | Energy Efficiency | 0 | 0.031145 | 0.038509 | 0.040676 | 0.042714 | 0.044408 | 0.045711 | 0.046982 | 0.047987 | 0.048681 | 0.049316
2023 PG Study Reference Scenario | SCE | Com | FoodServ | Com - Grocery | Electric Demand (MW) | Fuel Substitution | -0.013979 | -0.015824 | -0.017622 | -0.019364 | -0.021043 | -0.022659 | -0.02421 | -0.025689 | -0.027092 | -0.028414 | -0.02965
2023 PG Study Reference Scenario | SCE | Com | FoodServ | Com - Grocery | Electric Energy (GWh/year) | Energy Efficiency | 0 | 0.13618 | 0.16839 | 0.17786 | 0.18677 | 0.19418 | 0.19988 | 0.20544 | 0.20983 | 0.21286 | 0.21564
2023 PG Study Reference Scenario | SCE | Com | FoodServ | Com - Grocery | Electric Energy (GWh/year) | Fuel Substitution | -0.32944 | -0.37243 | -0.41436 | -0.45498 | -0.49414 | -0.53185 | -0.56813 | -0.60282 | -0.63574 | -0.6668 | -0.69651
2023 PG Study Reference Scenario | SCE | Com | FoodServ | Com - Grocery | Gas Energy (MMTherm/year) | Energy Efficiency | 0 | 0 | 0 | 0 | 0 | 0 | 0 | 0 | 0 | 0 | 0
2023 PG Study Reference Scenario | SCE | Com | FoodServ | Com - Grocery | Gas Energy (MMTherm/year) | Fuel Substitution | 0.034481 | 0.038944 | 0.043295 | 0.047509 | 0.051569 | 0.055478 | 0.059236 | 0.062828 | 0.066234 | 0.069446 | 0.072507
2023 PG Study Reference Scenario | SCE | Com | FoodServ | Com - Health | Electric Demand (MW) | Energy Efficiency | 0 | 0.0062752 | 0.0084169 | 0.0090103 | 0.0096228 | 0.010181 | 0.01075 | 0.011236 | 0.011686 | 0.012049 | 0.01236
2023 PG Study Reference Scenario | SCE | Com | FoodServ | Com - Health | Electric Demand (MW) | Fuel Substitution | -0.0068715 | -0.0078161 | -0.00874 | -0.0096383 | -0.010507 | -0.011346 | -0.012153 | -0.012927 | -0.013663 | -0.014361 | -0.015016
2023 PG Study Reference Scenario | SCE | Com | FoodServ | Com - Health | Electric Energy (GWh/year) | Energy Efficiency | 0 | 0.027439 | 0.036804 | 0.039399 | 0.042077 | 0.044517 | 0.047007 | 0.049131 | 0.0511 | 0.052688 | 0.054044
2023 PG Study Reference Scenario | SCE | Com | FoodServ | Com - Health | Electric Energy (GWh/year) | Fuel Substitution | -0.092708 | -0.10579 | -0.11862 | -0.13115 | -0.14331 | -0.1551 | -0.16653 | -0.17755 | -0.1881 | -0.19817 | -0.20866
2023 PG Study Reference Scenario | SCE | Com | FoodServ | Com - Health | Gas Energy (MMTherm/year) | Energy Efficiency | 0 | 0 | 0 | 0 | 0 | 0 | 0 | 0 | 0 | 0 | 0
2023 PG Study Reference Scenario | SCE | Com | FoodServ | Com - Health | Gas Energy (MMTherm/year) | Fuel Substitution | 0.010098 | 0.011507 | 0.01289 | 0.014237 | 0.015544 | 0.01681 | 0.018035 | 0.019214 | 0.020342 | 0.021416 | 0.022519
2023 PG Study Reference Scenario | SCE | Com | FoodServ | Com - Lodging | Electric Demand (MW) | Energy Efficiency | 0 | 0.0058613 | 0.0090316 | 0.0096675 | 0.010306 | 0.010919 | 0.011488 | 0.012029 | 0.012539 | 0.013006 | 0.013445
2023 PG Study Reference Scenario | SCE | Com | FoodServ | Com - Lodging | Electric Demand (MW) | Fuel Substitution | -0.005429 | -0.0061384 | -0.0068306 | -0.0075024 | -0.0081507 | -0.0087749 | -0.009374 | -0.0099457 | -0.010487 | -0.010997 | -0.011474
2023 PG Study Reference Scenario | SCE | Com | FoodServ | Com - Lodging | Electric Energy (GWh/year) | Energy Efficiency | 0 | 0.025629 | 0.039492 | 0.042272 | 0.045063 | 0.047743 | 0.050233 | 0.052598 | 0.054828 | 0.056872 | 0.058788
2023 PG Study Reference Scenario | SCE | Com | FoodServ | Com - Lodging | Electric Energy (GWh/year) | Fuel Substitution | -0.086832 | -0.098101 | -0.10909 | -0.11973 | -0.12999 | -0.13985 | -0.14933 | -0.15837 | -0.16694 | -0.17499 | -0.18317
2023 PG Study Reference Scenario | SCE | Com | FoodServ | Com - Lodging | Gas Energy (MMTherm/year) | Energy Efficiency | 0 | 0 | 0 | 0 | 0 | 0 | 0 | 0 | 0 | 0 | 0
2023 PG Study Reference Scenario | SCE | Com | FoodServ | Com - Lodging | Gas Energy (MMTherm/year) | Fuel Substitution | 0.0091741 | 0.010356 | 0.011508 | 0.012622 | 0.013695 | 0.014726 | 0.015715 | 0.016658 | 0.017548 | 0.018385 | 0.019225
2023 PG Study Reference Scenario | SCE | Com | FoodServ | Com - Other | Electric Demand (MW) | Energy Efficiency | 0 | 0.048893 | 0.068296 | 0.073182 | 0.077876 | 0.08235 | 0.08672 | 0.090731 | 0.094307 | 0.097753 | 0.10095
2023 PG Study Reference Scenario | SCE | Com | FoodServ | Com - Other | Electric Demand (MW) | Fuel Substitution | -0.04466 | -0.050569 | -0.056381 | -0.06207 | -0.067613 | -0.073004 | -0.078234 | -0.083283 | -0.08812 | -0.09273 | -0.097091
2023 PG Study Reference Scenario | SCE | Com | FoodServ | Com - Other | Electric Energy (GWh/year) | Energy Efficiency | 0 | 0.21379 | 0.29863 | 0.32 | 0.34052 | 0.36008 | 0.37919 | 0.39673 | 0.41237 | 0.42744 | 0.44142
2023 PG Study Reference Scenario | SCE | Com | FoodServ | Com - Other | Electric Energy (GWh/year) | Fuel Substitution | -0.31756 | -0.36136 | -0.40427 | -0.44608 | -0.48663 | -0.52591 | -0.56388 | -0.6004 | -0.6353 | -0.66846 | -0.70636
2023 PG Study Reference Scenario | SCE | Com | FoodServ | Com - Other | Gas Energy (MMTherm/year) | Energy Efficiency | 0 | 0 | 0 | 0 | 0 | 0 | 0 | 0 | 0 | 0 | 0
2023 PG Study Reference Scenario | SCE | Com | FoodServ | Com - Other | Gas Energy (MMTherm/year) | Fuel Substitution | 0.031099 | 0.035365 | 0.039541 | 0.043607 | 0.047547 | 0.051359 | 0.055041 | 0.05858 | 0.061956 | 0.065162 | 0.068781
2023 PG Study Reference Scenario | SCE | Com | FoodServ | Com - Restaurant | Electric Demand (MW) | Energy Efficiency | 0 | 0.077249 | 0.11453 | 0.12289 | 0.13117 | 0.13874 | 0.14574 | 0.15255 | 0.15889 | 0.16467 | 0.17007
2023 PG Study Reference Scenario | SCE | Com | FoodServ | Com - Restaurant | Electric Demand (MW) | Fuel Substitution | -0.10307 | -0.1165 | -0.12967 | -0.14252 | -0.15501 | -0.16712 | -0.17882 | -0.19007 | -0.20081 | -0.21099 | -0.22058
2023 PG Study Reference Scenario | SCE | Com | FoodServ | Com - Restaurant | Electric Energy (GWh/year) | Energy Efficiency | 0 | 0.33778 | 0.50081 | 0.53737 | 0.57356 | 0.60667 | 0.63726 | 0.66703 | 0.69479 | 0.72003 | 0.74364
2023 PG Study Reference Scenario | SCE | Com | FoodServ | Com - Restaurant | Electric Energy (GWh/year) | Fuel Substitution | -1.3744 | -1.5491 | -1.7197 | -1.8853 | -2.0452 | -2.1995 | -2.3479 | -2.49 | -2.6247 | -2.7517 | -2.88
2023 PG Study Reference Scenario | SCE | Com | FoodServ | Com - Restaurant | Gas Energy (MMTherm/year) | Energy Efficiency | 0 | 0 | 0 | 0 | 0 | 0 | 0 | 0 | 0 | 0 | 0
2023 PG Study Reference Scenario | SCE | Com | FoodServ | Com - Restaurant | Gas Energy (MMTherm/year) | Fuel Substitution | 0.14109 | 0.15892 | 0.17633 | 0.19321 | 0.20949 | 0.22519 | 0.24028 | 0.25471 | 0.26838 | 0.28124 | 0.29412
2023 PG Study Reference Scenario | SCE | Com | FoodServ | Com - School | Electric Demand (MW) | Energy Efficiency | 0 | 0.021523 | 0.030383 | 0.032442 | 0.034355 | 0.036212 | 0.037894 | 0.03951 | 0.041015 | 0.042412 | 0.043645
2023 PG Study Reference Scenario | SCE | Com | FoodServ | Com - School | Electric Demand (MW) | Fuel Substitution | -0.0040456 | -0.0045704 | -0.0050777 | -0.0055649 | -0.00603 | -0.0064727 | -0.0068926 | -0.0072885 | -0.0076588 | -0.0080028 | -0.0083199
2023 PG Study Reference Scenario | SCE | Com | FoodServ | Com - School | Electric Energy (GWh/year) | Energy Efficiency | 0 | 0.094113 | 0.13285 | 0.14186 | 0.15022 | 0.15834 | 0.1657 | 0.17276 | 0.17934 | 0.18545 | 0.19085
2023 PG Study Reference Scenario | SCE | Com | FoodServ | Com - School | Electric Energy (GWh/year) | Fuel Substitution | -0.054231 | -0.062058 | -0.06963 | -0.076906 | -0.083862 | -0.090497 | -0.096817 | -0.1028 | -0.10844 | -0.11371 | -0.11911
2023 PG Study Reference Scenario | SCE | Com | FoodServ | Com - School | Gas Energy (MMTherm/year) | Energy Efficiency | 0 | 0 | 0 | 0 | 0 | 0 | 0 | 0 | 0 | 0 | 0
2023 PG Study Reference Scenario | SCE | Com | FoodServ | Com - School | Gas Energy (MMTherm/year) | Fuel Substitution | 0.0056523 | 0.0064542 | 0.0072293 | 0.0079735 | 0.0086843 | 0.0093615 | 0.010006 | 0.010615 | 0.011187 | 0.011722 | 0.012263
2023 PG Study Reference Scenario | SCE | Com | HVAC | Com - College | Electric Demand (MW) | Energy Efficiency | 0.044283 | 0.04436 | 0.045217 | 0.046167 | 0.045938 | 0.046824 | 0.04744 | 0.047331 | 0.047117 | 0.046524 | 0.046121
2023 PG Study Reference Scenario | SCE | Com | HVAC | Com - College | Electric Demand (MW) | Fuel Substitution | -6.2147e-05 | -6.4716e-05 | -6.6559e-05 | -0.0057735 | -0.0058834 | 0 | 0 | 0 | 0 | 0 | 0
2023 PG Study Reference Scenario | SCE | Com | HVAC | Com - College | Electric Energy (GWh/year) | Energy Efficiency | 0.078449 | 0.078255 | 0.079226 | 0.080364 | 0.079822 | 0.080921 | 0.081655 | 0.081367 | 0.080941 | 0.079991 | 0.079338
2023 PG Study Reference Scenario | SCE | Com | HVAC | Com - College | Electric Energy (GWh/year) | Fuel Substitution | 0.000989 | 0.0026883 | 0.041177 | 0.029761 | 0.030335 | 0 | 0 | 0 | 0 | 0 | 0
2023 PG Study Reference Scenario | SCE | Com | HVAC | Com - College | Gas Energy (MMTherm/year) | Energy Efficiency | 0.0027595 | 0.0027685 | 0.0028293 | 0.002896 | 0.0028829 | 0.0029444 | 0.0029875 | 0.0029814 | 0.0029682 | 0.0029286 | 0.0029017
2023 PG Study Reference Scenario | SCE | Com | HVAC | Com - College | Gas Energy (MMTherm/year) | Fuel Substitution | 0.0030722 | 0.0036726 | 0.0064195 | 0.008939 | 0.0090893 | 0 | 0 | 0 | 0 | 0 | 0
2023 PG Study Reference Scenario | SCE | Com | HVAC | Com - Grocery | Electric Demand (MW) | Energy Efficiency | 0.001805 | 0.001772 | 0.0017356 | 0.0016966 | 0.0016614 | 0.0016132 | 0.0015523 | 0.0015063 | 0.0014556 | 0.0013995 | 0.0013556
2023 PG Study Reference Scenario | SCE | Com | HVAC | Com - Grocery | Electric Demand (MW) | Fuel Substitution | -0.10678 | -0.11219 | -0.11642 | -0.11946 | -0.12138 | 0.019651 | 0.020418 | 0.020898 | 0.021086 | 0.021047 | 0.020855
2023 PG Study Reference Scenario | SCE | Com | HVAC | Com - Grocery | Electric Energy (GWh/year) | Energy Efficiency | 0.0060378 | 0.0059239 | 0.0057997 | 0.0056682 | 0.0055496 | 0.0053919 | 0.0051962 | 0.0050482 | 0.0048866 | 0.0047095 | 0.0045707
2023 PG Study Reference Scenario | SCE | Com | HVAC | Com - Grocery | Electric Energy (GWh/year) | Fuel Substitution | -6.239 | -6.5309 | -6.7522 | -6.9041 | -6.9913 | 0.29503 | 0.30655 | 0.31375 | 0.31656 | 0.31599 | 0.3131
2023 PG Study Reference Scenario | SCE | Com | HVAC | Com - Grocery | Gas Energy (MMTherm/year) | Energy Efficiency | 0 | 0 | 0 | 0 | 0 | 0 | 0 | 0 | 0 | 0 | 0
2023 PG Study Reference Scenario | SCE | Com | HVAC | Com - Grocery | Gas Energy (MMTherm/year) | Fuel Substitution | 0.94545 | 0.99084 | 1.026 | 1.051 | 1.0667 | 2.0398e-07 | 2.1032e-07 | 2.1386e-07 | 2.1479e-07 | 2.1379e-07 | 2.115e-07
2023 PG Study Reference Scenario | SCE | Com | HVAC | Com - Health | Electric Demand (MW) | Energy Efficiency | 0.0092471 | 0.0093042 | 0.0094209 | 0.0094105 | 0.0094981 | 0.0095318 | 0.0096441 | 0.0096575 | 0.0096681 | 0.0095929 | 0.0094992
2023 PG Study Reference Scenario | SCE | Com | HVAC | Com - Health | Electric Demand (MW) | Fuel Substitution | -0.011605 | -0.012322 | -0.012943 | -0.013465 | -0.013887 | 2.25e-05 | 2.3416e-05 | 2.4008e-05 | 2.4284e-05 | 2.4318e-05 | 2.4186e-05
2023 PG Study Reference Scenario | SCE | Com | HVAC | Com - Health | Electric Energy (GWh/year) | Energy Efficiency | 0.094939 | 0.094913 | 0.095418 | 0.094785 | 0.095043 | 0.094852 | 0.095368 | 0.095073 | 0.094798 | 0.093862 | 0.09283
2023 PG Study Reference Scenario | SCE | Com | HVAC | Com - Health | Electric Energy (GWh/year) | Fuel Substitution | 0.5334 | 0.56394 | 0.58966 | 0.61068 | 0.62723 | 0.00054116 | 0.00056319 | 0.00057744 | 0.00058407 | 0.00058488 | 0.00058172
2023 PG Study Reference Scenario | SCE | Com | HVAC | Com - Health | Gas Energy (MMTherm/year) | Energy Efficiency | 0 | 0 | 0 | 0 | 0 | 0 | 0 | 0 | 0 | 0 | 0
2023 PG Study Reference Scenario | SCE | Com | HVAC | Com - Health | Gas Energy (MMTherm/year) | Fuel Substitution | 0.051417 | 0.054418 | 0.056963 | 0.059054 | 0.060707 | 7.1691e-11 | 7.461e-11 | 7.6497e-11 | 7.7375e-11 | 7.7482e-11 | 7.7065e-11
2023 PG Study Reference Scenario | SCE | Com | HVAC | Com - Lodging | Electric Demand (MW) | Energy Efficiency | 0.009024 | 0.0092665 | 0.0094929 | 0.009761 | 0.010062 | 0.010313 | 0.01056 | 0.010787 | 0.010732 | 0.01033 | 0.010443
2023 PG Study Reference Scenario | SCE | Com | HVAC | Com - Lodging | Electric Demand (MW) | Fuel Substitution | -0.040812 | -0.042588 | -0.043864 | -0.044649 | -0.044984 | 9.6697e-06 | 9.7388e-06 | 9.7117e-06 | 9.6e-06 | 9.4285e-06 | 9.2196e-06
2023 PG Study Reference Scenario | SCE | Com | HVAC | Com - Lodging | Electric Energy (GWh/year) | Energy Efficiency | 0.068075 | 0.068788 | 0.069769 | 0.070485 | 0.071419 | 0.072048 | 0.072787 | 0.073462 | 0.072758 | 0.072093 | 0.072367
2023 PG Study Reference Scenario | SCE | Com | HVAC | Com - Lodging | Electric Energy (GWh/year) | Fuel Substitution | -0.84616 | -0.87746 | -0.89832 | -0.90917 | -0.91096 | 0.0002315 | 0.00023315 | 0.0002325 | 0.00022983 | 0.00022572 | 0.00022072
2023 PG Study Reference Scenario | SCE | Com | HVAC | Com - Lodging | Gas Energy (MMTherm/year) | Energy Efficiency | 7.7042e-05 | 7.9292e-05 | 7.538e-05 | 8.0749e-05 | 8.6013e-05 | 9.0884e-05 | 9.5169e-05 | 9.8992e-05 | 3.333e-05 | 0 | 0
2023 PG Study Reference Scenario | SCE | Com | HVAC | Com - Lodging | Gas Energy (MMTherm/year) | Fuel Substitution | 0.14036 | 0.14579 | 0.14961 | 0.1519 | 0.15279 | 3.081e-11 | 3.1031e-11 | 3.0944e-11 | 3.0588e-11 | 3.0042e-11 | 2.9376e-11
2023 PG Study Reference Scenario | SCE | Com | HVAC | Com - Office (Large) | Electric Demand (MW) | Energy Efficiency | 0.0076041 | 0.0077219 | 0.014455 | 0.014411 | 0.014426 | 0.014189 | 0.013075 | 0.013395 | 0.013587 | 0.0085459 | 0.008605
2023 PG Study Reference Scenario | SCE | Com | HVAC | Com - Office (Large) | Electric Demand (MW) | Fuel Substitution | -4.2425e-05 | -4.4841e-05 | -4.6864e-05 | -4.8492e-05 | -4.9736e-05 | 0 | 0 | 0 | 0 | 0 | 0
2023 PG Study Reference Scenario | SCE | Com | HVAC | Com - Office (Large) | Electric Energy (GWh/year) | Energy Efficiency | 0.029615 | 0.030027 | 0.039592 | 0.039757 | 0.040206 | 0.040304 | 0.038987 | 0.039693 | 0.040082 | 0.033088 | 0.033292
2023 PG Study Reference Scenario | SCE | Com | HVAC | Com - Office (Large) | Electric Energy (GWh/year) | Fuel Substitution | -0.00055611 | -0.00058765 | -0.00061407 | -0.00063532 | -0.00065158 | 0 | 0 | 0 | 0 | 0 | 0
2023 PG Study Reference Scenario | SCE | Com | HVAC | Com - Office (Large) | Gas Energy (MMTherm/year) | Energy Efficiency | 3.4178e-06 | 3.3847e-06 | 0.00046007 | 0.0004188 | 0.00036744 | 0.00028412 | 0.00010856 | 0.0001128 | 0.00011578 | 0 | 0
2023 PG Study Reference Scenario | SCE | Com | HVAC | Com - Office (Large) | Gas Energy (MMTherm/year) | Fuel Substitution | 0.00016259 | 0.00017156 | 0.00017902 | 0.00018497 | 0.00018947 | 0 | 0 | 0 | 0 | 0 | 0
2023 PG Study Reference Scenario | SCE | Com | HVAC | Com - Office (Small) | Electric Demand (MW) | Energy Efficiency | 0.027092 | 0.02871 | 0.029207 | 0.029591 | 0.030035 | 0.030363 | 0.030533 | 0.030713 | 0.03085 | 0.030877 | 0.030923
2023 PG Study Reference Scenario | SCE | Com | HVAC | Com - Office (Small) | Electric Demand (MW) | Fuel Substitution | -8.9593e-05 | -9.3709e-05 | -9.6847e-05 | -9.9012e-05 | -0.00010025 | 0 | 0 | 0 | 0 | 0 | 0
2023 PG Study Reference Scenario | SCE | Com | HVAC | Com - Office (Small) | Electric Energy (GWh/year) | Energy Efficiency | 0.049101 | 0.051956 | 0.052733 | 0.053331 | 0.054033 | 0.054551 | 0.054816 | 0.055103 | 0.055322 | 0.055363 | 0.055437
2023 PG Study Reference Scenario | SCE | Com | HVAC | Com - Office (Small) | Electric Energy (GWh/year) | Fuel Substitution | -0.005456 | -0.005702 | -0.0058858 | -0.0060094 | -0.0060772 | 0 | 0 | 0 | 0 | 0 | 0
2023 PG Study Reference Scenario | SCE | Com | HVAC | Com - Office (Small) | Gas Energy (MMTherm/year) | Energy Efficiency | 0.0014418 | 0.0014692 | 0.0014908 | 0.0015069 | 0.0015263 | 0.0015391 | 0.0015434 | 0.0015485 | 0.0015516 | 0.0015486 | 0.0015469
2023 PG Study Reference Scenario | SCE | Com | HVAC | Com - Office (Small) | Gas Energy (MMTherm/year) | Fuel Substitution | 0.00065362 | 0.00068352 | 0.0007061 | 0.00072158 | 0.0007305 | 0 | 0 | 0 | 0 | 0 | 0
2023 PG Study Reference Scenario | SCE | Com | HVAC | Com - Other | Electric Demand (MW) | Energy Efficiency | 0.65999 | 0.67687 | 0.69187 | 0.7035 | 0.71366 | 0.72208 | 0.73393 | 0.74015 | 0.73943 | 0.73996 | 0.74067
2023 PG Study Reference Scenario | SCE | Com | HVAC | Com - Other | Electric Demand (MW) | Fuel Substitution | -0.057602 | -0.060769 | -0.063397 | -0.065483 | -0.067017 | 0 | 0 | 0 | 0 | 0 | 0
2023 PG Study Reference Scenario | SCE | Com | HVAC | Com - Other | Electric Energy (GWh/year) | Energy Efficiency | 0.96744 | 0.99168 | 1.0137 | 1.0306 | 1.0452 | 1.0567 | 1.0742 | 1.0834 | 1.0816 | 1.0815 | 1.0818
2023 PG Study Reference Scenario | SCE | Com | HVAC | Com - Other | Electric Energy (GWh/year) | Fuel Substitution | -0.0011188 | -0.0012963 | -0.0012936 | -0.0010601 | 0.40338 | 0 | 0 | 0 | 0 | 0 | 0
2023 PG Study Reference Scenario | SCE | Com | HVAC | Com - Other | Gas Energy (MMTherm/year) | Energy Efficiency | 0.051818 | 0.053148 | 0.054324 | 0.055238 | 0.056039 | 0.056711 | 0.05764 | 0.058129 | 0.058083 | 0.058045 | 0.058001
2023 PG Study Reference Scenario | SCE | Com | HVAC | Com - Other | Gas Energy (MMTherm/year) | Fuel Substitution | 0.15637 | 0.1646 | 0.17133 | 0.17659 | 0.22426 | 0 | 0 | 0 | 0 | 0 | 0
2023 PG Study Reference Scenario | SCE | Com | HVAC | Com - Refrig. Warehouse | Electric Demand (MW) | Energy Efficiency | 3.2046e-05 | 3.4995e-05 | 3.7417e-05 | 3.9579e-05 | 4.2075e-05 | 4.4644e-05 | 4.7318e-05 | 4.9532e-05 | 5.1877e-05 | 5.4055e-05 | 5.5791e-05
2023 PG Study Reference Scenario | SCE | Com | HVAC | Com - Refrig. Warehouse | Electric Energy (GWh/year) | Energy Efficiency | 0.00010452 | 0.00011414 | 0.00012204 | 0.00012909 | 0.00013724 | 0.00014562 | 0.00015434 | 0.00016156 | 0.00016921 | 0.00017631 | 0.00018197
2023 PG Study Reference Scenario | SCE | Com | HVAC | Com - Restaurant | Electric Demand (MW) | Energy Efficiency | 0.055143 | 0.05677 | 0.058301 | 0.059636 | 0.061127 | 0.061839 | 0.062127 | 0.062619 | 0.062953 | 0.063013 | 0.063126
2023 PG Study Reference Scenario | SCE | Com | HVAC | Com - Restaurant | Electric Demand (MW) | Fuel Substitution | -8.3721e-05 | -8.7215e-05 | -8.9731e-05 | -0.0076952 | -0.0078465 | 1.4782e-05 | 1.5197e-05 | 1.5393e-05 | 1.5381e-05 | 1.5218e-05 | 1.4955e-05
2023 PG Study Reference Scenario | SCE | Com | HVAC | Com - Restaurant | Electric Energy (GWh/year) | Energy Efficiency | 0.052317 | 0.053914 | 0.055454 | 0.056845 | 0.058387 | 0.059253 | 0.059741 | 0.060403 | 0.060911 | 0.061152 | 0.061425
2023 PG Study Reference Scenario | SCE | Com | HVAC | Com - Restaurant | Electric Energy (GWh/year) | Fuel Substitution | 0.0032263 | 0.064161 | 0.069252 | 0.058618 | 0.059748 | 0.000324 | 0.0003331 | 0.00033738 | 0.00033713 | 0.00033354 | 0.00032779
2023 PG Study Reference Scenario | SCE | Com | HVAC | Com - Restaurant | Gas Energy (MMTherm/year) | Energy Efficiency | 0.0039182 | 0.0040242 | 0.0041226 | 0.0042062 | 0.0043007 | 0.0043393 | 0.0043482 | 0.0043722 | 0.0043858 | 0.0043799 | 0.0043787
2023 PG Study Reference Scenario | SCE | Com | HVAC | Com - Restaurant | Gas Energy (MMTherm/year) | Fuel Substitution | 0.0042614 | 0.0076916 | 0.00856 | 0.011785 | 0.011985 | 4.71e-11 | 4.8423e-11 | 4.9045e-11 | 4.9009e-11 | 4.8488e-11 | 4.7651e-11
2023 PG Study Reference Scenario | SCE | Com | HVAC | Com - Retail | Electric Demand (MW) | Energy Efficiency | 0.24264 | 0.25315 | 0.26217 | 0.26987 | 0.27681 | 0.28026 | 0.28084 | 0.28239 | 0.027879 | 0.012501 | 0.0087889
2023 PG Study Reference Scenario | SCE | Com | HVAC | Com - Retail | Electric Demand (MW) | Fuel Substitution | -0.0023127 | -0.0024732 | -0.016916 | -0.017739 | -0.018421 | 4.2889e-05 | 4.32e-05 | 4.3161e-05 | 0 | 0 | 0
2023 PG Study Reference Scenario | SCE | Com | HVAC | Com - Retail | Electric Energy (GWh/year) | Energy Efficiency | 0.61709 | 0.65988 | 0.69854 | 0.73338 | 0.76495 | 0.7887 | 0.80521 | 0.82068 | 0.055823 | 0.021343 | 0.018116
2023 PG Study Reference Scenario | SCE | Com | HVAC | Com - Retail | Electric Energy (GWh/year) | Fuel Substitution | 0.77928 | 0.81629 | 0.83724 | 0.76461 | 0.78044 | 0.00085737 | 0.0008636 | 0.00086282 | 0 | 0 | 0
2023 PG Study Reference Scenario | SCE | Com | HVAC | Com - Retail | Gas Energy (MMTherm/year) | Energy Efficiency | 0.0054846 | 0.0057195 | 0.005922 | 0.0060949 | 0.0062503 | 0.0063288 | 0.0063442 | 0.0063798 | 0.0005552 | 0.00023877 | 0.00015362
2023 PG Study Reference Scenario | SCE | Com | HVAC | Com - Retail | Gas Energy (MMTherm/year) | Fuel Substitution | 0.036915 | 0.038712 | 0.044708 | 0.059954 | 0.060868 | 1.3666e-10 | 1.3765e-10 | 1.3752e-10 | 0 | 0 | 0
2023 PG Study Reference Scenario | SCE | Com | HVAC | Com - School | Electric Demand (MW) | Energy Efficiency | 0.071347 | 0.072409 | 0.073546 | 0.074225 | 0.074286 | 0.074583 | 0.0744 | 0.074512 | 0.074487 | 0.074522 | 0.074275
2023 PG Study Reference Scenario | SCE | Com | HVAC | Com - School | Electric Demand (MW) | Fuel Substitution | -0.00014667 | -0.00015302 | -0.00015767 | -0.00016066 | -0.00016209 | 0 | 0 | 0 | 0 | 0 | 0
2023 PG Study Reference Scenario | SCE | Com | HVAC | Com - School | Electric Energy (GWh/year) | Energy Efficiency | 0.063492 | 0.06433 | 0.065658 | 0.06637 | 0.066435 | 0.066147 | 0.066387 | 0.066684 | 0.066 | 0.065801 | 0.06557
2023 PG Study Reference Scenario | SCE | Com | HVAC | Com - School | Electric Energy (GWh/year) | Fuel Substitution | -0.01698 | -0.017679 | -0.018183 | -0.0185 | -0.018643 | 0 | 0 | 0 | 0 | 0 | 0
2023 PG Study Reference Scenario | SCE | Com | HVAC | Com - School | Gas Energy (MMTherm/year) | Energy Efficiency | 0.0040913 | 0.0041545 | 0.0042182 | 0.0042571 | 0.0042608 | 0.0042833 | 0.0042694 | 0.0042744 | 0.0042791 | 0.0042825 | 0.0042676
2023 PG Study Reference Scenario | SCE | Com | HVAC | Com - School | Gas Energy (MMTherm/year) | Fuel Substitution | 0.0020402 | 0.0021251 | 0.0021868 | 0.0022262 | 0.002245 | 0 | 0 | 0 | 0 | 0 | 0
2023 PG Study Reference Scenario | SCE | Com | HVAC | Com - Warehouse | Electric Demand (MW) | Energy Efficiency | 0.0015972 | 0.0016845 | 0.0017892 | 0.0018807 | 0.0019751 | 0.0020558 | 0.002124 | 0.0021903 | 0.0019875 | 0.0019328 | 0.0019604
2023 PG Study Reference Scenario | SCE | Com | HVAC | Com - Warehouse | Electric Demand (MW) | Fuel Substitution | -0.042377 | -0.043967 | -0.045037 | -0.045613 | -0.04574 | 0 | 0 | 0 | 0 | 0 | 0
2023 PG Study Reference Scenario | SCE | Com | HVAC | Com - Warehouse | Electric Energy (GWh/year) | Energy Efficiency | 0.0066975 | 0.006987 | 0.0074366 | 0.0077889 | 0.008117 | 0.0083954 | 0.0086288 | 0.0088563 | 0.0077846 | 0.0074508 | 0.0075292
2023 PG Study Reference Scenario | SCE | Com | HVAC | Com - Warehouse | Electric Energy (GWh/year) | Fuel Substitution | -0.83094 | -0.85821 | -0.87536 | -0.88301 | -0.88211 | 0 | 0 | 0 | 0 | 0 | 0
2023 PG Study Reference Scenario | SCE | Com | HVAC | Com - Warehouse | Gas Energy (MMTherm/year) | Energy Efficiency | 6.1583e-05 | 6.7018e-05 | 7.2126e-05 | 7.6981e-05 | 8.1726e-05 | 8.5942e-05 | 8.9611e-05 | 9.2887e-05 | 2.3744e-05 | 0 | 0
2023 PG Study Reference Scenario | SCE | Com | HVAC | Com - Warehouse | Gas Energy (MMTherm/year) | Fuel Substitution | 0.13218 | 0.13667 | 0.13963 | 0.14114 | 0.14135 | 0 | 0 | 0 | 0 | 0 | 0
2023 PG Study Reference Scenario | SCE | Com | Lighting | Com - College | Electric Demand (MW) | Energy Efficiency | 8.5539e-05 | 9.3066e-05 | 0.00010112 | 0.00023554 | 0.00030723 | 0.00018606 | 0.00027386 | 0.00034932 | 0.00021206 | 0.00015335 | 0.00015968
2023 PG Study Reference Scenario | SCE | Com | Lighting | Com - College | Electric Energy (GWh/year) | Energy Efficiency | 0.00031936 | 0.00034746 | 0.00037753 | 0.00087939 | 0.001147 | 0.00069466 | 0.0010224 | 0.0013042 | 0.00079171 | 0.00057253 | 0.00059617
2023 PG Study Reference Scenario | SCE | Com | Lighting | Com - College | Gas Energy (MMTherm/year) | Energy Efficiency | -2.0826e-06 | -2.2659e-06 | -2.462e-06 | -5.7348e-06 | -7.48e-06 | -4.5301e-06 | -6.6676e-06 | -8.505e-06 | -5.1629e-06 | -3.7336e-06 | -3.8878e-06
2023 PG Study Reference Scenario | SCE | Com | Lighting | Com - Grocery | Electric Demand (MW) | Energy Efficiency | 0.0055562 | 0.006355 | 0.0067809 | 0.0071807 | 0.0075721 | 0.0079053 | 0.0081698 | 0.0084494 | 0.0086885 | 0.0088765 | 0.0090722
2023 PG Study Reference Scenario | SCE | Com | Lighting | Com - Grocery | Electric Energy (GWh/year) | Energy Efficiency | 0.031247 | 0.035727 | 0.038119 | 0.040364 | 0.042562 | 0.044432 | 0.045917 | 0.047486 | 0.048827 | 0.049882 | 0.050979
2023 PG Study Reference Scenario | SCE | Com | Lighting | Com - Grocery | Gas Energy (MMTherm/year) | Energy Efficiency | -0.00033537 | -0.00038308 | -0.00040867 | -0.00043267 | -0.00045616 | -0.00047615 | -0.00049199 | -0.00050873 | -0.00052304 | -0.00053427 | -0.00054596
2023 PG Study Reference Scenario | SCE | Com | Lighting | Com - Health | Electric Demand (MW) | Energy Efficiency | 0.0022545 | 0.0040857 | 0.0051249 | 0.0055517 | 0.0060125 | 0.006449 | 0.0069154 | 0.0073343 | 0.0077452 | 0.0081048 | 0.0084408
2023 PG Study Reference Scenario | SCE | Com | Lighting | Com - Health | Electric Energy (GWh/year) | Energy Efficiency | 0.013424 | 0.024172 | 0.030279 | 0.032796 | 0.035512 | 0.038085 | 0.040833 | 0.043301 | 0.04572 | 0.047837 | 0.049815
2023 PG Study Reference Scenario | SCE | Com | Lighting | Com - Health | Gas Energy (MMTherm/year) | Energy Efficiency | -8.8001e-05 | -0.00015837 | -0.00019836 | -0.00021484 | -0.00023263 | -0.00024948 | -0.00026748 | -0.00028364 | -0.00029949 | -0.00031335 | -0.0003263
2023 PG Study Reference Scenario | SCE | Com | Lighting | Com - Lodging | Electric Demand (MW) | Energy Efficiency | 4.034e-05 | 4.417e-05 | 4.8083e-05 | 5.1885e-05 | 5.581e-05 | 5.9707e-05 | 6.347e-05 | 6.7183e-05 | 7.0827e-05 | 7.4331e-05 | 7.7774e-05
2023 PG Study Reference Scenario | SCE | Com | Lighting | Com - Lodging | Electric Energy (GWh/year) | Energy Efficiency | 0.00025323 | 0.00027727 | 0.00030183 | 0.0003257 | 0.00035034 | 0.0003748 | 0.00039842 | 0.00042173 | 0.00044461 | 0.0004666 | 0.00048821
2023 PG Study Reference Scenario | SCE | Com | Lighting | Com - Lodging | Gas Energy (MMTherm/year) | Energy Efficiency | -1.2263e-06 | -1.3428e-06 | -1.4617e-06 | -1.5773e-06 | -1.6966e-06 | -1.8151e-06 | -1.9295e-06 | -2.0424e-06 | -2.1531e-06 | -2.2597e-06 | -2.3643e-06
2023 PG Study Reference Scenario | SCE | Com | Lighting | Com - Office (Large) | Electric Demand (MW) | Energy Efficiency | 0.00014773 | 0.00019629 | 0.00022273 | 0.00023976 | 0.00025774 | 0.0002756 | 0.00029211 | 0.00030849 | 0.00032366 | 0.00033771 | 0.00035193
2023 PG Study Reference Scenario | SCE | Com | Lighting | Com - Office (Large) | Electric Energy (GWh/year) | Energy Efficiency | 0.0011045 | 0.0014676 | 0.0016653 | 0.0017926 | 0.001927 | 0.0020606 | 0.002184 | 0.0023065 | 0.0024199 | 0.0025249 | 0.0026312
2023 PG Study Reference Scenario | SCE | Com | Lighting | Com - Office (Large) | Gas Energy (MMTherm/year) | Energy Efficiency | -2.0377e-06 | -2.7075e-06 | -3.0721e-06 | -3.307e-06 | -3.5551e-06 | -3.8014e-06 | -4.0291e-06 | -4.255e-06 | -4.4642e-06 | -4.6581e-06 | -4.8542e-06
2023 PG Study Reference Scenario | SCE | Com | Lighting | Com - Office (Small) | Electric Demand (MW) | Energy Efficiency | 2.2796e-05 | 2.4961e-05 | 2.7116e-05 | 2.9251e-05 | 3.1397e-05 | 3.3498e-05 | 3.553e-05 | 3.7531e-05 | 3.9476e-05 | 4.1336e-05 | 4.3144e-05
2023 PG Study Reference Scenario | SCE | Com | Lighting | Com - Office (Small) | Electric Energy (GWh/year) | Energy Efficiency | 0.00012963 | 0.00014194 | 0.0001542 | 0.00016633 | 0.00017854 | 0.00019049 | 0.00020204 | 0.00021342 | 0.00022448 | 0.00023506 | 0.00024534
2023 PG Study Reference Scenario | SCE | Com | Lighting | Com - Office (Small) | Gas Energy (MMTherm/year) | Energy Efficiency | -2.569e-07 | -2.813e-07 | -3.0559e-07 | -3.2964e-07 | -3.5383e-07 | -3.7751e-07 | -4.0041e-07 | -4.2296e-07 | -4.4487e-07 | -4.6584e-07 | -4.8621e-07
2023 PG Study Reference Scenario | SCE | Com | Lighting | Com - Other | Electric Demand (MW) | Energy Efficiency | 0 | 2.5986e-06 | 3.6484e-06 | 3.9472e-06 | 4.2443e-06 | 4.5381e-06 | 4.8349e-06 | 5.1202e-06 | 1.2282e-06 | 0 | 4.5509e-06
2023 PG Study Reference Scenario | SCE | Com | Lighting | Com - Other | Electric Energy (GWh/year) | Energy Efficiency | 0 | 1.2048e-05 | 1.6916e-05 | 1.8301e-05 | 1.9679e-05 | 2.1041e-05 | 2.2416e-05 | 2.3739e-05 | 5.6945e-06 | 0 | 2.11e-05
2023 PG Study Reference Scenario | SCE | Com | Lighting | Com - Other | Gas Energy (MMTherm/year) | Energy Efficiency | 0 | -7.6527e-08 | -1.0745e-07 | -1.1624e-07 | -1.2499e-07 | -1.3365e-07 | -1.4239e-07 | -1.5079e-07 | -3.6171e-08 | 0 | -1.3402e-07
2023 PG Study Reference Scenario | SCE | Com | Lighting | Com - Refrig. Warehouse | Electric Demand (MW) | Energy Efficiency | 0.00017494 | 0.00018828 | 0.00020035 | 0.00021164 | 0.00022316 | 0.00023449 | 0.0002457 | 0.00025596 | 0.00026616 | 0.00027592 | 0.0002848
2023 PG Study Reference Scenario | SCE | Com | Lighting | Com - Refrig. Warehouse | Electric Energy (GWh/year) | Energy Efficiency | 0.0016201 | 0.0017436 | 0.0018553 | 0.0019599 | 0.0020665 | 0.0021713 | 0.0022751 | 0.00237 | 0.0024643 | 0.0025546 | 0.0026367
2023 PG Study Reference Scenario | SCE | Com | Lighting | Com - Refrig. Warehouse | Gas Energy (MMTherm/year) | Energy Efficiency | -1.0489e-09 | -1.1303e-09 | -1.2047e-09 | -1.2752e-09 | -1.3477e-09 | -1.4196e-09 | -1.4915e-09 | -1.5581e-09 | -1.6247e-09 | -1.6889e-09 | -1.7482e-09
2023 PG Study Reference Scenario | SCE | Com | Lighting | Com - Restaurant | Electric Demand (MW) | Energy Efficiency | 0.01702 | 0.018401 | 0.019762 | 0.021086 | 0.02241 | 0.023615 | 0.024732 | 0.025841 | 0.026886 | 0.027853 | 0.028785
2023 PG Study Reference Scenario | SCE | Com | Lighting | Com - Restaurant | Electric Energy (GWh/year) | Energy Efficiency | 0.087468 | 0.094568 | 0.10156 | 0.10836 | 0.11517 | 0.12136 | 0.1271 | 0.1328 | 0.13818 | 0.14314 | 0.14793
2023 PG Study Reference Scenario | SCE | Com | Lighting | Com - Restaurant | Gas Energy (MMTherm/year) | Energy Efficiency | -0.00041977 | -0.00045385 | -0.00048742 | -0.00052006 | -0.00055273 | -0.00058244 | -0.00060999 | -0.00063734 | -0.00066313 | -0.00068697 | -0.00070996
2023 PG Study Reference Scenario | SCE | Com | Lighting | Com - Retail | Electric Demand (MW) | Energy Efficiency | 0 | 0 | 6.7923e-05 | 8.4186e-05 | 8.9191e-05 | 9.3645e-05 | 9.7553e-05 | 0.00023309 | 0.0048757 | 0.0054715 | 0.007802
2023 PG Study Reference Scenario | SCE | Com | Lighting | Com - Retail | Electric Energy (GWh/year) | Energy Efficiency | 0 | 0 | 0.00040932 | 0.00050733 | 0.00053749 | 0.00056433 | 0.00058788 | 0.0014047 | 0.029382 | 0.032973 | 0.047017
2023 PG Study Reference Scenario | SCE | Com | Lighting | Com - Retail | Gas Energy (MMTherm/year) | Energy Efficiency | 0 | 0 | -9.8861e-07 | -1.2253e-06 | -1.2982e-06 | -1.363e-06 | -1.4199e-06 | -3.3926e-06 | -7.0966e-05 | -7.9638e-05 | -0.00011356
2023 PG Study Reference Scenario | SCE | Com | Lighting | Com - School | Electric Demand (MW) | Energy Efficiency | 5.358e-05 | 5.8546e-05 | 6.3542e-05 | 6.8449e-05 | 7.3187e-05 | 7.7958e-05 | 8.2492e-05 | 8.7025e-05 | 9.1445e-05 | 9.5753e-05 | 9.9822e-05
2023 PG Study Reference Scenario | SCE | Com | Lighting | Com - School | Electric Energy (GWh/year) | Energy Efficiency | 0.00034513 | 0.00037712 | 0.0004093 | 0.00044091 | 0.00047143 | 0.00050216 | 0.00053136 | 0.00056057 | 0.00058903 | 0.00061679 | 0.00064299
2023 PG Study Reference Scenario | SCE | Com | Lighting | Com - School | Gas Energy (MMTherm/year) | Energy Efficiency | -2.203e-06 | -2.4072e-06 | -2.6126e-06 | -2.8143e-06 | -3.0091e-06 | -3.2053e-06 | -3.3917e-06 | -3.5781e-06 | -3.7598e-06 | -3.937e-06 | -4.1042e-06
2023 PG Study Reference Scenario | SCE | Com | Lighting | Com - Warehouse | Electric Demand (MW) | Energy Efficiency | 0.00011184 | 0.00012206 | 0.00013202 | 0.00014199 | 0.00015239 | 0.00016238 | 0.00017199 | 0.00018154 | 0.00019056 | 0.0001992 | 0.00020762
2023 PG Study Reference Scenario | SCE | Com | Lighting | Com - Warehouse | Electric Energy (GWh/year) | Energy Efficiency | 0.00089078 | 0.00097224 | 0.0010516 | 0.001131 | 0.0012138 | 0.0012934 | 0.0013699 | 0.001446 | 0.0015178 | 0.0015866 | 0.0016537
2023 PG Study Reference Scenario | SCE | Com | Lighting | Com - Warehouse | Gas Energy (MMTherm/year) | Energy Efficiency | -4.7109e-06 | -5.1417e-06 | -5.5612e-06 | -5.9811e-06 | -6.419e-06 | -6.84e-06 | -7.2446e-06 | -7.6469e-06 | -8.027e-06 | -8.3909e-06 | -8.7455e-06
2023 PG Study Reference Scenario | SCE | Com | WaterHeat | Com - College | Electric Demand (MW) | Energy Efficiency | 0.051753 | 0.049469 | 0.047765 | 0.046395 | 0.044977 | 0.044062 | 0.043267 | 0.042446 | 0.041663 | 0.040891 | 0.040281
2023 PG Study Reference Scenario | SCE | Com | WaterHeat | Com - College | Electric Energy (GWh/year) | Energy Efficiency | 0.21192 | 0.20257 | 0.19559 | 0.18998 | 0.18417 | 0.18043 | 0.17717 | 0.17381 | 0.1706 | 0.16744 | 0.16494
2023 PG Study Reference Scenario | SCE | Com | WaterHeat | Com - Grocery | Electric Demand (MW) | Energy Efficiency | 0.13354 | 0.1258 | 0.11905 | 0.11311 | 0.10797 | 0.10311 | 0.098438 | 0.094544 | 0.090705 | 0.087048 | 0.083989
2023 PG Study Reference Scenario | SCE | Com | WaterHeat | Com - Grocery | Electric Energy (GWh/year) | Energy Efficiency | 0.75314 | 0.70954 | 0.67149 | 0.63795 | 0.60898 | 0.58155 | 0.55515 | 0.53317 | 0.51148 | 0.49081 | 0.47353
2023 PG Study Reference Scenario | SCE | Com | WaterHeat | Com - Health | Electric Demand (MW) | Energy Efficiency | 0.14237 | 0.13678 | 0.13249 | 0.12818 | 0.12511 | 0.12224 | 0.1203 | 0.11817 | 0.11623 | 0.11407 | 0.1121
2023 PG Study Reference Scenario | SCE | Com | WaterHeat | Com - Health | Electric Energy (GWh/year) | Energy Efficiency | 1.2588 | 1.2093 | 1.1714 | 1.1334 | 1.1061 | 1.0808 | 1.0636 | 1.0448 | 1.0276 | 1.0086 | 0.99111
2023 PG Study Reference Scenario | SCE | Com | WaterHeat | Com - Lodging | Electric Demand (MW) | Energy Efficiency | 0.031122 | 0.029865 | 0.028866 | 0.027985 | 0.027316 | 0.026761 | 0.026264 | 0.025853 | 0.025336 | 0.024827 | 0.024444
2023 PG Study Reference Scenario | SCE | Com | WaterHeat | Com - Lodging | Electric Energy (GWh/year) | Energy Efficiency | 0.26816 | 0.25733 | 0.24872 | 0.24113 | 0.23537 | 0.23058 | 0.2263 | 0.22276 | 0.21831 | 0.21392 | 0.21063
2023 PG Study Reference Scenario | SCE | Com | WaterHeat | Com - Lodging | Electric Energy (GWh/year) | Fuel Substitution | -0.00034682 | -0.026692 | -0.17477 | -0.19586 | -0.21768 | 0 | 0 | 0 | 0 | 0 | 0
2023 PG Study Reference Scenario | SCE | Com | WaterHeat | Com - Lodging | Gas Energy (MMTherm/year) | Fuel Substitution | 4.3507e-05 | 0.0035928 | 0.023097 | 0.025885 | 0.028768 | 0 | 0 | 0 | 0 | 0 | 0
2023 PG Study Reference Scenario | SCE | Com | WaterHeat | Com - Office (Large) | Electric Demand (MW) | Energy Efficiency | 0 | 0.0056966 | 0.026279 | 0.02928 | 0.028541 | 0.02792 | 0.027299 | 0.026787 | 0.026266 | 0.025769 | 0.0254
2023 PG Study Reference Scenario | SCE | Com | WaterHeat | Com - Office (Large) | Electric Energy (GWh/year) | Energy Efficiency | 0 | 0.10462 | 0.50249 | 0.56083 | 0.54669 | 0.53479 | 0.5229 | 0.51309 | 0.50311 | 0.49361 | 0.48652
2023 PG Study Reference Scenario | SCE | Com | WaterHeat | Com - Office (Small) | Electric Demand (MW) | Energy Efficiency | 0 | 0.00024099 | 0.0011068 | 0.0012706 | 0.0012391 | 0.0012114 | 0.0011865 | 0.0011653 | 0.0011451 | 0.0011267 | 0.0011118
2023 PG Study Reference Scenario | SCE | Com | WaterHeat | Com - Office (Small) | Electric Energy (GWh/year) | Energy Efficiency | 0 | 0.026076 | 0.12699 | 0.14624 | 0.14262 | 0.13943 | 0.13656 | 0.13413 | 0.1318 | 0.12968 | 0.12797
2023 PG Study Reference Scenario | SCE | Com | WaterHeat | Com - Other | Electric Demand (MW) | Energy Efficiency | 1.5419 | 1.4787 | 1.4265 | 1.3828 | 1.3465 | 1.3162 | 1.293 | 1.2721 | 1.2483 | 1.2291 | 1.2142
2023 PG Study Reference Scenario | SCE | Com | WaterHeat | Com - Other | Electric Energy (GWh/year) | Energy Efficiency | 10.5518 | 10.119 | 9.7624 | 9.463 | 9.2146 | 9.0075 | 8.8482 | 8.7058 | 8.5426 | 8.411 | 8.3096
2023 PG Study Reference Scenario | SCE | Com | WaterHeat | Com - Refrig. Warehouse | Electric Demand (MW) | Energy Efficiency | 0.004777 | 0.0045735 | 0.0043899 | 0.0042308 | 0.0041069 | 0.004007 | 0.0039288 | 0.0038581 | 0.0037993 | 0.0037506 | 0.0037078
2023 PG Study Reference Scenario | SCE | Com | WaterHeat | Com - Refrig. Warehouse | Electric Energy (GWh/year) | Energy Efficiency | 0.058381 | 0.055895 | 0.053651 | 0.051706 | 0.050191 | 0.048971 | 0.048015 | 0.047151 | 0.046432 | 0.045837 | 0.045314
2023 PG Study Reference Scenario | SCE | Com | WaterHeat | Com - Restaurant | Electric Demand (MW) | Energy Efficiency | 0.097338 | 0.4446 | 0.52855 | 0.51502 | 0.50441 | 0.49423 | 0.48498 | 0.47784 | 0.47128 | 0.46527 | 0.46058
2023 PG Study Reference Scenario | SCE | Com | WaterHeat | Com - Restaurant | Electric Energy (GWh/year) | Energy Efficiency | 0.5058 | 2.4202 | 2.886 | 2.8122 | 2.7543 | 2.6987 | 2.6482 | 2.6092 | 2.5734 | 2.5406 | 2.515
2023 PG Study Reference Scenario | SCE | Com | WaterHeat | Com - Retail | Electric Demand (MW) | Energy Efficiency | 0.088259 | 0.082842 | 0.078102 | 0.073936 | 0.070307 | 0.066894 | 0.063704 | 0.061024 | 0.058203 | 0.055619 | 0.053487
2023 PG Study Reference Scenario | SCE | Com | WaterHeat | Com - Retail | Electric Energy (GWh/year) | Energy Efficiency | 0.58982 | 0.55362 | 0.52193 | 0.49408 | 0.46982 | 0.44699 | 0.42563 | 0.40769 | 0.38881 | 0.37151 | 0.35724
2023 PG Study Reference Scenario | SCE | Com | WaterHeat | Com - Retail | Electric Energy (GWh/year) | Fuel Substitution | -0.0017567 | -0.0019907 | -0.0022382 | -0.0024972 | -0.0027655 | 0 | 0 | 0 | 0 | 0 | 0
2023 PG Study Reference Scenario | SCE | Com | WaterHeat | Com - Retail | Gas Energy (MMTherm/year) | Fuel Substitution | 0.00023109 | 0.00026186 | 0.00029443 | 0.0003285 | 0.00036379 | 0 | 0 | 0 | 0 | 0 | 0
2023 PG Study Reference Scenario | SCE | Com | WaterHeat | Com - School | Electric Demand (MW) | Energy Efficiency | 0 | 0 | -3.2919e-06 | 0.0063414 | 0.0078858 | 0.0076971 | 0.029383 | 0.035402 | 0.0084141 | -2.6621e-06 | 0.0052542
2023 PG Study Reference Scenario | SCE | Com | WaterHeat | Com - School | Electric Energy (GWh/year) | Energy Efficiency | 0 | 0 | 0.0061152 | 0.09477 | 0.11579 | 0.11301 | 0.43539 | 0.52488 | 0.12475 | 0.0049453 | 0.078765
2023 PG Study Reference Scenario | SCE | Com | WaterHeat | Com - Warehouse | Electric Demand (MW) | Energy Efficiency | 0.005158 | 0.0049368 | 0.0047462 | 0.004589 | 0.0044714 | 0.0043659 | 0.0042717 | 0.0041954 | 0.0041131 | 0.0040375 | 0.0039765
2023 PG Study Reference Scenario | SCE | Com | WaterHeat | Com - Warehouse | Electric Energy (GWh/year) | Energy Efficiency | 0.14605 | 0.13978 | 0.13438 | 0.12994 | 0.1266 | 0.12362 | 0.12095 | 0.11879 | 0.11646 | 0.11432 | 0.11259
2023 PG Study Reference Scenario | SCE | Com | WholeBlg | Com - Grocery | Electric Demand (MW) | Energy Efficiency | 0.055849 | 0.053894 | 0.063116 | 0.073295 | 0.048907 | 0.055764 | 0.061648 | 0.068041 | 0.074174 | 0.079129 | 0.08384
2023 PG Study Reference Scenario | SCE | Com | WholeBlg | Com - Grocery | Electric Energy (GWh/year) | Energy Efficiency | 0.75303 | 0.72666 | 0.851 | 0.98826 | 0.65942 | 0.75187 | 0.83121 | 0.91742 | 1.0001 | 1.0669 | 1.1304
2023 PG Study Reference Scenario | SCE | Com | WholeBlg | Com - Grocery | Gas Energy (MMTherm/year) | Energy Efficiency | 0.010838 | 0.010459 | 0.012249 | 0.014224 | 0.0094909 | 0.010821 | 0.011963 | 0.013203 | 0.014393 | 0.015354 | 0.016268
2023 PG Study Reference Scenario | SCE | Com | WholeBlg | Com - Retail | Electric Demand (MW) | Energy Efficiency | 0.69005 | 0.65736 | 0.75756 | 0.86335 | 0.562 | 0.62532 | 0.67885 | 0.73287 | 0.78056 | 0.81862 | 0.85298
2023 PG Study Reference Scenario | SCE | Com | WholeBlg | Com - Retail | Electric Energy (GWh/year) | Energy Efficiency | 2.9531 | 2.8132 | 3.242 | 3.6947 | 2.4051 | 2.6761 | 2.9052 | 3.1364 | 3.3404 | 3.5033 | 3.6504
2023 PG Study Reference Scenario | SCE | Com | WholeBlg | Com - Retail | Gas Energy (MMTherm/year) | Energy Efficiency | 0.026744 | 0.025477 | 0.029359 | 0.033455 | 0.021774 | 0.024223 | 0.026293 | 0.028381 | 0.030224 | 0.031693 | 0.033019
2023 PG Study Reference Scenario | SCE | Ind | BROs | Ind - All Other Industrial | Electric Demand (MW) | Energy Efficiency | 0.036572 | 0.039421 | 0.042322 | 0.045061 | 0.047829 | 0.050628 | 0.053628 | 0.056454 | 0.059282 | 0.062114 | 0.064954
2023 PG Study Reference Scenario | SCE | Ind | BROs | Ind - All Other Industrial | Electric Energy (GWh/year) | Energy Efficiency | 0.18783 | 0.20246 | 0.21736 | 0.23143 | 0.24564 | 0.26002 | 0.27543 | 0.28994 | 0.30447 | 0.31901 | 0.33359
2023 PG Study Reference Scenario | SCE | Ind | BROs | Ind - Chemicals | Electric Demand (MW) | Energy Efficiency | 0.24816 | 0.26744 | 0.28737 | 0.30617 | 0.32497 | 0.34368 | 0.36285 | 0.38127 | 0.39955 | 0.41773 | 0.4358
2023 PG Study Reference Scenario | SCE | Ind | BROs | Ind - Chemicals | Electric Energy (GWh/year) | Energy Efficiency | 1.2745 | 1.3736 | 1.4759 | 1.5724 | 1.669 | 1.7651 | 1.8635 | 1.9582 | 2.0521 | 2.1454 | 2.2382
2023 PG Study Reference Scenario | SCE | Ind | BROs | Ind - Electronics | Electric Demand (MW) | Energy Efficiency | 0.05399 | 0.059377 | 0.065042 | 0.070691 | 0.076615 | 0.082747 | 0.089596 | 0.096314 | 0.10327 | 0.11045 | 0.11787
2023 PG Study Reference Scenario | SCE | Ind | BROs | Ind - Electronics | Electric Energy (GWh/year) | Energy Efficiency | 0.27729 | 0.30495 | 0.33405 | 0.36306 | 0.39349 | 0.42498 | 0.46015 | 0.49466 | 0.53037 | 0.56725 | 0.60537
2023 PG Study Reference Scenario | SCE | Ind | BROs | Ind - Fabricated Metals | Electric Demand (MW) | Energy Efficiency | 0.17208 | 0.18586 | 0.20009 | 0.21362 | 0.22718 | 0.24075 | 0.25502 | 0.26869 | 0.28229 | 0.29582 | 0.30927
2023 PG Study Reference Scenario | SCE | Ind | BROs | Ind - Fabricated Metals | Electric Energy (GWh/year) | Energy Efficiency | 0.88377 | 0.95458 | 1.0276 | 1.0971 | 1.1668 | 1.2364 | 1.3098 | 1.38 | 1.4498 | 1.5193 | 1.5884
2023 PG Study Reference Scenario | SCE | Ind | BROs | Ind - Food | Electric Demand (MW) | Energy Efficiency | 0.36701 | 0.39522 | 0.42398 | 0.4507 | 0.47694 | 0.50272 | 0.52902 | 0.55405 | 0.57899 | 0.60363 | 0.62789
2023 PG Study Reference Scenario | SCE | Ind | BROs | Ind - Food | Electric Energy (GWh/year) | Energy Efficiency | 1.8849 | 2.0298 | 2.1775 | 2.3147 | 2.4495 | 2.5819 | 2.717 | 2.8455 | 2.9736 | 3.1002 | 3.2248
2023 PG Study Reference Scenario | SCE | Ind | BROs | Ind - Industrial Machinery | Electric Demand (MW) | Energy Efficiency | 0.026529 | 0.028676 | 0.03091 | 0.033022 | 0.035098 | 0.03717 | 0.039399 | 0.041512 | 0.043631 | 0.04574 | 0.047846
2023 PG Study Reference Scenario | SCE | Ind | BROs | Ind - Industrial Machinery | Electric Energy (GWh/year) | Energy Efficiency | 0.13625 | 0.14728 | 0.15875 | 0.1696 | 0.18026 | 0.1909 | 0.20235 | 0.2132 | 0.22409 | 0.23491 | 0.24573
2023 PG Study Reference Scenario | SCE | Ind | BROs | Ind - Lumber & Furniture | Electric Demand (MW) | Energy Efficiency | 0.014425 | 0.015603 | 0.016767 | 0.017862 | 0.01896 | 0.020067 | 0.021264 | 0.022404 | 0.023548 | 0.024692 | 0.025836
2023 PG Study Reference Scenario | SCE | Ind | BROs | Ind - Lumber & Furniture | Electric Energy (GWh/year) | Energy Efficiency | 0.074085 | 0.080137 | 0.086111 | 0.091739 | 0.097377 | 0.10306 | 0.10921 | 0.11507 | 0.12094 | 0.12681 | 0.13269
2023 PG Study Reference Scenario | SCE | Ind | BROs | Ind - Paper | Electric Demand (MW) | Energy Efficiency | 0.18512 | 0.20084 | 0.21447 | 0.22479 | 0.23431 | 0.24351 | 0.25364 | 0.26314 | 0.27268 | 0.28215 | 0.29154
2023 PG Study Reference Scenario | SCE | Ind | BROs | Ind - Paper | Electric Energy (GWh/year) | Energy Efficiency | 0.95074 | 1.0315 | 1.1015 | 1.1545 | 1.2034 | 1.2506 | 1.3027 | 1.3514 | 1.4004 | 1.4491 | 1.4973
2023 PG Study Reference Scenario | SCE | Ind | BROs | Ind - Petroleum | Electric Demand (MW) | Energy Efficiency | 0.67412 | 0.71898 | 0.76504 | 0.808 | 0.85186 | 0.89697 | 0.94336 | 0.98812 | 1.0321 | 1.0755 | 1.1182
2023 PG Study Reference Scenario | SCE | Ind | BROs | Ind - Petroleum | Electric Energy (GWh/year) | Energy Efficiency | 3.4622 | 3.6926 | 3.9292 | 4.1498 | 4.3751 | 4.6068 | 4.845 | 5.0749 | 5.3006 | 5.5236 | 5.743
2023 PG Study Reference Scenario | SCE | Ind | BROs | Ind - Plastics | Electric Demand (MW) | Energy Efficiency | 0.21127 | 0.22691 | 0.24311 | 0.25829 | 0.27337 | 0.28836 | 0.30331 | 0.31796 | 0.33241 | 0.3467 | 0.3608
2023 PG Study Reference Scenario | SCE | Ind | BROs | Ind - Plastics | Electric Energy (GWh/year) | Energy Efficiency | 1.0851 | 1.1654 | 1.2486 | 1.3265 | 1.404 | 1.481 | 1.5578 | 1.633 | 1.7072 | 1.7806 | 1.853
2023 PG Study Reference Scenario | SCE | Ind | BROs | Ind - Primary Metals | Electric Demand (MW) | Energy Efficiency | 0.058116 | 0.062426 | 0.066908 | 0.071126 | 0.075322 | 0.079494 | 0.08367 | 0.087748 | 0.091767 | 0.095742 | 0.099667
2023 PG Study Reference Scenario | SCE | Ind | BROs | Ind - Primary Metals | Electric Energy (GWh/year) | Energy Efficiency | 0.29848 | 0.32061 | 0.34363 | 0.36529 | 0.38685 | 0.40827 | 0.42972 | 0.45066 | 0.47131 | 0.49172 | 0.51188
2023 PG Study Reference Scenario | SCE | Ind | BROs | Ind - Printing & Publishing | Electric Demand (MW) | Energy Efficiency | 0.029258 | 0.031452 | 0.033708 | 0.035813 | 0.037901 | 0.039972 | 0.042057 | 0.04408 | 0.046077 | 0.048051 | 0.049998
2023 PG Study Reference Scenario | SCE | Ind | BROs | Ind - Printing & Publishing | Electric Energy (GWh/year) | Energy Efficiency | 0.15027 | 0.16153 | 0.17312 | 0.18393 | 0.19465 | 0.20529 | 0.216 | 0.22639 | 0.23665 | 0.24678 | 0.25679
2023 PG Study Reference Scenario | SCE | Ind | BROs | Ind - Stone-Glass-Clay | Electric Demand (MW) | Energy Efficiency | 0.29205 | 0.31911 | 0.34598 | 0.37128 | 0.39696 | 0.4231 | 0.45219 | 0.47993 | 0.50826 | 0.53698 | 0.5661
2023 PG Study Reference Scenario | SCE | Ind | BROs | Ind - Stone-Glass-Clay | Electric Energy (GWh/year) | Energy Efficiency | 1.4999 | 1.6389 | 1.7769 | 1.9068 | 2.0388 | 2.173 | 2.3224 | 2.4649 | 2.6103 | 2.7578 | 2.9074
2023 PG Study Reference Scenario | SCE | Ind | BROs | Ind - Textiles | Electric Demand (MW) | Energy Efficiency | 0.007286 | 0.0077703 | 0.0083187 | 0.0088445 | 0.0093613 | 0.0098698 | 0.010409 | 0.010903 | 0.01139 | 0.01187 | 0.012343
2023 PG Study Reference Scenario | SCE | Ind | BROs | Ind - Textiles | Electric Energy (GWh/year) | Energy Efficiency | 0.03742 | 0.039907 | 0.042724 | 0.045425 | 0.048078 | 0.05069 | 0.053461 | 0.055996 | 0.058496 | 0.060964 | 0.06339
2023 PG Study Reference Scenario | SCE | Ind | BROs | Ind - Transportation Equipment | Electric Demand (MW) | Energy Efficiency | 0.13266 | 0.14245 | 0.15361 | 0.16437 | 0.17469 | 0.18493 | 0.19655 | 0.20712 | 0.2179 | 0.22886 | 0.23979
2023 PG Study Reference Scenario | SCE | Ind | BROs | Ind - Transportation Equipment | Electric Energy (GWh/year) | Energy Efficiency | 0.68134 | 0.73158 | 0.78894 | 0.84418 | 0.89721 | 0.94976 | 1.0095 | 1.0638 | 1.1191 | 1.1754 | 1.2315
2023 PG Study Reference Scenario | SCE | Ind | HVAC | Ind - Electronics | Electric Demand (MW) | Energy Efficiency | 0.87818 | 0.7453 | 0.60252 | 0.46756 | 0.35011 | 0.25503 | 0.18193 | 0.12802 | 0.089184 | 0.061678 | 0.042491
2023 PG Study Reference Scenario | SCE | Ind | HVAC | Ind - Electronics | Electric Energy (GWh/year) | Energy Efficiency | 0.99069 | 0.84079 | 0.67972 | 0.52746 | 0.39497 | 0.28771 | 0.20524 | 0.14442 | 0.10061 | 0.06958 | 0.047935
2023 PG Study Reference Scenario | SCE | Ind | Lighting | Ind - All Other Industrial | Electric Demand (MW) | Energy Efficiency | 0.001465 | 0.00096903 | 0.00018786 | 0.00024293 | 0.00027873 | 0.00030275 | 0.00011118 | 6.9238e-05 | 5.8992e-05 | 6.5183e-05 | 3.6132e-05
2023 PG Study Reference Scenario | SCE | Ind | Lighting | Ind - All Other Industrial | Electric Energy (GWh/year) | Energy Efficiency | 0.13233 | 0.091107 | 0.018311 | 0.024458 | 0.028886 | 0.032188 | 0.01182 | 0.0073615 | 0.0062721 | 0.0069303 | 0.0038415
2023 PG Study Reference Scenario | SCE | Ind | Lighting | Ind - Chemicals | Electric Demand (MW) | Energy Efficiency | 0.00012229 | 7.5323e-05 | 2.2312e-06 | 4.5735e-06 | 0 | 3.6108e-05 | 0 | 0 | 0 | 0 | 0
2023 PG Study Reference Scenario | SCE | Ind | Lighting | Ind - Chemicals | Electric Energy (GWh/year) | Energy Efficiency | 0.050289 | 0.03228 | 0.00099238 | 0.0021032 | 0 | 0.017562 | 0 | 0 | 0 | 0 | 0
2023 PG Study Reference Scenario | SCE | Ind | Lighting | Ind - Electronics | Electric Demand (MW) | Energy Efficiency | 0.00041919 | 0.00025618 | 0.00014993 | 8.541e-05 | 4.7875e-05 | 2.6589e-05 | 1.4725e-05 | 8.1318e-06 | 4.4838e-06 | 2.4702e-06 | 1.3603e-06
2023 PG Study Reference Scenario | SCE | Ind | Lighting | Ind - Electronics | Electric Energy (GWh/year) | Energy Efficiency | 0.066411 | 0.042274 | 0.025664 | 0.015109 | 0.0087219 | 0.0049715 | 0.0027532 | 0.0015205 | 0.00083837 | 0.00046188 | 0.00025435
2023 PG Study Reference Scenario | SCE | Ind | Lighting | Ind - Fabricated Metals | Electric Demand (MW) | Energy Efficiency | 0.00050415 | 0.00031347 | 0.00018549 | 0.00010636 | 5.983e-05 | 3.329e-05 | 1.8451e-05 | 1.0192e-05 | 5.6193e-06 | 0 | 0
2023 PG Study Reference Scenario | SCE | Ind | Lighting | Ind - Fabricated Metals | Electric Energy (GWh/year) | Energy Efficiency | 0.089261 | 0.057815 | 0.035491 | 0.021032 | 0.012185 | 0.0069588 | 0.003857 | 0.0021305 | 0.0011747 | 0 | 0
2023 PG Study Reference Scenario | SCE | Ind | Lighting | Ind - Food | Electric Demand (MW) | Energy Efficiency | 0.00068275 | 0.0004973 | 0 | 0 | 0 | 0 | 0 | 0 | 0 | 0 | 0
2023 PG Study Reference Scenario | SCE | Ind | Lighting | Ind - Food | Electric Energy (GWh/year) | Energy Efficiency | 0.15783 | 0.11977 | 0 | 0 | 0 | 0 | 0 | 0 | 0 | 0 | 0
2023 PG Study Reference Scenario | SCE | Ind | Lighting | Ind - Industrial Machinery | Electric Demand (MW) | Energy Efficiency | 0.00091948 | 0.00059039 | 0.00035768 | 0.00018863 | 9.4672e-05 | 8.5763e-05 | 4.7981e-05 | 2.6691e-05 | 1.4801e-05 | 8.1936e-06 | 4.5316e-06
2023 PG Study Reference Scenario | SCE | Ind | Lighting | Ind - Industrial Machinery | Electric Energy (GWh/year) | Energy Efficiency | 0.083055 | 0.055508 | 0.034863 | 0.018991 | 0.0098113 | 0.0091184 | 0.0051014 | 0.0028379 | 0.0015737 | 0.00087115 | 0.00048181
2023 PG Study Reference Scenario | SCE | Ind | Lighting | Ind - Lumber & Furniture | Electric Demand (MW) | Energy Efficiency | 0.00039906 | 0.00025663 | 5.1906e-05 | 4.1135e-05 | 6.0216e-05 | 9.0367e-05 | 5.1538e-05 | 2.8977e-05 | 1.616e-05 | 8.9709e-06 | 4.9675e-06
2023 PG Study Reference Scenario | SCE | Ind | Lighting | Ind - Lumber & Furniture | Electric Energy (GWh/year) | Energy Efficiency | 0.039636 | 0.026535 | 0.0055645 | 0.0045555 | 0.0068652 | 0.01057 | 0.0060286 | 0.0033895 | 0.0018903 | 0.0010494 | 0.00058107
2023 PG Study Reference Scenario | SCE | Ind | Lighting | Ind - Paper | Electric Demand (MW) | Energy Efficiency | 0.0001062 | 0 | 0 | 0 | 0 | 0 | 0 | 0 | 0 | 0 | 0
2023 PG Study Reference Scenario | SCE | Ind | Lighting | Ind - Paper | Electric Energy (GWh/year) | Energy Efficiency | 0.037985 | 0 | 0 | 0 | 0 | 0 | 0 | 0 | 0 | 0 | 0
2023 PG Study Reference Scenario | SCE | Ind | Lighting | Ind - Petroleum | Electric Demand (MW) | Energy Efficiency | 1.292e-05 | 2.8921e-05 | 0 | 0 | 1.7213e-05 | 3.1301e-05 | 0 | 0 | 0 | 0 | 0
2023 PG Study Reference Scenario | SCE | Ind | Lighting | Ind - Petroleum | Electric Energy (GWh/year) | Energy Efficiency | 0.0093501 | 0.021816 | 0 | 0 | 0.014358 | 0.026809 | 0 | 0 | 0 | 0 | 0
2023 PG Study Reference Scenario | SCE | Ind | Lighting | Ind - Plastics | Electric Demand (MW) | Energy Efficiency | 0.00049418 | 0.00052091 | 0 | 0 | 0 | 0 | 0 | 0 | 0 | 0 | 0
2023 PG Study Reference Scenario | SCE | Ind | Lighting | Ind - Plastics | Electric Energy (GWh/year) | Energy Efficiency | 0.090418 | 0.099285 | 0 | 0 | 0 | 0 | 0 | 0 | 0 | 0 | 0
2023 PG Study Reference Scenario | SCE | Ind | Lighting | Ind - Primary Metals | Electric Demand (MW) | Energy Efficiency | 2.5155e-05 | 2.8908e-05 | 0 | 0 | 0 | 0 | 0 | 0 | 0 | 0 | 0
2023 PG Study Reference Scenario | SCE | Ind | Lighting | Ind - Primary Metals | Electric Energy (GWh/year) | Energy Efficiency | 0.012202 | 0.014614 | 0 | 0 | 0 | 0 | 0 | 0 | 0 | 0 | 0
2023 PG Study Reference Scenario | SCE | Ind | Lighting | Ind - Printing & Publishing | Electric Demand (MW) | Energy Efficiency | 0.00028418 | 0.00024162 | 1.1132e-05 | 0 | 0 | 1.1744e-05 | 0 | 0 | 0 | 0 | 0
2023 PG Study Reference Scenario | SCE | Ind | Lighting | Ind - Printing & Publishing | Electric Energy (GWh/year) | Energy Efficiency | 0.040456 | 0.035825 | 0.001712 | 0 | 0 | 0.0019725 | 0 | 0 | 0 | 0 | 0
2023 PG Study Reference Scenario | SCE | Ind | Lighting | Ind - Stone-Glass-Clay | Electric Demand (MW) | Energy Efficiency | 0.0003113 | 0.00020239 | 0.00012337 | 7.2027e-05 | 4.0932e-05 | 2.2894e-05 | 1.272e-05 | 7.0316e-06 | 3.8759e-06 | 2.1331e-06 | 1.173e-06
2023 PG Study Reference Scenario | SCE | Ind | Lighting | Ind - Stone-Glass-Clay | Electric Energy (GWh/year) | Energy Efficiency | 0.081974 | 0.055531 | 0.035126 | 0.021199 | 0.012409 | 0.0071251 | 0.0039588 | 0.0021884 | 0.0012063 | 0.00066386 | 0.00036505
2023 PG Study Reference Scenario | SCE | Ind | Lighting | Ind - Textiles | Electric Demand (MW) | Energy Efficiency | 0.00011754 | 0.00033354 | 0.00013166 | 4.345e-05 | 0 | 0.00015017 | 0 | 0 | 0 | 0 | 0
2023 PG Study Reference Scenario | SCE | Ind | Lighting | Ind - Textiles | Electric Energy (GWh/year) | Energy Efficiency | 0.01184 | 0.034978 | 0.014317 | 0.0048807 | 0 | 0.017818 | 0 | 0 | 0 | 0 | 0
2023 PG Study Reference Scenario | SCE | Ind | Lighting | Ind - Transportation Equipment | Electric Demand (MW) | Energy Efficiency | 0.0010614 | 0.0014531 | 0.00093966 | 0.0005188 | 0.00012486 | 0.00030187 | 0.00017169 | 9.6342e-05 | 5.3645e-05 | 2.9741e-05 | 1.645e-05
2023 PG Study Reference Scenario | SCE | Ind | Lighting | Ind - Transportation Equipment | Electric Energy (GWh/year) | Energy Efficiency | 0.12038 | 0.1716 | 0.11507 | 0.06564 | 0.016265 | 0.040351 | 0.02295 | 0.012878 | 0.0071706 | 0.0039754 | 0.0021988
2023 PG Study Reference Scenario | SCE | Ind | MachDr | Ind - Chemicals | Electric Demand (MW) | Energy Efficiency | 0 | 0 | 0 | 0 | 0 | 0 | 0 | 0 | 0 | 0 | 0
2023 PG Study Reference Scenario | SCE | Ind | MachDr | Ind - Chemicals | Electric Energy (GWh/year) | Energy Efficiency | 0 | 0 | 0 | 0 | 0 | 0 | 0 | 0 | 0 | 0 | 0
2023 PG Study Reference Scenario | SCE | Ind | MachDr | Ind - Food | Electric Demand (MW) | Energy Efficiency | 0 | 0.14405 | 0 | 0 | 0 | 0 | 0 | 0 | 0 | 0 | 0
2023 PG Study Reference Scenario | SCE | Ind | MachDr | Ind - Food | Electric Energy (GWh/year) | Energy Efficiency | 0 | 0.3829 | 0 | 0 | 0 | 0 | 0 | 0 | 0 | 0 | 0
2023 PG Study Reference Scenario | SCE | Ind | MachDr | Ind - Lumber & Furniture | Electric Demand (MW) | Energy Efficiency | 0 | 0 | 0 | 0 | 0 | 0 | 0 | 0 | 0 | 0 | 0
2023 PG Study Reference Scenario | SCE | Ind | MachDr | Ind - Lumber & Furniture | Electric Energy (GWh/year) | Energy Efficiency | 0 | 0 | 0 | 0 | 0 | 0 | 0 | 0 | 0 | 0 | 0
2023 PG Study Reference Scenario | SCE | Ind | MachDr | Ind - Paper | Electric Demand (MW) | Energy Efficiency | 0 | 0 | 0 | 0 | 0 | 0 | 0 | 0 | 0 | 0 | 0
2023 PG Study Reference Scenario | SCE | Ind | MachDr | Ind - Paper | Electric Energy (GWh/year) | Energy Efficiency | 0 | 0 | 0 | 0 | 0 | 0 | 0 | 0 | 0 | 0 | 0
2023 PG Study Reference Scenario | SCE | Ind | ProcRefrig | Ind - All Other Industrial | Electric Demand (MW) | Energy Efficiency | 0.016367 | 0.017546 | 0.018239 | 0.019271 | 0.020162 | 0.020892 | 0.021097 | 0.021156 | 0.020996 | 0.020611 | 0.019935
2023 PG Study Reference Scenario | SCE | Ind | ProcRefrig | Ind - All Other Industrial | Electric Energy (GWh/year) | Energy Efficiency | 0.018464 | 0.019794 | 0.020575 | 0.02174 | 0.022745 | 0.023569 | 0.0238 | 0.023867 | 0.023686 | 0.023252 | 0.02249
2023 PG Study Reference Scenario | SCE | Ind | ProcRefrig | Ind - Chemicals | Electric Demand (MW) | Energy Efficiency | 0.032646 | 0.034918 | 0.036361 | 0.038122 | 0.039282 | 0.040991 | 0.039852 | 0.039259 | 0.038249 | 0.03673 | 0.034871
2023 PG Study Reference Scenario | SCE | Ind | ProcRefrig | Ind - Chemicals | Electric Energy (GWh/year) | Energy Efficiency | 0.036829 | 0.039392 | 0.04102 | 0.043006 | 0.044315 | 0.046243 | 0.044958 | 0.044289 | 0.043149 | 0.041436 | 0.039339
2023 PG Study Reference Scenario | SCE | Ind | ProcRefrig | Ind - Electronics | Electric Demand (MW) | Energy Efficiency | 0.075867 | 0.081351 | 0.086428 | 0.091124 | 0.09488 | 0.097557 | 0.098955 | 0.099251 | 0.098373 | 0.096261 | 0.093085
2023 PG Study Reference Scenario | SCE | Ind | ProcRefrig | Ind - Electronics | Electric Energy (GWh/year) | Energy Efficiency | 0.085587 | 0.091774 | 0.097502 | 0.1028 | 0.10704 | 0.11006 | 0.11163 | 0.11197 | 0.11098 | 0.10859 | 0.10501
2023 PG Study Reference Scenario | SCE | Ind | ProcRefrig | Ind - Fabricated Metals | Electric Demand (MW) | Energy Efficiency | 0.014742 | 0.01579 | 0.016755 | 0.017643 | 0.018345 | 0.018835 | 0.019076 | 0.019104 | 0.018905 | 0.018315 | 0.017652
2023 PG Study Reference Scenario | SCE | Ind | ProcRefrig | Ind - Fabricated Metals | Electric Energy (GWh/year) | Energy Efficiency | 0.01663 | 0.017813 | 0.018902 | 0.019903 | 0.020695 | 0.021248 | 0.02152 | 0.021552 | 0.021327 | 0.020661 | 0.019913
2023 PG Study Reference Scenario | SCE | Ind | ProcRefrig | Ind - Food | Electric Demand (MW) | Energy Efficiency | 1.8006 | 1.8887 | 1.8925 | 1.8332 | 1.7122 | 1.7264 | 1.3494 | 1.2201 | 1.023 | 0.79858 | 0.62673
2023 PG Study Reference Scenario | SCE | Ind | ProcRefrig | Ind - Food | Electric Energy (GWh/year) | Energy Efficiency | 2.0313 | 2.1307 | 2.1349 | 2.0681 | 1.9316 | 1.9476 | 1.5223 | 1.3764 | 1.1541 | 0.9009 | 0.70703
2023 PG Study Reference Scenario | SCE | Ind | ProcRefrig | Ind - Industrial Machinery | Electric Demand (MW) | Energy Efficiency | 0.0085995 | 0.0091948 | 0.0097385 | 0.010218 | 0.010587 | 0.010872 | 0.010986 | 0.010976 | 0.010836 | 0.010561 | 0.010173
2023 PG Study Reference Scenario | SCE | Ind | ProcRefrig | Ind - Industrial Machinery | Electric Energy (GWh/year) | Energy Efficiency | 0.0097013 | 0.010373 | 0.010986 | 0.011527 | 0.011944 | 0.012265 | 0.012393 | 0.012382 | 0.012224 | 0.011914 | 0.011476
2023 PG Study Reference Scenario | SCE | Ind | ProcRefrig | Ind - Lumber & Furniture | Electric Demand (MW) | Energy Efficiency | 0.00058475 | 0.00062647 | 0.00065371 | 0.00068712 | 0.00071719 | 0.00074401 | 0.00075412 | 0.00075582 | 0.00074857 | 0.00073195 | 0.00070727
2023 PG Study Reference Scenario | SCE | Ind | ProcRefrig | Ind - Lumber & Furniture | Electric Energy (GWh/year) | Energy Efficiency | 0.00065967 | 0.00070674 | 0.00073746 | 0.00077516 | 0.00080908 | 0.00083933 | 0.00085074 | 0.00085265 | 0.00084448 | 0.00082573 | 0.00079789
2023 PG Study Reference Scenario | SCE | Ind | ProcRefrig | Ind - Paper | Electric Demand (MW) | Energy Efficiency | 0.005628 | 0.0057839 | 0.004996 | 0.0046944 | 0.0044701 | 0.0048132 | 0.0043257 | 0.004168 | 0.0039172 | 0.0036324 | 0.0031862
2023 PG Study Reference Scenario | SCE | Ind | ProcRefrig | Ind - Paper | Electric Energy (GWh/year) | Energy Efficiency | 0.006349 | 0.0065249 | 0.0056361 | 0.0052959 | 0.0050428 | 0.0054299 | 0.0048799 | 0.004702 | 0.0044191 | 0.0040978 | 0.0035944
2023 PG Study Reference Scenario | SCE | Ind | ProcRefrig | Ind - Plastics | Electric Demand (MW) | Energy Efficiency | 0.09423 | 0.10229 | 0.10413 | 0.10817 | 0.11084 | 0.11237 | 0.11053 | 0.10782 | 0.10384 | 0.098202 | 0.091937
2023 PG Study Reference Scenario | SCE | Ind | ProcRefrig | Ind - Plastics | Electric Energy (GWh/year) | Energy Efficiency | 0.1063 | 0.1154 | 0.11747 | 0.12203 | 0.12505 | 0.12677 | 0.12469 | 0.12164 | 0.11715 | 0.11078 | 0.10372
2023 PG Study Reference Scenario | SCE | Ind | ProcRefrig | Ind - Primary Metals | Electric Demand (MW) | Energy Efficiency | 0.0017914 | 0.0019931 | 0.0020165 | 0.0021132 | 0.0021844 | 0.0022491 | 0.0022038 | 0.00215 | 0.0020726 | 0.0019559 | 0.0018304
2023 PG Study Reference Scenario | SCE | Ind | ProcRefrig | Ind - Primary Metals | Electric Energy (GWh/year) | Energy Efficiency | 0.0020209 | 0.0022484 | 0.0022749 | 0.0023839 | 0.0024643 | 0.0025373 | 0.0024862 | 0.0024255 | 0.0023381 | 0.0022065 | 0.0020649
2023 PG Study Reference Scenario | SCE | Ind | ProcRefrig | Ind - Printing & Publishing | Electric Demand (MW) | Energy Efficiency | 0.040449 | 0.044009 | 0.04531 | 0.04746 | 0.049064 | 0.050568 | 0.050052 | 0.049457 | 0.048246 | 0.046251 | 0.043865
2023 PG Study Reference Scenario | SCE | Ind | ProcRefrig | Ind - Printing & Publishing | Electric Energy (GWh/year) | Energy Efficiency | 0.045631 | 0.049648 | 0.051115 | 0.053541 | 0.055351 | 0.057047 | 0.056465 | 0.055794 | 0.054428 | 0.052177 | 0.049485
2023 PG Study Reference Scenario | SCE | Ind | ProcRefrig | Ind - Stone-Glass-Clay | Electric Energy (GWh/year) | Energy Efficiency | 0.00080034 | 0.00085718 | 0.00090953 | 0.00095763 | 0.00099565 | 0.0010222 | 0.0010352 | 0.0010366 | 0.0010257 | 0.001002 | 0.00096738
2023 PG Study Reference Scenario | SCE | Ind | ProcRefrig | Ind - Textiles | Electric Demand (MW) | Energy Efficiency | 0.0012036 | 0.0013705 | 0.0014271 | 0.0014898 | 0.001534 | 0.0016541 | 0.0015586 | 0.0015345 | 0.0014906 | 0.0014159 | 0.001334
2023 PG Study Reference Scenario | SCE | Ind | ProcRefrig | Ind - Textiles | Electric Energy (GWh/year) | Energy Efficiency | 0.0013578 | 0.0015461 | 0.00161 | 0.0016807 | 0.0017305 | 0.001866 | 0.0017583 | 0.0017311 | 0.0016816 | 0.0015973 | 0.0015049
2023 PG Study Reference Scenario | SCE | Ind | ProcRefrig | Ind - Transportation Equipment | Electric Demand (MW) | Energy Efficiency | 0.030894 | 0.034152 | 0.036276 | 0.038135 | 0.039296 | 0.040848 | 0.041429 | 0.041548 | 0.041176 | 0.040289 | 0.038955
2023 PG Study Reference Scenario | SCE | Ind | ProcRefrig | Ind - Transportation Equipment | Electric Energy (GWh/year) | Energy Efficiency | 0.034852 | 0.038528 | 0.040924 | 0.043021 | 0.04433 | 0.046082 | 0.046737 | 0.046872 | 0.046452 | 0.04545 | 0.043946
2023 PG Study Reference Scenario | SCE | Ind | WholeBlg | Ind - All Other Industrial | Electric Demand (MW) | Energy Efficiency | 0.050888 | 0.050996 | 0.051743 | 0.053209 | 0.056203 | 0.061728 | 0.061021 | 0.060125 | 0.059251 | 0.0584 | 0.057574
2023 PG Study Reference Scenario | SCE | Ind | WholeBlg | Ind - All Other Industrial | Electric Energy (GWh/year) | Energy Efficiency | 0.26135 | 0.26191 | 0.26575 | 0.27328 | 0.28865 | 0.31703 | 0.3134 | 0.3088 | 0.30431 | 0.29994 | 0.29569
2023 PG Study Reference Scenario | SCE | Ind | WholeBlg | Ind - Chemicals | Electric Demand (MW) | Energy Efficiency | 0.14692 | 0.14632 | 0.14729 | 0.14965 | 0.15521 | 0.16606 | 0.1634 | 0.16048 | 0.15761 | 0.15478 | 0.15202
2023 PG Study Reference Scenario | SCE | Ind | WholeBlg | Ind - Chemicals | Electric Energy (GWh/year) | Energy Efficiency | 0.75459 | 0.75149 | 0.75649 | 0.76857 | 0.79716 | 0.85288 | 0.83921 | 0.82423 | 0.80944 | 0.79496 | 0.78076
2023 PG Study Reference Scenario | SCE | Ind | WholeBlg | Ind - Electronics | Electric Demand (MW) | Energy Efficiency | 0.09296 | 0.096801 | 0.10283 | 0.11189 | 0.12668 | 0.15109 | 0.15317 | 0.15462 | 0.15608 | 0.15755 | 0.15904
2023 PG Study Reference Scenario | SCE | Ind | WholeBlg | Ind - Electronics | Electric Energy (GWh/year) | Energy Efficiency | 0.47743 | 0.49716 | 0.52815 | 0.57467 | 0.65063 | 0.77598 | 0.78666 | 0.79409 | 0.80161 | 0.80917 | 0.81681
2023 PG Study Reference Scenario | SCE | Ind | WholeBlg | Ind - Fabricated Metals | Electric Demand (MW) | Energy Efficiency | 0.11061 | 0.11139 | 0.1138 | 0.11803 | 0.12593 | 0.13999 | 0.13848 | 0.13664 | 0.1348 | 0.13297 | 0.13113
2023 PG Study Reference Scenario | SCE | Ind | WholeBlg | Ind - Fabricated Metals | Electric Energy (GWh/year) | Energy Efficiency | 0.56808 | 0.57208 | 0.58445 | 0.60617 | 0.64677 | 0.719 | 0.71122 | 0.70178 | 0.69232 | 0.6829 | 0.67349
2023 PG Study Reference Scenario | SCE | Ind | WholeBlg | Ind - Food | Electric Demand (MW) | Energy Efficiency | 0.20645 | 0.20772 | 0.21211 | 0.21999 | 0.23496 | 0.26185 | 0.25742 | 0.25259 | 0.24797 | 0.24344 | 0.23897
2023 PG Study Reference Scenario | SCE | Ind | WholeBlg | Ind - Food | Electric Energy (GWh/year) | Energy Efficiency | 1.0603 | 1.0668 | 1.0894 | 1.1298 | 1.2067 | 1.3448 | 1.3221 | 1.2973 | 1.2735 | 1.2503 | 1.2273
2023 PG Study Reference Scenario | SCE | Ind | WholeBlg | Ind - Industrial Machinery | Electric Demand (MW) | Energy Efficiency | 0.039938 | 0.041142 | 0.043392 | 0.046964 | 0.05294 | 0.063044 | 0.062623 | 0.062014 | 0.061423 | 0.060826 | 0.060237
2023 PG Study Reference Scenario | SCE | Ind | WholeBlg | Ind - Industrial Machinery | Electric Energy (GWh/year) | Energy Efficiency | 0.20512 | 0.2113 | 0.22286 | 0.2412 | 0.2719 | 0.32378 | 0.32162 | 0.3185 | 0.31546 | 0.3124 | 0.30937
2023 PG Study Reference Scenario | SCE | Ind | WholeBlg | Ind - Lumber & Furniture | Electric Demand (MW) | Energy Efficiency | 0.020472 | 0.020587 | 0.020908 | 0.021513 | 0.022724 | 0.024955 | 0.024678 | 0.024337 | 0.024005 | 0.023678 | 0.023358
2023 PG Study Reference Scenario | SCE | Ind | WholeBlg | Ind - Lumber & Furniture | Electric Energy (GWh/year) | Energy Efficiency | 0.10514 | 0.10573 | 0.10738 | 0.11049 | 0.11671 | 0.12816 | 0.12674 | 0.12499 | 0.12329 | 0.12161 | 0.11996
2023 PG Study Reference Scenario | SCE | Ind | WholeBlg | Ind - Paper | Electric Demand (MW) | Energy Efficiency | 0.088248 | 0.088139 | 0.087685 | 0.086921 | 0.08746 | 0.090362 | 0.087635 | 0.084895 | 0.082361 | 0.079974 | 0.077717
2023 PG Study Reference Scenario | SCE | Ind | WholeBlg | Ind - Paper | Electric Energy (GWh/year) | Energy Efficiency | 0.45323 | 0.45267 | 0.45034 | 0.44642 | 0.44918 | 0.46409 | 0.45008 | 0.43601 | 0.42299 | 0.41074 | 0.39915
2023 PG Study Reference Scenario | SCE | Ind | WholeBlg | Ind - Petroleum | Electric Demand (MW) | Energy Efficiency | 0.2423 | 0.23555 | 0.23006 | 0.22468 | 0.22095 | 0.21948 | 0.21427 | 0.20893 | 0.20367 | 0.19854 | 0.19351
2023 PG Study Reference Scenario | SCE | Ind | WholeBlg | Ind - Petroleum | Electric Energy (GWh/year) | Energy Efficiency | 1.2444 | 1.2098 | 1.1816 | 1.1539 | 1.1348 | 1.1272 | 1.1005 | 1.0731 | 1.046 | 1.0197 | 0.99387
2023 PG Study Reference Scenario | SCE | Ind | WholeBlg | Ind - Plastics | Electric Demand (MW) | Energy Efficiency | 0.12598 | 0.12604 | 0.12801 | 0.13191 | 0.13976 | 0.15419 | 0.15143 | 0.14864 | 0.1459 | 0.14321 | 0.14056
2023 PG Study Reference Scenario | SCE | Ind | WholeBlg | Ind - Plastics | Electric Energy (GWh/year) | Energy Efficiency | 0.647 | 0.64735 | 0.65746 | 0.67748 | 0.71781 | 0.79193 | 0.77771 | 0.7634 | 0.7493 | 0.73549 | 0.72192
2023 PG Study Reference Scenario | SCE | Ind | WholeBlg | Ind - Primary Metals | Electric Demand (MW) | Energy Efficiency | 0.051808 | 0.050809 | 0.05011 | 0.049446 | 0.049136 | 0.049388 | 0.048281 | 0.047162 | 0.046059 | 0.044979 | 0.043921
2023 PG Study Reference Scenario | SCE | Ind | WholeBlg | Ind - Primary Metals | Electric Energy (GWh/year) | Energy Efficiency | 0.26608 | 0.26095 | 0.25736 | 0.25395 | 0.25235 | 0.25365 | 0.24797 | 0.24222 | 0.23655 | 0.23101 | 0.22557
2023 PG Study Reference Scenario | SCE | Ind | WholeBlg | Ind - Printing & Publishing | Electric Demand (MW) | Energy Efficiency | 0.025217 | 0.025079 | 0.025222 | 0.025615 | 0.026581 | 0.028501 | 0.027956 | 0.027394 | 0.026842 | 0.026302 | 0.025772
2023 PG Study Reference Scenario | SCE | Ind | WholeBlg | Ind - Printing & Publishing | Electric Energy (GWh/year) | Energy Efficiency | 0.12951 | 0.1288 | 0.12954 | 0.13155 | 0.13652 | 0.14638 | 0.14358 | 0.14069 | 0.13786 | 0.13509 | 0.13236
2023 PG Study Reference Scenario | SCE | Ind | WholeBlg | Ind - Stone-Glass-Clay | Electric Demand (MW) | Energy Efficiency | 0.13195 | 0.13333 | 0.13558 | 0.13896 | 0.14552 | 0.15742 | 0.15683 | 0.15561 | 0.15446 | 0.15332 | 0.1522
2023 PG Study Reference Scenario | SCE | Ind | WholeBlg | Ind - Stone-Glass-Clay | Electric Energy (GWh/year) | Energy Efficiency | 0.67766 | 0.68476 | 0.6963 | 0.71367 | 0.74736 | 0.8085 | 0.80547 | 0.79918 | 0.7933 | 0.78746 | 0.78168
2023 PG Study Reference Scenario | SCE | Ind | WholeBlg | Ind - Textiles | Electric Demand (MW) | Energy Efficiency | 0.016037 | 0.015938 | 0.016181 | 0.016697 | 0.017707 | 0.019549 | 0.019251 | 0.018882 | 0.01852 | 0.018166 | 0.017817
2023 PG Study Reference Scenario | SCE | Ind | WholeBlg | Ind - Textiles | Electric Energy (GWh/year) | Energy Efficiency | 0.082363 | 0.081856 | 0.083105 | 0.085753 | 0.09094 | 0.1004 | 0.098869 | 0.096975 | 0.095116 | 0.093298 | 0.091504
2023 PG Study Reference Scenario | SCE | Ind | WholeBlg | Ind - Transportation Equipment | Electric Demand (MW) | Energy Efficiency | 0.13629 | 0.13582 | 0.13808 | 0.14219 | 0.14963 | 0.16321 | 0.16183 | 0.15956 | 0.15748 | 0.15553 | 0.15357
2023 PG Study Reference Scenario | SCE | Ind | WholeBlg | Ind - Transportation Equipment | Electric Energy (GWh/year) | Energy Efficiency | 0.69997 | 0.69754 | 0.70918 | 0.73028 | 0.76849 | 0.83825 | 0.83117 | 0.81951 | 0.80878 | 0.79878 | 0.7887
2023 PG Study Reference Scenario | SCE | Res | AppPlug | Res - Multi Family | Electric Energy (GWh/year) | Fuel Substitution | 0 | 0 | 0 | 0 | 0 | 0 | 0 | 0 | 0 | -0.0015774 | -0.0016744
2023 PG Study Reference Scenario | SCE | Res | AppPlug | Res - Multi Family | Gas Energy (MMTherm/year) | Fuel Substitution | 0 | 0 | 0 | 0 | 0 | 0 | 0 | 0 | 0 | 0.00029426 | 0.00031238
2023 PG Study Reference Scenario | SCE | Res | BROs | Low Income - Multi Family LI | Electric Demand (MW) | Energy Efficiency | 6.0269 | 6.2627 | 6.4251 | 6.5714 | 6.715 | 6.8745 | 7.0148 | 7.1478 | 7.239 | 7.3902 | 7.5561
2023 PG Study Reference Scenario | SCE | Res | BROs | Low Income - Multi Family LI | Electric Energy (GWh/year) | Energy Efficiency | 26.8914 | 28.0259 | 28.8835 | 29.6937 | 30.5155 | 31.4313 | 32.2938 | 33.1555 | 33.8899 | 34.9141 | 36.0541
2023 PG Study Reference Scenario | SCE | Res | BROs | Low Income - Single Family LI | Electric Demand (MW) | Energy Efficiency | 8.0108 | 8.3408 | 8.5741 | 8.7868 | 8.9965 | 9.2282 | 9.4351 | 9.633 | 9.7557 | 9.959 | 10.1819
2023 PG Study Reference Scenario | SCE | Res | BROs | Low Income - Single Family LI | Electric Energy (GWh/year) | Energy Efficiency | 35.7452 | 37.3275 | 38.5459 | 39.7066 | 40.8866 | 42.196 | 43.4402 | 44.6879 | 45.6776 | 47.0561 | 48.5904
2023 PG Study Reference Scenario | SCE | Res | BROs | Res - Multi Family | Electric Demand (MW) | Energy Efficiency | 5.9271 | 6.1563 | 6.3133 | 6.4542 | 6.5924 | 6.7461 | 6.8808 | 7.0083 | 7.0977 | 7.246 | 7.4086
2023 PG Study Reference Scenario | SCE | Res | BROs | Res - Multi Family | Electric Energy (GWh/year) | Energy Efficiency | 26.4461 | 27.55 | 28.3807 | 29.1642 | 29.9585 | 30.8444 | 31.6772 | 32.5085 | 33.2286 | 34.2328 | 35.3505
2023 PG Study Reference Scenario | SCE | Res | BROs | Res - Single Family | Electric Demand (MW) | Energy Efficiency | 21.4611 | 22.3356 | 22.9504 | 23.5096 | 24.0605 | 24.6694 | 25.2117 | 25.7295 | 26.0574 | 26.6002 | 27.1956
2023 PG Study Reference Scenario | SCE | Res | BROs | Res - Single Family | Electric Energy (GWh/year) | Energy Efficiency | 95.7623 | 99.9584 | 103.1767 | 106.2375 | 109.3476 | 112.8016 | 116.0776 | 119.3604 | 122.0039 | 125.6857 | 129.7838
2023 PG Study Reference Scenario | SCE | Res | BldgEnv | Res - Single Family | Electric Demand (MW) | Energy Efficiency | 0 | 0 | 0 | 0 | 0 | 0 | 0 | 0 | 0 | 0 | 0
2023 PG Study Reference Scenario | SCE | Res | BldgEnv | Res - Single Family | Electric Energy (GWh/year) | Energy Efficiency | 0.00053046 | 0.000722 | 0.00069677 | 0.00067771 | 0.00067353 | 0.00059241 | 0.00053718 | 0.0003127 | 0.0003688 | 0 | 0
2023 PG Study Reference Scenario | SCE | Res | BldgEnv | Res - Single Family | Gas Energy (MMTherm/year) | Energy Efficiency | 0.00020238 | 0.00027546 | 0.00026583 | 0.00025856 | 0.00025697 | 0.00022602 | 0.00020495 | 0.0001193 | 0.00014071 | 0 | 0
2023 PG Study Reference Scenario | SCE | Res | HVAC | Res - Multi Family | Electric Demand (MW) | Energy Efficiency | 0.36562 | 0.37075 | 0.37025 | 0.36643 | 0.3613 | 0.35379 | 0.34555 | 0.33364 | 0.33648 | 0.32995 | 0.3241
2023 PG Study Reference Scenario | SCE | Res | HVAC | Res - Multi Family | Electric Demand (MW) | Fuel Substitution | -0.0066386 | -0.0068823 | -0.0070575 | -0.0071796 | -0.0072578 | 0 | 0 | 0 | 0 | 0 | 0
2023 PG Study Reference Scenario | SCE | Res | HVAC | Res - Multi Family | Electric Energy (GWh/year) | Energy Efficiency | 0.47658 | 0.48327 | 0.48263 | 0.47765 | 0.47096 | 0.46117 | 0.45043 | 0.43491 | 0.43861 | 0.4301 | 0.42247
2023 PG Study Reference Scenario | SCE | Res | HVAC | Res - Multi Family | Electric Energy (GWh/year) | Fuel Substitution | -0.10304 | -0.11482 | -0.15495 | -0.15712 | -0.15827 | 0 | 0 | 0 | 0 | 0 | 0
2023 PG Study Reference Scenario | SCE | Res | HVAC | Res - Multi Family | Gas Energy (MMTherm/year) | Fuel Substitution | 0.018534 | 0.020454 | 0.027782 | 0.028169 | 0.028377 | 0 | 0 | 0 | 0 | 0 | 0
2023 PG Study Reference Scenario | SCE | Res | HVAC | Res - Single Family | Electric Demand (MW) | Energy Efficiency | 1.4613 | 1.4698 | 1.4407 | 1.4009 | 1.36 | 1.3103 | 1.2636 | 1.2044 | 1.0931 | 1.0505 | 1.0144
2023 PG Study Reference Scenario | SCE | Res | HVAC | Res - Single Family | Electric Demand (MW) | Fuel Substitution | -0.13076 | -0.13526 | -0.13856 | -0.14082 | -0.14218 | 0 | 0 | 0 | 0 | 0 | 0
2023 PG Study Reference Scenario | SCE | Res | HVAC | Res - Single Family | Electric Energy (GWh/year) | Energy Efficiency | 1.9478 | 1.964 | 1.9236 | 1.8704 | 1.8153 | 1.7467 | 1.683 | 1.5991 | 1.4292 | 1.3729 | 1.3246
2023 PG Study Reference Scenario | SCE | Res | HVAC | Res - Single Family | Electric Energy (GWh/year) | Fuel Substitution | -3.9298 | -4.0586 | -4.1525 | -4.2518 | -4.3615 | 0 | 0 | 0 | 0 | 0 | 0
2023 PG Study Reference Scenario | SCE | Res | HVAC | Res - Single Family | Gas Energy (MMTherm/year) | Fuel Substitution | 0.7364 | 0.76037 | 0.77809 | 0.79409 | 0.80882 | 0 | 0 | 0 | 0 | 0 | 0
2023 PG Study Reference Scenario | SCE | Res | Lighting | Res - Multi Family | Electric Demand (MW) | Energy Efficiency | 0.0037039 | 0.0037799 | 0.0038162 | 0.003833 | 0.0038475 | 0.0038253 | 0.0038004 | 0.0037063 | 0.0038372 | 0.0038046 | 0.0037656
2023 PG Study Reference Scenario | SCE | Res | Lighting | Res - Multi Family | Electric Energy (GWh/year) | Energy Efficiency | 0.024102 | 0.024597 | 0.024835 | 0.024946 | 0.025045 | 0.024876 | 0.024743 | 0.024139 | 0.025005 | 0.024801 | 0.024528
2023 PG Study Reference Scenario | SCE | Res | Lighting | Res - Multi Family | Gas Energy (MMTherm/year) | Energy Efficiency | -0.00021747 | -0.00022193 | -0.00022405 | -0.00022501 | -0.00022582 | -0.00022479 | -0.00022299 | -0.00021737 | -0.0002249 | -0.00022289 | -0.00022082
2023 PG Study Reference Scenario | SCE | Res | Lighting | Res - Single Family | Electric Demand (MW) | Energy Efficiency | 0.048597 | 0.050069 | 0.050092 | 0.049908 | 0.049639 | 0.046029 | 0.047797 | 0.046378 | 0.045945 | 0.045188 | 0.041678
2023 PG Study Reference Scenario | SCE | Res | Lighting | Res - Single Family | Electric Energy (GWh/year) | Energy Efficiency | 0.36735 | 0.37849 | 0.37864 | 0.37726 | 0.37528 | 0.33589 | 0.36032 | 0.3508 | 0.34769 | 0.34212 | 0.30419
2023 PG Study Reference Scenario | SCE | Res | Lighting | Res - Single Family | Gas Energy (MMTherm/year) | Energy Efficiency | -0.003613 | -0.003722 | -0.0037242 | -0.0037103 | -0.0036895 | -0.0036292 | -0.0035703 | -0.0034439 | -0.0034089 | -0.00335 | -0.0032853
2023 PG Study Reference Scenario | SCE | Res | WaterHeat | Res - Multi Family | Electric Demand (MW) | Energy Efficiency | 0.12998 | 0.1182 | 0.10198 | 0.083686 | 0.0014651 | 0.0014694 | 0.0014623 | 0.0012982 | 0.0017447 | 0.0017542 | 0.0017638
2023 PG Study Reference Scenario | SCE | Res | WaterHeat | Res - Multi Family | Electric Demand (MW) | Fuel Substitution | -0.0027054 | -0.0027928 | -0.0028468 | -0.0028835 | -0.0029192 | 0 | 0 | 0 | 0 | 0 | 0
2023 PG Study Reference Scenario | SCE | Res | WaterHeat | Res - Multi Family | Electric Energy (GWh/year) | Energy Efficiency | 0.64134 | 0.58323 | 0.5032 | 0.41292 | 0.007217 | 0.0072377 | 0.0072028 | 0.0063949 | 0.0085939 | 0.0086409 | 0.0086883
2023 PG Study Reference Scenario | SCE | Res | WaterHeat | Res - Multi Family | Electric Energy (GWh/year) | Fuel Substitution | -0.34659 | -0.36926 | -0.3863 | -0.39968 | -0.41223 | 0 | 0 | 0 | 0 | 0 | 0
2023 PG Study Reference Scenario | SCE | Res | WaterHeat | Res - Multi Family | Gas Energy (MMTherm/year) | Fuel Substitution | 0.21074 | 0.22544 | 0.23646 | 0.24506 | 0.25302 | 0 | 0 | 0 | 0 | 0 | 0
2023 PG Study Reference Scenario | SCE | Res | WaterHeat | Res - Single Family | Electric Demand (MW) | Energy Efficiency | 0.68293 | 0.6418 | 0.5928 | 0.54841 | 0.44749 | 0.41412 | 0.38525 | 0.35352 | 0.012339 | 0.00018109 | 0.00016841
2023 PG Study Reference Scenario | SCE | Res | WaterHeat | Res - Single Family | Electric Demand (MW) | Fuel Substitution | -0.020051 | -0.019751 | -0.019976 | -0.020095 | -0.020198 | 0.023732 | 0.030465 | 0.039824 | 0 | 0 | 0
2023 PG Study Reference Scenario | SCE | Res | WaterHeat | Res - Single Family | Electric Energy (GWh/year) | Energy Efficiency | 3.4533 | 3.246 | 2.9982 | 2.7739 | 2.3023 | 2.1306 | 1.982 | 1.8187 | 0.063571 | 0.0008932 | 0.00083064
2023 PG Study Reference Scenario | SCE | Res | WaterHeat | Res - Single Family | Electric Energy (GWh/year) | Fuel Substitution | -0.36609 | -0.36593 | -0.37008 | -0.37221 | -0.3744 | 0.12216 | 0.15681 | 0.205 | 0 | 0 | 0
2023 PG Study Reference Scenario | SCE | Res | WaterHeat | Res - Single Family | Gas Energy (MMTherm/year) | Fuel Substitution | 0.035055 | 0.035238 | 0.03564 | 0.035845 | 0.036067 | 0 | 0 | 0 | 0 | 0 | 0
2023 PG Study Reference Scenario | SCE | Res | WholeBlg | Res - Single Family | Electric Demand (MW) | Energy Efficiency | 1.5001 | 1.7431 | 1.953 | 2.1711 | 2.4328 | 2.6142 | 2.7821 | 2.6711 | 2.7704 | 2.9003 | 3.0195
2023 PG Study Reference Scenario | SCE | Res | WholeBlg | Res - Single Family | Electric Energy (GWh/year) | Energy Efficiency | 5.8299 | 6.7746 | 7.5905 | 8.4382 | 9.4552 | 10.1605 | 10.8129 | 10.3819 | 10.7676 | 11.2727 | 11.7359
2023 PG Study Reference Scenario | SCE | Res | WholeBlg | Res - Single Family | Gas Energy (MMTherm/year) | Energy Efficiency | 0.36509 | 0.42429 | 0.47547 | 0.52859 | 0.59228 | 0.63645 | 0.67733 | 0.65036 | 0.67453 | 0.70615 | 0.73514
2023 PG Study Reference Scenario | SCG | Ag | HVAC | Ag - Irrigated Agriculture, vineyards, forestry and greenhouses | Gas Energy (MMTherm/year) | Energy Efficiency | 0.092309 | 0.091998 | 0.089641 | 0.085441 | 0.079599 | 0.072598 | 0.064864 | 0.056894 | 0.049072 | 0.041701 | 0.034982
2023 PG Study Reference Scenario | SCG | Ag | ProcHeat | Ag - Dairies, fishing, hunting | Gas Energy (MMTherm/year) | Energy Efficiency | 1.9049e-05 | 3.0612e-06 | 4.9086e-07 | 7.8828e-08 | 1.2575e-08 | 2.0078e-09 | 3.193e-10 | 5.1193e-11 | 8.2755e-12 | 1.3487e-12 | 2.216e-13
2023 PG Study Reference Scenario | SCG | Ag | ProcHeat | Ag - Irrigated Agriculture, vineyards, forestry and greenhouses | Gas Energy (MMTherm/year) | Energy Efficiency | 0.032536 | 0.032406 | 0.031377 | 0.032675 | 0.031487 | 0.031169 | 0.029319 | 0.02819 | 0.026978 | 0.025703 | 0.024385
2023 PG Study Reference Scenario | SCG | Ag | WholeBlg | Ag - Dairies, fishing, hunting | Gas Energy (MMTherm/year) | Energy Efficiency | 0.052598 | 0.051546 | 0.050541 | 0.049599 | 0.048744 | 0.048021 | 0.047031 | 0.046061 | 0.045112 | 0.044182 | 0.043272
2023 PG Study Reference Scenario | SCG | Ag | WholeBlg | Ag - Irrigated Agriculture, vineyards, forestry and greenhouses | Gas Energy (MMTherm/year) | Energy Efficiency | 0.22502 | 0.22029 | 0.21566 | 0.21114 | 0.2067 | 0.20236 | 0.19811 | 0.19395 | 0.18988 | 0.18589 | 0.18199
2023 PG Study Reference Scenario | SCG | Ag | WholeBlg | Ag - Water pumping | Gas Energy (MMTherm/year) | Energy Efficiency | 0.073902 | 0.07235 | 0.070831 | 0.069343 | 0.067887 | 0.066462 | 0.065066 | 0.0637 | 0.062362 | 0.061052 | 0.05977
2023 PG Study Reference Scenario | SCG | Com | AppPlug | Com - Health | Electric Energy (GWh/year) | Energy Efficiency | 0.077466 | 0.090462 | 0.10542 | 0.10765 | 0.10976 | 0.57643 | 0.60301 | 0.62034 | 0.63059 | 0.63046 | 0.62153
2023 PG Study Reference Scenario | SCG | Com | AppPlug | Com - Health | Gas Energy (MMTherm/year) | Energy Efficiency | 0.18127 | 0.21168 | 0.24667 | 0.2519 | 0.25683 | 1.3488 | 1.4111 | 1.4516 | 1.4756 | 1.4753 | 1.4544
2023 PG Study Reference Scenario | SCG | Com | AppPlug | Com - Lodging | Electric Energy (GWh/year) | Energy Efficiency | 0.13938 | 0.15791 | 0.17774 | 0.19065 | 0.19064 | 0.44174 | 0.4474 | 0.44948 | 0.44764 | 0.44126 | 0.43104
2023 PG Study Reference Scenario | SCG | Com | AppPlug | Com - Lodging | Gas Energy (MMTherm/year) | Energy Efficiency | 0.32965 | 0.37308 | 0.41953 | 0.44977 | 0.44979 | 1.0374 | 1.0506 | 1.0564 | 1.0513 | 1.0363 | 1.0123
2023 PG Study Reference Scenario | SCG | Com | AppPlug | Com - Other | Gas Energy (MMTherm/year) | Energy Efficiency | 0.0050979 | 0.0052544 | 0.0053969 | 0.0055128 | 0.005606 | 0.0056952 | 0.0058003 | 0.018674 | 0.016037 | 0.013572 | 0.011362
2023 PG Study Reference Scenario | SCG | Com | BROs | Com - College | Gas Energy (MMTherm/year) | Energy Efficiency | 0.055008 | 0.05908 | 0.063648 | 0.068689 | 0.07445 | 0.080986 | 0.088327 | 0.096384 | 0.10541 | 0.11534 | 0.1925
2023 PG Study Reference Scenario | SCG | Com | BROs | Com - Grocery | Gas Energy (MMTherm/year) | Energy Efficiency | 0.029407 | 0.031853 | 0.03461 | 0.037593 | 0.041005 | 0.044732 | 0.048872 | 0.053409 | 0.058478 | 0.063853 | 0.095104
2023 PG Study Reference Scenario | SCG | Com | BROs | Com - Health | Gas Energy (MMTherm/year) | Energy Efficiency | 0.09197 | 0.10124 | 0.11171 | 0.12335 | 0.13662 | 0.15147 | 0.16821 | 0.18689 | 0.20794 | 0.23114 | 0.41385
2023 PG Study Reference Scenario | SCG | Com | BROs | Com - Lodging | Gas Energy (MMTherm/year) | Energy Efficiency | 0.092854 | 0.10326 | 0.11495 | 0.12799 | 0.14292 | 0.15956 | 0.17831 | 0.19915 | 0.22263 | 0.24828 | 0.39755
2023 PG Study Reference Scenario | SCG | Com | BROs | Com - Office (Large) | Gas Energy (MMTherm/year) | Energy Efficiency | 0.16683 | 0.18031 | 0.19549 | 0.21209 | 0.23104 | 0.25235 | 0.27631 | 0.30273 | 0.33233 | 0.3654 | 0.63128
2023 PG Study Reference Scenario | SCG | Com | BROs | Com - Office (Small) | Gas Energy (MMTherm/year) | Energy Efficiency | 0.016878 | 0.018217 | 0.019712 | 0.021318 | 0.023172 | 0.025148 | 0.027324 | 0.029665 | 0.032263 | 0.034956 | 0.03955
2023 PG Study Reference Scenario | SCG | Com | BROs | Com - Other | Gas Energy (MMTherm/year) | Energy Efficiency | 0.0095863 | 0.01086 | 0.012305 | 0.013944 | 0.015802 | 0.017909 | 0.0203 | 0.023012 | 0.026086 | 0.029571 | 0.060972
2023 PG Study Reference Scenario | SCG | Com | BROs | Com - Refrig. Warehouse | Gas Energy (MMTherm/year) | Energy Efficiency | 0.00086473 | 0.00098069 | 0.0011119 | 0.0012602 | 0.0014281 | 0.0016183 | 0.0018339 | 0.0020782 | 0.0023552 | 0.0026693 | 0.0055027
2023 PG Study Reference Scenario | SCG | Com | BROs | Com - Restaurant | Gas Energy (MMTherm/year) | Energy Efficiency | 0.1138 | 0.12708 | 0.14192 | 0.1585 | 0.17765 | 0.19853 | 0.22195 | 0.24778 | 0.27683 | 0.30734 | 0.39304
2023 PG Study Reference Scenario | SCG | Com | BROs | Com - Retail | Gas Energy (MMTherm/year) | Energy Efficiency | 0.020877 | 0.022542 | 0.024405 | 0.026404 | 0.028713 | 0.03118 | 0.0339 | 0.036833 | 0.040092 | 0.043406 | 0.04959
2023 PG Study Reference Scenario | SCG | Com | BROs | Com - School | Gas Energy (MMTherm/year) | Energy Efficiency | 0.061275 | 0.06542 | 0.070043 | 0.07504 | 0.080775 | 0.087114 | 0.094111 | 0.10166 | 0.11004 | 0.11897 | 0.16421
2023 PG Study Reference Scenario | SCG | Com | BROs | Com - Warehouse | Gas Energy (MMTherm/year) | Energy Efficiency | 0.1457 | 0.16159 | 0.17922 | 0.1988 | 0.22148 | 0.24586 | 0.27306 | 0.30279 | 0.33605 | 0.37019 | 0.40958
2023 PG Study Reference Scenario | SCG | Com | BldgEnv | Com - College | Electric Demand (MW) | Energy Efficiency | 0.00077111 | 0.00076884 | 0.00075809 | 0.00073839 | 0.00070785 | 0.00067095 | 0.00062619 | 0.00057292 | 0.00051344 | 0.00044811 | 0.00038556
2023 PG Study Reference Scenario | SCG | Com | BldgEnv | Com - College | Electric Energy (GWh/year) | Energy Efficiency | 0.0002634 | 0.00026262 | 0.00025894 | 0.00025221 | 0.00024177 | 0.00022916 | 0.00021386 | 0.00019566 | 0.00017534 | 0.00015302 | 0.00013112
2023 PG Study Reference Scenario | SCG | Com | BldgEnv | Com - College | Gas Energy (MMTherm/year) | Energy Efficiency | 0.00065389 | 0.00064947 | 0.00063583 | 0.00061306 | 0.00058092 | 0.00054121 | 0.00049398 | 0.00043964 | 0.0003796 | 0.00031456 | 0.00024688
2023 PG Study Reference Scenario | SCG | Com | BldgEnv | Com - Grocery | Electric Demand (MW) | Energy Efficiency | 0.001349 | 0.0013902 | 0.0014196 | 0.0014375 | 0.0014445 | 0.0014406 | 0.0014232 | 0.001416 | 0.0013569 | 0.0013064 | 0.0012761
2023 PG Study Reference Scenario | SCG | Com | BldgEnv | Com - Grocery | Electric Energy (GWh/year) | Energy Efficiency | 0.00046076 | 0.00047486 | 0.0004849 | 0.00049102 | 0.00049342 | 0.00049208 | 0.0004861 | 0.00048192 | 0.00046348 | 0.0004462 | 0.00043333
2023 PG Study Reference Scenario | SCG | Com | BldgEnv | Com - Grocery | Gas Energy (MMTherm/year) | Energy Efficiency | 0.00093077 | 0.00096313 | 0.00098605 | 0.00099948 | 0.0010035 | 0.00099798 | 0.00098254 | 0.00096099 | 0.00092477 | 0.00088255 | 0.00083652
2023 PG Study Reference Scenario | SCG | Com | BldgEnv | Com - Health | Electric Demand (MW) | Energy Efficiency | 0.00066858 | 0.00087455 | 0.00092378 | 0.00096821 | 0.0010151 | 0.0010582 | 0.0011037 | 0.0011424 | 0.0011742 | 0.0012001 | 0.0012242
2023 PG Study Reference Scenario | SCG | Com | BldgEnv | Com - Health | Electric Energy (GWh/year) | Energy Efficiency | 0.00031901 | 0.00041777 | 0.00044123 | 0.0004624 | 0.00048473 | 0.00050529 | 0.00052696 | 0.00054541 | 0.00056052 | 0.00057283 | 0.00058427
2023 PG Study Reference Scenario | SCG | Com | BldgEnv | Com - Health | Gas Energy (MMTherm/year) | Energy Efficiency | 0.00029589 | 0.00043645 | 0.00046886 | 0.00049973 | 0.00053068 | 0.00056016 | 0.00058953 | 0.00061651 | 0.00064176 | 0.00066467 | 0.00068587
2023 PG Study Reference Scenario | SCG | Com | BldgEnv | Com - Lodging | Electric Demand (MW) | Energy Efficiency | 2.7238e-05 | 2.8239e-05 | 2.9268e-05 | 3.0294e-05 | 3.1358e-05 | 3.2445e-05 | 3.3536e-05 | 3.4641e-05 | 6.3126e-06 | 6.5318e-06 | 3.4505e-05
2023 PG Study Reference Scenario | SCG | Com | BldgEnv | Com - Lodging | Electric Energy (GWh/year) | Energy Efficiency | 1.7578e-05 | 1.8224e-05 | 1.8887e-05 | 1.9548e-05 | 2.0234e-05 | 2.0935e-05 | 2.1638e-05 | 2.235e-05 | 3.8319e-06 | 3.9688e-06 | 2.2241e-05
2023 PG Study Reference Scenario | SCG | Com | BldgEnv | Com - Lodging | Gas Energy (MMTherm/year) | Energy Efficiency | 9.6163e-06 | 9.9561e-06 | 1.0302e-05 | 1.0649e-05 | 1.1005e-05 | 1.1367e-05 | 1.1734e-05 | 1.2105e-05 | 1.5311e-06 | 1.5759e-06 | 1.1939e-05
2023 PG Study Reference Scenario | SCG | Com | BldgEnv | Com - Office (Large) | Electric Demand (MW) | Energy Efficiency | 0.0013299 | 0.0013126 | 0.0012906 | 0.0012665 | 0.0012409 | 0.0013992 | 0.00085884 | 0.00071735 | 0.000743 | 0.00076421 | 0.00079191
2023 PG Study Reference Scenario | SCG | Com | BldgEnv | Com - Office (Large) | Electric Energy (GWh/year) | Energy Efficiency | 0.00045373 | 0.00044781 | 0.00044032 | 0.00043211 | 0.00042335 | 0.00047695 | 0.00029309 | 0.00024473 | 0.00025348 | 0.00026071 | 0.00027017
2023 PG Study Reference Scenario | SCG | Com | BldgEnv | Com - Office (Large) | Gas Energy (MMTherm/year) | Energy Efficiency | 0.00017511 | 0.00017287 | 0.00017002 | 0.00016684 | 0.00016327 | 0.00023097 | 0.00010475 | 9.5456e-05 | 9.884e-05 | 0.00010164 | 0.00010536
2023 PG Study Reference Scenario | SCG | Com | BldgEnv | Com - Office (Small) | Electric Demand (MW) | Energy Efficiency | 0.0002504 | 0.00025454 | 0.00025855 | 0.00026284 | 0.00026726 | 0.00027199 | 0.00027639 | 0.00028085 | 0.00028483 | 0.00028845 | 0.00065788
2023 PG Study Reference Scenario | SCG | Com | BldgEnv | Com - Office (Small) | Electric Energy (GWh/year) | Energy Efficiency | 8.5432e-05 | 8.6843e-05 | 8.821e-05 | 8.9675e-05 | 9.1182e-05 | 9.2794e-05 | 9.4297e-05 | 9.5818e-05 | 9.7177e-05 | 9.8411e-05 | 0.00022301
2023 PG Study Reference Scenario | SCG | Com | BldgEnv | Com - Office (Small) | Gas Energy (MMTherm/year) | Energy Efficiency | 3.2804e-05 | 3.3372e-05 | 3.3924e-05 | 3.4512e-05 | 3.5117e-05 | 3.5763e-05 | 3.6366e-05 | 3.6976e-05 | 3.7505e-05 | 3.7986e-05 | 0.00016583
2023 PG Study Reference Scenario | SCG | Com | BldgEnv | Com - Other | Electric Demand (MW) | Energy Efficiency | 0.0023801 | 0.002422 | 0.0024393 | 0.0024312 | 0.0023983 | 0.0023424 | 0.0022967 | 0.0021953 | 0.0020417 | 0.0019016 | 0.0017812
2023 PG Study Reference Scenario | SCG | Com | BldgEnv | Com - Other | Electric Energy (GWh/year) | Energy Efficiency | 0.00081337 | 0.00082769 | 0.00083359 | 0.00083083 | 0.00081958 | 0.00080045 | 0.00078216 | 0.00074763 | 0.00069765 | 0.00064976 | 0.00060564
2023 PG Study Reference Scenario | SCG | Com | BldgEnv | Com - Other | Gas Energy (MMTherm/year) | Energy Efficiency | 0.001667 | 0.0016951 | 0.001703 | 0.0016904 | 0.0016578 | 0.0016061 | 0.0015411 | 0.0014535 | 0.0013449 | 0.0012265 | 0.0011005
2023 PG Study Reference Scenario | SCG | Com | BldgEnv | Com - Refrig. Warehouse | Electric Demand (MW) | Energy Efficiency | 2.8703e-05 | 3.0362e-05 | 3.1726e-05 | 3.2983e-05 | 3.4543e-05 | 3.6197e-05 | 3.8017e-05 | 3.9623e-05 | 4.1431e-05 | 4.3243e-05 | 8.8024e-05
2023 PG Study Reference Scenario | SCG | Com | BldgEnv | Com - Refrig. Warehouse | Electric Energy (GWh/year) | Energy Efficiency | 9.9995e-06 | 1.0581e-05 | 1.1061e-05 | 1.1504e-05 | 1.2052e-05 | 1.2631e-05 | 1.3267e-05 | 1.3829e-05 | 1.446e-05 | 1.5092e-05 | 3.0405e-05
2023 PG Study Reference Scenario | SCG | Com | BldgEnv | Com - Refrig. Warehouse | Gas Energy (MMTherm/year) | Energy Efficiency | 6.176e-06 | 6.5451e-06 | 6.8556e-06 | 7.1439e-06 | 7.4908e-06 | 7.8556e-06 | 8.253e-06 | 8.6084e-06 | 9.004e-06 | 9.4004e-06 | 2.5271e-05
2023 PG Study Reference Scenario | SCG | Com | BldgEnv | Com - Restaurant | Electric Demand (MW) | Energy Efficiency | 0.00019187 | 0.00020607 | 0.00022043 | 0.00023473 | 0.00024991 | 0.00026333 | 0.0002756 | 0.00028866 | 0.00030124 | 0.00031284 | 0.00032466
2023 PG Study Reference Scenario | SCG | Com | BldgEnv | Com - Restaurant | Electric Energy (GWh/year) | Energy Efficiency | 6.5537e-05 | 7.0388e-05 | 7.5293e-05 | 8.0178e-05 | 8.5361e-05 | 8.9946e-05 | 9.4141e-05 | 9.86e-05 | 0.0001029 | 0.00010686 | 0.0001109
2023 PG Study Reference Scenario | SCG | Com | BldgEnv | Com - Restaurant | Gas Energy (MMTherm/year) | Energy Efficiency | 5.2421e-05 | 5.6284e-05 | 6.0188e-05 | 6.4084e-05 | 6.8228e-05 | 7.1898e-05 | 7.5258e-05 | 7.8832e-05 | 8.2275e-05 | 8.5448e-05 | 8.8684e-05
2023 PG Study Reference Scenario | SCG | Com | BldgEnv | Com - Retail | Electric Demand (MW) | Energy Efficiency | 0.016091 | 0.016846 | 0.017473 | 0.017965 | 0.018329 | 0.018554 | 0.018632 | 0.01857 | 0.004901 | 0.0047783 | 0.0047434
2023 PG Study Reference Scenario | SCG | Com | BldgEnv | Com - Retail | Electric Energy (GWh/year) | Energy Efficiency | 0.005491 | 0.0057485 | 0.0059626 | 0.0061308 | 0.0062549 | 0.0063318 | 0.0063583 | 0.0063374 | 0.0016743 | 0.0016324 | 0.001611
2023 PG Study Reference Scenario | SCG | Com | BldgEnv | Com - Retail | Gas Energy (MMTherm/year) | Energy Efficiency | 0.0072914 | 0.0076358 | 0.007922 | 0.0081461 | 0.0083109 | 0.0084119 | 0.0084455 | 0.0084149 | 0.0062238 | 0.0060587 | 0.0058744
2023 PG Study Reference Scenario | SCG | Com | BldgEnv | Com - School | Electric Demand (MW) | Energy Efficiency | 0.0002361 | 0.000181 | 0.00019311 | 0.00020491 | 0.00021318 | 0.00022477 | 0.00023424 | 0.00024373 | 0.00025371 | 0.00026468 | 0.00027455
2023 PG Study Reference Scenario | SCG | Com | BldgEnv | Com - School | Electric Energy (GWh/year) | Energy Efficiency | 8.0581e-05 | 6.1749e-05 | 6.588e-05 | 6.9906e-05 | 7.2728e-05 | 7.6683e-05 | 7.9913e-05 | 8.315e-05 | 8.6556e-05 | 9.0298e-05 | 9.3664e-05
2023 PG Study Reference Scenario | SCG | Com | BldgEnv | Com - School | Gas Energy (MMTherm/year) | Energy Efficiency | 2.7748e-05 | 2.4028e-05 | 2.5644e-05 | 2.722e-05 | 2.8326e-05 | 2.9873e-05 | 3.1138e-05 | 3.2406e-05 | 3.3738e-05 | 3.5203e-05 | 3.653e-05
2023 PG Study Reference Scenario | SCG | Com | BldgEnv | Com - Warehouse | Electric Demand (MW) | Energy Efficiency | 0.0020538 | 0.0020873 | 0.0020986 | 0.002092 | 0.0020669 | 0.0020287 | 0.0019723 | 0.001902 | 0.00078211 | 0.00078662 | 0.0015099
2023 PG Study Reference Scenario | SCG | Com | BldgEnv | Com - Warehouse | Electric Energy (GWh/year) | Energy Efficiency | 0.0013197 | 0.0013413 | 0.0013488 | 0.0013448 | 0.0013297 | 0.0013057 | 0.0012699 | 0.0012254 | 0.00049536 | 0.00050021 | 0.00097479
2023 PG Study Reference Scenario | SCG | Com | BldgEnv | Com - Warehouse | Gas Energy (MMTherm/year) | Energy Efficiency | 0.0010343 | 0.0010453 | 0.0010443 | 0.0010324 | 0.0010081 | 0.00097606 | 0.00093399 | 0.00088341 | 0.00020217 | 0.0001995 | 0.0006298
2023 PG Study Reference Scenario | SCG | Com | FoodServ | Com - College | Electric Demand (MW) | Energy Efficiency | 0.000324 | 0.00033156 | 0.00033892 | 0.00034526 | 0.00034846 | 0.00035248 | 0.00035536 | 0.000356 | 0.00035597 | 0.0013796 | 0.0019116
2023 PG Study Reference Scenario | SCG | Com | FoodServ | Com - College | Electric Energy (GWh/year) | Energy Efficiency | 0.0018882 | 0.0019331 | 0.0019769 | 0.0020146 | 0.0020341 | 0.0020583 | 0.0020757 | 0.0020801 | 0.0020805 | 0.0069702 | 0.0095107
2023 PG Study Reference Scenario | SCG | Com | FoodServ | Com - College | Gas Energy (MMTherm/year) | Energy Efficiency | 0.013691 | 0.014233 | 0.01477 | 0.015266 | 0.01563 | 0.016024 | 0.016365 | 0.016601 | 0.016798 | 0.017134 | 0.01731
2023 PG Study Reference Scenario | SCG | Com | FoodServ | Com - Grocery | Electric Demand (MW) | Energy Efficiency | 0.0021042 | 0.0021674 | 0.0022166 | 0.0022563 | 0.0022907 | 0.0023205 | 0.0023363 | 0.0023519 | 0.0023629 | 0.009926 | 0.012814
2023 PG Study Reference Scenario | SCG | Com | FoodServ | Com - Grocery | Electric Energy (GWh/year) | Energy Efficiency | 0.012269 | 0.012642 | 0.012935 | 0.013171 | 0.013377 | 0.013556 | 0.013652 | 0.013747 | 0.013815 | 0.049955 | 0.063756
2023 PG Study Reference Scenario | SCG | Com | FoodServ | Com - Grocery | Gas Energy (MMTherm/year) | Energy Efficiency | 0.12883 | 0.13631 | 0.1431 | 0.14936 | 0.15529 | 0.1609 | 0.16559 | 0.17013 | 0.17423 | 0.17917 | 0.18291
2023 PG Study Reference Scenario | SCG | Com | FoodServ | Com - Health | Electric Demand (MW) | Energy Efficiency | 0.00047125 | 0.00048796 | 0.00050359 | 0.00051249 | 0.00052264 | 0.0005293 | 0.00053812 | 0.00054176 | 0.00054415 | 0.0029804 | 0.0038226
2023 PG Study Reference Scenario | SCG | Com | FoodServ | Com - Health | Electric Energy (GWh/year) | Energy Efficiency | 0.002765 | 0.0028646 | 0.0029579 | 0.0030118 | 0.0030729 | 0.0031135 | 0.0031666 | 0.0031893 | 0.0032045 | 0.014843 | 0.018863
2023 PG Study Reference Scenario | SCG | Com | FoodServ | Com - Health | Gas Energy (MMTherm/year) | Energy Efficiency | 0.03852 | 0.040722 | 0.042864 | 0.044498 | 0.046222 | 0.047659 | 0.049254 | 0.050399 | 0.0514 | 0.0525 | 0.053033
2023 PG Study Reference Scenario | SCG | Com | FoodServ | Com - Lodging | Electric Demand (MW) | Energy Efficiency | 0.0011625 | 0.0011957 | 0.0012254 | 0.0012469 | 0.0012669 | 0.0012836 | 0.0012949 | 0.0013029 | 0.0013083 | 0.0049856 | 0.0074011
2023 PG Study Reference Scenario | SCG | Com | FoodServ | Com - Lodging | Electric Energy (GWh/year) | Energy Efficiency | 0.0066665 | 0.0068572 | 0.007028 | 0.0071523 | 0.0072673 | 0.0073638 | 0.0074289 | 0.0074751 | 0.0075067 | 0.025077 | 0.03662
2023 PG Study Reference Scenario | SCG | Com | FoodServ | Com - Lodging | Gas Energy (MMTherm/year) | Energy Efficiency | 0.038931 | 0.041116 | 0.043217 | 0.045071 | 0.046872 | 0.048558 | 0.05004 | 0.051375 | 0.052579 | 0.054366 | 0.055784
2023 PG Study Reference Scenario | SCG | Com | FoodServ | Com - Other | Electric Demand (MW) | Energy Efficiency | 0.0086538 | 0.0089292 | 0.0091627 | 0.0093528 | 0.0095046 | 0.0096307 | 0.0097442 | 0.00982 | 0.0098551 | 0.045321 | 0.062903
2023 PG Study Reference Scenario | SCG | Com | FoodServ | Com - Other | Electric Energy (GWh/year) | Energy Efficiency | 0.050167 | 0.051779 | 0.053149 | 0.054267 | 0.055163 | 0.055908 | 0.05658 | 0.057032 | 0.057247 | 0.22673 | 0.31077
2023 PG Study Reference Scenario | SCG | Com | FoodServ | Com - Other | Gas Energy (MMTherm/year) | Energy Efficiency | 0.10808 | 0.11349 | 0.11846 | 0.12292 | 0.1269 | 0.13054 | 0.13396 | 0.13684 | 0.13911 | 0.14844 | 0.15366
2023 PG Study Reference Scenario | SCG | Com | FoodServ | Com - Restaurant | Electric Demand (MW) | Energy Efficiency | 0.029726 | 0.030661 | 0.031461 | 0.03213 | 0.03273 | 0.033144 | 0.033422 | 0.033667 | 0.033837 | 0.10145 | 0.1443
2023 PG Study Reference Scenario | SCG | Com | FoodServ | Com - Restaurant | Electric Energy (GWh/year) | Energy Efficiency | 0.17111 | 0.17652 | 0.18115 | 0.18503 | 0.18851 | 0.19093 | 0.19255 | 0.19398 | 0.19498 | 0.5181 | 0.7229
2023 PG Study Reference Scenario | SCG | Com | FoodServ | Com - Restaurant | Gas Energy (MMTherm/year) | Energy Efficiency | 0.56199 | 0.59568 | 0.62745 | 0.65714 | 0.68562 | 0.71057 | 0.73261 | 0.75352 | 0.77231 | 0.80233 | 0.82559
2023 PG Study Reference Scenario | SCG | Com | FoodServ | Com - School | Electric Demand (MW) | Energy Efficiency | 0.000763 | 0.00078353 | 0.00080132 | 0.00081531 | 0.00082192 | 0.00083023 | 0.0008339 | 0.00083593 | 0.0008372 | 0.008806 | 0.012835
2023 PG Study Reference Scenario | SCG | Com | FoodServ | Com - School | Electric Energy (GWh/year) | Energy Efficiency | 0.0045014 | 0.0046257 | 0.0047339 | 0.0048197 | 0.0048618 | 0.0049137 | 0.0049381 | 0.0049524 | 0.0049621 | 0.043036 | 0.062286
2023 PG Study Reference Scenario | SCG | Com | FoodServ | Com - School | Gas Energy (MMTherm/year) | Energy Efficiency | 0.026993 | 0.028142 | 0.029205 | 0.030137 | 0.030806 | 0.031525 | 0.032067 | 0.032532 | 0.032949 | 0.03496 | 0.036051
2023 PG Study Reference Scenario | SCG | Com | HVAC | Com - College | Electric Demand (MW) | Energy Efficiency | 0.068211 | 0.067963 | 0.068494 | 0.069151 | 0.068583 | 0.065526 | 0.065954 | 0.065523 | 0.065078 | 0.064179 | 0.063517
2023 PG Study Reference Scenario | SCG | Com | HVAC | Com - College | Electric Energy (GWh/year) | Energy Efficiency | 0.094161 | 0.093907 | 0.094526 | 0.09523 | 0.094355 | 0.076729 | 0.077229 | 0.076724 | 0.076203 | 0.075148 | 0.074372
2023 PG Study Reference Scenario | SCG | Com | HVAC | Com - College | Gas Energy (MMTherm/year) | Energy Efficiency | 0.015466 | 0.015479 | 0.015513 | 0.015508 | 0.015308 | 0.0043165 | 0.0043447 | 0.0043163 | 0.004287 | 0.0042277 | 0.004184
2023 PG Study Reference Scenario | SCG | Com | HVAC | Com - Grocery | Gas Energy (MMTherm/year) | Energy Efficiency | 0.0054189 | 0.0055829 | 0.0056977 | 0.0057996 | 0.0059248 | 0.0060681 | 0.0061188 | 0.0063378 | 0.0063059 | 0.0063342 | 0.0063861
2023 PG Study Reference Scenario | SCG | Com | HVAC | Com - Health | Electric Demand (MW) | Energy Efficiency | 0.0033628 | 0.0034089 | 0.0034391 | 0.0060022 | 0.0048066 | 0.00013949 | 0 | 0 | 0 | 0 | 0
2023 PG Study Reference Scenario | SCG | Com | HVAC | Com - Health | Electric Energy (GWh/year) | Energy Efficiency | 0.016868 | 0.017099 | 0.01725 | 0.019235 | 0.018196 | 0.00011359 | 0 | 0 | 0 | 0 | 0
2023 PG Study Reference Scenario | SCG | Com | HVAC | Com - Health | Gas Energy (MMTherm/year) | Energy Efficiency | 0.12085 | 0.14191 | 0.14442 | 0.14464 | 0.14348 | 0.13021 | 0.12655 | 0.121 | 0.11433 | 0.10642 | 0.097976
2023 PG Study Reference Scenario | SCG | Com | HVAC | Com - Lodging | Electric Demand (MW) | Energy Efficiency | 0.0016064 | 0.0016195 | 0.0016233 | 0.0016131 | 0.0016003 | 0 | 0 | 0 | 0 | 0 | 0
2023 PG Study Reference Scenario | SCG | Com | HVAC | Com - Lodging | Electric Energy (GWh/year) | Energy Efficiency | 0.0080576 | 0.0081231 | 0.0081424 | 0.008091 | 0.0080268 | 0 | 0 | 0 | 0 | 0 | 0
2023 PG Study Reference Scenario | SCG | Com | HVAC | Com - Lodging | Gas Energy (MMTherm/year) | Energy Efficiency | 0.063676 | 0.062075 | 0.059591 | 0.056163 | 0.052213 | 0.04309 | 0.042543 | 0.037232 | 0.015921 | 0.015793 | 0.015688
2023 PG Study Reference Scenario | SCG | Com | HVAC | Com - Office (Large) | Electric Demand (MW) | Energy Efficiency | 0.020374 | 0.020488 | 0.020407 | 0.02023 | 0.020065 | 0 | 0 | 0 | 0 | 0 | 0
2023 PG Study Reference Scenario | SCG | Com | HVAC | Com - Office (Large) | Electric Energy (GWh/year) | Energy Efficiency | 0.10219 | 0.10276 | 0.10236 | 0.10147 | 0.10064 | 0 | 0 | 0 | 0 | 0 | 0
2023 PG Study Reference Scenario | SCG | Com | HVAC | Com - Office (Large) | Gas Energy (MMTherm/year) | Energy Efficiency | 0.061523 | 0.061867 | 0.061624 | 0.061089 | 0.060638 | 5.034e-05 | 5.0705e-05 | 5.1069e-05 | 5.0879e-05 | 5.0332e-05 | 5.0242e-05
2023 PG Study Reference Scenario | SCG | Com | HVAC | Com - Office (Small) | Electric Demand (MW) | Energy Efficiency | 0.044748 | 0.045152 | 0.045301 | 0.045369 | 0.045352 | 0.035183 | 0.035187 | 0.035179 | 0.035132 | 0.034997 | 0.034904
2023 PG Study Reference Scenario | SCG | Com | HVAC | Com - Office (Small) | Electric Energy (GWh/year) | Energy Efficiency | 0.10096 | 0.10183 | 0.10203 | 0.1019 | 0.10149 | 0.050101 | 0.050107 | 0.050095 | 0.050028 | 0.049836 | 0.049703
2023 PG Study Reference Scenario | SCG | Com | HVAC | Com - Office (Small) | Gas Energy (MMTherm/year) | Energy Efficiency | 0.033284 | 0.033554 | 0.033551 | 0.033371 | 0.033053 | 0.0020285 | 0.0020287 | 0.0020283 | 0.0020256 | 0.0020177 | 0.0020123
2023 PG Study Reference Scenario | SCG | Com | HVAC | Com - Other | Electric Demand (MW) | Energy Efficiency | 0.96111 | 0.97555 | 0.9885 | 0.99805 | 1.0051 | 1.013 | 1.025 | 1.0308 | 1.0286 | 1.0271 | 1.0267
2023 PG Study Reference Scenario | SCG | Com | HVAC | Com - Other | Electric Energy (GWh/year) | Energy Efficiency | 1.3357 | 1.3557 | 1.3737 | 1.387 | 1.3968 | 1.4078 | 1.4244 | 1.4325 | 1.4295 | 1.4274 | 1.4268
2023 PG Study Reference Scenario | SCG | Com | HVAC | Com - Other | Gas Energy (MMTherm/year) | Energy Efficiency | 0.068834 | 0.069856 | 0.070765 | 0.071426 | 0.071905 | 0.072435 | 0.080501 | 0.08239 | 0.08222 | 0.082097 | 0.082053
2023 PG Study Reference Scenario | SCG | Com | HVAC | Com - Restaurant | Electric Demand (MW) | Energy Efficiency | 0.083397 | 0.084486 | 0.085425 | 0.086186 | 0.087163 | 0.087417 | 0.087268 | 0.087389 | 0.087387 | 0.08711 | 0.086949
2023 PG Study Reference Scenario | SCG | Com | HVAC | Com - Restaurant | Electric Energy (GWh/year) | Energy Efficiency | 0.052114 | 0.052793 | 0.053381 | 0.053859 | 0.054477 | 0.054629 | 0.054535 | 0.054618 | 0.05462 | 0.054446 | 0.05435
2023 PG Study Reference Scenario | SCG | Com | HVAC | Com - Restaurant | Gas Energy (MMTherm/year) | Energy Efficiency | 0.21416 | 0.22567 | 0.23434 | 0.24124 | 0.2448 | 0.24994 | 0.24859 | 0.24616 | 0.24256 | 0.23808 | 0.23348
2023 PG Study Reference Scenario | SCG | Com | HVAC | Com - Retail | Electric Demand (MW) | Energy Efficiency | 0.0042881 | 0.0043296 | 0.0043316 | 0.0043882 | 0.14211 | 0.13937 | 0.13962 | 0.14058 | 0.1411 | 0.13734 | 0.13325
2023 PG Study Reference Scenario | SCG | Com | HVAC | Com - Retail | Electric Energy (GWh/year) | Energy Efficiency | 0.02305 | 0.02328 | 0.023302 | 0.022183 | 0.12955 | 0.10892 | 0.10911 | 0.10987 | 0.11027 | 0.10733 | 0.10414
2023 PG Study Reference Scenario | SCG | Com | HVAC | Com - Retail | Gas Energy (MMTherm/year) | Energy Efficiency | 0.053588 | 0.043357 | 0.035287 | 0.029135 | 0.028287 | 0.013507 | 0.013437 | 0.013441 | 0.013406 | 0.0032292 | 0.0031326
2023 PG Study Reference Scenario | SCG | Com | HVAC | Com - School | Electric Demand (MW) | Energy Efficiency | 0.11568 | 0.11629 | 0.11713 | 0.11757 | 0.11594 | 0.10736 | 0.10669 | 0.10611 | 0.10585 | 0.106 | 0.10572
2023 PG Study Reference Scenario | SCG | Com | HVAC | Com - School | Electric Energy (GWh/year) | Energy Efficiency | 0.12795 | 0.12861 | 0.12922 | 0.12927 | 0.12733 | 0.082733 | 0.082213 | 0.081769 | 0.08157 | 0.081686 | 0.081467
2023 PG Study Reference Scenario | SCG | Com | HVAC | Com - School | Gas Energy (MMTherm/year) | Energy Efficiency | 0.053157 | 0.053434 | 0.053627 | 0.053564 | 0.052745 | 0.025902 | 0.025723 | 0.02557 | 0.025512 | 0.025561 | 0.025504
2023 PG Study Reference Scenario | SCG | Com | HVAC | Com - Warehouse | Gas Energy (MMTherm/year) | Energy Efficiency | 0 | 0 | 5.755e-06 | 5.8981e-06 | 1.6856e-06 | 1.7189e-06 | 1.7384e-06 | 1.7856e-06 | 1.7997e-06 | 1.8118e-06 | 1.8316e-06
2023 PG Study Reference Scenario | SCG | Com | WaterHeat | Com - College | Electric Demand (MW) | Energy Efficiency | 6.0904e-05 | 6.235e-05 | 6.3642e-05 | 6.46e-05 | 6.4747e-05 | 0 | 0 | 0 | 0 | 0 | 0
2023 PG Study Reference Scenario | SCG | Com | WaterHeat | Com - College | Electric Energy (GWh/year) | Energy Efficiency | 0.00024666 | 0.00025252 | 0.00025775 | 0.00026163 | 0.00026223 | 0 | 0 | 0 | 0 | 0 | 0
2023 PG Study Reference Scenario | SCG | Com | WaterHeat | Com - College | Gas Energy (MMTherm/year) | Energy Efficiency | 0.011205 | 0.055773 | 0.055307 | 0.053633 | 0.050731 | 0.035165 | 0.030672 | 0.02582 | 0.020831 | 0.016075 | 0.011745
2023 PG Study Reference Scenario | SCG | Com | WaterHeat | Com - Grocery | Electric Demand (MW) | Energy Efficiency | 8.4959e-06 | 8.7567e-06 | 8.9358e-06 | 9.0554e-06 | 9.1393e-06 | 0 | 0 | 0 | 0 | 0 | 0
2023 PG Study Reference Scenario | SCG | Com | WaterHeat | Com - Grocery | Electric Energy (GWh/year) | Energy Efficiency | 0.018918 | 0.017057 | 0.014567 | 0.011766 | 0.0089699 | 0.0063696 | 0.0042005 | 0.0024542 | 0.0010132 | 0.00010386 | 0
2023 PG Study Reference Scenario | SCG | Com | WaterHeat | Com - Grocery | Gas Energy (MMTherm/year) | Energy Efficiency | 0.10454 | 0.10025 | 0.091993 | 0.080735 | 0.067851 | 0.052515 | 0.040303 | 0.029714 | 0.019218 | 0.011972 | 0.0077212
2023 PG Study Reference Scenario | SCG | Com | WaterHeat | Com - Health | Electric Demand (MW) | Energy Efficiency | 7.0092e-05 | 7.2623e-05 | 7.484e-05 | 7.5698e-05 | 7.6704e-05 | 0 | 0 | 0 | 0 | 0 | 0
2023 PG Study Reference Scenario | SCG | Com | WaterHeat | Com - Health | Electric Energy (GWh/year) | Energy Efficiency | 0.00057802 | 0.0005989 | 0.00061719 | 0.00062426 | 0.00063255 | 0 | 0 | 0 | 0 | 0 | 0
2023 PG Study Reference Scenario | SCG | Com | WaterHeat | Com - Health | Gas Energy (MMTherm/year) | Energy Efficiency | 0.12499 | 0.12634 | 0.12376 | 0.11713 | 0.10781 | 0.068192 | 0.056457 | 0.045275 | 0.033125 | 0.023765 | 0.017226
2023 PG Study Reference Scenario | SCG | Com | WaterHeat | Com - Lodging | Electric Demand (MW) | Energy Efficiency | 0.00059344 | 0.00061142 | 0.00062609 | 0.00063463 | 0.00064123 | 0 | 0 | 0 | 0 | 0 | 0
2023 PG Study Reference Scenario | SCG | Com | WaterHeat | Com - Lodging | Electric Energy (GWh/year) | Energy Efficiency | 0.012104 | 0.010314 | 0.0085556 | 0.0069799 | 0.0057042 | 0 | 0 | 0 | 0 | 0 | 0
2023 PG Study Reference Scenario | SCG | Com | WaterHeat | Com - Lodging | Gas Energy (MMTherm/year) | Energy Efficiency | 0.30257 | 0.29971 | 0.29285 | 0.28237 | 0.27121 | 0.022721 | 0.018561 | 0.036386 | 0.0017894 | 0.00041847 | 0.00039447
2023 PG Study Reference Scenario | SCG | Com | WaterHeat | Com - Office (Large) | Electric Demand (MW) | Energy Efficiency | 2.778e-05 | 2.8531e-05 | 2.8995e-05 | 2.9296e-05 | 2.9585e-05 | 0 | 0 | 0 | 0 | 0 | 0
2023 PG Study Reference Scenario | SCG | Com | WaterHeat | Com - Office (Large) | Electric Energy (GWh/year) | Energy Efficiency | 0.024441 | 0.02212 | 0.019004 | 0.015482 | 0.011942 | 0.0080765 | 0.0052798 | 0.003008 | 0.0011711 | 0 | 0
2023 PG Study Reference Scenario | SCG | Com | WaterHeat | Com - Office (Large) | Gas Energy (MMTherm/year) | Energy Efficiency | 0.3943 | 0.38393 | 0.35845 | 0.32068 | 0.27524 | 0.1998 | 0.15333 | 0.11182 | 0.072343 | 0.043644 | 0.024577
2023 PG Study Reference Scenario | SCG | Com | WaterHeat | Com - Office (Small) | Electric Energy (GWh/year) | Energy Efficiency | 0.0042525 | 0.0042249 | 0.0040732 | 0.0038038 | 0.0034352 | 0.0029948 | 0.0025144 | 0.0020255 | 0.0015549 | 0.0011223 | 0.00073965
2023 PG Study Reference Scenario | SCG | Com | WaterHeat | Com - Office (Small) | Gas Energy (MMTherm/year) | Energy Efficiency | 0.088235 | 0.083262 | 0.074692 | 0.063584 | 0.05132 | 0.039224 | 0.028281 | 0.019027 | 0.010993 | 0.0053828 | 0.0016565
2023 PG Study Reference Scenario | SCG | Com | WaterHeat | Com - Other | Electric Demand (MW) | Energy Efficiency | 8.7529e-05 | 9.0427e-05 | 9.2664e-05 | 9.4223e-05 | 9.5188e-05 | 0 | 0 | 0 | 0 | 0 | 0
2023 PG Study Reference Scenario | SCG | Com | WaterHeat | Com - Other | Electric Energy (GWh/year) | Energy Efficiency | 0.036605 | 0.031389 | 0.025287 | 0.019052 | 0.013296 | 0.0077463 | 0.0038076 | 0.00080019 | 0 | 0 | 0
2023 PG Study Reference Scenario | SCG | Com | WaterHeat | Com - Other | Gas Energy (MMTherm/year) | Energy Efficiency | 0.43474 | 0.41187 | 0.37291 | 0.32268 | 0.26736 | 0.18427 | 0.13498 | 0.093377 | 0.056832 | 0.031935 | 0.015995
2023 PG Study Reference Scenario | SCG | Com | WaterHeat | Com - Refrig. Warehouse | Electric Demand (MW) | Energy Efficiency | 2.4578e-07 | 2.5235e-07 | 2.5601e-07 | 2.5769e-07 | 2.59e-07 | 0 | 0 | 0 | 0 | 0 | 0
2023 PG Study Reference Scenario | SCG | Com | WaterHeat | Com - Refrig. Warehouse | Electric Energy (GWh/year) | Energy Efficiency | 0.00077085 | 0.00075959 | 0.00072718 | 0.00067504 | 0.00060637 | 0.00052249 | 0.00043499 | 0.00034584 | 0.00025955 | 0.00017954 | 0.00010802
2023 PG Study Reference Scenario | SCG | Com | WaterHeat | Com - Refrig. Warehouse | Gas Energy (MMTherm/year) | Energy Efficiency | 0.011463 | 0.010222 | 0.0086242 | 0.0070829 | 0.0057422 | 0.0044637 | 0.0034958 | 0.0026633 | 0.001937 | 0.0013192 | 0.0008
2023 PG Study Reference Scenario | SCG | Com | WaterHeat | Com - Restaurant | Electric Demand (MW) | Energy Efficiency | 3.0111e-05 | 3.1098e-05 | 3.1861e-05 | 3.241e-05 | 3.2828e-05 | 0 | 0 | 0 | 0 | 0 | 0
2023 PG Study Reference Scenario | SCG | Com | WaterHeat | Com - Restaurant | Electric Energy (GWh/year) | Energy Efficiency | 0.00016253 | 0.00019169 | 0.0001932 | 0.0095235 | 0.007717 | 0.0057004 | 0.0039445 | 0.0023547 | 0.00097823 | 0 | 0
2023 PG Study Reference Scenario | SCG | Com | WaterHeat | Com - Restaurant | Gas Energy (MMTherm/year) | Energy Efficiency | 0.028267 | 0.028714 | 0.029014 | 0.067603 | 0.065578 | 0.054611 | 0.050841 | 0.046626 | 0.042093 | 0.037713 | 0.034098
2023 PG Study Reference Scenario | SCG | Com | WaterHeat | Com - Retail | Electric Energy (GWh/year) | Energy Efficiency | 0.023957 | 0.021649 | 0.018541 | 0.01502 | 0.011477 | 0.0082182 | 0.0054223 | 0.0031519 | 0.0012977 | 7.0784e-05 | 0
2023 PG Study Reference Scenario | SCG | Com | WaterHeat | Com - Retail | Gas Energy (MMTherm/year) | Energy Efficiency | 0.43138 | 0.41682 | 0.38501 | 0.33944 | 0.28554 | 0.22922 | 0.17558 | 0.12802 | 0.064635 | 0.038636 | 0.021749
2023 PG Study Reference Scenario | SCG | Com | WaterHeat | Com - School | Electric Demand (MW) | Energy Efficiency | 1.8518e-05 | 1.9024e-05 | 1.9416e-05 | 1.9663e-05 | 1.9663e-05 | 0 | 0 | 0 | 0 | 0 | 0
2023 PG Study Reference Scenario | SCG | Com | WaterHeat | Com - School | Electric Energy (GWh/year) | Energy Efficiency | 0.011496 | 0.010987 | 0.010135 | 0.0090006 | 0.0076692 | 0.0059398 | 0.0045151 | 0.003169 | 0.0019559 | 0.00090593 | 2.8655e-05
2023 PG Study Reference Scenario | SCG | Com | WaterHeat | Com - School | Gas Energy (MMTherm/year) | Energy Efficiency | 0.15084 | 0.14129 | 0.12627 | 0.10765 | 0.087597 | 0.054728 | 0.037689 | 0.023565 | 0.011892 | 0.0039751 | 0.0023673
2023 PG Study Reference Scenario | SCG | Com | WaterHeat | Com - Warehouse | Electric Demand (MW) | Energy Efficiency | 1.3111e-06 | 1.3495e-06 | 1.3733e-06 | 1.3891e-06 | 1.3995e-06 | 0 | 0 | 0 | 0 | 0 | 0
2023 PG Study Reference Scenario | SCG | Com | WaterHeat | Com - Warehouse | Electric Energy (GWh/year) | Energy Efficiency | 0.014013 | 0.0089913 | 0.0044458 | 0.00069467 | 4.2915e-05 | 0 | 0 | 0 | 0 | 0 | 0
2023 PG Study Reference Scenario | SCG | Com | WaterHeat | Com - Warehouse | Gas Energy (MMTherm/year) | Energy Efficiency | 0.23038 | 0.20486 | 0.17133 | 0.13366 | 0.097329 | 0.0623 | 0.034136 | 0.011718 | 0 | 0 | 0
2023 PG Study Reference Scenario | SCG | Com | WholeBlg | Com - College | Electric Demand (MW) | Energy Efficiency | 0 | 0 | 0 | 0 | 0 | 0 | 0 | 0 | 0 | 0 | 0.00021442
2023 PG Study Reference Scenario | SCG | Com | WholeBlg | Com - College | Electric Energy (GWh/year) | Energy Efficiency | 0 | 0 | 0 | 0 | 0 | 0 | 0 | 0 | 0 | 0 | 0.0019833
2023 PG Study Reference Scenario | SCG | Com | WholeBlg | Com - College | Gas Energy (MMTherm/year) | Energy Efficiency | 0 | 0 | 0 | 0 | 0 | 0 | 0 | 0 | 0 | 0 | 0.00015863
2023 PG Study Reference Scenario | SCG | Com | WholeBlg | Com - Restaurant | Electric Demand (MW) | Energy Efficiency | 0.0029791 | 0.0024204 | 0.0024277 | 0.002433 | 0.0014051 | 0.0014032 | 0.0013952 | 0.0013914 | 0.0013867 | 0.0013787 | 0.0013726
2023 PG Study Reference Scenario | SCG | Com | WholeBlg | Com - Restaurant | Electric Energy (GWh/year) | Energy Efficiency | 0.015998 | 0.012998 | 0.013037 | 0.013066 | 0.0075458 | 0.0075353 | 0.0074927 | 0.0074719 | 0.007447 | 0.0074038 | 0.0073711
2023 PG Study Reference Scenario | SCG | Com | WholeBlg | Com - Restaurant | Gas Energy (MMTherm/year) | Energy Efficiency | 0.0021054 | 0.0017105 | 0.0017157 | 0.0017194 | 0.00099302 | 0.00099164 | 0.00098603 | 0.0009833 | 0.00098001 | 0.00097433 | 0.00097003
2023 PG Study Reference Scenario | SCG | Com | WholeBlg | Com - Retail | Electric Demand (MW) | Energy Efficiency | 0 | 0 | 0.0048359 | 0.0048533 | 0.0028107 | 0.002843 | 0.0028505 | 0.0028744 | 0.0028914 | 0.0028982 | 0.0029135
2023 PG Study Reference Scenario | SCG | Com | WholeBlg | Com - Retail | Electric Energy (GWh/year) | Energy Efficiency | 0 | 0 | 0.020669 | 0.020743 | 0.012013 | 0.012151 | 0.012183 | 0.012285 | 0.012358 | 0.012387 | 0.012453
2023 PG Study Reference Scenario | SCG | Com | WholeBlg | Com - Retail | Gas Energy (MMTherm/year) | Energy Efficiency | 0 | 0 | 0.0010469 | 0.0010507 | 0.00060848 | 0.00061545 | 0.00061708 | 0.00062225 | 0.00062593 | 0.00062742 | 0.00063072
2023 PG Study Reference Scenario | SCG | Com | WholeBlg | Com - Warehouse | Electric Demand (MW) | Energy Efficiency | 0 | 0 | 0 | 0.0016716 | 0.00095921 | 0.00095551 | 0.00094701 | 0.00093783 | 0.00092534 | 0.00091261 | 0.00090127
2023 PG Study Reference Scenario | SCG | Com | WholeBlg | Com - Warehouse | Electric Energy (GWh/year) | Energy Efficiency | 0 | 0 | 0 | 0.0066779 | 0.003832 | 0.0038172 | 0.0037833 | 0.0037466 | 0.0036967 | 0.0036459 | 0.0036006
2023 PG Study Reference Scenario | SCG | Com | WholeBlg | Com - Warehouse | Gas Energy (MMTherm/year) | Energy Efficiency | 0 | 0 | 0 | 0.00069513 | 0.00039889 | 0.00039735 | 0.00039381 | 0.00039 | 0.0003848 | 0.00037951 | 0.00037479
2023 PG Study Reference Scenario | SCG | Ind | BROs | Ind - All Other Industrial | Gas Energy (MMTherm/year) | Energy Efficiency | 0.0062759 | 0.0068157 | 0.0073408 | 0.0078604 | 0.0084057 | 0.0089613 | 0.0095731 | 0.010166 | 0.010774 | 0.011395 | 0.012034
2023 PG Study Reference Scenario | SCG | Ind | BROs | Ind - Chemicals | Gas Energy (MMTherm/year) | Energy Efficiency | 0.2736 | 0.29981 | 0.32588 | 0.35203 | 0.37955 | 0.40705 | 0.43617 | 0.46502 | 0.49449 | 0.52468 | 0.55582
2023 PG Study Reference Scenario | SCG | Ind | BROs | Ind - Electronics | Gas Energy (MMTherm/year) | Energy Efficiency | 0.0067252 | 0.0074506 | 0.0081994 | 0.0089776 | 0.009817 | 0.010689 | 0.011665 | 0.012662 | 0.013713 | 0.014819 | 0.015983
2023 PG Study Reference Scenario | SCG | Ind | BROs | Ind - Fabricated Metals | Gas Energy (MMTherm/year) | Energy Efficiency | 0.073848 | 0.080139 | 0.086431 | 0.092671 | 0.099081 | 0.10546 | 0.11217 | 0.11883 | 0.12553 | 0.13228 | 0.13908
2023 PG Study Reference Scenario | SCG | Ind | BROs | Ind - Food | Gas Energy (MMTherm/year) | Energy Efficiency | 0.37391 | 0.40272 | 0.43109 | 0.45841 | 0.48594 | 0.51275 | 0.53994 | 0.56667 | 0.59352 | 0.62026 | 0.64684
2023 PG Study Reference Scenario | SCG | Ind | BROs | Ind - Industrial Machinery | Gas Energy (MMTherm/year) | Energy Efficiency | 0.0023538 | 0.0025501 | 0.0027484 | 0.002943 | 0.0031391 | 0.0033333 | 0.0035375 | 0.0037396 | 0.0039441 | 0.0041494 | 0.0043567
2023 PG Study Reference Scenario | SCG | Ind | BROs | Ind - Lumber & Furniture | Gas Energy (MMTherm/year) | Energy Efficiency | 0.0013412 | 0.001469 | 0.0015879 | 0.0017042 | 0.0018239 | 0.0019438 | 0.0020726 | 0.0022032 | 0.0023375 | 0.0024736 | 0.0026119
2023 PG Study Reference Scenario | SCG | Ind | BROs | Ind - Paper | Gas Energy (MMTherm/year) | Energy Efficiency | 0.075164 | 0.082443 | 0.088947 | 0.09456 | 0.10008 | 0.10545 | 0.11106 | 0.11672 | 0.12248 | 0.12827 | 0.13409
2023 PG Study Reference Scenario | SCG | Ind | BROs | Ind - Petroleum | Gas Energy (MMTherm/year) | Energy Efficiency | 1.3072 | 1.4061 | 1.5053 | 1.602 | 1.7007 | 1.7981 | 1.8968 | 1.9944 | 2.0918 | 2.1888 | 2.2856
2023 PG Study Reference Scenario | SCG | Ind | BROs | Ind - Plastics | Gas Energy (MMTherm/year) | Energy Efficiency | 0.013194 | 0.014533 | 0.015821 | 0.017097 | 0.018454 | 0.019835 | 0.02134 | 0.022854 | 0.024418 | 0.026032 | 0.027701
2023 PG Study Reference Scenario | SCG | Ind | BROs | Ind - Primary Metals | Gas Energy (MMTherm/year) | Energy Efficiency | 0.084013 | 0.091149 | 0.098516 | 0.10615 | 0.11406 | 0.12195 | 0.13021 | 0.13834 | 0.14642 | 0.15456 | 0.16282
2023 PG Study Reference Scenario | SCG | Ind | BROs | Ind - Printing & Publishing | Gas Energy (MMTherm/year) | Energy Efficiency | 0.0050931 | 0.0055018 | 0.005883 | 0.0062398 | 0.0065994 | 0.0069485 | 0.0073094 | 0.0076581 | 0.0080058 | 0.0083512 | 0.0086939
2023 PG Study Reference Scenario | SCG | Ind | BROs | Ind - Stone-Glass-Clay | Gas Energy (MMTherm/year) | Energy Efficiency | 0.1174 | 0.12895 | 0.13986 | 0.15043 | 0.16156 | 0.17295 | 0.18527 | 0.19795 | 0.21114 | 0.22473 | 0.23875
2023 PG Study Reference Scenario | SCG | Ind | BROs | Ind - Textiles | Gas Energy (MMTherm/year) | Energy Efficiency | 0.011817 | 0.012741 | 0.013629 | 0.014474 | 0.015321 | 0.016141 | 0.016977 | 0.017788 | 0.018589 | 0.019386 | 0.020175
2023 PG Study Reference Scenario | SCG | Ind | BROs | Ind - Transportation Equipment | Gas Energy (MMTherm/year) | Energy Efficiency | 0.016279 | 0.017522 | 0.018818 | 0.020093 | 0.021374 | 0.022636 | 0.023943 | 0.025235 | 0.02654 | 0.027856 | 0.029174
2023 PG Study Reference Scenario | SCG | Ind | ProcHeat | Ind - All Other Industrial | Gas Energy (MMTherm/year) | Energy Efficiency | 0.053657 | 0.060191 | 0.052913 | 0.043282 | 0.033131 | 0.023992 | 0.016626 | 0.011157 | 0.0073194 | 0.0047284 | 0.0030238
2023 PG Study Reference Scenario | SCG | Ind | ProcHeat | Ind - Chemicals | Gas Energy (MMTherm/year) | Energy Efficiency | 0.56749 | 0.54256 | 0.47778 | 0.3916 | 0.30035 | 0.21785 | 0.15113 | 0.10146 | 0.066545 | 0.042961 | 0.027446
2023 PG Study Reference Scenario | SCG | Ind | ProcHeat | Ind - Electronics | Gas Energy (MMTherm/year) | Energy Efficiency | 0.042056 | 0.045791 | 0.040686 | 0.033629 | 0.025983 | 0.018963 | 0.013222 | 0.0089142 | 0.005868 | 0.0038003 | 0.0024348
2023 PG Study Reference Scenario | SCG | Ind | ProcHeat | Ind - Fabricated Metals | Gas Energy (MMTherm/year) | Energy Efficiency | 0.26076 | 0.2632 | 0.23498 | 0.19508 | 0.15128 | 0.11072 | 0.077346 | 0.052206 | 0.034384 | 0.02227 | 0.014265
2023 PG Study Reference Scenario | SCG | Ind | ProcHeat | Ind - Food | Gas Energy (MMTherm/year) | Energy Efficiency | 0.63637 | 0.62551 | 0.47604 | 0.38977 | 0.23654 | 0.20283 | 0.10235 | 0.085433 | 0.050195 | 0.023823 | 0.0069191
2023 PG Study Reference Scenario | SCG | Ind | ProcHeat | Ind - Industrial Machinery | Gas Energy (MMTherm/year) | Energy Efficiency | 0.023598 | 0.024715 | 0.022237 | 0.018597 | 0.014516 | 0.010681 | 0.0074921 | 0.0050716 | 0.0033468 | 0.0021704 | 0.0013913
2023 PG Study Reference Scenario | SCG | Ind | ProcHeat | Ind - Lumber & Furniture | Gas Energy (MMTherm/year) | Energy Efficiency | 0.0026727 | 0.0030225 | 0.0028274 | 0.0024575 | 0.0019874 | 0.001507 | 0.0010825 | 0.0007459 | 0.00049845 | 0.00032604 | 0.00021022
2023 PG Study Reference Scenario | SCG | Ind | ProcHeat | Ind - Paper | Gas Energy (MMTherm/year) | Energy Efficiency | 0.17219 | 0.17205 | 0.12421 | 0.090435 | 0.051995 | 0.064253 | 0.053388 | 0.048695 | 0.038021 | 0.030121 | 0.019479
2023 PG Study Reference Scenario | SCG | Ind | ProcHeat | Ind - Petroleum | Gas Energy (MMTherm/year) | Energy Efficiency | 2.1844 | 2.3101 | 1.8852 | 1.6568 | 1.1754 | 0.96696 | 0.58546 | 0.37095 | 0.22543 | 0.13103 | 0.066382
2023 PG Study Reference Scenario | SCG | Ind | ProcHeat | Ind - Plastics | Gas Energy (MMTherm/year) | Energy Efficiency | 0.045449 | 0.050494 | 0.044744 | 0.036878 | 0.028416 | 0.020688 | 0.014394 | 0.0096873 | 0.0063673 | 0.0041184 | 0.0026357
2023 PG Study Reference Scenario | SCG | Ind | ProcHeat | Ind - Primary Metals | Gas Energy (MMTherm/year) | Energy Efficiency | 0.29134 | 0.29396 | 0.26843 | 0.22784 | 0.18029 | 0.13422 | 0.095038 | 0.064802 | 0.042994 | 0.027993 | 0.017997
2023 PG Study Reference Scenario | SCG | Ind | ProcHeat | Ind - Printing & Publishing | Gas Energy (MMTherm/year) | Energy Efficiency | 0.021578 | 0.022318 | 0.018382 | 0.015849 | 0.011107 | 0.010255 | 0.0053416 | 0.0036626 | 0.0022487 | 0.0011744 | 0.00036386
2023 PG Study Reference Scenario | SCG | Ind | ProcHeat | Ind - Stone-Glass-Clay | Gas Energy (MMTherm/year) | Energy Efficiency | 0.14585 | 0.15766 | 0.13898 | 0.11404 | 0.087575 | 0.063617 | 0.044213 | 0.02975 | 0.019563 | 0.012666 | 0.0081162
2023 PG Study Reference Scenario | SCG | Ind | ProcHeat | Ind - Textiles | Gas Energy (MMTherm/year) | Energy Efficiency | 0.17545 | 0.16802 | 0.13248 | 0.10909 | 0.068048 | 0.060448 | 0.026375 | 0.012219 | 0.0075156 | 0.0013126 | 0
2023 PG Study Reference Scenario | SCG | Ind | ProcHeat | Ind - Transportation Equipment | Gas Energy (MMTherm/year) | Energy Efficiency | 0.062673 | 0.0759 | 0.073012 | 0.065327 | 0.053406 | 0.042445 | 0.031163 | 0.021843 | 0.014786 | 0.0097634 | 0.0063383
2023 PG Study Reference Scenario | SCG | Ind | WholeBlg | Ind - All Other Industrial | Gas Energy (MMTherm/year) | Energy Efficiency | 0.010412 | 0.011183 | 0.012369 | 0.014255 | 0.017365 | 0.022502 | 0.02261 | 0.02265 | 0.022703 | 0.022766 | 0.022844
2023 PG Study Reference Scenario | SCG | Ind | WholeBlg | Ind - Chemicals | Gas Energy (MMTherm/year) | Energy Efficiency | 0.13493 | 0.1535 | 0.18146 | 0.22492 | 0.29518 | 0.40976 | 0.41413 | 0.41764 | 0.42117 | 0.42482 | 0.42874
2023 PG Study Reference Scenario | SCG | Ind | WholeBlg | Ind - Electronics | Gas Energy (MMTherm/year) | Energy Efficiency | 0.0061184 | 0.0066595 | 0.0074634 | 0.0087075 | 0.010726 | 0.014034 | 0.014398 | 0.014735 | 0.015086 | 0.015448 | 0.015823
2023 PG Study Reference Scenario | SCG | Ind | WholeBlg | Ind - Fabricated Metals | Gas Energy (MMTherm/year) | Energy Efficiency | 0.058683 | 0.06836 | 0.083149 | 0.10613 | 0.14296 | 0.20289 | 0.20379 | 0.20445 | 0.20508 | 0.20569 | 0.20627
2023 PG Study Reference Scenario | SCG | Ind | WholeBlg | Ind - Food | Gas Energy (MMTherm/year) | Energy Efficiency | 0.19649 | 0.21969 | 0.25574 | 0.31203 | 0.40259 | 0.54982 | 0.54607 | 0.54211 | 0.53849 | 0.53495 | 0.53148
2023 PG Study Reference Scenario | SCG | Ind | WholeBlg | Ind - Industrial Machinery | Gas Energy (MMTherm/year) | Energy Efficiency | 0.0041215 | 0.0044745 | 0.0050327 | 0.0059103 | 0.0073291 | 0.0096527 | 0.0096441 | 0.0096259 | 0.0096109 | 0.0095947 | 0.0095802
2023 PG Study Reference Scenario | SCG | Ind | WholeBlg | Ind - Lumber & Furniture | Gas Energy (MMTherm/year) | Energy Efficiency | 0.0017205 | 0.0018127 | 0.0019415 | 0.0021458 | 0.0024854 | 0.0030487 | 0.0030497 | 0.0030505 | 0.0030533 | 0.0030557 | 0.0030581
2023 PG Study Reference Scenario | SCG | Ind | WholeBlg | Ind - Paper | Gas Energy (MMTherm/year) | Energy Efficiency | 0.026115 | 0.027122 | 0.02838 | 0.030207 | 0.033401 | 0.038867 | 0.038324 | 0.037823 | 0.037367 | 0.036934 | 0.036521
2023 PG Study Reference Scenario | SCG | Ind | WholeBlg | Ind - Petroleum | Gas Energy (MMTherm/year) | Energy Efficiency | 0.41823 | 0.42042 | 0.42858 | 0.44526 | 0.47742 | 0.53421 | 0.52646 | 0.51867 | 0.51104 | 0.50358 | 0.49629
2023 PG Study Reference Scenario | SCG | Ind | WholeBlg | Ind - Plastics | Gas Energy (MMTherm/year) | Energy Efficiency | 0.008 | 0.0088036 | 0.0099662 | 0.011762 | 0.014695 | 0.019506 | 0.019754 | 0.01997 | 0.020194 | 0.020426 | 0.020666
2023 PG Study Reference Scenario | SCG | Ind | WholeBlg | Ind - Primary Metals | Gas Energy (MMTherm/year) | Energy Efficiency | 0.044709 | 0.050111 | 0.058583 | 0.072014 | 0.093658 | 0.12896 | 0.12984 | 0.13046 | 0.13092 | 0.13135 | 0.1318
2023 PG Study Reference Scenario | SCG | Ind | WholeBlg | Ind - Printing & Publishing | Gas Energy (MMTherm/year) | Energy Efficiency | 0.0023438 | 0.0023563 | 0.0023847 | 0.002448 | 0.002584 | 0.0028342 | 0.002783 | 0.0027297 | 0.0026785 | 0.002629 | 0.0025808
2023 PG Study Reference Scenario | SCG | Ind | WholeBlg | Ind - Stone-Glass-Clay | Gas Energy (MMTherm/year) | Energy Efficiency | 0.038928 | 0.039769 | 0.04079 | 0.042409 | 0.045376 | 0.050482 | 0.050472 | 0.050478 | 0.050531 | 0.050599 | 0.050684
2023 PG Study Reference Scenario | SCG | Ind | WholeBlg | Ind - Textiles | Gas Energy (MMTherm/year) | Energy Efficiency | 0.016472 | 0.017116 | 0.018186 | 0.019953 | 0.022947 | 0.027943 | 0.027579 | 0.027196 | 0.026818 | 0.026455 | 0.0261
2023 PG Study Reference Scenario | SCG | Ind | WholeBlg | Ind - Transportation Equipment | Gas Energy (MMTherm/year) | Energy Efficiency | 0.01233 | 0.012584 | 0.013133 | 0.014078 | 0.015699 | 0.018438 | 0.018264 | 0.01808 | 0.017907 | 0.017742 | 0.017579
2023 PG Study Reference Scenario | SCG | Res | BROs | Low Income - Multi Family LI | Gas Energy (MMTherm/year) | Energy Efficiency | 0.79996 | 0.81182 | 0.82631 | 0.84094 | 0.85778 | 0.87815 | 0.89993 | 0.92386 | 0.94337 | 0.97199 | 1.0031
2023 PG Study Reference Scenario | SCG | Res | BROs | Low Income - Single Family LI | Gas Energy (MMTherm/year) | Energy Efficiency | 0.83289 | 0.84531 | 0.86038 | 0.87579 | 0.89353 | 0.91482 | 0.93766 | 0.96274 | 0.9838 | 1.0137 | 1.0461
2023 PG Study Reference Scenario | SCG | Res | BROs | Res - Multi Family | Gas Energy (MMTherm/year) | Energy Efficiency | 0.8617 | 0.87446 | 0.89004 | 0.90575 | 0.92385 | 0.94573 | 0.96917 | 0.99491 | 1.0159 | 1.0467 | 1.0802
2023 PG Study Reference Scenario | SCG | Res | BROs | Res - Single Family | Gas Energy (MMTherm/year) | Energy Efficiency | 2.5461 | 2.584 | 2.63 | 2.677 | 2.7311 | 2.796 | 2.8657 | 2.9423 | 3.0067 | 3.0979 | 3.197
2023 PG Study Reference Scenario | SCG | Res | BldgEnv | Res - Multi Family | Electric Demand (MW) | Energy Efficiency | 0 | 0 | 0 | 0 | 0 | 0 | 0 | 0 | 0.014826 | 0.014432 | 0.0554
2023 PG Study Reference Scenario | SCG | Res | BldgEnv | Res - Multi Family | Electric Energy (GWh/year) | Energy Efficiency | 0 | 0 | 0 | 0 | 0 | 0 | 0 | 0 | 0.0036641 | 0.0035668 | -0.031923
2023 PG Study Reference Scenario | SCG | Res | BldgEnv | Res - Multi Family | Gas Energy (MMTherm/year) | Energy Efficiency | 0 | 0 | 0 | 0 | 0 | 0 | 0 | 0 | 0.0019204 | 0.0018694 | 0.018532
2023 PG Study Reference Scenario | SCG | Res | BldgEnv | Res - Single Family | Electric Demand (MW) | Energy Efficiency | 0.007598 | 0.0044819 | 0.0041908 | 0.0039518 | 0.003699 | 0.0032305 | 0.003547 | 0.0012542 | 0.0034339 | 0 | 0.15346
2023 PG Study Reference Scenario | SCG | Res | BldgEnv | Res - Single Family | Electric Energy (GWh/year) | Energy Efficiency | 0.0014347 | 0.00037727 | 0.00026077 | 0.00015821 | 4.8801e-05 | -0.0001314 | -6.2174e-05 | -0.00082895 | -0.00013748 | 0 | -0.13082
2023 PG Study Reference Scenario | SCG | Res | BldgEnv | Res - Single Family | Gas Energy (MMTherm/year) | Energy Efficiency | 0.0013615 | 0.00088821 | 0.00085245 | 0.00082471 | 0.0007956 | 0.00073629 | 0.00078886 | 0.00047117 | 0.00078214 | 0 | 0.061887
2023 PG Study Reference Scenario | SCG | Res | HVAC | Res - Multi Family | Electric Demand (MW) | Energy Efficiency | -1.0197e-05 | -1.641e-06 | 6.3912e-06 | 1.3022e-05 | 1.8285e-05 | 0 | 0 | 0 | 0 | 0 | 0
2023 PG Study Reference Scenario | SCG | Res | HVAC | Res - Multi Family | Electric Energy (GWh/year) | Energy Efficiency | -0.0018231 | -0.0018345 | -0.0017042 | -0.0016899 | -0.0016798 | 0.00010732 | 0.00011799 | 8.503e-05 | 0.0001177 | 0.00010618 | 0.00010494
2023 PG Study Reference Scenario | SCG | Res | HVAC | Res - Multi Family | Gas Energy (MMTherm/year) | Energy Efficiency | 0.00043314 | 0.00044097 | 0.00046968 | 0.00046957 | 0.0004698 | 2.6425e-05 | 2.9053e-05 | 2.0937e-05 | 2.8983e-05 | 2.6144e-05 | 2.5841e-05
2023 PG Study Reference Scenario | SCG | Res | HVAC | Res - Single Family | Electric Demand (MW) | Energy Efficiency | 0.010395 | 0.0098666 | 0.0099833 | 0.010046 | 0.010046 | 0 | 0 | 0 | 0 | 0 | 0
2023 PG Study Reference Scenario | SCG | Res | HVAC | Res - Single Family | Electric Energy (GWh/year) | Energy Efficiency | 0.013877 | 0.013162 | 0.01332 | 0.013406 | 0.013409 | 0 | 0 | 0 | 0 | 0 | 0.0025659
2023 PG Study Reference Scenario | SCG | Res | HVAC | Res - Single Family | Gas Energy (MMTherm/year) | Energy Efficiency | 0.00070599 | 0.00066803 | 0.00067646 | 0.00068112 | 0.00068158 | 0 | 0 | 0 | 0 | 0 | 0.0049736
2023 PG Study Reference Scenario | SCG | Res | WaterHeat | Res - Multi Family | Electric Demand (MW) | Energy Efficiency | -0.0046244 | -0.0045767 | -0.0044884 | -0.0043937 | -0.0042619 | 0 | 0 | 0 | 0 | 0 | 0
2023 PG Study Reference Scenario | SCG | Res | WaterHeat | Res - Multi Family | Electric Energy (GWh/year) | Energy Efficiency | -0.023822 | -0.023574 | -0.023118 | -0.02263 | -0.021949 | 0 | 0 | 0 | 0 | 0 | 0
2023 PG Study Reference Scenario | SCG | Res | WaterHeat | Res - Multi Family | Gas Energy (MMTherm/year) | Energy Efficiency | 0.37982 | 0.40303 | 0.38792 | 0.37082 | 0.35133 | 0.22084 | 0.2074 | 0.23206 | 0.2169 | 0.19719 | 0.17868
2023 PG Study Reference Scenario | SCG | Res | WaterHeat | Res - Single Family | Electric Demand (MW) | Energy Efficiency | -0.035854 | -0.03317 | -0.031772 | -0.030412 | -0.028846 | 0 | 0 | 0 | 0 | 0 | 0
2023 PG Study Reference Scenario | SCG | Res | WaterHeat | Res - Single Family | Electric Energy (GWh/year) | Energy Efficiency | -0.20379 | -0.18858 | -0.18065 | -0.17294 | -0.16404 | 0 | 0 | 0 | 0 | 0 | 0
2023 PG Study Reference Scenario | SCG | Res | WaterHeat | Res - Single Family | Gas Energy (MMTherm/year) | Energy Efficiency | 1.5177 | 1.3869 | 1.4346 | 1.3502 | 1.2624 | 0.11937 | 0.11254 | 1.25 | 1.2286 | 1.1483 | 1.0806
2023 PG Study Reference Scenario | SCG | Res | WholeBlg | Res - Multi Family | Electric Demand (MW) | Energy Efficiency | 0.0039747 | 0.0044814 | 0.0047825 | 0.0050863 | 0.005424 | 0.0056379 | 0.0062702 | 0.0056294 | 0.0065591 | 0.0067412 | 0.0068948
2023 PG Study Reference Scenario | SCG | Res | WholeBlg | Res - Multi Family | Electric Energy (GWh/year) | Energy Efficiency | 0.0076866 | 0.0086665 | 0.0092487 | 0.0098363 | 0.010489 | 0.010903 | 0.012126 | 0.010887 | 0.012684 | 0.013037 | 0.013334
2023 PG Study Reference Scenario | SCG | Res | WholeBlg | Res - Multi Family | Gas Energy (MMTherm/year) | Energy Efficiency | 0.00092913 | 0.0010476 | 0.001118 | 0.001189 | 0.0012679 | 0.0013179 | 0.0014657 | 0.0013159 | 0.0015333 | 0.0015758 | 0.0016117
2023 PG Study Reference Scenario | SCG | Res | WholeBlg | Res - Single Family | Electric Demand (MW) | Energy Efficiency | 2.4758 | 2.8074 | 3.0695 | 3.3272 | 3.592 | 3.777 | 4.1973 | 3.7909 | 4.3989 | 4.5569 | 4.697
2023 PG Study Reference Scenario | SCG | Res | WholeBlg | Res - Single Family | Electric Energy (GWh/year) | Energy Efficiency | 9.6286 | 10.9198 | 11.9406 | 12.943 | 13.9731 | 14.6922 | 16.3263 | 14.7446 | 17.1083 | 17.7216 | 18.2653
2023 PG Study Reference Scenario | SCG | Res | WholeBlg | Res - Single Family | Gas Energy (MMTherm/year) | Energy Efficiency | 0.59155 | 0.67105 | 0.7339 | 0.7955 | 0.85871 | 0.90278 | 1.0031 | 0.90578 | 1.0508 | 1.0883 | 1.1216
2023 PG Study Reference Scenario | SDG&E | Ag | HVAC | Ag - Irrigated Agriculture, vineyards, forestry and greenhouses | Gas Energy (MMTherm/year) | Energy Efficiency | 0.0011404 | 0.0025964 | 0.0025574 | 0.0024633 | 0.0023181 | 0.0021342 | 0.0019231 | 0.0016996 | 0.0014756 | 0.0012608 | 0.0010624
2023 PG Study Reference Scenario | SDG&E | Ag | Lighting | Ag - Irrigated Agriculture, vineyards, forestry and greenhouses | Electric Demand (MW) | Energy Efficiency | 0.0078886 | 0.0081023 | 0.008258 | 0.0083525 | 0.0083766 | 0.0083282 | 0.0083322 | 0.0082489 | 0.0080804 | 0.0078323 | 0.0075135
2023 PG Study Reference Scenario | SDG&E | Ag | Lighting | Ag - Irrigated Agriculture, vineyards, forestry and greenhouses | Electric Energy (GWh/year) | Energy Efficiency | 0.048164 | 0.051707 | 0.054915 | 0.057702 | 0.059931 | 0.061506 | 0.061536 | 0.060921 | 0.059676 | 0.057843 | 0.055489
2023 PG Study Reference Scenario | SDG&E | Ag | MachDr | Ag - Dairies, fishing, hunting | Electric Demand (MW) | Energy Efficiency | 0.00069592 | 0.00070191 | 0.00070747 | 0.00071337 | 0.00071875 | 0.00072365 | 0.000728 | 0.00073202 | 0.0007357 | 0.00073897 | 0.0007413
2023 PG Study Reference Scenario | SDG&E | Ag | MachDr | Ag - Dairies, fishing, hunting | Electric Energy (GWh/year) | Energy Efficiency | 0.001218 | 0.0012284 | 0.0012382 | 0.0012485 | 0.0012579 | 0.0012665 | 0.0012741 | 0.0012811 | 0.0012876 | 0.0012933 | 0.0012974
2023 PG Study Reference Scenario | SDG&E | Ag | MachDr | Ag - Water pumping | Electric Demand (MW) | Energy Efficiency | 0.061537 | 0.062069 | 0.062566 | 0.063078 | 0.063548 | 0.063977 | 0.06436 | 0.064713 | 0.065034 | 0.065321 | 0.065576
2023 PG Study Reference Scenario | SDG&E | Ag | MachDr | Ag - Water pumping | Electric Energy (GWh/year) | Energy Efficiency | 0.1077 | 0.10863 | 0.1095 | 0.1104 | 0.11122 | 0.11197 | 0.11264 | 0.11326 | 0.11382 | 0.11432 | 0.11477
2023 PG Study Reference Scenario | SDG&E | Ag | ProcHeat | Ag - Dairies, fishing, hunting | Gas Energy (MMTherm/year) | Energy Efficiency | 4.6838e-05 | 4.4123e-05 | 3.8968e-05 | 3.2359e-05 | 2.5353e-05 | 1.8927e-05 | 1.3564e-05 | 9.4428e-06 | 6.4379e-06 | 4.3264e-06 | 2.8795e-06
2023 PG Study Reference Scenario | SDG&E | Ag | ProcHeat | Ag - Irrigated Agriculture, vineyards, forestry and greenhouses | Gas Energy (MMTherm/year) | Energy Efficiency | 0.00022381 | 0.0002354 | 0.00024405 | 0.00026529 | 0.00027512 | 0.00029049 | 0.00029575 | 0.00030634 | 0.00031651 | 0.00032617 | 0.00033523
2023 PG Study Reference Scenario | SDG&E | Ag | WholeBlg | Ag - Dairies, fishing, hunting | Electric Demand (MW) | Energy Efficiency | 0.00098456 | 0.00099046 | 0.0010047 | 0.0010342 | 0.0010898 | 0.0011886 | 0.0011769 | 0.0011658 | 0.0011551 | 0.0011444 | 0.001134
2023 PG Study Reference Scenario | SDG&E | Ag | WholeBlg | Ag - Dairies, fishing, hunting | Electric Energy (GWh/year) | Energy Efficiency | 0.0050566 | 0.0050869 | 0.0051599 | 0.0053118 | 0.0055968 | 0.0061046 | 0.0060444 | 0.0059875 | 0.0059323 | 0.0058776 | 0.0058242
2023 PG Study Reference Scenario | SDG&E | Ag | WholeBlg | Ag - Dairies, fishing, hunting | Gas Energy (MMTherm/year) | Energy Efficiency | 0.00020164 | 0.0001976 | 0.00019375 | 0.00019014 | 0.00018686 | 0.00018409 | 0.00018029 | 0.00017658 | 0.00017294 | 0.00016937 | 0.00016588
2023 PG Study Reference Scenario | SDG&E | Ag | WholeBlg | Ag - Irrigated Agriculture, vineyards, forestry and greenhouses | Electric Demand (MW) | Energy Efficiency | 0.016362 | 0.018659 | 0.02215 | 0.027509 | 0.036128 | 0.050329 | 0.051384 | 0.052484 | 0.053585 | 0.054764 | 0.055949
2023 PG Study Reference Scenario | SDG&E | Ag | WholeBlg | Ag - Irrigated Agriculture, vineyards, forestry and greenhouses | Electric Energy (GWh/year) | Energy Efficiency | 0.084033 | 0.095832 | 0.11376 | 0.14129 | 0.18555 | 0.25848 | 0.2639 | 0.26955 | 0.27521 | 0.28126 | 0.28735
2023 PG Study Reference Scenario | SDG&E | Ag | WholeBlg | Ag - Irrigated Agriculture, vineyards, forestry and greenhouses | Gas Energy (MMTherm/year) | Energy Efficiency | 0.01454 | 0.014235 | 0.013936 | 0.013643 | 0.013357 | 0.013076 | 0.012802 | 0.012533 | 0.01227 | 0.012012 | 0.01176
2023 PG Study Reference Scenario | SDG&E | Ag | WholeBlg | Ag - Water pumping | Electric Demand (MW) | Energy Efficiency | 0.031455 | 0.032949 | 0.035366 | 0.039304 | 0.0458 | 0.056627 | 0.056407 | 0.056195 | 0.056011 | 0.055832 | 0.055634
2023 PG Study Reference Scenario | SDG&E | Ag | WholeBlg | Ag - Water pumping | Electric Energy (GWh/year) | Energy Efficiency | 0.16155 | 0.16922 | 0.18164 | 0.20186 | 0.23522 | 0.29083 | 0.2897 | 0.28861 | 0.28766 | 0.28675 | 0.28573
2023 PG Study Reference Scenario | SDG&E | Ag | WholeBlg | Ag - Water pumping | Gas Energy (MMTherm/year) | Energy Efficiency | 0.0041646 | 0.0040772 | 0.0039915 | 0.0039077 | 0.0038257 | 0.0037453 | 0.0036667 | 0.0035897 | 0.0035143 | 0.0034405 | 0.0033682
2023 PG Study Reference Scenario | SDG&E | Com | AppPlug | Com - College | Electric Demand (MW) | Energy Efficiency | 0.00017839 | 0.00017977 | 0.00018099 | 0.00018521 | 0.00018451 | 0.00018744 | 0.00019023 | 0.00019126 | 0.00019115 | 0.00018426 | 0.00018441
2023 PG Study Reference Scenario | SDG&E | Com | AppPlug | Com - College | Electric Energy (GWh/year) | Energy Efficiency | 0.0046881 | 0.0047244 | 0.0047565 | 0.0048673 | 0.0048489 | 0.0049259 | 0.0049993 | 0.0050264 | 0.0050234 | 0.0048423 | 0.0048462
2023 PG Study Reference Scenario | SDG&E | Com | AppPlug | Com - Grocery | Electric Demand (MW) | Energy Efficiency | 4.9437e-06 | 3.6324e-06 | 3.2135e-06 | 2.9707e-06 | 2.4538e-06 | 2.6671e-06 | 2.4846e-06 | 2.3549e-06 | 2.2163e-06 | 2.3004e-06 | 2.2019e-06
2023 PG Study Reference Scenario | SDG&E | Com | AppPlug | Com - Grocery | Electric Energy (GWh/year) | Energy Efficiency | 0.00012992 | 9.5459e-05 | 8.4451e-05 | 7.8069e-05 | 6.4486e-05 | 7.0092e-05 | 6.5295e-05 | 6.1888e-05 | 5.8244e-05 | 6.0454e-05 | 5.7866e-05
2023 PG Study Reference Scenario | SDG&E | Com | AppPlug | Com - Health | Electric Demand (MW) | Energy Efficiency | 0.00019858 | 0.00019337 | 0.00018857 | 0.00018896 | 0.00018028 | 0.00016873 | 0.00013554 | 0.00012858 | 0.00012894 | 0.00014047 | 0.00015909
2023 PG Study Reference Scenario | SDG&E | Com | AppPlug | Com - Health | Electric Energy (GWh/year) | Energy Efficiency | 0.038755 | 0.041656 | 0.043639 | 0.043177 | 0.040694 | 0.037714 | 0.029946 | 0.028289 | 0.028317 | 0.030844 | 0.034934
2023 PG Study Reference Scenario | SDG&E | Com | AppPlug | Com - Health | Gas Energy (MMTherm/year) | Energy Efficiency | 0.079816 | 0.087045 | 0.092066 | 0.090942 | 0.085576 | 0.079206 | 0.062794 | 0.059286 | 0.05933 | 0.064622 | 0.073193
2023 PG Study Reference Scenario | SDG&E | Com | AppPlug | Com - Lodging | Electric Demand (MW) | Energy Efficiency | 4.6979e-05 | 4.5766e-05 | 4.4649e-05 | 4.4699e-05 | 4.3027e-05 | 4.2461e-05 | 4.1459e-05 | 4.0407e-05 | 3.9506e-05 | 3.8702e-05 | 3.7494e-05
2023 PG Study Reference Scenario | SDG&E | Com | AppPlug | Com - Lodging | Electric Energy (GWh/year) | Energy Efficiency | 0.046337 | 0.049713 | 0.052983 | 0.052471 | 0.049799 | 0.048643 | 0.04711 | 0.045689 | 0.044677 | 0.043548 | 0.042027
2023 PG Study Reference Scenario | SDG&E | Com | AppPlug | Com - Lodging | Gas Energy (MMTherm/year) | Energy Efficiency | 0.10734 | 0.11545 | 0.12331 | 0.12208 | 0.11678 | 0.11407 | 0.11047 | 0.10714 | 0.10477 | 0.10212 | 0.098552
2023 PG Study Reference Scenario | SDG&E | Com | AppPlug | Com - Office (Large) | Electric Demand (MW) | Energy Efficiency | 0.0011544 | 0.0011535 | 0.0011585 | 0.0011608 | 0.0011446 | 0.0011676 | 0.0011848 | 0.0011823 | 0.0011612 | 0.0011563 | 0.0011458
2023 PG Study Reference Scenario | SDG&E | Com | AppPlug | Com - Office (Large) | Electric Energy (GWh/year) | Energy Efficiency | 0.030337 | 0.030315 | 0.030446 | 0.030507 | 0.030081 | 0.030685 | 0.031137 | 0.03107 | 0.030517 | 0.030388 | 0.030112
2023 PG Study Reference Scenario | SDG&E | Com | AppPlug | Com - Office (Small) | Electric Demand (MW) | Energy Efficiency | 0.00048042 | 0.00048034 | 0.00048153 | 0.00048279 | 0.00048298 | 0.00048427 | 0.00048497 | 0.00048472 | 0.00048367 | 0.00048288 | 0.00048165
2023 PG Study Reference Scenario | SDG&E | Com | AppPlug | Com - Office (Small) | Electric Energy (GWh/year) | Energy Efficiency | 0.012625 | 0.012623 | 0.012655 | 0.012688 | 0.012693 | 0.012727 | 0.012745 | 0.012738 | 0.012711 | 0.01269 | 0.012658
2023 PG Study Reference Scenario | SDG&E | Com | AppPlug | Com - Other | Electric Demand (MW) | Energy Efficiency | 0.00018938 | 0.00019346 | 0.00019781 | 0.00020185 | 0.00020315 | 0.00020636 | 0.00020866 | 0.00021009 | 0.00021125 | 0.00021253 | 0.00021299
2023 PG Study Reference Scenario | SDG&E | Com | AppPlug | Com - Other | Electric Energy (GWh/year) | Energy Efficiency | 0.0049769 | 0.0050841 | 0.0051985 | 0.0053047 | 0.0053388 | 0.005423 | 0.0054835 | 0.0055212 | 0.0055515 | 0.0055852 | 0.0055974
2023 PG Study Reference Scenario | SDG&E | Com | AppPlug | Com - Other | Gas Energy (MMTherm/year) | Energy Efficiency | 0 | 0 | 0 | 0.0011216 | 0.001148 | 0.0011828 | 0.0012098 | 0.0012294 | 0.0012454 | 0.0012607 | 0.0012697
2023 PG Study Reference Scenario | SDG&E | Com | AppPlug | Com - Refrig. Warehouse | Electric Demand (MW) | Energy Efficiency | 5.8659e-07 | 5.9656e-07 | 6.0537e-07 | 6.0859e-07 | 6.2244e-07 | 6.3211e-07 | 6.4886e-07 | 6.6295e-07 | 6.8325e-07 | 6.989e-07 | 7.1634e-07
2023 PG Study Reference Scenario | SDG&E | Com | AppPlug | Com - Refrig. Warehouse | Electric Energy (GWh/year) | Energy Efficiency | 3.5298e-05 | 3.7293e-05 | 3.9033e-05 | 4.0246e-05 | 4.2071e-05 | 4.3498e-05 | 4.5331e-05 | 4.6892e-05 | 4.8827e-05 | 5.0364e-05 | 5.2132e-05
2023 PG Study Reference Scenario | SDG&E | Com | AppPlug | Com - Retail | Electric Demand (MW) | Energy Efficiency | 1.479e-05 | 1.1573e-05 | 1.0444e-05 | 9.392e-06 | 7.802e-06 | 8.0534e-06 | 7.4752e-06 | 7.0296e-06 | 6.8862e-06 | 6.8838e-06 | 6.6331e-06
2023 PG Study Reference Scenario | SDG&E | Com | AppPlug | Com - Retail | Electric Energy (GWh/year) | Energy Efficiency | 0.00038869 | 0.00030414 | 0.00027446 | 0.00024682 | 0.00020504 | 0.00021164 | 0.00019645 | 0.00018474 | 0.00018097 | 0.00018091 | 0.00017432
2023 PG Study Reference Scenario | SDG&E | Com | AppPlug | Com - School | Electric Demand (MW) | Energy Efficiency | 6.4934e-05 | 6.6297e-05 | 6.7548e-05 | 6.8667e-05 | 6.9977e-05 | 7.0705e-05 | 7.1372e-05 | 7.2047e-05 | 7.269e-05 | 7.2844e-05 | 7.3419e-05
2023 PG Study Reference Scenario | SDG&E | Com | AppPlug | Com - School | Electric Energy (GWh/year) | Energy Efficiency | 0.0017065 | 0.0017423 | 0.0017752 | 0.0018046 | 0.001839 | 0.0018581 | 0.0018757 | 0.0018934 | 0.0019103 | 0.0019144 | 0.0019295
2023 PG Study Reference Scenario | SDG&E | Com | AppPlug | Com - Warehouse | Electric Demand (MW) | Energy Efficiency | 7.4731e-05 | 7.5766e-05 | 7.6708e-05 | 7.767e-05 | 7.7528e-05 | 7.7899e-05 | 7.7197e-05 | 7.7148e-05 | 7.6966e-05 | 7.6706e-05 | 7.6076e-05
2023 PG Study Reference Scenario | SDG&E | Com | AppPlug | Com - Warehouse | Electric Energy (GWh/year) | Energy Efficiency | 0.0019639 | 0.0019911 | 0.0020159 | 0.0020412 | 0.0020374 | 0.0020472 | 0.0020287 | 0.0020274 | 0.0020227 | 0.0020158 | 0.0019993
2023 PG Study Reference Scenario | SDG&E | Com | BROs | Com - College | Electric Demand (MW) | Energy Efficiency | 0.026683 | 0.029061 | 0.03143 | 0.034023 | 0.03692 | 0.040078 | 0.043719 | 0.047589 | 0.059735 | 0.045625 | 0.050951
2023 PG Study Reference Scenario | SDG&E | Com | BROs | Com - College | Electric Energy (GWh/year) | Energy Efficiency | 0.23896 | 0.26019 | 0.28182 | 0.30554 | 0.33208 | 0.36107 | 0.39441 | 0.43009 | 0.55464 | 0.39491 | 0.44485
2023 PG Study Reference Scenario | SDG&E | Com | BROs | Com - College | Gas Energy (MMTherm/year) | Energy Efficiency | 0.017463 | 0.019048 | 0.02074 | 0.02263 | 0.024774 | 0.027161 | 0.029878 | 0.032881 | 0.055729 | 0.013057 | 0.017988
2023 PG Study Reference Scenario | SDG&E | Com | BROs | Com - Grocery | Electric Demand (MW) | Energy Efficiency | 0.17314 | 0.19301 | 0.21319 | 0.23559 | 0.26098 | 0.28918 | 0.32106 | 0.356 | 0.4089 | 0.41955 | 0.46768
2023 PG Study Reference Scenario | SDG&E | Com | BROs | Com - Grocery | Electric Energy (GWh/year) | Energy Efficiency | 1.4339 | 1.6017 | 1.7754 | 1.9685 | 2.1879 | 2.4322 | 2.7085 | 3.0127 | 3.5021 | 3.5294 | 3.9526
2023 PG Study Reference Scenario | SDG&E | Com | BROs | Com - Grocery | Gas Energy (MMTherm/year) | Energy Efficiency | 0.0092942 | 0.010242 | 0.011204 | 0.01227 | 0.013476 | 0.014792 | 0.01628 | 0.017895 | 0.025805 | 0.013226 | 0.015655
2023 PG Study Reference Scenario | SDG&E | Com | BROs | Com - Health | Electric Demand (MW) | Energy Efficiency | 0.083592 | 0.092052 | 0.10044 | 0.10962 | 0.11984 | 0.13096 | 0.14361 | 0.15704 | 0.18952 | 0.16424 | 0.18302
2023 PG Study Reference Scenario | SDG&E | Com | BROs | Com - Health | Electric Energy (GWh/year) | Energy Efficiency | 0.71874 | 0.79205 | 0.86635 | 0.94777 | 1.0388 | 1.1379 | 1.2506 | 1.371 | 1.6947 | 1.3917 | 1.5624
2023 PG Study Reference Scenario | SDG&E | Com | BROs | Com - Health | Gas Energy (MMTherm/year) | Energy Efficiency | 0.030848 | 0.034358 | 0.038115 | 0.042309 | 0.047043 | 0.052242 | 0.057986 | 0.064327 | 0.10826 | 0.028433 | 0.038791
2023 PG Study Reference Scenario | SDG&E | Com | BROs | Com - Lodging | Electric Demand (MW) | Energy Efficiency | 0.12135 | 0.13241 | 0.14414 | 0.1572 | 0.17183 | 0.1879 | 0.20635 | 0.22629 | 0.26595 | 0.24895 | 0.27621
2023 PG Study Reference Scenario | SDG&E | Com | BROs | Com - Lodging | Electric Energy (GWh/year) | Energy Efficiency | 1.1324 | 1.2401 | 1.3556 | 1.4836 | 1.6264 | 1.7828 | 1.9611 | 2.1537 | 2.5561 | 2.3428 | 2.6047
2023 PG Study Reference Scenario | SDG&E | Com | BROs | Com - Lodging | Gas Energy (MMTherm/year) | Energy Efficiency | 0.042654 | 0.047452 | 0.052628 | 0.058393 | 0.064881 | 0.072052 | 0.080121 | 0.08898 | 0.14252 | 0.049652 | 0.06365
2023 PG Study Reference Scenario | SDG&E | Com | BROs | Com - Office (Large) | Electric Demand (MW) | Energy Efficiency | 0.3336 | 0.35668 | 0.37878 | 0.40234 | 0.42833 | 0.45617 | 0.48863 | 0.52219 | 0.60857 | 0.52953 | 0.57312
2023 PG Study Reference Scenario | SDG&E | Com | BROs | Com - Office (Large) | Electric Energy (GWh/year) | Energy Efficiency | 2.9735 | 3.1742 | 3.3713 | 3.5818 | 3.8144 | 4.0642 | 4.3546 | 4.657 | 5.5253 | 4.6022 | 5.0019
2023 PG Study Reference Scenario | SDG&E | Com | BROs | Com - Office (Large) | Gas Energy (MMTherm/year) | Energy Efficiency | 0.064385 | 0.070833 | 0.077592 | 0.085089 | 0.093551 | 0.10295 | 0.11365 | 0.12537 | 0.2041 | 0.06249 | 0.081351
2023 PG Study Reference Scenario | SDG&E | Com | BROs | Com - Office (Small) | Electric Demand (MW) | Energy Efficiency | 0.089781 | 0.097607 | 0.10541 | 0.11398 | 0.12364 | 0.13417 | 0.14633 | 0.15932 | 0.17593 | 0.18708 | 0.20424
2023 PG Study Reference Scenario | SDG&E | Com | BROs | Com - Office (Small) | Electric Energy (GWh/year) | Energy Efficiency | 0.76627 | 0.8326 | 0.90007 | 0.97421 | 1.0579 | 1.1495 | 1.2549 | 1.3681 | 1.5174 | 1.6045 | 1.755
2023 PG Study Reference Scenario | SDG&E | Com | BROs | Com - Office (Small) | Gas Energy (MMTherm/year) | Energy Efficiency | 0.0033143 | 0.0036287 | 0.003942 | 0.0042844 | 0.004673 | 0.0050846 | 0.0055406 | 0.0060272 | 0.0067971 | 0.0068164 | 0.0074523
2023 PG Study Reference Scenario | SDG&E | Com | BROs | Com - Other | Electric Demand (MW) | Energy Efficiency | 0.03077 | 0.034746 | 0.039271 | 0.044367 | 0.050175 | 0.056675 | 0.064253 | 0.072641 | 0.085946 | 0.087382 | 0.099192
2023 PG Study Reference Scenario | SDG&E | Com | BROs | Com - Other | Electric Energy (GWh/year) | Energy Efficiency | 0.31568 | 0.36024 | 0.41025 | 0.46588 | 0.5285 | 0.59781 | 0.67775 | 0.76534 | 0.90475 | 0.91435 | 1.0344
2023 PG Study Reference Scenario | SDG&E | Com | BROs | Com - Other | Gas Energy (MMTherm/year) | Energy Efficiency | 0.016988 | 0.018883 | 0.02099 | 0.02332 | 0.025972 | 0.02886 | 0.032108 | 0.035646 | 0.042692 | 0.0396 | 0.044454
2023 PG Study Reference Scenario | SDG&E | Com | BROs | Com - Refrig. Warehouse | Electric Demand (MW) | Energy Efficiency | 0.00032999 | 0.00037106 | 0.00041728 | 0.00046927 | 0.00052782 | 0.00059377 | 0.00066812 | 0.00075194 | 0.0015397 | 0 | 0.00015208
2023 PG Study Reference Scenario | SDG&E | Com | BROs | Com - Refrig. Warehouse | Electric Energy (GWh/year) | Energy Efficiency | 0.0035677 | 0.0040117 | 0.0045114 | 0.0050734 | 0.0057065 | 0.0064195 | 0.0072233 | 0.0081295 | 0.016646 | 0 | 0.0016442
2023 PG Study Reference Scenario | SDG&E | Com | BROs | Com - Refrig. Warehouse | Gas Energy (MMTherm/year) | Energy Efficiency | 4.2651e-05 | 4.7959e-05 | 5.3933e-05 | 6.0651e-05 | 6.822e-05 | 7.6743e-05 | 8.6353e-05 | 9.7186e-05 | 0.000199 | 0 | 1.9656e-05
2023 PG Study Reference Scenario | SDG&E | Com | BROs | Com - Restaurant | Electric Demand (MW) | Energy Efficiency | 0.097134 | 0.10802 | 0.12045 | 0.13449 | 0.15058 | 0.16862 | 0.18909 | 0.21205 | 0.2405 | 0.26375 | 0.29603
2023 PG Study Reference Scenario | SDG&E | Com | BROs | Com - Restaurant | Electric Energy (GWh/year) | Energy Efficiency | 0.88717 | 0.9854 | 1.0976 | 1.2242 | 1.3694 | 1.5321 | 1.7166 | 1.9235 | 2.1839 | 2.3835 | 2.6744
2023 PG Study Reference Scenario | SDG&E | Com | BROs | Com - Restaurant | Gas Energy (MMTherm/year) | Energy Efficiency | 0.0040401 | 0.0045348 | 0.0050915 | 0.0057169 | 0.0064262 | 0.0072172 | 0.008106 | 0.0091028 | 0.016297 | 0.0030892 | 0.0047443
2023 PG Study Reference Scenario | SDG&E | Com | BROs | Com - Retail | Electric Demand (MW) | Energy Efficiency | 0.16659 | 0.18334 | 0.2009 | 0.21998 | 0.24128 | 0.2644 | 0.29134 | 0.32004 | 0.35697 | 0.37873 | 0.41567
2023 PG Study Reference Scenario | SDG&E | Com | BROs | Com - Retail | Electric Energy (GWh/year) | Energy Efficiency | 1.4673 | 1.6154 | 1.7722 | 1.9427 | 2.133 | 2.3397 | 2.5801 | 2.8368 | 3.177 | 3.3486 | 3.68
2023 PG Study Reference Scenario | SDG&E | Com | BROs | Com - Retail | Gas Energy (MMTherm/year) | Energy Efficiency | 0.004491 | 0.0049011 | 0.0053164 | 0.0057688 | 0.0062804 | 0.0068225 | 0.007422 | 0.0080595 | 0.0092122 | 0.008921 | 0.0097578
2023 PG Study Reference Scenario | SDG&E | Com | BROs | Com - School | Electric Demand (MW) | Energy Efficiency | 0.041371 | 0.045153 | 0.04888 | 0.052988 | 0.057595 | 0.062606 | 0.068514 | 0.074776 | 0.089824 | 0.078006 | 0.086444
2023 PG Study Reference Scenario | SDG&E | Com | BROs | Com - School | Electric Energy (GWh/year) | Energy Efficiency | 0.35821 | 0.39109 | 0.42423 | 0.46084 | 0.50195 | 0.5468 | 0.5995 | 0.65573 | 0.80585 | 0.66466 | 0.74162
2023 PG Study Reference Scenario | SDG&E | Com | BROs | Com - School | Gas Energy (MMTherm/year) | Energy Efficiency | 0.01067 | 0.01159 | 0.012533 | 0.013574 | 0.014759 | 0.016045 | 0.017493 | 0.01906 | 0.026353 | 0.015047 | 0.017367
2023 PG Study Reference Scenario | SDG&E | Com | BROs | Com - Warehouse | Electric Demand (MW) | Energy Efficiency | 0.00016999 | 0.00019256 | 0.00021815 | 0.00024717 | 0.00028001 | 0.00031726 | 0.00035945 | 0.00040725 | 0.00083924 | 0 | 8.3883e-05
2023 PG Study Reference Scenario | SDG&E | Com | BROs | Com - Warehouse | Electric Energy (GWh/year) | Energy Efficiency | 0.0018378 | 0.0020819 | 0.0023585 | 0.0026723 | 0.0030274 | 0.00343 | 0.0038862 | 0.004403 | 0.0090734 | 0 | 0.0009069
2023 PG Study Reference Scenario | SDG&E | Com | BROs | Com - Warehouse | Gas Energy (MMTherm/year) | Energy Efficiency | 4.8822e-05 | 5.5306e-05 | 6.2655e-05 | 7.0989e-05 | 8.0422e-05 | 9.1118e-05 | 0.00010324 | 0.00011697 | 0.00024104 | 0 | 2.4092e-05
2023 PG Study Reference Scenario | SDG&E | Com | BldgEnv | Com - College | Electric Demand (MW) | Energy Efficiency | 3.5488e-05 | 5.3408e-05 | 6.769e-05 | 7.3731e-05 | 7.1183e-05 | 7.1573e-05 | 7.2052e-05 | 7.1985e-05 | 7.1948e-05 | 6.5847e-05 | 6.5697e-05
2023 PG Study Reference Scenario | SDG&E | Com | BldgEnv | Com - College | Electric Energy (GWh/year) | Energy Efficiency | 1.5582e-05 | 2.3451e-05 | 2.9722e-05 | 3.2375e-05 | 3.1256e-05 | 3.1427e-05 | 3.1637e-05 | 3.1608e-05 | 3.1592e-05 | 2.8913e-05 | 2.8847e-05
2023 PG Study Reference Scenario | SDG&E | Com | BldgEnv | Com - College | Gas Energy (MMTherm/year) | Energy Efficiency | 1.1636e-05 | 1.7503e-05 | 2.2177e-05 | 2.4152e-05 | 2.3318e-05 | 2.3446e-05 | 2.3603e-05 | 2.3581e-05 | 2.3569e-05 | 1.9563e-05 | 1.9546e-05
2023 PG Study Reference Scenario | SDG&E | Com | BldgEnv | Com - Grocery | Electric Demand (MW) | Energy Efficiency | 9.6517e-06 | 5.2183e-06 | 4.9438e-06 | 5.0652e-06 | 3.6661e-06 | 5.3137e-06 | 4.942e-06 | 4.6998e-06 | 4.3306e-06 | 4.8401e-06 | 4.5137e-06
2023 PG Study Reference Scenario | SDG&E | Com | BldgEnv | Com - Grocery | Electric Energy (GWh/year) | Energy Efficiency | 4.238e-06 | 2.2913e-06 | 2.1708e-06 | 2.2241e-06 | 1.6098e-06 | 2.3332e-06 | 2.17e-06 | 2.0636e-06 | 1.9015e-06 | 2.1252e-06 | 1.9819e-06
2023 PG Study Reference Scenario | SDG&E | Com | BldgEnv | Com - Grocery | Gas Energy (MMTherm/year) | Energy Efficiency | 2.1628e-06 | 1.2518e-06 | 1.1906e-06 | 1.2093e-06 | 9.1639e-07 | 1.2456e-06 | 1.1577e-06 | 1.0967e-06 | 1.0083e-06 | 1.1014e-06 | 1.0258e-06
2023 PG Study Reference Scenario | SDG&E | Com | BldgEnv | Com - Health | Electric Demand (MW) | Energy Efficiency | 0.00012232 | 0.00011648 | 0.00011137 | 0.00010992 | 0.00010345 | 9.5794e-05 | 7.6255e-05 | 7.2003e-05 | 7.1939e-05 | 7.8093e-05 | 8.8141e-05
2023 PG Study Reference Scenario | SDG&E | Com | BldgEnv | Com - Health | Electric Energy (GWh/year) | Energy Efficiency | 7.5512e-05 | 7.1909e-05 | 6.8755e-05 | 6.7856e-05 | 6.3862e-05 | 5.9137e-05 | 4.7075e-05 | 4.445e-05 | 4.4411e-05 | 4.821e-05 | 5.4412e-05
2023 PG Study Reference Scenario | SDG&E | Com | BldgEnv | Com - Health | Gas Energy (MMTherm/year) | Energy Efficiency | 4.7046e-05 | 4.48e-05 | 4.2831e-05 | 4.2265e-05 | 3.9774e-05 | 3.683e-05 | 2.9319e-05 | 2.7683e-05 | 2.7649e-05 | 3e-05 | 3.3849e-05
2023 PG Study Reference Scenario | SDG&E | Com | BldgEnv | Com - Lodging | Electric Demand (MW) | Energy Efficiency | 5.9016e-05 | 8.5866e-05 | 0.00036593 | 0.00016635 | 0.00010482 | 0.00010237 | 9.9116e-05 | 9.6109e-05 | 9.3971e-05 | 9.1563e-05 | 8.8337e-05
2023 PG Study Reference Scenario | SDG&E | Com | BldgEnv | Com - Lodging | Electric Energy (GWh/year) | Energy Efficiency | 4.956e-05 | 7.2108e-05 | 0.0003073 | 0.0001397 | 8.8029e-05 | 8.5964e-05 | 8.3235e-05 | 8.071e-05 | 7.8914e-05 | 7.6892e-05 | 7.4183e-05
2023 PG Study Reference Scenario | SDG&E | Com | BldgEnv | Com - Lodging | Gas Energy (MMTherm/year) | Energy Efficiency | 1.3249e-05 | 1.9276e-05 | 0.00014815 | 5.0984e-05 | 2.3533e-05 | 2.2981e-05 | 2.2251e-05 | 2.1576e-05 | 2.1096e-05 | 2.0555e-05 | 1.983e-05
2023 PG Study Reference Scenario | SDG&E | Com | BldgEnv | Com - Office (Large) | Electric Demand (MW) | Energy Efficiency | 0.00023739 | 0.00023495 | 0.00023357 | 0.00023181 | 0.00022659 | 0.00022964 | 0.00023166 | 0.00022997 | 0.00022486 | 0.00022298 | 0.00022021
2023 PG Study Reference Scenario | SDG&E | Com | BldgEnv | Com - Office (Large) | Electric Energy (GWh/year) | Energy Efficiency | 0.00010424 | 0.00010317 | 0.00010256 | 0.00010178 | 9.9493e-05 | 0.00010083 | 0.00010172 | 0.00010098 | 9.8736e-05 | 9.7908e-05 | 9.6692e-05
2023 PG Study Reference Scenario | SDG&E | Com | BldgEnv | Com - Office (Large) | Gas Energy (MMTherm/year) | Energy Efficiency | 3.1583e-05 | 3.126e-05 | 3.1076e-05 | 3.0841e-05 | 3.0146e-05 | 3.0553e-05 | 3.0824e-05 | 3.0603e-05 | 2.9926e-05 | 2.9681e-05 | 2.9319e-05
2023 PG Study Reference Scenario | SDG&E | Com | BldgEnv | Com - Office (Small) | Electric Demand (MW) | Energy Efficiency | 9.9089e-05 | 9.8589e-05 | 9.8151e-05 | 9.7723e-05 | 9.7139e-05 | 9.6865e-05 | 9.6542e-05 | 9.6092e-05 | 9.5539e-05 | 9.5083e-05 | 9.4599e-05
2023 PG Study Reference Scenario | SDG&E | Com | BldgEnv | Com - Office (Small) | Electric Energy (GWh/year) | Energy Efficiency | 4.3509e-05 | 4.329e-05 | 4.3097e-05 | 4.2909e-05 | 4.2653e-05 | 4.2532e-05 | 4.2391e-05 | 4.2193e-05 | 4.195e-05 | 4.175e-05 | 4.1538e-05
2023 PG Study Reference Scenario | SDG&E | Com | BldgEnv | Com - Office (Small) | Gas Energy (MMTherm/year) | Energy Efficiency | 1.3167e-05 | 1.3101e-05 | 1.3043e-05 | 1.2986e-05 | 1.2909e-05 | 1.2872e-05 | 1.283e-05 | 1.2772e-05 | 1.27e-05 | 1.2641e-05 | 1.2578e-05
2023 PG Study Reference Scenario | SDG&E | Com | BldgEnv | Com - Other | Electric Demand (MW) | Energy Efficiency | 0.00012121 | 0.0001217 | 0.0001224 | 0.00012312 | 0.0001224 | 0.00012313 | 0.00012351 | 0.00012354 | 0.00012355 | 0.00012372 | 0.00012353
2023 PG Study Reference Scenario | SDG&E | Com | BldgEnv | Com - Other | Electric Energy (GWh/year) | Energy Efficiency | 5.3249e-05 | 5.3462e-05 | 5.3769e-05 | 5.4086e-05 | 5.3771e-05 | 5.409e-05 | 5.4258e-05 | 5.4271e-05 | 5.4276e-05 | 5.4351e-05 | 5.4268e-05
2023 PG Study Reference Scenario | SDG&E | Com | BldgEnv | Com - Other | Gas Energy (MMTherm/year) | Energy Efficiency | 1.6101e-05 | 1.6165e-05 | 1.6258e-05 | 1.6354e-05 | 1.6258e-05 | 1.6355e-05 | 1.6406e-05 | 1.6412e-05 | 1.6415e-05 | 1.644e-05 | 1.6418e-05
2023 PG Study Reference Scenario | SDG&E | Com | BldgEnv | Com - Refrig. Warehouse | Electric Demand (MW) | Energy Efficiency | 1.4003e-06 | 1.406e-06 | 1.4049e-06 | 1.3901e-06 | 1.4024e-06 | 1.4061e-06 | 1.4275e-06 | 1.4441e-06 | 1.4757e-06 | 1.4984e-06 | 1.5334e-06
2023 PG Study Reference Scenario | SDG&E | Com | BldgEnv | Com - Refrig. Warehouse | Electric Energy (GWh/year) | Energy Efficiency | 6.1484e-07 | 6.1738e-07 | 6.1687e-07 | 6.1037e-07 | 6.1577e-07 | 6.1741e-07 | 6.268e-07 | 6.341e-07 | 6.4797e-07 | 6.5794e-07 | 6.7332e-07
2023 PG Study Reference Scenario | SDG&E | Com | BldgEnv | Com - Refrig. Warehouse | Gas Energy (MMTherm/year) | Energy Efficiency | 1.8596e-07 | 1.8674e-07 | 1.8658e-07 | 1.8461e-07 | 1.8624e-07 | 1.8674e-07 | 1.8959e-07 | 1.9181e-07 | 1.9603e-07 | 1.9907e-07 | 2.0375e-07
2023 PG Study Reference Scenario | SDG&E | Com | BldgEnv | Com - Restaurant | Electric Demand (MW) | Energy Efficiency | 7.4028e-06 | 6.9494e-06 | 7.7123e-06 | 7.6761e-06 | 7.7515e-06 | 7.5487e-06 | 7.7831e-06 | 7.8993e-06 | 8.1415e-06 | 8.3989e-06 | 8.6382e-06
2023 PG Study Reference Scenario | SDG&E | Com | BldgEnv | Com - Restaurant | Electric Energy (GWh/year) | Energy Efficiency | 3.2505e-06 | 3.0514e-06 | 3.3864e-06 | 3.3705e-06 | 3.4036e-06 | 3.3145e-06 | 3.4175e-06 | 3.4685e-06 | 3.5749e-06 | 3.6879e-06 | 3.7929e-06
2023 PG Study Reference Scenario | SDG&E | Com | BldgEnv | Com - Restaurant | Gas Energy (MMTherm/year) | Energy Efficiency | 7.7919e-07 | 7.3178e-07 | 8.0755e-07 | 8.0253e-07 | 8.0886e-07 | 7.871e-07 | 8.0966e-07 | 8.2032e-07 | 8.4375e-07 | 8.6877e-07 | 8.9202e-07
2023 PG Study Reference Scenario | SDG&E | Com | BldgEnv | Com - Retail | Electric Demand (MW) | Energy Efficiency | 1.8142e-05 | 1.1833e-05 | 1.2497e-05 | 1.2165e-05 | 9.1456e-06 | 1.2043e-05 | 1.138e-05 | 1.0857e-05 | 1.1074e-05 | 1.1503e-05 | 1.0956e-05
2023 PG Study Reference Scenario | SDG&E | Com | BldgEnv | Com - Retail | Electric Energy (GWh/year) | Energy Efficiency | 7.9662e-06 | 5.1959e-06 | 5.4874e-06 | 5.3417e-06 | 4.0157e-06 | 5.288e-06 | 4.9969e-06 | 4.7672e-06 | 4.8626e-06 | 5.0506e-06 | 4.8105e-06
2023 PG Study Reference Scenario | SDG&E | Com | BldgEnv | Com - Retail | Gas Energy (MMTherm/year) | Energy Efficiency | 3.5006e-06 | 2.3883e-06 | 2.4867e-06 | 2.4132e-06 | 1.8741e-06 | 2.3624e-06 | 2.2336e-06 | 2.1298e-06 | 2.1423e-06 | 2.1929e-06 | 2.0788e-06
2023 PG Study Reference Scenario | SDG&E | Com | BldgEnv | Com - School | Electric Demand (MW) | Energy Efficiency | 9.9993e-05 | 0.0001001 | 0.0001001 | 0.00010015 | 0.00010075 | 0.0001007 | 0.00010077 | 0.000101 | 0.00010131 | 0.00010148 | 0.00010179
2023 PG Study Reference Scenario | SDG&E | Com | BldgEnv | Com - School | Electric Energy (GWh/year) | Energy Efficiency | 4.3906e-05 | 4.3951e-05 | 4.3954e-05 | 4.3977e-05 | 4.4238e-05 | 4.4218e-05 | 4.4246e-05 | 4.4346e-05 | 4.4485e-05 | 4.456e-05 | 4.4694e-05
2023 PG Study Reference Scenario | SDG&E | Com | BldgEnv | Com - School | Gas Energy (MMTherm/year) | Energy Efficiency | 1.3312e-05 | 1.3326e-05 | 1.3327e-05 | 1.3333e-05 | 1.3412e-05 | 1.3406e-05 | 1.3415e-05 | 1.3447e-05 | 1.349e-05 | 1.3515e-05 | 1.3557e-05
2023 PG Study Reference Scenario | SDG&E | Com | BldgEnv | Com - Warehouse | Electric Demand (MW) | Energy Efficiency | 0.00015709 | 0.00015563 | 0.00015435 | 0.00015365 | 0.00015124 | 0.00015043 | 0.00014887 | 0.00014732 | 0.00014578 | 0.00014418 | 0.0001421
2023 PG Study Reference Scenario | SDG&E | Com | BldgEnv | Com - Warehouse | Electric Energy (GWh/year) | Energy Efficiency | 0.00013192 | 0.0001307 | 0.00012962 | 0.00012903 | 0.00012701 | 0.00012633 | 0.00012501 | 0.00012372 | 0.00012243 | 0.00012108 | 0.00011934
2023 PG Study Reference Scenario | SDG&E | Com | BldgEnv | Com - Warehouse | Gas Energy (MMTherm/year) | Energy Efficiency | 3.4926e-05 | 3.4604e-05 | 3.4319e-05 | 3.4162e-05 | 3.3626e-05 | 3.3447e-05 | 3.3101e-05 | 3.2763e-05 | 3.2426e-05 | 3.208e-05 | 3.1629e-05
2023 PG Study Reference Scenario | SDG&E | Com | ComRefrig | Com - College | Electric Demand (MW) | Energy Efficiency | 0.00043682 | 0.00018069 | 3.2922e-05 | 4.827e-06 | 4.7533e-06 | 1.477e-06 | 0 | 0 | 0 | 0 | 0
2023 PG Study Reference Scenario | SDG&E | Com | ComRefrig | Com - College | Electric Energy (GWh/year) | Energy Efficiency | 0.003532 | 0.0014645 | 0.00026629 | 3.8476e-05 | 3.7888e-05 | 1.1773e-05 | 0 | 0 | 0 | 0 | 0
2023 PG Study Reference Scenario | SDG&E | Com | ComRefrig | Com - College | Gas Energy (MMTherm/year) | Energy Efficiency | -1.097e-07 | -1.1441e-07 | -1.1673e-07 | -1.1755e-07 | -1.1576e-07 | -3.5969e-08 | 0 | 0 | 0 | 0 | 0
2023 PG Study Reference Scenario | SDG&E | Com | ComRefrig | Com - Grocery | Electric Demand (MW) | Energy Efficiency | 0.191 | 0.11542 | 0.060063 | 0.025994 | 0.014641 | 0.0044955 | 0.0011747 | 0 | 0 | 0 | 0
2023 PG Study Reference Scenario | SDG&E | Com | ComRefrig | Com - Grocery | Electric Energy (GWh/year) | Energy Efficiency | 1.4868 | 0.90443 | 0.47528 | 0.20914 | 0.11809 | 0.036452 | 0.0095254 | 0 | 0 | 0 | 0
2023 PG Study Reference Scenario | SDG&E | Com | ComRefrig | Com - Grocery | Gas Energy (MMTherm/year) | Energy Efficiency | -0.00011113 | -0.00011426 | -0.00011495 | -0.00011344 | -0.00011016 | 0 | 0 | 0 | 0 | 0 | 0
2023 PG Study Reference Scenario | SDG&E | Com | ComRefrig | Com - Lodging | Electric Demand (MW) | Energy Efficiency | 0.0009163 | 0.00045153 | 0.00012585 | 0 | 0 | 0 | 0 | 0 | 0 | 0 | 0
2023 PG Study Reference Scenario | SDG&E | Com | ComRefrig | Com - Lodging | Electric Energy (GWh/year) | Energy Efficiency | 0.0074299 | 0.0036612 | 0.0010205 | 0 | 0 | 0 | 0 | 0 | 0 | 0 | 0
2023 PG Study Reference Scenario | SDG&E | Com | ComRefrig | Com - Other | Electric Demand (MW) | Energy Efficiency | 0.0009549 | 0.0006749 | 0.00038915 | 0.00017493 | 4.5201e-05 | 0 | 0 | 0 | 0 | 0 | 0
2023 PG Study Reference Scenario | SDG&E | Com | ComRefrig | Com - Other | Electric Energy (GWh/year) | Energy Efficiency | 0.0077429 | 0.0054725 | 0.0031554 | 0.0014184 | 0.00036651 | 0 | 0 | 0 | 0 | 0 | 0
2023 PG Study Reference Scenario | SDG&E | Com | ComRefrig | Com - Refrig. Warehouse | Electric Demand (MW) | Energy Efficiency | 0.00089776 | 0.00056059 | 0.00027359 | 8.4877e-05 | 1.1506e-06 | 1.9597e-07 | 0 | 0 | 0 | 0 | 0
2023 PG Study Reference Scenario | SDG&E | Com | ComRefrig | Com - Refrig. Warehouse | Electric Energy (GWh/year) | Energy Efficiency | 0.007274 | 0.0045441 | 0.0022183 | 0.00068807 | 9.1709e-06 | 1.562e-06 | 0 | 0 | 0 | 0 | 0
2023 PG Study Reference Scenario | SDG&E | Com | ComRefrig | Com - Refrig. Warehouse | Gas Energy (MMTherm/year) | Energy Efficiency | -2.7154e-08 | -2.8197e-08 | -2.8639e-08 | -2.8503e-08 | -2.8019e-08 | -4.7724e-09 | 0 | 0 | 0 | 0 | 0
2023 PG Study Reference Scenario | SDG&E | Com | ComRefrig | Com - Restaurant | Electric Demand (MW) | Energy Efficiency | 0.0091474 | 0.0040224 | 0.0012325 | 0.00016522 | 0.00015919 | 0 | 0 | 0 | 0 | 0 | 0
2023 PG Study Reference Scenario | SDG&E | Com | ComRefrig | Com - Restaurant | Electric Energy (GWh/year) | Energy Efficiency | 0.07371 | 0.032593 | 0.0099703 | 0.0013169 | 0.0012689 | 0 | 0 | 0 | 0 | 0 | 0
2023 PG Study Reference Scenario | SDG&E | Com | ComRefrig | Com - Restaurant | Gas Energy (MMTherm/year) | Energy Efficiency | -4.0362e-06 | -4.1172e-06 | -4.1094e-06 | -4.0236e-06 | -3.8768e-06 | 0 | 0 | 0 | 0 | 0 | 0
2023 PG Study Reference Scenario | SDG&E | Com | ComRefrig | Com - Retail | Electric Demand (MW) | Energy Efficiency | 0.078569 | 0.045135 | 0.021173 | 0.0078313 | 0.0039244 | 0.00018932 | 0 | 0 | 0 | 0 | 0
2023 PG Study Reference Scenario | SDG&E | Com | ComRefrig | Com - Retail | Electric Energy (GWh/year) | Energy Efficiency | 0.61456 | 0.35522 | 0.16815 | 0.063176 | 0.031572 | 0.0015351 | 0 | 0 | 0 | 0 | 0
2023 PG Study Reference Scenario | SDG&E | Com | ComRefrig | Com - Retail | Gas Energy (MMTherm/year) | Energy Efficiency | -4.4287e-05 | -4.5545e-05 | -4.5841e-05 | -4.5264e-05 | -4.3982e-05 | 0 | 0 | 0 | 0 | 0 | 0
2023 PG Study Reference Scenario | SDG&E | Com | ComRefrig | Com - School | Electric Demand (MW) | Energy Efficiency | 0.00096175 | 0.00047175 | 0.00015509 | 8.4816e-06 | 8.3868e-06 | 2.4476e-06 | 0 | 0 | 0 | 0 | 0
2023 PG Study Reference Scenario | SDG&E | Com | ComRefrig | Com - School | Electric Energy (GWh/year) | Energy Efficiency | 0.0077846 | 0.003824 | 0.0012564 | 6.7606e-05 | 6.6851e-05 | 1.9509e-05 | 0 | 0 | 0 | 0 | 0
2023 PG Study Reference Scenario | SDG&E | Com | ComRefrig | Com - School | Gas Energy (MMTherm/year) | Energy Efficiency | -1.9297e-07 | -2.0164e-07 | -2.0603e-07 | -2.0655e-07 | -2.0424e-07 | -5.9606e-08 | 0 | 0 | 0 | 0 | 0
2023 PG Study Reference Scenario | SDG&E | Com | Data Center | Com - Office (Large) | Electric Demand (MW) | Energy Efficiency | 0.0049411 | 0.0050006 | 0.0050722 | 0.0051347 | 0.0041653 | 0.0042748 | 0.0043681 | 0.004403 | 0.0043828 | 0.0044125 | 0.0044253
2023 PG Study Reference Scenario | SDG&E | Com | Data Center | Com - Office (Large) | Electric Energy (GWh/year) | Energy Efficiency | 0.011116 | 0.011236 | 0.011384 | 0.011512 | 0.0090053 | 0.0092366 | 0.0094321 | 0.0094948 | 0.0094323 | 0.0094852 | 0.0095007
2023 PG Study Reference Scenario | SDG&E | Com | Data Center | Com - Other | Electric Demand (MW) | Energy Efficiency | 0.0036178 | 0.0036901 | 0.0037654 | 0.0038395 | 0.0032834 | 0.0033436 | 0.0033952 | 0.0034381 | 0.00348 | 0.0035258 | 0.0035618
2023 PG Study Reference Scenario | SDG&E | Com | Data Center | Com - Other | Electric Energy (GWh/year) | Energy Efficiency | 0.0081675 | 0.0083237 | 0.0084871 | 0.0086479 | 0.0071998 | 0.0073267 | 0.0074347 | 0.0075234 | 0.0076104 | 0.0077071 | 0.0077819
2023 PG Study Reference Scenario | SDG&E | Com | FoodServ | Com - College | Electric Demand (MW) | Energy Efficiency | 0.00036091 | 0.00039725 | 0.00043398 | 0.00047543 | 0.00051108 | 0.00055209 | 0.00060393 | 0.00065661 | 0.00069683 | 0.00072344 | 0.00076166
2023 PG Study Reference Scenario | SDG&E | Com | FoodServ | Com - College | Electric Demand (MW) | Fuel Substitution | -1.5639e-05 | -1.5338e-05 | -1.4915e-05 | -1.4397e-05 | -1.3795e-05 | -1.6917e-05 | -2.2403e-05 | -2.8047e-05 | -3.6795e-05 | -5.0001e-05 | -6.2415e-05
2023 PG Study Reference Scenario | SDG&E | Com | FoodServ | Com - College | Electric Energy (GWh/year) | Energy Efficiency | 0.0021107 | 0.0023126 | 0.0025163 | 0.0027534 | 0.002949 | 0.0031839 | 0.0034729 | 0.0037616 | 0.0039909 | 0.0041223 | 0.0043392
2023 PG Study Reference Scenario | SDG&E | Com | FoodServ | Com - College | Electric Energy (GWh/year) | Fuel Substitution | -0.0003337 | -0.00033004 | -0.00032392 | -0.00032249 | -0.00036813 | -0.00042436 | -0.00048611 | -0.00054464 | -0.00060866 | -0.000683 | -0.00077446
2023 PG Study Reference Scenario | SDG&E | Com | FoodServ | Com - College | Gas Energy (MMTherm/year) | Energy Efficiency | 0.00028502 | 0.00031696 | 0.00035716 | 0.00040701 | 0.00044701 | 0.00049122 | 0.00053806 | 0.00058311 | 0.00062654 | 0.0006621 | 0.00070656
2023 PG Study Reference Scenario | SDG&E | Com | FoodServ | Com - College | Gas Energy (MMTherm/year) | Fuel Substitution | 3.3435e-05 | 3.3048e-05 | 3.2413e-05 | 3.2283e-05 | 3.7136e-05 | 4.2872e-05 | 4.903e-05 | 5.4814e-05 | 6.1874e-05 | 7.0956e-05 | 8.1449e-05
2023 PG Study Reference Scenario | SDG&E | Com | FoodServ | Com - Grocery | Electric Demand (MW) | Energy Efficiency | 0.0011968 | 0.0013137 | 0.0014683 | 0.0016268 | 0.0017655 | 0.0019383 | 0.0021405 | 0.0022898 | 0.0024264 | 0.0025723 | 0.0027012
2023 PG Study Reference Scenario | SDG&E | Com | FoodServ | Com - Grocery | Electric Demand (MW) | Fuel Substitution | -9.3482e-05 | -9.2915e-05 | -9.1637e-05 | -8.9786e-05 | -8.7463e-05 | -8.474e-05 | -8.1667e-05 | -0.00010041 | -0.00013111 | -0.00016321 | -0.00019238
2023 PG Study Reference Scenario | SDG&E | Com | FoodServ | Com - Grocery | Electric Energy (GWh/year) | Energy Efficiency | 0.0054997 | 0.0059784 | 0.006677 | 0.0073995 | 0.0080061 | 0.0088195 | 0.0097482 | 0.010424 | 0.011038 | 0.011715 | 0.012295
2023 PG Study Reference Scenario | SDG&E | Com | FoodServ | Com - Grocery | Electric Energy (GWh/year) | Fuel Substitution | -0.0023393 | -0.0023343 | -0.0023097 | -0.002273 | -0.0022399 | -0.0033165 | -0.0042951 | -0.0052772 | -0.0062335 | -0.0071312 | -0.0079626
2023 PG Study Reference Scenario | SDG&E | Com | FoodServ | Com - Grocery | Gas Energy (MMTherm/year) | Energy Efficiency | 0.0011545 | 0.001291 | 0.0015365 | 0.0017162 | 0.0018541 | 0.0022621 | 0.0026307 | 0.0029647 | 0.0032712 | 0.0035712 | 0.0038341
2023 PG Study Reference Scenario | SDG&E | Com | FoodServ | Com - Grocery | Gas Energy (MMTherm/year) | Fuel Substitution | 0.00023841 | 0.00023777 | 0.00023512 | 0.00023124 | 0.00022777 | 0.00034164 | 0.00044519 | 0.00054769 | 0.00064669 | 0.00073922 | 0.00082495
2023 PG Study Reference Scenario | SDG&E | Com | FoodServ | Com - Health | Electric Demand (MW) | Energy Efficiency | 0.00064783 | 0.00070477 | 0.00076275 | 0.00083271 | 0.00088285 | 0.00092487 | 0.00093637 | 0.00099826 | 0.0010626 | 0.0011597 | 0.0012816
2023 PG Study Reference Scenario | SDG&E | Com | FoodServ | Com - Health | Electric Demand (MW) | Fuel Substitution | -6.4311e-05 | -6.4285e-05 | -6.3768e-05 | -6.2849e-05 | -6.1589e-05 | -6.0009e-05 | -6.3068e-05 | -7.5225e-05 | -8.8125e-05 | -0.00010021 | -0.00013699
2023 PG Study Reference Scenario | SDG&E | Com | FoodServ | Com - Health | Electric Energy (GWh/year) | Energy Efficiency | 0.0040182 | 0.0043229 | 0.0046314 | 0.0050296 | 0.0052725 | 0.0054515 | 0.0053123 | 0.0056008 | 0.0059586 | 0.006574 | 0.007387
2023 PG Study Reference Scenario | SDG&E | Com | FoodServ | Com - Health | Electric Energy (GWh/year) | Fuel Substitution | -0.00092014 | -0.00092334 | -0.00091916 | -0.00090995 | -0.00097728 | -0.0012556 | -0.0015335 | -0.0018314 | -0.002116 | -0.0023831 | -0.0027112
2023 PG Study Reference Scenario | SDG&E | Com | FoodServ | Com - Health | Gas Energy (MMTherm/year) | Energy Efficiency | 0.00079489 | 0.00087808 | 0.00099651 | 0.0011514 | 0.0012418 | 0.0013645 | 0.0014227 | 0.0015464 | 0.0016825 | 0.0018511 | 0.0020647
2023 PG Study Reference Scenario | SDG&E | Com | FoodServ | Com - Health | Gas Energy (MMTherm/year) | Fuel Substitution | 9.8672e-05 | 9.8957e-05 | 9.845e-05 | 9.7396e-05 | 0.00010443 | 0.00013374 | 0.00016269 | 0.00019315 | 0.00022204 | 0.00024913 | 0.00028747
2023 PG Study Reference Scenario | SDG&E | Com | FoodServ | Com - Lodging | Electric Demand (MW) | Energy Efficiency | 0.00085263 | 0.00091976 | 0.00098792 | 0.0010697 | 0.0011309 | 0.001204 | 0.0013149 | 0.0014278 | 0.0014972 | 0.0015626 | 0.0016231
2023 PG Study Reference Scenario | SDG&E | Com | FoodServ | Com - Lodging | Electric Demand (MW) | Fuel Substitution | -4.068e-05 | -3.9732e-05 | -3.8457e-05 | -3.6924e-05 | -3.5163e-05 | -5.3942e-05 | -7.5124e-05 | -9.4789e-05 | -0.00012589 | -0.00016373 | -0.00019909
2023 PG Study Reference Scenario | SDG&E | Com | FoodServ | Com - Lodging | Electric Energy (GWh/year) | Energy Efficiency | 0.0049067 | 0.0052531 | 0.0056041 | 0.006048 | 0.0063509 | 0.0067381 | 0.0072961 | 0.0078625 | 0.0082273 | 0.0085664 | 0.0088668
2023 PG Study Reference Scenario | SDG&E | Com | FoodServ | Com - Lodging | Electric Energy (GWh/year) | Fuel Substitution | -0.00069118 | -0.00067837 | -0.00065976 | -0.00080552 | -0.0011875 | -0.0016204 | -0.0020319 | -0.0024115 | -0.0028025 | -0.0031957 | -0.0036419
2023 PG Study Reference Scenario | SDG&E | Com | FoodServ | Com - Lodging | Gas Energy (MMTherm/year) | Energy Efficiency | 0.0008423 | 0.00091545 | 0.0010478 | 0.0012648 | 0.0014118 | 0.0015684 | 0.0017227 | 0.0018691 | 0.0020096 | 0.0021462 | 0.0022739
2023 PG Study Reference Scenario | SDG&E | Com | FoodServ | Com - Lodging | Gas Energy (MMTherm/year) | Fuel Substitution | 7.253e-05 | 7.1153e-05 | 6.9166e-05 | 8.4557e-05 | 0.00012492 | 0.00016933 | 0.00021131 | 0.00024997 | 0.00029239 | 0.00033664 | 0.00038517
2023 PG Study Reference Scenario | SDG&E | Com | FoodServ | Com - Other | Electric Demand (MW) | Energy Efficiency | 0.003116 | 0.0034785 | 0.0038506 | 0.0042275 | 0.0045838 | 0.0049582 | 0.0055745 | 0.0062137 | 0.0065908 | 0.0069687 | 0.0073371
2023 PG Study Reference Scenario | SDG&E | Com | FoodServ | Com - Other | Electric Demand (MW) | Fuel Substitution | -0.00013717 | -0.00013506 | -0.00013181 | -0.00012763 | -0.00012267 | -0.00011702 | -0.00024812 | -0.00038769 | -0.0005243 | -0.00066544 | -0.00081499
2023 PG Study Reference Scenario | SDG&E | Com | FoodServ | Com - Other | Electric Energy (GWh/year) | Energy Efficiency | 0.015175 | 0.016924 | 0.018721 | 0.020541 | 0.022253 | 0.024063 | 0.027037 | 0.030121 | 0.031945 | 0.033775 | 0.035557
2023 PG Study Reference Scenario | SDG&E | Com | FoodServ | Com - Other | Electric Energy (GWh/year) | Fuel Substitution | -0.0016483 | -0.0016372 | -0.0016133 | -0.0015799 | -0.0017237 | -0.0019636 | -0.0027768 | -0.0036054 | -0.0044035 | -0.0051892 | -0.0059787
2023 PG Study Reference Scenario | SDG&E | Com | FoodServ | Com - Other | Gas Energy (MMTherm/year) | Energy Efficiency | 0.001649 | 0.0018939 | 0.0021724 | 0.0024526 | 0.0026945 | 0.0029671 | 0.0033257 | 0.0036853 | 0.003968 | 0.0042543 | 0.0045398
2023 PG Study Reference Scenario | SDG&E | Com | FoodServ | Com - Other | Gas Energy (MMTherm/year) | Fuel Substitution | 0.00016223 | 0.00016112 | 0.00015874 | 0.00015543 | 0.00017091 | 0.00019659 | 0.0002741 | 0.00035243 | 0.00042747 | 0.00050425 | 0.00058484
2023 PG Study Reference Scenario | SDG&E | Com | FoodServ | Com - Restaurant | Electric Demand (MW) | Energy Efficiency | 0.0030514 | 0.0034026 | 0.0038216 | 0.0041957 | 0.0045683 | 0.0049105 | 0.005577 | 0.0060055 | 0.0063459 | 0.0066776 | 0.0069995
2023 PG Study Reference Scenario | SDG&E | Com | FoodServ | Com - Restaurant | Electric Demand (MW) | Fuel Substitution | -0.00031741 | -0.0003115 | -0.00030311 | -0.00029277 | -0.00028089 | -0.0002677 | -0.00032838 | -0.00055348 | -0.00077112 | -0.00096996 | -0.001202
2023 PG Study Reference Scenario | SDG&E | Com | FoodServ | Com - Restaurant | Electric Energy (GWh/year) | Energy Efficiency | 0.014818 | 0.016476 | 0.018549 | 0.020354 | 0.022162 | 0.023801 | 0.027044 | 0.029134 | 0.030818 | 0.032469 | 0.034075
2023 PG Study Reference Scenario | SDG&E | Com | FoodServ | Com - Restaurant | Electric Energy (GWh/year) | Fuel Substitution | -0.0049978 | -0.0049274 | -0.0048146 | -0.0046766 | -0.0057642 | -0.0082755 | -0.01084 | -0.01389 | -0.016712 | -0.019293 | -0.021815
2023 PG Study Reference Scenario | SDG&E | Com | FoodServ | Com - Restaurant | Gas Energy (MMTherm/year) | Energy Efficiency | 0.0032463 | 0.0036961 | 0.0043925 | 0.0049399 | 0.0055987 | 0.0064952 | 0.0074547 | 0.0083112 | 0.009092 | 0.0098145 | 0.010525
2023 PG Study Reference Scenario | SDG&E | Com | FoodServ | Com - Restaurant | Gas Energy (MMTherm/year) | Fuel Substitution | 0.00051227 | 0.00050492 | 0.00049319 | 0.0004789 | 0.00059424 | 0.00086013 | 0.0011269 | 0.0014343 | 0.0017177 | 0.0019767 | 0.0022403
2023 PG Study Reference Scenario | SDG&E | Com | FoodServ | Com - School | Electric Demand (MW) | Energy Efficiency | 0.0014413 | 0.0016052 | 0.0017706 | 0.0019375 | 0.0021088 | 0.0022741 | 0.00251 | 0.0027617 | 0.0029338 | 0.0031038 | 0.0032747
2023 PG Study Reference Scenario | SDG&E | Com | FoodServ | Com - School | Electric Demand (MW) | Fuel Substitution | -2.6419e-05 | -2.6012e-05 | -2.5402e-05 | -2.463e-05 | -2.372e-05 | -2.4137e-05 | -2.9848e-05 | -3.752e-05 | -4.5045e-05 | -6.4226e-05 | -8.4082e-05
2023 PG Study Reference Scenario | SDG&E | Com | FoodServ | Com - School | Electric Energy (GWh/year) | Energy Efficiency | 0.0072147 | 0.0080218 | 0.0088355 | 0.0096571 | 0.010505 | 0.01132 | 0.012476 | 0.013713 | 0.014568 | 0.015413 | 0.016265
2023 PG Study Reference Scenario | SDG&E | Com | FoodServ | Com - School | Electric Energy (GWh/year) | Fuel Substitution | -0.0005675 | -0.00056307 | -0.00055445 | -0.00054276 | -0.00061026 | -0.00068372 | -0.00077217 | -0.00086245 | -0.00094668 | -0.0010605 | -0.0011721
2023 PG Study Reference Scenario | SDG&E | Com | FoodServ | Com - School | Gas Energy (MMTherm/year) | Energy Efficiency | 0.00054021 | 0.00061317 | 0.00069738 | 0.00078506 | 0.00086992 | 0.0009528 | 0.0010543 | 0.0011597 | 0.001242 | 0.0013319 | 0.0014208
2023 PG Study Reference Scenario | SDG&E | Com | FoodServ | Com - School | Gas Energy (MMTherm/year) | Fuel Substitution | 5.6859e-05 | 5.6382e-05 | 5.5483e-05 | 5.4276e-05 | 6.1452e-05 | 6.9177e-05 | 7.815e-05 | 8.709e-05 | 9.5388e-05 | 0.00010915 | 0.00012294
2023 PG Study Reference Scenario | SDG&E | Com | HVAC | Com - College | Electric Demand (MW) | Energy Efficiency | 0.031017 | 0.031526 | 0.030441 | 0.029735 | 0.028559 | 0.025737 | 0.025099 | 0.026039 | 0.02678 | 0.025917 | 0.026619
2023 PG Study Reference Scenario | SDG&E | Com | HVAC | Com - College | Electric Energy (GWh/year) | Energy Efficiency | 0.088068 | 0.087564 | 0.085132 | 0.083163 | 0.099374 | 0.086151 | 0.083248 | 0.086744 | 0.089534 | 0.088069 | 0.090805
2023 PG Study Reference Scenario | SDG&E | Com | HVAC | Com - College | Electric Energy (GWh/year) | Fuel Substitution | 0 | 0 | 0 | 5.9945e-06 | 6.4173e-06 | 0 | 0 | 0 | 0 | 0 | 0
2023 PG Study Reference Scenario | SDG&E | Com | HVAC | Com - College | Gas Energy (MMTherm/year) | Energy Efficiency | 0.0033085 | 0.0034854 | 0.0035455 | 0.0036362 | 0.0051088 | 0.0028347 | 0.0028894 | 0.0029172 | 0.0029426 | 0.0027346 | 0.0027479
2023 PG Study Reference Scenario | SDG&E | Com | HVAC | Com - College | Gas Energy (MMTherm/year) | Fuel Substitution | 0 | 0 | 0 | 1.7306e-06 | 1.8526e-06 | 0 | 0 | 0 | 0 | 0 | 0
2023 PG Study Reference Scenario | SDG&E | Com | HVAC | Com - Grocery | Electric Demand (MW) | Energy Efficiency | 0.015262 | 0.01574 | 0.016182 | 0.016548 | 0.016813 | 0.015282 | 0.015499 | 0.015787 | 0.016062 | 0.016535 | 0.017005
2023 PG Study Reference Scenario | SDG&E | Com | HVAC | Com - Grocery | Electric Demand (MW) | Fuel Substitution | -0.00059577 | -0.00065668 | -0.00071784 | -0.0007788 | -0.00083903 | 0.00016653 | 0.00017986 | 0.0001915 | 0.00020079 | 0.00020778 | 0.00021279
2023 PG Study Reference Scenario | SDG&E | Com | HVAC | Com - Grocery | Electric Energy (GWh/year) | Energy Efficiency | 0.045389 | 0.048365 | 0.052096 | 0.055781 | 0.058885 | 0.05713 | 0.059813 | 0.062337 | 0.064581 | 0.066943 | 0.068793
2023 PG Study Reference Scenario | SDG&E | Com | HVAC | Com - Grocery | Electric Energy (GWh/year) | Fuel Substitution | -0.04952 | -0.054489 | -0.059466 | -0.064411 | -0.06928 | 0.0027665 | 0.002988 | 0.0031813 | 0.0033357 | 0.0034518 | 0.0035351
2023 PG Study Reference Scenario | SDG&E | Com | HVAC | Com - Grocery | Gas Energy (MMTherm/year) | Energy Efficiency | 0.00044361 | 0.00037444 | 0.00038822 | 0.00040897 | 0.00039343 | 0.00044806 | 0.00045506 | 0.00046499 | 0.00047071 | 0.00049951 | 0.00050657
2023 PG Study Reference Scenario | SDG&E | Com | HVAC | Com - Grocery | Gas Energy (MMTherm/year) | Fuel Substitution | 0.0066248 | 0.007288 | 0.0079527 | 0.0086136 | 0.0092647 | 1.1978e-10 | 1.2937e-10 | 1.3773e-10 | 1.4441e-10 | 1.4944e-10 | 1.5304e-10
2023 PG Study Reference Scenario | SDG&E | Com | HVAC | Com - Health | Electric Demand (MW) | Energy Efficiency | 0.044206 | 0.046801 | 0.048445 | 0.048583 | 0.044613 | 0.041903 | 0.040127 | 0.039009 | 0.038047 | 0.037584 | 0.037575
2023 PG Study Reference Scenario | SDG&E | Com | HVAC | Com - Health | Electric Demand (MW) | Fuel Substitution | -7.3884e-05 | -8.1804e-05 | -8.9851e-05 | -9.7981e-05 | -0.00010607 | 1.4568e-05 | 1.5837e-05 | 1.6985e-05 | 1.7937e-05 | 1.8684e-05 | 1.9248e-05
2023 PG Study Reference Scenario | SDG&E | Com | HVAC | Com - Health | Electric Energy (GWh/year) | Energy Efficiency | 0.22702 | 0.23689 | 0.24405 | 0.24589 | 0.28709 | 0.27581 | 0.27093 | 0.26757 | 0.19329 | 0.2603 | 0.26909
2023 PG Study Reference Scenario | SDG&E | Com | HVAC | Com - Health | Electric Energy (GWh/year) | Fuel Substitution | 0.0019991 | 0.00221 | 0.0024241 | 0.0026398 | 0.004501 | 0.00018402 | 0.00020005 | 0.00021455 | 0.00022658 | 0.00023601 | 0.00024313
2023 PG Study Reference Scenario | SDG&E | Com | HVAC | Com - Health | Gas Energy (MMTherm/year) | Energy Efficiency | 0.011356 | 0.011288 | 0.011164 | 0.011253 | 0.023066 | 0.020119 | 0.020379 | 0.020686 | 0.0056621 | 0.020993 | 0.023224
2023 PG Study Reference Scenario | SDG&E | Com | HVAC | Com - Health | Gas Energy (MMTherm/year) | Fuel Substitution | 0.0001782 | 0.00019711 | 0.00021632 | 0.00023568 | 0.00032712 | 0 | 0 | 0 | 0 | 0 | 0
2023 PG Study Reference Scenario | SDG&E | Com | HVAC | Com - Lodging | Electric Demand (MW) | Energy Efficiency | 0.060634 | 0.059977 | 0.043903 | 0.036151 | 0.036895 | 0.033824 | 0.034267 | 0.032916 | 0.02067 | 0.021412 | 0.022063
2023 PG Study Reference Scenario | SDG&E | Com | HVAC | Com - Lodging | Electric Demand (MW) | Fuel Substitution | -0.00032366 | -0.0003545 | -0.00038485 | -0.00041438 | -0.00044277 | 0 | 0 | 0 | 0 | 0 | 0
2023 PG Study Reference Scenario | SDG&E | Com | HVAC | Com - Lodging | Electric Energy (GWh/year) | Energy Efficiency | 0.35712 | 0.35655 | 0.30627 | 0.28312 | 0.2806 | 0.23731 | 0.23691 | 0.22991 | 0.11334 | 0.11589 | 0.11772
2023 PG Study Reference Scenario | SDG&E | Com | HVAC | Com - Lodging | Electric Energy (GWh/year) | Fuel Substitution | -0.007383 | -0.0080616 | -0.0087286 | -0.0093768 | -0.0099986 | 0 | 0 | 0 | 0 | 0 | 0
2023 PG Study Reference Scenario | SDG&E | Com | HVAC | Com - Lodging | Gas Energy (MMTherm/year) | Energy Efficiency | 0.015222 | 0.015497 | 0.015682 | 0.015893 | 0.015791 | 0.013971 | 0.013701 | 0.013315 | 0.0042532 | 0.0042127 | 0.004127
2023 PG Study Reference Scenario | SDG&E | Com | HVAC | Com - Lodging | Gas Energy (MMTherm/year) | Fuel Substitution | 0.0012997 | 0.0014176 | 0.0015336 | 0.0016466 | 0.0017553 | 0 | 0 | 0 | 0 | 0 | 0
2023 PG Study Reference Scenario | SDG&E | Com | HVAC | Com - Office (Large) | Electric Demand (MW) | Energy Efficiency | 0.083274 | 0.085195 | 0.086005 | 0.083825 | 0.074473 | 0.051589 | 0.055226 | 0.056418 | 0.058288 | 0.060847 | 0.063529
2023 PG Study Reference Scenario | SDG&E | Com | HVAC | Com - Office (Large) | Electric Energy (GWh/year) | Energy Efficiency | 0.49227 | 0.4938 | 0.48603 | 0.46204 | 0.41064 | 0.20505 | 0.22606 | 0.22812 | 0.23668 | 0.24708 | 0.25797
2023 PG Study Reference Scenario | SDG&E | Com | HVAC | Com - Office (Large) | Gas Energy (MMTherm/year) | Energy Efficiency | 0.0094577 | 0.0098925 | 0.010263 | 0.010559 | 0.010744 | 0.0011684 | 0.0011869 | 0.0012096 | 0.0012388 | 0.0012929 | 0.0013431
2023 PG Study Reference Scenario | SDG&E | Com | HVAC | Com - Office (Small) | Electric Demand (MW) | Energy Efficiency | 0.050836 | 0.064956 | 0.060348 | 0.055508 | 0.048239 | 0.038321 | 0.035099 | 0.034371 | 0.035724 | 0.037066 | 0.038298
2023 PG Study Reference Scenario | SDG&E | Com | HVAC | Com - Office (Small) | Electric Energy (GWh/year) | Energy Efficiency | 0.11848 | 0.1354 | 0.13957 | 0.14338 | 0.13438 | 0.10726 | 0.10945 | 0.11314 | 0.11854 | 0.12388 | 0.12882
2023 PG Study Reference Scenario | SDG&E | Com | HVAC | Com - Office (Small) | Gas Energy (MMTherm/year) | Energy Efficiency | 0.010288 | 0.01106 | 0.011285 | 0.011435 | 0.011529 | 0.001207 | 0.0011209 | 0.0011006 | 0.0011324 | 0.0011619 | 0.0011883
2023 PG Study Reference Scenario | SDG&E | Com | HVAC | Com - Other | Electric Demand (MW) | Energy Efficiency | 0.15803 | 0.14598 | 0.14371 | 0.1468 | 0.14824 | 0.14969 | 0.15148 | 0.15239 | 0.15106 | 0.15179 | 0.15312
2023 PG Study Reference Scenario | SDG&E | Com | HVAC | Com - Other | Electric Demand (MW) | Fuel Substitution | -0.00024593 | -0.00027036 | -0.00029485 | -0.00031924 | -0.00034334 | 0 | 0 | 0 | 0 | 0 | 0
2023 PG Study Reference Scenario | SDG&E | Com | HVAC | Com - Other | Electric Energy (GWh/year) | Energy Efficiency | 0.26305 | 0.2239 | 0.21718 | 0.22796 | 0.23676 | 0.24122 | 0.24774 | 0.24908 | 0.24484 | 0.24841 | 0.25454
2023 PG Study Reference Scenario | SDG&E | Com | HVAC | Com - Other | Electric Energy (GWh/year) | Fuel Substitution | 0.00016489 | 0.00017998 | 0.0001948 | 0.00020914 | 0.00022275 | 0 | 0 | 0 | 0 | 0 | 0
2023 PG Study Reference Scenario | SDG&E | Com | HVAC | Com - Other | Gas Energy (MMTherm/year) | Energy Efficiency | 0.016714 | 0.01723 | 0.017668 | 0.018048 | 0.018171 | 0.018465 | 0.018684 | 0.018853 | 0.019007 | 0.019094 | 0.019105
2023 PG Study Reference Scenario | SDG&E | Com | HVAC | Com - Other | Gas Energy (MMTherm/year) | Fuel Substitution | 0.00067507 | 0.00074172 | 0.00080849 | 0.00087489 | 0.00094039 | 0 | 0 | 0 | 0 | 0 | 0
2023 PG Study Reference Scenario | SDG&E | Com | HVAC | Com - Refrig. Warehouse | Electric Demand (MW) | Energy Efficiency | 1.8574e-05 | 1.6979e-05 | 1.5351e-05 | 1.3889e-05 | 1.2777e-05 | 1.2382e-05 | 1.2778e-05 | 1.3085e-05 | 1.3305e-05 | 1.3409e-05 | 1.3411e-05
2023 PG Study Reference Scenario | SDG&E | Com | HVAC | Com - Refrig. Warehouse | Electric Energy (GWh/year) | Energy Efficiency | 9.2011e-05 | 9.6693e-05 | 0.00010117 | 0.00010535 | 0.00010944 | 0.00011326 | 0.00011688 | 0.00011969 | 0.0001217 | 0.00012265 | 0.00012267
2023 PG Study Reference Scenario | SDG&E | Com | HVAC | Com - Refrig. Warehouse | Gas Energy (MMTherm/year) | Energy Efficiency | 1.1932e-07 | 8.9785e-08 | 6.0114e-08 | 3.3209e-08 | 1.1361e-08 | 0 | 0 | 0 | 0 | 0 | 0
2023 PG Study Reference Scenario | SDG&E | Com | HVAC | Com - Restaurant | Electric Demand (MW) | Energy Efficiency | 0.010829 | 0.01057 | 0.010537 | 0.010453 | 0.0085589 | 0.0087864 | 0.0092976 | 0.009664 | 0.010073 | 0.01045 | 0.010786
2023 PG Study Reference Scenario | SDG&E | Com | HVAC | Com - Restaurant | Electric Energy (GWh/year) | Energy Efficiency | 0.031332 | 0.033149 | 0.035176 | 0.037007 | 0.031269 | 0.032272 | 0.034174 | 0.035615 | 0.037146 | 0.038545 | 0.039796
2023 PG Study Reference Scenario | SDG&E | Com | HVAC | Com - Restaurant | Electric Energy (GWh/year) | Fuel Substitution | 0 | 0 | 0 | 0 | 8.0949e-06 | 0 | 0 | 0 | 0 | 0 | 0
2023 PG Study Reference Scenario | SDG&E | Com | HVAC | Com - Restaurant | Gas Energy (MMTherm/year) | Energy Efficiency | 0.010065 | 0.0111 | 0.012216 | 0.013263 | 0.014287 | 0.015231 | 0.016144 | 0.016954 | 0.017665 | 0.018263 | 0.018738
2023 PG Study Reference Scenario | SDG&E | Com | HVAC | Com - Restaurant | Gas Energy (MMTherm/year) | Fuel Substitution | 0 | 0 | 0 | 0 | 1.8617e-06 | 0 | 0 | 0 | 0 | 0 | 0
2023 PG Study Reference Scenario | SDG&E | Com | HVAC | Com - Retail | Electric Demand (MW) | Energy Efficiency | 0.078293 | 0.076714 | 0.075666 | 0.074462 | 0.046513 | 0.044363 | 0.043005 | 0.042491 | 0.025696 | 0.026319 | 0.026888
2023 PG Study Reference Scenario | SDG&E | Com | HVAC | Com - Retail | Electric Demand (MW) | Fuel Substitution | 0 | 0 | 0 | -8.1676e-06 | -8.8783e-06 | 0 | 0 | 0 | 0 | 0 | 0
2023 PG Study Reference Scenario | SDG&E | Com | HVAC | Com - Retail | Electric Energy (GWh/year) | Energy Efficiency | 0.46295 | 0.48179 | 0.49815 | 0.50795 | 0.42706 | 0.417 | 0.40391 | 0.387 | 0.10379 | 0.10394 | 0.10632
2023 PG Study Reference Scenario | SDG&E | Com | HVAC | Com - Retail | Electric Energy (GWh/year) | Fuel Substitution | 0.0038484 | 0.0042136 | 0.0045791 | 0.0045898 | 0.0049214 | 0 | 0 | 0 | 0 | 0 | 0
2023 PG Study Reference Scenario | SDG&E | Com | HVAC | Com - Retail | Gas Energy (MMTherm/year) | Energy Efficiency | 0.0085179 | 0.008734 | 0.0088859 | 0.0088886 | 0.0087192 | 0.0067758 | 0.0063791 | 0.0058978 | 0.00063548 | 0.00060524 | 0.00061944
2023 PG Study Reference Scenario | SDG&E | Com | HVAC | Com - Retail | Gas Energy (MMTherm/year) | Fuel Substitution | 0.00019589 | 0.00021458 | 0.0002333 | 0.00030535 | 0.00032733 | 0 | 0 | 0 | 0 | 0 | 0
2023 PG Study Reference Scenario | SDG&E | Com | HVAC | Com - School | Electric Demand (MW) | Energy Efficiency | 0.058927 | 0.053773 | 0.054047 | 0.054115 | 0.054599 | 0.050837 | 0.052445 | 0.049525 | 0.049451 | 0.050851 | 0.052574
2023 PG Study Reference Scenario | SDG&E | Com | HVAC | Com - School | Electric Energy (GWh/year) | Energy Efficiency | 0.22285 | 0.20785 | 0.20873 | 0.20897 | 0.20981 | 0.1855 | 0.18926 | 0.17828 | 0.17886 | 0.1852 | 0.19201
2023 PG Study Reference Scenario | SDG&E | Com | HVAC | Com - School | Gas Energy (MMTherm/year) | Energy Efficiency | 0.012381 | 0.012815 | 0.013192 | 0.013514 | 0.013841 | 0.0078395 | 0.0079459 | 0.0080538 | 0.0081541 | 0.0082342 | 0.0083171
2023 PG Study Reference Scenario | SDG&E | Com | HVAC | Com - Warehouse | Electric Demand (MW) | Energy Efficiency | 0.014439 | 0.014522 | 0.010491 | 0.0091426 | 0.0097663 | 0.010179 | 0.010659 | 0.010769 | 0.0090128 | 0.0088935 | 0.0092549
2023 PG Study Reference Scenario | SDG&E | Com | HVAC | Com - Warehouse | Electric Demand (MW) | Fuel Substitution | -0.00014952 | -0.00016287 | -0.00017586 | -0.00018838 | -0.00020031 | 0 | 0 | 0 | 0 | 0 | 0
2023 PG Study Reference Scenario | SDG&E | Com | HVAC | Com - Warehouse | Electric Energy (GWh/year) | Energy Efficiency | 0.047316 | 0.051282 | 0.03963 | 0.035942 | 0.038356 | 0.040101 | 0.042033 | 0.042344 | 0.036145 | 0.035986 | 0.037444
2023 PG Study Reference Scenario | SDG&E | Com | HVAC | Com - Warehouse | Electric Energy (GWh/year) | Fuel Substitution | -0.0040921 | -0.0043726 | -0.0047106 | -0.005036 | -0.0053453 | 0 | 0 | 0 | 0 | 0 | 0
2023 PG Study Reference Scenario | SDG&E | Com | HVAC | Com - Warehouse | Gas Energy (MMTherm/year) | Energy Efficiency | 0.00012455 | 0.00012416 | 0.00013457 | 0.00014656 | 0.00015789 | 0.00016469 | 0.00017309 | 0.00018293 | 0.00019217 | 0.00020078 | 0.00020851
2023 PG Study Reference Scenario | SDG&E | Com | HVAC | Com - Warehouse | Gas Energy (MMTherm/year) | Fuel Substitution | 0.00057442 | 0.00064795 | 0.00069789 | 0.00074602 | 0.0007918 | 0 | 0 | 0 | 0 | 0 | 0
2023 PG Study Reference Scenario | SDG&E | Com | Lighting | Com - College | Electric Demand (MW) | Energy Efficiency | 0.00013422 | 0.00014307 | 0.00015154 | 0.0001607 | 0.00016808 | 0.00017637 | 0.00018439 | 0.00019157 | 0.00019835 | 0.00020186 | 0.00020754
2023 PG Study Reference Scenario | SDG&E | Com | Lighting | Com - College | Electric Energy (GWh/year) | Energy Efficiency | 0.00050608 | 0.00053944 | 0.00057136 | 0.0006059 | 0.00063371 | 0.00066497 | 0.00069522 | 0.00072228 | 0.00074785 | 0.00076107 | 0.00078249
2023 PG Study Reference Scenario | SDG&E | Com | Lighting | Com - College | Gas Energy (MMTherm/year) | Energy Efficiency | -2.519e-06 | -2.6851e-06 | -2.844e-06 | -3.0159e-06 | -3.1543e-06 | -3.3099e-06 | -3.4605e-06 | -3.5952e-06 | -3.7225e-06 | -3.7883e-06 | -3.8949e-06
2023 PG Study Reference Scenario | SDG&E | Com | Lighting | Com - Grocery | Electric Demand (MW) | Energy Efficiency | 0.0030808 | 0.0032117 | 0.0033803 | 0.00175 | 0.0017567 | 0.0018508 | 0.0019226 | 0.0019898 | 0.0020505 | 0.0021155 | 0.0021668
2023 PG Study Reference Scenario | SDG&E | Com | Lighting | Com - Grocery | Electric Energy (GWh/year) | Energy Efficiency | 0.017724 | 0.018477 | 0.019447 | 0.010137 | 0.010181 | 0.010725 | 0.011139 | 0.011528 | 0.011878 | 0.012254 | 0.01255
2023 PG Study Reference Scenario | SDG&E | Com | Lighting | Com - Grocery | Gas Energy (MMTherm/year) | Energy Efficiency | -0.00020885 | -0.00021773 | -0.00022916 | -0.00011709 | -0.00011745 | -0.00012378 | -0.00012861 | -0.00013315 | -0.00013725 | -0.00014164 | -0.00014512
2023 PG Study Reference Scenario | SDG&E | Com | Lighting | Com - Health | Electric Demand (MW) | Energy Efficiency | 0.0072943 | 0.0077307 | 0.0081423 | 0.0085983 | 0.008904 | 0.0091363 | 0.0090116 | 0.0092237 | 0.0095185 | 0.0099697 | 0.01053
2023 PG Study Reference Scenario | SDG&E | Com | Lighting | Com - Health | Electric Energy (GWh/year) | Energy Efficiency | 0.044603 | 0.047272 | 0.049789 | 0.052578 | 0.054448 | 0.055869 | 0.055107 | 0.056404 | 0.058207 | 0.060966 | 0.064391
2023 PG Study Reference Scenario | SDG&E | Com | Lighting | Com - Health | Gas Energy (MMTherm/year) | Energy Efficiency | -0.00024723 | -0.00026203 | -0.00027598 | -0.00029143 | -0.0003018 | -0.00030967 | -0.00030544 | -0.00031264 | -0.00032263 | -0.00033793 | -0.00035691
2023 PG Study Reference Scenario | SDG&E | Com | Lighting | Com - Lodging | Electric Demand (MW) | Energy Efficiency | 4.3349e-05 | 4.5643e-05 | 4.781e-05 | 5.0255e-05 | 5.1953e-05 | 3.6293e-05 | 3.0042e-05 | 3.1399e-05 | 3.2741e-05 | 3.397e-05 | 3.5022e-05
2023 PG Study Reference Scenario | SDG&E | Com | Lighting | Com - Lodging | Electric Energy (GWh/year) | Energy Efficiency | 0.00027677 | 0.00029142 | 0.00030525 | 0.00032086 | 0.0003317 | 0.00023172 | 0.00019181 | 0.00020047 | 0.00020904 | 0.00021688 | 0.0002236
2023 PG Study Reference Scenario | SDG&E | Com | Lighting | Com - Lodging | Gas Energy (MMTherm/year) | Energy Efficiency | -1.3048e-06 | -1.3739e-06 | -1.4391e-06 | -1.5127e-06 | -1.5638e-06 | -1.0925e-06 | -9.0428e-07 | -9.4515e-07 | -9.8553e-07 | -1.0225e-06 | -1.0542e-06
2023 PG Study Reference Scenario | SDG&E | Com | Lighting | Com - Office (Large) | Electric Demand (MW) | Energy Efficiency | 0.00016742 | 0.00017944 | 0.00019111 | 0.00020215 | 0.00021179 | 0.00022281 | 0.00023311 | 0.00024195 | 0.00024924 | 0.00025681 | 0.00026352
2023 PG Study Reference Scenario | SDG&E | Com | Lighting | Com - Office (Large) | Electric Energy (GWh/year) | Energy Efficiency | 0.0012521 | 0.001342 | 0.0014293 | 0.0015118 | 0.0015839 | 0.0016663 | 0.0017434 | 0.0018095 | 0.001864 | 0.0019206 | 0.0019708
2023 PG Study Reference Scenario | SDG&E | Com | Lighting | Com - Office (Large) | Gas Energy (MMTherm/year) | Energy Efficiency | -1.0188e-06 | -1.0919e-06 | -1.1629e-06 | -1.2301e-06 | -1.2888e-06 | -1.3558e-06 | -1.4186e-06 | -1.4723e-06 | -1.5167e-06 | -1.5627e-06 | -1.6036e-06
2023 PG Study Reference Scenario | SDG&E | Com | Lighting | Com - Office (Small) | Electric Demand (MW) | Energy Efficiency | 0.00034542 | 0.00036608 | 0.00038497 | 0.00040214 | 0.00041748 | 0.00043157 | 0.00044413 | 0.00045517 | 0.00046474 | 0.00047319 | 0.00048044
2023 PG Study Reference Scenario | SDG&E | Com | Lighting | Com - Office (Small) | Electric Energy (GWh/year) | Energy Efficiency | 0.0020303 | 0.0021517 | 0.0022627 | 0.0023636 | 0.0024538 | 0.0025366 | 0.0026105 | 0.0026753 | 0.0027316 | 0.0027813 | 0.0028239
2023 PG Study Reference Scenario | SDG&E | Com | Lighting | Com - Office (Small) | Gas Energy (MMTherm/year) | Energy Efficiency | -2.4215e-06 | -2.5662e-06 | -2.6987e-06 | -2.819e-06 | -2.9266e-06 | -3.0253e-06 | -3.1134e-06 | -3.1908e-06 | -3.2579e-06 | -3.3171e-06 | -3.3679e-06
2023 PG Study Reference Scenario | SDG&E | Com | Lighting | Com - Other | Electric Demand (MW) | Energy Efficiency | 1.8578e-06 | 2.0352e-06 | 2.2137e-06 | 2.392e-06 | 2.5608e-06 | 2.7352e-06 | 2.9047e-06 | 3.0681e-06 | 3.2262e-06 | 3.3801e-06 | 3.5249e-06
2023 PG Study Reference Scenario | SDG&E | Com | Lighting | Com - Other | Electric Energy (GWh/year) | Energy Efficiency | 8.544e-06 | 9.3598e-06 | 1.0181e-05 | 1.1001e-05 | 1.1777e-05 | 1.2579e-05 | 1.3359e-05 | 1.411e-05 | 1.4837e-05 | 1.5545e-05 | 1.6211e-05
2023 PG Study Reference Scenario | SDG&E | Com | Lighting | Com - Other | Gas Energy (MMTherm/year) | Energy Efficiency | -5.4745e-08 | -5.9972e-08 | -6.5234e-08 | -7.0488e-08 | -7.5461e-08 | -8.0602e-08 | -8.5596e-08 | -9.0409e-08 | -9.5069e-08 | -9.9603e-08 | -1.0387e-07
2023 PG Study Reference Scenario | SDG&E | Com | Lighting | Com - Refrig. Warehouse | Electric Demand (MW) | Energy Efficiency | 9.891e-06 | 1.0548e-05 | 1.1149e-05 | 1.168e-05 | 1.2212e-05 | 1.2686e-05 | 1.3152e-05 | 1.3574e-05 | 1.399e-05 | 1.4358e-05 | 1.4724e-05
2023 PG Study Reference Scenario | SDG&E | Com | Lighting | Com - Refrig. Warehouse | Electric Energy (GWh/year) | Energy Efficiency | 8.7735e-05 | 9.3556e-05 | 9.8881e-05 | 0.00010359 | 0.0001083 | 0.0001125 | 0.00011663 | 0.00012036 | 0.00012404 | 0.00012729 | 0.00013053
2023 PG Study Reference Scenario | SDG&E | Com | Lighting | Com - Restaurant | Electric Demand (MW) | Energy Efficiency | 0.0040028 | 0.0042226 | 0.004467 | 0.0046627 | 0.0048427 | 0.0049903 | 0.0051386 | 0.0052647 | 0.00538 | 0.0054818 | 0.0055698
2023 PG Study Reference Scenario | SDG&E | Com | Lighting | Com - Restaurant | Electric Energy (GWh/year) | Energy Efficiency | 0.022307 | 0.023531 | 0.024892 | 0.02598 | 0.026979 | 0.027799 | 0.028621 | 0.029319 | 0.029956 | 0.030519 | 0.031005
2023 PG Study Reference Scenario | SDG&E | Com | Lighting | Com - Restaurant | Gas Energy (MMTherm/year) | Energy Efficiency | -7.0633e-05 | -7.4511e-05 | -7.8821e-05 | -8.2268e-05 | -8.5438e-05 | -8.8037e-05 | -9.0645e-05 | -9.286e-05 | -9.4885e-05 | -9.6673e-05 | -9.8216e-05
2023 PG Study Reference Scenario | SDG&E | Com | Lighting | Com - Retail | Electric Demand (MW) | Energy Efficiency | 0.0030434 | 0.0032819 | 0.0035511 | 0.0038077 | 0.0040351 | 0.0042977 | 0.0045251 | 0.0047428 | 0.014172 | 0.014763 | 0.014966
2023 PG Study Reference Scenario | SDG&E | Com | Lighting | Com - Retail | Electric Energy (GWh/year) | Energy Efficiency | 0.018863 | 0.020344 | 0.022015 | 0.023609 | 0.025022 | 0.026653 | 0.028066 | 0.029419 | 0.088168 | 0.091847 | 0.093107
2023 PG Study Reference Scenario | SDG&E | Com | Lighting | Com - Retail | Gas Energy (MMTherm/year) | Energy Efficiency | -2.9652e-05 | -3.1944e-05 | -3.4531e-05 | -3.6992e-05 | -3.9168e-05 | -4.1681e-05 | -4.3851e-05 | -4.5926e-05 | -0.00013412 | -0.00013968 | -0.0001416
2023 PG Study Reference Scenario | SDG&E | Com | Lighting | Com - School | Electric Demand (MW) | Energy Efficiency | 3.3854e-05 | 2.261e-05 | 2.4524e-05 | 2.6428e-05 | 2.8355e-05 | 3.0204e-05 | 3.2024e-05 | 3.3814e-05 | 3.1693e-05 | 3.1568e-05 | 3.2977e-05
2023 PG Study Reference Scenario | SDG&E | Com | Lighting | Com - School | Electric Energy (GWh/year) | Energy Efficiency | 0.00022037 | 0.00014718 | 0.00015964 | 0.00017204 | 0.00018458 | 0.00019662 | 0.00020846 | 0.00022011 | 0.00020631 | 0.0002055 | 0.00021467
2023 PG Study Reference Scenario | SDG&E | Com | Lighting | Com - School | Gas Energy (MMTherm/year) | Energy Efficiency | -1.1282e-06 | -7.5353e-07 | -8.1732e-07 | -8.8077e-07 | -9.4498e-07 | -1.0066e-06 | -1.0673e-06 | -1.1269e-06 | -1.0562e-06 | -1.0521e-06 | -1.099e-06
2023 PG Study Reference Scenario | SDG&E | Com | Lighting | Com - Warehouse | Electric Demand (MW) | Energy Efficiency | 6.1371e-05 | 5.9169e-05 | 6.2715e-05 | 6.6152e-05 | 6.9134e-05 | 7.217e-05 | 7.4896e-05 | 7.7439e-05 | 5.8771e-05 | 4.949e-05 | 5.1317e-05
2023 PG Study Reference Scenario | SDG&E | Com | Lighting | Com - Warehouse | Electric Energy (GWh/year) | Energy Efficiency | 0.00048712 | 0.00046964 | 0.00049778 | 0.00052506 | 0.00054874 | 0.00057283 | 0.00059447 | 0.00061466 | 0.00046648 | 0.00039282 | 0.00040731
2023 PG Study Reference Scenario | SDG&E | Com | Lighting | Com - Warehouse | Gas Energy (MMTherm/year) | Energy Efficiency | -2.3116e-06 | -2.2286e-06 | -2.3622e-06 | -2.4916e-06 | -2.604e-06 | -2.7183e-06 | -2.821e-06 | -2.9168e-06 | -2.2137e-06 | -1.8641e-06 | -1.9329e-06
2023 PG Study Reference Scenario | SDG&E | Com | WaterHeat | Com - College | Electric Demand (MW) | Energy Efficiency | 0.0014039 | 0.0015221 | 0.0016427 | 0.0017734 | 0.0018976 | 0.0020313 | 0.0021725 | 0.002314 | 0.0024562 | 0.0025517 | 0.0026948
2023 PG Study Reference Scenario | SDG&E | Com | WaterHeat | Com - College | Electric Demand (MW) | Fuel Substitution | 0 | 0 | -0.0055136 | -0.011118 | -0.012703 | 0.048726 | 0.059183 | 0.06998 | 0.07954 | 0.087181 | 0.095462
2023 PG Study Reference Scenario | SDG&E | Com | WaterHeat | Com - College | Electric Energy (GWh/year) | Energy Efficiency | 0.0053148 | 0.0057624 | 0.0062189 | 0.0067139 | 0.0071838 | 0.0076898 | 0.0082241 | 0.00876 | 0.0092981 | 0.0096577 | 0.010199
2023 PG Study Reference Scenario | SDG&E | Com | WaterHeat | Com - College | Electric Energy (GWh/year) | Fuel Substitution | -0.012067 | -0.020639 | -0.065716 | -0.11115 | -0.12955 | 0.18446 | 0.22404 | 0.26492 | 0.30111 | 0.33003 | 0.36138
2023 PG Study Reference Scenario | SDG&E | Com | WaterHeat | Com - College | Gas Energy (MMTherm/year) | Energy Efficiency | 0.00034534 | 0.00038133 | 0.00041261 | 0.00044658 | 0.00047493 | 1.045e-05 | 1.0931e-05 | 1.1382e-05 | 1.171e-05 | 1.195e-05 | 1.2277e-05
2023 PG Study Reference Scenario | SDG&E | Com | WaterHeat | Com - College | Gas Energy (MMTherm/year) | Fuel Substitution | 0.0012759 | 0.0021824 | 0.0047417 | 0.0073022 | 0.0086133 | 0 | 0 | 0 | 0 | 0 | 0
2023 PG Study Reference Scenario | SDG&E | Com | WaterHeat | Com - Grocery | Electric Demand (MW) | Energy Efficiency | 0.0027461 | 0.0029086 | 0.0030932 | 0.0032796 | 0.003453 | 0.0036513 | 0.0038333 | 0.0040163 | 0.00419 | 0.0043736 | 0.0045506
2023 PG Study Reference Scenario | SDG&E | Com | WaterHeat | Com - Grocery | Electric Demand (MW) | Fuel Substitution | 0 | 0 | 0 | -0.0030023 | -0.0037754 | 0.037994 | 0.044489 | 0.051358 | 0.057529 | 0.062538 | 0.067259
2023 PG Study Reference Scenario | SDG&E | Com | WaterHeat | Com - Grocery | Electric Energy (GWh/year) | Energy Efficiency | 0.014395 | 0.015246 | 0.016214 | 0.017191 | 0.0181 | 0.019139 | 0.020093 | 0.021052 | 0.021963 | 0.022925 | 0.023853
2023 PG Study Reference Scenario | SDG&E | Com | WaterHeat | Com - Grocery | Electric Energy (GWh/year) | Fuel Substitution | -0.0068896 | -0.01772 | -0.027944 | -0.065348 | -0.081626 | 0.19916 | 0.2332 | 0.26921 | 0.30155 | 0.32781 | 0.35256
2023 PG Study Reference Scenario | SDG&E | Com | WaterHeat | Com - Grocery | Gas Energy (MMTherm/year) | Energy Efficiency | 0.00024748 | 0.00026844 | 0.00028228 | 0.00029638 | 0.00030694 | 0.00026199 | 0.00026793 | 0.00027338 | 0.00025543 | 0.00023759 | 0.00022574
2023 PG Study Reference Scenario | SDG&E | Com | WaterHeat | Com - Grocery | Gas Energy (MMTherm/year) | Fuel Substitution | 0.00071453 | 0.0018379 | 0.0028984 | 0.005146 | 0.0064142 | 0 | 0 | 0 | 0 | 0 | 0
2023 PG Study Reference Scenario | SDG&E | Com | WaterHeat | Com - Health | Electric Demand (MW) | Energy Efficiency | 0.0040881 | 0.0044184 | 0.0047558 | 0.0051258 | 0.0054596 | 0.0057783 | 0.0059745 | 0.0063114 | 0.0066903 | 0.0071542 | 0.0076936
2023 PG Study Reference Scenario | SDG&E | Com | WaterHeat | Com - Health | Electric Demand (MW) | Fuel Substitution | 0 | 0 | 0 | -0.0066374 | -0.01212 | 0.069561 | 0.081709 | 0.094609 | 0.10638 | 0.11617 | 0.12649
2023 PG Study Reference Scenario | SDG&E | Com | WaterHeat | Com - Health | Electric Energy (GWh/year) | Energy Efficiency | 0.033907 | 0.036646 | 0.039444 | 0.042514 | 0.045283 | 0.047926 | 0.049553 | 0.052348 | 0.05549 | 0.059339 | 0.063812
2023 PG Study Reference Scenario | SDG&E | Com | WaterHeat | Com - Health | Electric Energy (GWh/year) | Fuel Substitution | -0.026403 | -0.05435 | -0.081368 | -0.20312 | -0.3076 | 0.57695 | 0.67771 | 0.7847 | 0.88234 | 0.9635 | 1.0491
2023 PG Study Reference Scenario | SDG&E | Com | WaterHeat | Com - Health | Gas Energy (MMTherm/year) | Energy Efficiency | 0.00096081 | 0.0010437 | 0.0011207 | 0.0012115 | 0.0012765 | 5.2504e-05 | 5.3004e-05 | 5.43e-05 | 5.1919e-05 | 4.97e-05 | 4.879e-05
2023 PG Study Reference Scenario | SDG&E | Com | WaterHeat | Com - Health | Gas Energy (MMTherm/year) | Fuel Substitution | 0.0027927 | 0.0057488 | 0.0086066 | 0.015662 | 0.021903 | 0 | 0 | 0 | 0 | 0 | 0
2023 PG Study Reference Scenario | SDG&E | Com | WaterHeat | Com - Lodging | Electric Demand (MW) | Energy Efficiency | 0.00106 | 0.0011376 | 0.001216 | 0.0013026 | 0.0013797 | 0.0014342 | 0.0015162 | 0.0015991 | 0.0016725 | 0.0017429 | 0.0018137
2023 PG Study Reference Scenario | SDG&E | Com | WaterHeat | Com - Lodging | Electric Demand (MW) | Fuel Substitution | 0 | 0 | 0 | -0.011535 | -0.020174 | 0.091983 | 0.10632 | 0.12113 | 0.13344 | 0.14309 | 0.15437
2023 PG Study Reference Scenario | SDG&E | Com | WaterHeat | Com - Lodging | Electric Energy (GWh/year) | Energy Efficiency | 0.0085779 | 0.0092056 | 0.0098404 | 0.010541 | 0.011165 | 0.011609 | 0.012272 | 0.012943 | 0.013537 | 0.014107 | 0.01468
2023 PG Study Reference Scenario | SDG&E | Com | WaterHeat | Com - Lodging | Electric Energy (GWh/year) | Fuel Substitution | -0.072331 | -0.10766 | -0.14133 | -0.33769 | -0.61847 | 0.74451 | 0.86057 | 0.98044 | 1.0801 | 1.1582 | 1.2494
2023 PG Study Reference Scenario | SDG&E | Com | WaterHeat | Com - Lodging | Gas Energy (MMTherm/year) | Energy Efficiency | 0.0083085 | 0.0088568 | 0.0094027 | 0.010076 | 0.01056 | 5.5006e-05 | 5.697e-05 | 0.00049079 | 5.5656e-05 | 5.1644e-05 | 4.8673e-05
2023 PG Study Reference Scenario | SDG&E | Com | WaterHeat | Com - Lodging | Gas Energy (MMTherm/year) | Fuel Substitution | 0.0074945 | 0.011155 | 0.014643 | 0.025316 | 0.051089 | 0 | 0 | 0 | 0 | 0 | 0
2023 PG Study Reference Scenario | SDG&E | Com | WaterHeat | Com - Office (Large) | Electric Demand (MW) | Energy Efficiency | 0.00076319 | 0.0008254 | 0.00088916 | 0.0009538 | 0.0010172 | 0.0010866 | 0.0011581 | 0.0012285 | 0.0012961 | 0.0013676 | 0.0014398
2023 PG Study Reference Scenario | SDG&E | Com | WaterHeat | Com - Office (Large) | Electric Demand (MW) | Fuel Substitution | 0 | 0 | -0.00058017 | -0.0011397 | -0.0013305 | 0.007369 | 0.0086138 | 0.0099221 | 0.0111 | 0.01206 | 0.013109
2023 PG Study Reference Scenario | SDG&E | Com | WaterHeat | Com - Office (Large) | Electric Energy (GWh/year) | Energy Efficiency | 0.013751 | 0.014872 | 0.01602 | 0.017185 | 0.018328 | 0.019576 | 0.020865 | 0.022132 | 0.02335 | 0.024637 | 0.025938
2023 PG Study Reference Scenario | SDG&E | Com | WaterHeat | Com - Office (Large) | Electric Energy (GWh/year) | Fuel Substitution | -0.0062944 | -0.013166 | -0.038207 | -0.062315 | -0.074453 | 0.13276 | 0.15518 | 0.17875 | 0.19998 | 0.21726 | 0.23617
2023 PG Study Reference Scenario | SDG&E | Com | WaterHeat | Com - Office (Large) | Gas Energy (MMTherm/year) | Energy Efficiency | 0.00059592 | 0.00065422 | 0.00071389 | 0.00077297 | 0.00082673 | 0 | 0 | 0 | 0 | 0 | 0
2023 PG Study Reference Scenario | SDG&E | Com | WaterHeat | Com - Office (Large) | Gas Energy (MMTherm/year) | Fuel Substitution | 0.00066769 | 0.0013966 | 0.0029442 | 0.0044321 | 0.0053551 | 0 | 0 | 0 | 0 | 0 | 0
2023 PG Study Reference Scenario | SDG&E | Com | WaterHeat | Com - Office (Small) | Electric Demand (MW) | Energy Efficiency | 5.2221e-05 | 5.6388e-05 | 6.0615e-05 | 6.4906e-05 | 6.9252e-05 | 7.3705e-05 | 7.8237e-05 | 8.2843e-05 | 8.7364e-05 | 9.1954e-05 | 9.666e-05
2023 PG Study Reference Scenario | SDG&E | Com | WaterHeat | Com - Office (Small) | Electric Demand (MW) | Fuel Substitution | 0 | 0 | -4.0712e-05 | -7.8806e-05 | -9.3201e-05 | 0.00045663 | 0.00055227 | 0.00065094 | 0.00073807 | 0.00080765 | 0.00087979
2023 PG Study Reference Scenario | SDG&E | Com | WaterHeat | Com - Office (Small) | Electric Energy (GWh/year) | Energy Efficiency | 0.0055692 | 0.0060136 | 0.0064645 | 0.0069221 | 0.0073855 | 0.0078605 | 0.0083439 | 0.0088351 | 0.0093172 | 0.0098067 | 0.010309
2023 PG Study Reference Scenario | SDG&E | Com | WaterHeat | Com - Office (Small) | Electric Energy (GWh/year) | Fuel Substitution | -0.0017471 | -0.0042388 | -0.014347 | -0.023847 | -0.028767 | 0.048699 | 0.058898 | 0.069422 | 0.078713 | 0.086134 | 0.093828
2023 PG Study Reference Scenario | SDG&E | Com | WaterHeat | Com - Office (Small) | Gas Energy (MMTherm/year) | Fuel Substitution | 0.00018401 | 0.00044644 | 0.0010537 | 0.0016264 | 0.001983 | 0 | 0 | 0 | 0 | 0 | 0
2023 PG Study Reference Scenario | SDG&E | Com | WaterHeat | Com - Other | Electric Demand (MW) | Energy Efficiency | 0.025996 | 0.028273 | 0.030616 | 0.033025 | 0.035419 | 0.037957 | 0.04055 | 0.043196 | 0.045767 | 0.048393 | 0.051098
2023 PG Study Reference Scenario | SDG&E | Com | WaterHeat | Com - Other | Electric Demand (MW) | Fuel Substitution | 0 | 0 | 0 | -0.034105 | -0.063234 | 0.27905 | 0.32766 | 0.37882 | 0.42453 | 0.4617 | 0.50345
2023 PG Study Reference Scenario | SDG&E | Com | WaterHeat | Com - Other | Electric Energy (GWh/year) | Energy Efficiency | 0.16747 | 0.18214 | 0.19723 | 0.21275 | 0.22817 | 0.24452 | 0.26123 | 0.27827 | 0.29484 | 0.31175 | 0.32918
2023 PG Study Reference Scenario | SDG&E | Com | WaterHeat | Com - Other | Electric Energy (GWh/year) | Fuel Substitution | -0.11828 | -0.20981 | -0.29707 | -0.77315 | -1.1894 | 1.7977 | 2.1108 | 2.4404 | 2.7349 | 2.9743 | 3.2433
2023 PG Study Reference Scenario | SDG&E | Com | WaterHeat | Com - Other | Gas Energy (MMTherm/year) | Energy Efficiency | 0.0010661 | 0.0012594 | 0.0013601 | 0.0014593 | 0.0015515 | 0.00078611 | 0.00081793 | 0.00084534 | 0.00080315 | 0.00075125 | 0.00071528
2023 PG Study Reference Scenario | SDG&E | Com | WaterHeat | Com - Other | Gas Energy (MMTherm/year) | Fuel Substitution | 0.012195 | 0.021632 | 0.030628 | 0.057061 | 0.080631 | 0 | 0 | 0 | 0 | 0 | 0
2023 PG Study Reference Scenario | SDG&E | Com | WaterHeat | Com - Refrig. Warehouse | Electric Demand (MW) | Energy Efficiency | 1.773e-05 | 1.9078e-05 | 2.0424e-05 | 2.1758e-05 | 2.3155e-05 | 2.4555e-05 | 2.6017e-05 | 2.75e-05 | 2.9004e-05 | 3.0517e-05 | 3.2114e-05
2023 PG Study Reference Scenario | SDG&E | Com | WaterHeat | Com - Refrig. Warehouse | Electric Energy (GWh/year) | Energy Efficiency | 0.00020356 | 0.00021902 | 0.00023449 | 0.0002498 | 0.00026584 | 0.00028191 | 0.0002987 | 0.00031571 | 0.00033299 | 0.00035035 | 0.00036869
2023 PG Study Reference Scenario | SDG&E | Com | WaterHeat | Com - Refrig. Warehouse | Electric Energy (GWh/year) | Fuel Substitution | -5.075e-05 | -8.4299e-05 | -0.00011604 | -0.00014595 | -0.00017489 | 0 | 0 | 0 | 0 | 0 | 0
2023 PG Study Reference Scenario | SDG&E | Com | WaterHeat | Com - Refrig. Warehouse | Gas Energy (MMTherm/year) | Energy Efficiency | 5.2856e-07 | 5.8506e-07 | 6.3995e-07 | 6.9231e-07 | 7.4876e-07 | 0 | 0 | 0 | 0 | 0 | 0
2023 PG Study Reference Scenario | SDG&E | Com | WaterHeat | Com - Refrig. Warehouse | Gas Energy (MMTherm/year) | Fuel Substitution | 5.4186e-06 | 9.0007e-06 | 1.239e-05 | 1.5583e-05 | 1.8673e-05 | 0 | 0 | 0 | 0 | 0 | 0
2023 PG Study Reference Scenario | SDG&E | Com | WaterHeat | Com - Restaurant | Electric Demand (MW) | Energy Efficiency | 0.006861 | 0.007292 | 0.007757 | 0.0081918 | 0.0086274 | 0.0090477 | 0.009486 | 0.009919 | 0.010348 | 0.010778 | 0.011212
2023 PG Study Reference Scenario | SDG&E | Com | WaterHeat | Com - Restaurant | Electric Demand (MW) | Fuel Substitution | 0 | 0 | -0.017391 | -0.025031 | -0.030307 | 0.21729 | 0.26188 | 0.30715 | 0.34633 | 0.37677 | 0.40505
2023 PG Study Reference Scenario | SDG&E | Com | WaterHeat | Com - Restaurant | Electric Energy (GWh/year) | Energy Efficiency | 0.035172 | 0.037381 | 0.039765 | 0.041994 | 0.044226 | 0.046381 | 0.048627 | 0.050847 | 0.053044 | 0.055249 | 0.057473
2023 PG Study Reference Scenario | SDG&E | Com | WaterHeat | Com - Restaurant | Electric Energy (GWh/year) | Fuel Substitution | -0.045922 | -0.10001 | -0.30341 | -0.41772 | -0.50889 | 1.1139 | 1.3425 | 1.5746 | 1.7754 | 1.9315 | 2.0764
2023 PG Study Reference Scenario | SDG&E | Com | WaterHeat | Com - Restaurant | Gas Energy (MMTherm/year) | Energy Efficiency | 7.6544e-05 | 8.3921e-05 | 0.00060651 | 0.00067663 | 0.00071479 | 0.00063143 | 0.00065438 | 0.00067462 | 0.00069037 | 0.00070499 | 0.00071961
2023 PG Study Reference Scenario | SDG&E | Com | WaterHeat | Com - Restaurant | Gas Energy (MMTherm/year) | Fuel Substitution | 0.0050591 | 0.011017 | 0.023605 | 0.031885 | 0.03895 | 0 | 0 | 0 | 0 | 0 | 0
2023 PG Study Reference Scenario | SDG&E | Com | WaterHeat | Com - Retail | Electric Demand (MW) | Energy Efficiency | 0.0015483 | 0.0016444 | 0.0017483 | 0.0018501 | 0.0019468 | 0.0020536 | 0.0021543 | 0.0022554 | 0.0023463 | 0.0024374 | 0.0025291
2023 PG Study Reference Scenario | SDG&E | Com | WaterHeat | Com - Retail | Electric Demand (MW) | Fuel Substitution | 0 | 0 | -0.00082118 | -0.0010908 | -0.001327 | 0.010454 | 0.011889 | 0.013389 | 0.014694 | 0.015738 | 0.016802
2023 PG Study Reference Scenario | SDG&E | Com | WaterHeat | Com - Retail | Electric Energy (GWh/year) | Energy Efficiency | 0.009665 | 0.010265 | 0.010914 | 0.011549 | 0.012153 | 0.012819 | 0.013448 | 0.014079 | 0.014647 | 0.015215 | 0.015788
2023 PG Study Reference Scenario | SDG&E | Com | WaterHeat | Com - Retail | Electric Energy (GWh/year) | Fuel Substitution | -0.0045009 | -0.0082697 | -0.020934 | -0.02727 | -0.033059 | 0.065261 | 0.074217 | 0.083578 | 0.091724 | 0.098244 | 0.10489
2023 PG Study Reference Scenario | SDG&E | Com | WaterHeat | Com - Retail | Gas Energy (MMTherm/year) | Energy Efficiency | 0 | 0 | 0.00075688 | 0.00076281 | 0.00076894 | 0.00077518 | 0.00078161 | 0.00078811 | 0 | 0 | 0
2023 PG Study Reference Scenario | SDG&E | Com | WaterHeat | Com - Retail | Gas Energy (MMTherm/year) | Fuel Substitution | 0.00049019 | 0.00088647 | 0.0016777 | 0.0021666 | 0.0026201 | 0 | 0 | 0 | 0 | 0 | 0
2023 PG Study Reference Scenario | SDG&E | Com | WaterHeat | Com - School | Electric Demand (MW) | Energy Efficiency | 0.00097955 | 0.0010642 | 0.0011506 | 0.0012392 | 0.0013315 | 0.0014238 | 0.0015196 | 0.0016185 | 0.0017172 | 0.0018174 | 0.0019218
2023 PG Study Reference Scenario | SDG&E | Com | WaterHeat | Com - School | Electric Demand (MW) | Fuel Substitution | 0 | 0 | -0.002674 | -0.0053215 | -0.0061675 | 0.0247 | 0.029985 | 0.035403 | 0.040127 | 0.043884 | 0.047987
2023 PG Study Reference Scenario | SDG&E | Com | WaterHeat | Com - School | Electric Energy (GWh/year) | Energy Efficiency | 0.013285 | 0.014434 | 0.015605 | 0.016806 | 0.018058 | 0.019309 | 0.020608 | 0.02195 | 0.023288 | 0.024647 | 0.026063
2023 PG Study Reference Scenario | SDG&E | Com | WaterHeat | Com - School | Electric Energy (GWh/year) | Fuel Substitution | -0.020921 | -0.036544 | -0.11537 | -0.19306 | -0.22743 | 0.33498 | 0.40665 | 0.48013 | 0.54418 | 0.59514 | 0.65078
2023 PG Study Reference Scenario | SDG&E | Com | WaterHeat | Com - School | Gas Energy (MMTherm/year) | Energy Efficiency | 0.00043558 | 0.00049529 | 0.00053656 | 0.00057746 | 0.00061929 | 0.00014147 | 0.00014772 | 0.00015384 | 0.0001577 | 0.00016127 | 0.00016546
2023 PG Study Reference Scenario | SDG&E | Com | WaterHeat | Com - School | Gas Energy (MMTherm/year) | Fuel Substitution | 0.002276 | 0.0039756 | 0.0086055 | 0.013151 | 0.015643 | 0 | 0 | 0 | 0 | 0 | 0
2023 PG Study Reference Scenario | SDG&E | Com | WaterHeat | Com - Warehouse | Electric Demand (MW) | Energy Efficiency | 7.1761e-05 | 7.7691e-05 | 8.3733e-05 | 8.9963e-05 | 9.607e-05 | 0.0001025 | 0.00010898 | 0.0001156 | 0.00012203 | 0.00012853 | 0.00013513
2023 PG Study Reference Scenario | SDG&E | Com | WaterHeat | Com - Warehouse | Electric Demand (MW) | Fuel Substitution | 0 | 0 | -1.3934e-05 | -3.0211e-05 | -3.5412e-05 | 0.00014636 | 0.00016975 | 0.00019422 | 0.00021584 | 0.00023308 | 0.00025336
2023 PG Study Reference Scenario | SDG&E | Com | WaterHeat | Com - Warehouse | Electric Energy (GWh/year) | Energy Efficiency | 0.0018968 | 0.0020536 | 0.0022133 | 0.002378 | 0.0025394 | 0.0027092 | 0.0028804 | 0.0030554 | 0.0032256 | 0.0033974 | 0.0035717
2023 PG Study Reference Scenario | SDG&E | Com | WaterHeat | Com - Warehouse | Electric Energy (GWh/year) | Fuel Substitution | -0.00031836 | -0.00051385 | -0.0013569 | -0.0023032 | -0.0027219 | 0.0038686 | 0.0044868 | 0.0051335 | 0.0057049 | 0.0061607 | 0.0066967
2023 PG Study Reference Scenario | SDG&E | Com | WaterHeat | Com - Warehouse | Gas Energy (MMTherm/year) | Energy Efficiency | 3.1761e-05 | 3.4512e-05 | 3.7255e-05 | 4.0046e-05 | 4.2564e-05 | 0 | 0 | 0 | 0 | 0 | 0
2023 PG Study Reference Scenario | SDG&E | Com | WaterHeat | Com - Warehouse | Gas Energy (MMTherm/year) | Fuel Substitution | 3.3061e-05 | 5.3361e-05 | 0.00010271 | 0.00015629 | 0.00018546 | 0 | 0 | 0 | 0 | 0 | 0
2023 PG Study Reference Scenario | SDG&E | Com | WholeBlg | Com - College | Electric Demand (MW) | Energy Efficiency | 0 | 0 | 0 | 0 | 0 | 0 | 0 | 0 | 0.0019437 | 0.0019127 | 0.024383
2023 PG Study Reference Scenario | SDG&E | Com | WholeBlg | Com - College | Electric Energy (GWh/year) | Energy Efficiency | 0 | 0 | 0 | 0 | 0 | 0 | 0 | 0 | 0.01798 | 0.017693 | 0.22587
2023 PG Study Reference Scenario | SDG&E | Com | WholeBlg | Com - College | Gas Energy (MMTherm/year) | Energy Efficiency | 0 | 0 | 0 | 0 | 0 | 0 | 0 | 0 | 0.00060547 | 0.0005958 | 0.0070159
2023 PG Study Reference Scenario | SDG&E | Com | WholeBlg | Com - Grocery | Electric Demand (MW) | Energy Efficiency | 0.060698 | 0.049356 | 0.049501 | 0.049793 | 0.028183 | 0.028489 | 0.028642 | 0.028676 | 0.028563 | 0.028652 | 0.028599
2023 PG Study Reference Scenario | SDG&E | Com | WholeBlg | Com - Grocery | Electric Energy (GWh/year) | Energy Efficiency | 0.85725 | 0.69708 | 0.69912 | 0.70325 | 0.39804 | 0.40237 | 0.40452 | 0.405 | 0.4034 | 0.40467 | 0.40391
2023 PG Study Reference Scenario | SDG&E | Com | WholeBlg | Com - Grocery | Gas Energy (MMTherm/year) | Energy Efficiency | 0.011366 | 0.0092425 | 0.0092696 | 0.0093243 | 0.0052776 | 0.005335 | 0.0053635 | 0.0053699 | 0.0053487 | 0.0053655 | 0.0053554
2023 PG Study Reference Scenario | SDG&E | Com | WholeBlg | Com - Restaurant | Electric Demand (MW) | Energy Efficiency | 0.14897 | 0.11902 | 0.12003 | 0.12074 | 0.069575 | 0.069259 | 0.069035 | 0.068481 | 0.067986 | 0.06756 | 0.067153
2023 PG Study Reference Scenario | SDG&E | Com | WholeBlg | Com - Restaurant | Electric Energy (GWh/year) | Energy Efficiency | 0.78245 | 0.62514 | 0.63044 | 0.63416 | 0.36544 | 0.36378 | 0.3626 | 0.35969 | 0.35709 | 0.35485 | 0.35271
2023 PG Study Reference Scenario | SDG&E | Com | WholeBlg | Com - Restaurant | Gas Energy (MMTherm/year) | Energy Efficiency | 0.043575 | 0.034814 | 0.03511 | 0.035317 | 0.020351 | 0.020259 | 0.020194 | 0.020032 | 0.019887 | 0.019762 | 0.019643
2023 PG Study Reference Scenario | SDG&E | Com | WholeBlg | Com - Retail | Electric Demand (MW) | Energy Efficiency | 0.30799 | 0.25161 | 0.25547 | 0.2589 | 0.14745 | 0.14936 | 0.1505 | 0.15092 | 0.15148 | 0.15239 | 0.15262
2023 PG Study Reference Scenario | SDG&E | Com | WholeBlg | Com - Retail | Electric Energy (GWh/year) | Energy Efficiency | 1.3987 | 1.1426 | 1.1602 | 1.1758 | 0.66963 | 0.67828 | 0.68346 | 0.68539 | 0.68793 | 0.69203 | 0.69309
2023 PG Study Reference Scenario | SDG&E | Com | WholeBlg | Com - Retail | Gas Energy (MMTherm/year) | Energy Efficiency | 0.0088034 | 0.0071919 | 0.0073024 | 0.0074005 | 0.0042148 | 0.0042692 | 0.0043018 | 0.004314 | 0.00433 | 0.0043558 | 0.0043625
2023 PG Study Reference Scenario | SDG&E | Ind | BROs | Ind - All Other Industrial | Electric Demand (MW) | Energy Efficiency | 0.0098411 | 0.010623 | 0.011392 | 0.012142 | 0.012915 | 0.013705 | 0.014429 | 0.015227 | 0.016021 | 0.016816 | 0.017611
2023 PG Study Reference Scenario | SDG&E | Ind | BROs | Ind - All Other Industrial | Electric Energy (GWh/year) | Energy Efficiency | 0.050543 | 0.054557 | 0.058507 | 0.062361 | 0.06633 | 0.070389 | 0.074104 | 0.078202 | 0.082282 | 0.086363 | 0.090447
2023 PG Study Reference Scenario | SDG&E | Ind | BROs | Ind - All Other Industrial | Gas Energy (MMTherm/year) | Energy Efficiency | 0.00085907 | 0.00092948 | 0.00099627 | 0.0010618 | 0.0011308 | 0.0012014 | 0.0012608 | 0.0013346 | 0.0014097 | 0.001486 | 0.0015638
2023 PG Study Reference Scenario | SDG&E | Ind | BROs | Ind - Chemicals | Electric Demand (MW) | Energy Efficiency | 0.037429 | 0.040361 | 0.043308 | 0.046181 | 0.049106 | 0.052045 | 0.054946 | 0.057853 | 0.060718 | 0.063559 | 0.066378
2023 PG Study Reference Scenario | SDG&E | Ind | BROs | Ind - Chemicals | Electric Energy (GWh/year) | Energy Efficiency | 0.19223 | 0.20729 | 0.22243 | 0.23718 | 0.2522 | 0.2673 | 0.2822 | 0.29713 | 0.31184 | 0.32643 | 0.34091
2023 PG Study Reference Scenario | SDG&E | Ind | BROs | Ind - Chemicals | Gas Energy (MMTherm/year) | Energy Efficiency | 0.0046996 | 0.0051096 | 0.005508 | 0.0059034 | 0.0063201 | 0.0067359 | 0.0071268 | 0.0075519 | 0.0079798 | 0.0084125 | 0.0088533
2023 PG Study Reference Scenario | SDG&E | Ind | BROs | Ind - Electronics | Electric Demand (MW) | Energy Efficiency | 0.02231 | 0.024333 | 0.026394 | 0.028464 | 0.03063 | 0.032861 | 0.034977 | 0.037325 | 0.039706 | 0.042128 | 0.044592
2023 PG Study Reference Scenario | SDG&E | Ind | BROs | Ind - Electronics | Electric Energy (GWh/year) | Energy Efficiency | 0.11458 | 0.12497 | 0.13555 | 0.14619 | 0.15731 | 0.16877 | 0.17964 | 0.1917 | 0.20393 | 0.21637 | 0.22902
2023 PG Study Reference Scenario | SDG&E | Ind | BROs | Ind - Electronics | Gas Energy (MMTherm/year) | Energy Efficiency | 0.0020654 | 0.0022713 | 0.0024809 | 0.0026969 | 0.0029291 | 0.0031698 | 0.0034083 | 0.0036769 | 0.0039575 | 0.0042501 | 0.0045553
2023 PG Study Reference Scenario | SDG&E | Ind | BROs | Ind - Fabricated Metals | Electric Demand (MW) | Energy Efficiency | 0.01194 | 0.01289 | 0.013839 | 0.01477 | 0.015718 | 0.016674 | 0.017556 | 0.018515 | 0.01946 | 0.020397 | 0.021325
2023 PG Study Reference Scenario | SDG&E | Ind | BROs | Ind - Fabricated Metals | Electric Energy (GWh/year) | Energy Efficiency | 0.061323 | 0.066199 | 0.071078 | 0.075858 | 0.080724 | 0.085634 | 0.090167 | 0.095089 | 0.099943 | 0.10476 | 0.10952
2023 PG Study Reference Scenario | SDG&E | Ind | BROs | Ind - Fabricated Metals | Gas Energy (MMTherm/year) | Energy Efficiency | 0.0012214 | 0.0013182 | 0.0014136 | 0.0015073 | 0.0016033 | 0.0016986 | 0.0017842 | 0.0018812 | 0.0019779 | 0.0020743 | 0.0021704
2023 PG Study Reference Scenario | SDG&E | Ind | BROs | Ind - Food | Electric Demand (MW) | Energy Efficiency | 0.020736 | 0.022215 | 0.023671 | 0.02506 | 0.026451 | 0.027836 | 0.029163 | 0.030498 | 0.031802 | 0.03308 | 0.034325
2023 PG Study Reference Scenario | SDG&E | Ind | BROs | Ind - Food | Electric Energy (GWh/year) | Energy Efficiency | 0.1065 | 0.11409 | 0.12157 | 0.1287 | 0.13585 | 0.14296 | 0.14978 | 0.15663 | 0.16333 | 0.16989 | 0.17629
2023 PG Study Reference Scenario | SDG&E | Ind | BROs | Ind - Food | Gas Energy (MMTherm/year) | Energy Efficiency | 0.0061234 | 0.0065277 | 0.0069111 | 0.007271 | 0.0076296 | 0.0079749 | 0.0083004 | 0.0086317 | 0.0089583 | 0.0092776 | 0.009588
2023 PG Study Reference Scenario | SDG&E | Ind | BROs | Ind - Industrial Machinery | Electric Demand (MW) | Energy Efficiency | 0.011612 | 0.012548 | 0.01349 | 0.014407 | 0.015323 | 0.016246 | 0.017142 | 0.018079 | 0.01901 | 0.019932 | 0.020848
2023 PG Study Reference Scenario | SDG&E | Ind | BROs | Ind - Industrial Machinery | Electric Energy (GWh/year) | Energy Efficiency | 0.059636 | 0.064443 | 0.069281 | 0.073991 | 0.078698 | 0.083439 | 0.088039 | 0.092851 | 0.097632 | 0.10237 | 0.10708
2023 PG Study Reference Scenario | SDG&E | Ind | BROs | Ind - Industrial Machinery | Gas Energy (MMTherm/year) | Energy Efficiency | 0.00054769 | 0.00059073 | 0.00063352 | 0.00067514 | 0.00071693 | 0.00075814 | 0.00079848 | 0.00084058 | 0.00088276 | 0.00092473 | 0.00096664
2023 PG Study Reference Scenario | SDG&E | Ind | BROs | Ind - Lumber & Furniture | Electric Demand (MW) | Energy Efficiency | 0.00065226 | 0.00070426 | 0.00075352 | 0.00080121 | 0.00084984 | 0.00089934 | 0.00094268 | 0.00099316 | 0.0010432 | 0.0010928 | 0.0011422
2023 PG Study Reference Scenario | SDG&E | Ind | BROs | Ind - Lumber & Furniture | Electric Energy (GWh/year) | Energy Efficiency | 0.0033499 | 0.003617 | 0.00387 | 0.0041149 | 0.0043647 | 0.0046189 | 0.0048415 | 0.0051007 | 0.0053577 | 0.0056128 | 0.005866
2023 PG Study Reference Scenario | SDG&E | Ind | BROs | Ind - Lumber & Furniture | Gas Energy (MMTherm/year) | Energy Efficiency | 1.487e-05 | 1.6094e-05 | 1.718e-05 | 1.8227e-05 | 1.9304e-05 | 2.0387e-05 | 2.122e-05 | 2.2362e-05 | 2.3513e-05 | 2.466e-05 | 2.5807e-05
2023 PG Study Reference Scenario | SDG&E | Ind | BROs | Ind - Paper | Electric Demand (MW) | Energy Efficiency | 0.0036881 | 0.0040053 | 0.0042752 | 0.0044938 | 0.0047043 | 0.0049127 | 0.0050531 | 0.005259 | 0.0054589 | 0.0056529 | 0.0058398
2023 PG Study Reference Scenario | SDG&E | Ind | BROs | Ind - Paper | Electric Energy (GWh/year) | Energy Efficiency | 0.018942 | 0.020571 | 0.021957 | 0.02308 | 0.024161 | 0.025231 | 0.025952 | 0.02701 | 0.028036 | 0.029033 | 0.029993
2023 PG Study Reference Scenario | SDG&E | Ind | BROs | Ind - Paper | Gas Energy (MMTherm/year) | Energy Efficiency | 6.1226e-06 | 6.6347e-06 | 7.0699e-06 | 7.4275e-06 | 7.7747e-06 | 8.1103e-06 | 8.3467e-06 | 8.6827e-06 | 9.0134e-06 | 9.3369e-06 | 9.6519e-06
2023 PG Study Reference Scenario | SDG&E | Ind | BROs | Ind - Petroleum | Electric Demand (MW) | Energy Efficiency | 0.0021989 | 0.0023477 | 0.0024959 | 0.0026396 | 0.002789 | 0.002944 | 0.0030984 | 0.0032532 | 0.0034042 | 0.0035531 | 0.0036994
2023 PG Study Reference Scenario | SDG&E | Ind | BROs | Ind - Petroleum | Electric Energy (GWh/year) | Energy Efficiency | 0.011293 | 0.012058 | 0.012819 | 0.013557 | 0.014324 | 0.01512 | 0.015913 | 0.016708 | 0.017484 | 0.018248 | 0.019
2023 PG Study Reference Scenario | SDG&E | Ind | BROs | Ind - Petroleum | Gas Energy (MMTherm/year) | Energy Efficiency | 0.0013531 | 0.0014532 | 0.0015531 | 0.0016499 | 0.0017483 | 0.001845 | 0.0019423 | 0.0020384 | 0.0021338 | 0.0022285 | 0.0023225
2023 PG Study Reference Scenario | SDG&E | Ind | BROs | Ind - Plastics | Electric Demand (MW) | Energy Efficiency | 0.0099417 | 0.010699 | 0.011464 | 0.012205 | 0.012956 | 0.013707 | 0.014456 | 0.015196 | 0.015923 | 0.016642 | 0.017351
2023 PG Study Reference Scenario | SDG&E | Ind | BROs | Ind - Plastics | Electric Energy (GWh/year) | Energy Efficiency | 0.051059 | 0.054949 | 0.058875 | 0.062685 | 0.066538 | 0.0704 | 0.074246 | 0.078045 | 0.08178 | 0.085471 | 0.089113
2023 PG Study Reference Scenario | SDG&E | Ind | BROs | Ind - Plastics | Gas Energy (MMTherm/year) | Energy Efficiency | 0.00070021 | 0.00076206 | 0.00081895 | 0.00087406 | 0.00093286 | 0.00099235 | 0.001035 | 0.0010972 | 0.0011601 | 0.0012239 | 0.0012886
2023 PG Study Reference Scenario | SDG&E | Ind | BROs | Ind - Primary Metals | Electric Demand (MW) | Energy Efficiency | 0.00097703 | 0.0010511 | 0.0011259 | 0.0011988 | 0.0012726 | 0.0013465 | 0.0014198 | 0.0014924 | 0.0015636 | 0.001634 | 0.0017034
2023 PG Study Reference Scenario | SDG&E | Ind | BROs | Ind - Primary Metals | Electric Energy (GWh/year) | Energy Efficiency | 0.0050179 | 0.0053981 | 0.0057825 | 0.006157 | 0.0065357 | 0.0069155 | 0.0072919 | 0.0076649 | 0.0080307 | 0.008392 | 0.0087484
2023 PG Study Reference Scenario | SDG&E | Ind | BROs | Ind - Primary Metals | Gas Energy (MMTherm/year) | Energy Efficiency | 0.00082272 | 0.0008817 | 0.00094072 | 0.0010012 | 0.0010637 | 0.0011254 | 0.0011795 | 0.0012402 | 0.0012989 | 0.001357 | 0.0014146
2023 PG Study Reference Scenario | SDG&E | Ind | BROs | Ind - Printing & Publishing | Electric Demand (MW) | Energy Efficiency | 0.0085632 | 0.009231 | 0.0098993 | 0.010545 | 0.011197 | 0.01185 | 0.012487 | 0.01313 | 0.013763 | 0.01439 | 0.01501
2023 PG Study Reference Scenario | SDG&E | Ind | BROs | Ind - Printing & Publishing | Electric Energy (GWh/year) | Energy Efficiency | 0.04398 | 0.047409 | 0.050842 | 0.054159 | 0.057508 | 0.060861 | 0.06413 | 0.067434 | 0.070686 | 0.073906 | 0.07709
2023 PG Study Reference Scenario | SDG&E | Ind | BROs | Ind - Printing & Publishing | Gas Energy (MMTherm/year) | Energy Efficiency | 0.00022016 | 0.00023687 | 0.00025285 | 0.000268 | 0.00028329 | 0.00029819 | 0.00031196 | 0.00032664 | 0.00034118 | 0.00035558 | 0.00036982
2023 PG Study Reference Scenario | SDG&E | Ind | BROs | Ind - Stone-Glass-Clay | Electric Demand (MW) | Energy Efficiency | 0.006627 | 0.0071608 | 0.0076695 | 0.0081548 | 0.0086532 | 0.0091612 | 0.0096448 | 0.010166 | 0.010686 | 0.011206 | 0.011723
2023 PG Study Reference Scenario | SDG&E | Ind | BROs | Ind - Stone-Glass-Clay | Electric Energy (GWh/year) | Energy Efficiency | 0.034036 | 0.036777 | 0.03939 | 0.041882 | 0.044442 | 0.047051 | 0.049535 | 0.05221 | 0.054882 | 0.057551 | 0.06021
2023 PG Study Reference Scenario | SDG&E | Ind | BROs | Ind - Stone-Glass-Clay | Gas Energy (MMTherm/year) | Energy Efficiency | 0.0045499 | 0.004925 | 0.0052811 | 0.0056231 | 0.0059761 | 0.0063295 | 0.0066784 | 0.0070454 | 0.0074158 | 0.0077878 | 0.0081609
2023 PG Study Reference Scenario | SDG&E | Ind | BROs | Ind - Textiles | Electric Demand (MW) | Energy Efficiency | 0.00034328 | 0.00036346 | 0.00038658 | 0.00040974 | 0.00043279 | 0.00045569 | 0.00047388 | 0.00049563 | 0.00051665 | 0.00053713 | 0.000557
2023 PG Study Reference Scenario | SDG&E | Ind | BROs | Ind - Textiles | Electric Energy (GWh/year) | Energy Efficiency | 0.001763 | 0.0018667 | 0.0019854 | 0.0021044 | 0.0022228 | 0.0023404 | 0.0024338 | 0.0025455 | 0.0026534 | 0.0027586 | 0.0028607
2023 PG Study Reference Scenario | SDG&E | Ind | BROs | Ind - Textiles | Gas Energy (MMTherm/year) | Energy Efficiency | 1.7675e-05 | 1.8918e-05 | 2.0108e-05 | 2.1232e-05 | 2.2349e-05 | 2.3423e-05 | 2.4369e-05 | 2.5396e-05 | 2.639e-05 | 2.7366e-05 | 2.8316e-05
2023 PG Study Reference Scenario | SDG&E | Ind | BROs | Ind - Transportation Equipment | Electric Demand (MW) | Energy Efficiency | 0.030734 | 0.032915 | 0.035331 | 0.037729 | 0.040074 | 0.042432 | 0.044765 | 0.047199 | 0.04965 | 0.052128 | 0.054581
2023 PG Study Reference Scenario | SDG&E | Ind | BROs | Ind - Transportation Equipment | Electric Energy (GWh/year) | Energy Efficiency | 0.15784 | 0.16905 | 0.18146 | 0.19377 | 0.20582 | 0.21793 | 0.22991 | 0.24241 | 0.25499 | 0.26772 | 0.28032
2023 PG Study Reference Scenario | SDG&E | Ind | BROs | Ind - Transportation Equipment | Gas Energy (MMTherm/year) | Energy Efficiency | 0.0012448 | 0.0013353 | 0.0014287 | 0.0015201 | 0.0016116 | 0.0017016 | 0.0017917 | 0.0018827 | 0.0019738 | 0.0020651 | 0.0021559
2023 PG Study Reference Scenario | SDG&E | Ind | HVAC | Ind - Electronics | Electric Demand (MW) | Energy Efficiency | 0.8517 | 0.72377 | 0.58313 | 0.44886 | 0.33255 | 0.14793 | 0.10583 | 0.074334 | 0.051478 | 0.035298 | 0.024062
2023 PG Study Reference Scenario | SDG&E | Ind | HVAC | Ind - Electronics | Electric Energy (GWh/year) | Energy Efficiency | 0.96082 | 0.8165 | 0.65784 | 0.50636 | 0.37515 | 0.16688 | 0.11939 | 0.083858 | 0.058074 | 0.039821 | 0.027145
2023 PG Study Reference Scenario | SDG&E | Ind | Lighting | Ind - All Other Industrial | Electric Demand (MW) | Energy Efficiency | 7.7721e-05 | 1.2385e-05 | 0 | 1.7954e-06 | 2.5569e-07 | 0 | 3.6093e-08 | 5.1351e-09 | 7.3239e-10 | 1.047e-10 | 1.501e-11
2023 PG Study Reference Scenario | SDG&E | Ind | Lighting | Ind - All Other Industrial | Electric Energy (GWh/year) | Energy Efficiency | 0.0070204 | 0.0011644 | 0 | 0.00018076 | 2.6499e-05 | 0 | 3.8374e-06 | 5.4597e-07 | 7.7869e-08 | 1.1132e-08 | 1.5959e-09
2023 PG Study Reference Scenario | SDG&E | Ind | Lighting | Ind - Chemicals | Electric Demand (MW) | Energy Efficiency | 2.3466e-06 | 3.2909e-07 | 0 | 4.2925e-08 | 5.5643e-09 | 0 | 0 | 0 | 0 | 0 | 0
2023 PG Study Reference Scenario | SDG&E | Ind | Lighting | Ind - Chemicals | Electric Energy (GWh/year) | Energy Efficiency | 0.00096496 | 0.00014103 | 0 | 1.9739e-05 | 2.6361e-06 | 0 | 0 | 0 | 0 | 0 | 0
2023 PG Study Reference Scenario | SDG&E | Ind | Lighting | Ind - Electronics | Electric Demand (MW) | Energy Efficiency | 2.5128e-06 | 3.444e-07 | 4.6784e-08 | 6.3352e-09 | 8.5594e-10 | 1.1547e-10 | 1.5587e-11 | 2.1102e-12 | 2.8611e-13 | 3.8846e-14 | 5.283e-15
2023 PG Study Reference Scenario | SDG&E | Ind | Lighting | Ind - Electronics | Electric Energy (GWh/year) | Energy Efficiency | 0.0003981 | 5.6831e-05 | 8.0082e-06 | 1.1207e-06 | 1.5594e-07 | 2.159e-08 | 2.9144e-09 | 3.9456e-10 | 5.3495e-11 | 7.2633e-12 | 9.8779e-13
2023 PG Study Reference Scenario | SDG&E | Ind | Lighting | Ind - Fabricated Metals | Electric Demand (MW) | Energy Efficiency | 5.9882e-06 | 8.5512e-07 | 1.161e-07 | 1.562e-08 | 2.0955e-09 | 0 | 2.7977e-10 | 3.7607e-11 | 5.062e-12 | 0 | 0
2023 PG Study Reference Scenario | SDG&E | Ind | Lighting | Ind - Fabricated Metals | Electric Energy (GWh/year) | Energy Efficiency | 0.0010602 | 0.00015771 | 2.2214e-05 | 3.0889e-06 | 4.2679e-07 | 0 | 5.8482e-08 | 7.8612e-09 | 1.0581e-09 | 0 | 0
2023 PG Study Reference Scenario | SDG&E | Ind | Lighting | Ind - Food | Electric Demand (MW) | Energy Efficiency | 1.0846e-05 | 0 | 0 | 0 | 0 | 0 | 0 | 0 | 0 | 0 | 0
2023 PG Study Reference Scenario | SDG&E | Ind | Lighting | Ind - Food | Electric Energy (GWh/year) | Energy Efficiency | 0.0025073 | 0 | 0 | 0 | 0 | 0 | 0 | 0 | 0 | 0 | 0
2023 PG Study Reference Scenario | SDG&E | Ind | Lighting | Ind - Industrial Machinery | Electric Demand (MW) | Energy Efficiency | 3.1793e-05 | 4.8084e-06 | 6.9371e-07 | 9.9038e-08 | 1.4073e-08 | 0 | 1.9904e-09 | 2.8317e-10 | 4.0387e-11 | 5.7737e-12 | 8.2772e-13
2023 PG Study Reference Scenario | SDG&E | Ind | Lighting | Ind - Industrial Machinery | Electric Energy (GWh/year) | Energy Efficiency | 0.0028718 | 0.00045208 | 6.7615e-05 | 9.971e-06 | 1.4585e-06 | 0 | 2.1162e-07 | 3.0107e-08 | 4.294e-09 | 6.1387e-10 | 8.8004e-11
2023 PG Study Reference Scenario | SDG&E | Ind | Lighting | Ind - Lumber & Furniture | Electric Demand (MW) | Energy Efficiency | 7.6854e-07 | 0 | 0 | 0 | 0 | 0 | 1.0846e-07 | 1.5318e-08 | 0 | 0 | 0
2023 PG Study Reference Scenario | SDG&E | Ind | Lighting | Ind - Lumber & Furniture | Electric Energy (GWh/year) | Energy Efficiency | 7.6333e-05 | 0 | 0 | 0 | 0 | 0 | 1.2687e-05 | 1.7918e-06 | 0 | 0 | 0
2023 PG Study Reference Scenario | SDG&E | Ind | Lighting | Ind - Paper | Electric Demand (MW) | Energy Efficiency | 1.2038e-08 | 0 | 0 | 0 | 0 | 0 | 0 | 0 | 0 | 0 | 0
2023 PG Study Reference Scenario | SDG&E | Ind | Lighting | Ind - Paper | Electric Energy (GWh/year) | Energy Efficiency | 4.3055e-06 | 0 | 0 | 0 | 0 | 0 | 0 | 0 | 0 | 0 | 0
2023 PG Study Reference Scenario | SDG&E | Ind | Lighting | Ind - Petroleum | Electric Demand (MW) | Energy Efficiency | 0 | 0 | 0 | 0 | 0 | 0 | 0 | 0 | 0 | 0 | 0
2023 PG Study Reference Scenario | SDG&E | Ind | Lighting | Ind - Petroleum | Electric Energy (GWh/year) | Energy Efficiency | 0 | 0 | 0 | 0 | 0 | 0 | 0 | 0 | 0 | 0 | 0
2023 PG Study Reference Scenario | SDG&E | Ind | Lighting | Ind - Plastics | Electric Demand (MW) | Energy Efficiency | 1.628e-05 | 9.0435e-06 | 0 | 0 | 0 | 0 | 0 | 0 | 0 | 0 | 0
2023 PG Study Reference Scenario | SDG&E | Ind | Lighting | Ind - Plastics | Electric Energy (GWh/year) | Energy Efficiency | 0.0029787 | 0.0017237 | 0 | 0 | 0 | 0 | 0 | 0 | 0 | 0 | 0
2023 PG Study Reference Scenario | SDG&E | Ind | Lighting | Ind - Primary Metals | Electric Demand (MW) | Energy Efficiency | 2.0404e-07 | 1.9096e-07 | 0 | 0 | 0 | 0 | 0 | 0 | 0 | 0 | 0
2023 PG Study Reference Scenario | SDG&E | Ind | Lighting | Ind - Primary Metals | Electric Energy (GWh/year) | Energy Efficiency | 9.8971e-05 | 9.654e-05 | 0 | 0 | 0 | 0 | 0 | 0 | 0 | 0 | 0
2023 PG Study Reference Scenario | SDG&E | Ind | Lighting | Ind - Printing & Publishing | Electric Demand (MW) | Energy Efficiency | 2.503e-05 | 4.0736e-06 | 0 | 0 | 0 | 0 | 0 | 0 | 0 | 0 | 0
2023 PG Study Reference Scenario | SDG&E | Ind | Lighting | Ind - Printing & Publishing | Electric Energy (GWh/year) | Energy Efficiency | 0.0035634 | 0.00060398 | 0 | 0 | 0 | 0 | 0 | 0 | 0 | 0 | 0
2023 PG Study Reference Scenario | SDG&E | Ind | Lighting | Ind - Stone-Glass-Clay | Electric Demand (MW) | Energy Efficiency | 3.5884e-07 | 0 | 0 | 0 | 0 | 0 | 4.7385e-08 | 6.2655e-09 | 8.2666e-10 | 1.0912e-10 | 1.4418e-11
2023 PG Study Reference Scenario | SDG&E | Ind | Lighting | Ind - Stone-Glass-Clay | Electric Energy (GWh/year) | Energy Efficiency | 9.4492e-05 | 0 | 0 | 0 | 0 | 0 | 1.4747e-05 | 1.95e-06 | 2.5727e-07 | 3.396e-08 | 4.4871e-09
2023 PG Study Reference Scenario | SDG&E | Ind | Lighting | Ind - Textiles | Electric Demand (MW) | Energy Efficiency | 0 | 6.5969e-06 | 2.8268e-06 | 6.6669e-07 | 0 | 0 | 0 | 0 | 0 | 0 | 0
2023 PG Study Reference Scenario | SDG&E | Ind | Lighting | Ind - Textiles | Electric Energy (GWh/year) | Energy Efficiency | 0 | 0.00069182 | 0.00030737 | 7.4888e-05 | 0 | 0 | 0 | 0 | 0 | 0 | 0
2023 PG Study Reference Scenario | SDG&E | Ind | Lighting | Ind - Transportation Equipment | Electric Demand (MW) | Energy Efficiency | 0 | 1.5074e-05 | 2.1472e-06 | 0 | 0 | 0 | 2.9698e-07 | 4.1297e-08 | 5.7523e-09 | 8.0276e-10 | 1.1228e-10
2023 PG Study Reference Scenario | SDG&E | Ind | Lighting | Ind - Transportation Equipment | Electric Energy (GWh/year) | Energy Efficiency | 0 | 0.0017801 | 0.00026294 | 0 | 0 | 0 | 3.9697e-05 | 5.52e-06 | 7.689e-07 | 1.073e-07 | 1.5009e-08
2023 PG Study Reference Scenario | SDG&E | Ind | MachDr | Ind - Food | Electric Demand (MW) | Energy Efficiency | 0.033627 | 0.029064 | 0.0099716 | 0.011802 | 0.010083 | 0.0029317 | 0.0027409 | 0.0025978 | 0.0024473 | 0.0022578 | 0.0021414
2023 PG Study Reference Scenario | SDG&E | Ind | MachDr | Ind - Food | Electric Energy (GWh/year) | Energy Efficiency | 0.089382 | 0.077252 | 0.026505 | 0.031369 | 0.026801 | 0.0077924 | 0.0072854 | 0.0069051 | 0.006505 | 0.0060013 | 0.0056918
2023 PG Study Reference Scenario | SDG&E | Ind | MachDr | Ind - Lumber & Furniture | Electric Demand (MW) | Energy Efficiency | 0.00036419 | 0.00039244 | 0.00039783 | 0.00040758 | 0.0004097 | 0.00038268 | 0.00038409 | 0.00037512 | 0.00036283 | 0.00034529 | 0.00033666
2023 PG Study Reference Scenario | SDG&E | Ind | MachDr | Ind - Lumber & Furniture | Electric Energy (GWh/year) | Energy Efficiency | 0.00096802 | 0.0010431 | 0.0010574 | 0.0010834 | 0.001089 | 0.0010172 | 0.0010209 | 0.00099707 | 0.0009644 | 0.00091778 | 0.00089484
2023 PG Study Reference Scenario | SDG&E | Ind | MachDr | Ind - Paper | Electric Demand (MW) | Energy Efficiency | 0.0012123 | 0.0012747 | 0.0011704 | 0.0011403 | 0.0011026 | 0.00086566 | 0.00096087 | 0.00090144 | 0.0008386 | 0.00076343 | 0.00071376
2023 PG Study Reference Scenario | SDG&E | Ind | MachDr | Ind - Paper | Electric Energy (GWh/year) | Energy Efficiency | 0.0032222 | 0.003388 | 0.0031108 | 0.0030309 | 0.0029307 | 0.0023009 | 0.002554 | 0.002396 | 0.002229 | 0.0020292 | 0.0018972
2023 PG Study Reference Scenario | SDG&E | Ind | ProcHeat | Ind - All Other Industrial | Gas Energy (MMTherm/year) | Energy Efficiency | 0.0012233 | 0.00095684 | 0.0025074 | 0.002609 | 0.0024492 | 0.0016091 | 0.0022456 | 0.0022528 | 0.0021036 | 0.0019537 | 0.0018026
2023 PG Study Reference Scenario | SDG&E | Ind | ProcHeat | Ind - Chemicals | Gas Energy (MMTherm/year) | Energy Efficiency | 0.0030706 | 0.0031414 | 0.0038226 | 0.0038009 | 0.0036497 | 0.0034454 | 0.0031506 | 0.0028467 | 0.0025158 | 0.0021847 | 0.001868
2023 PG Study Reference Scenario | SDG&E | Ind | ProcHeat | Ind - Electronics | Gas Energy (MMTherm/year) | Energy Efficiency | 0.001396 | 0.0011293 | 0.0054533 | 0.0054125 | 0.0052634 | 0.005122 | 0.0048789 | 0.0048751 | 0.0045997 | 0.0042912 | 0.0039595
2023 PG Study Reference Scenario | SDG&E | Ind | ProcHeat | Ind - Fabricated Metals | Gas Energy (MMTherm/year) | Energy Efficiency | 0.00050112 | 0.00040289 | 0.0019547 | 0.0019876 | 0.0019284 | 0.0015306 | 0.0018114 | 0.0017436 | 0.0016336 | 0.0015145 | 0.001389
2023 PG Study Reference Scenario | SDG&E | Ind | ProcHeat | Ind - Food | Gas Energy (MMTherm/year) | Energy Efficiency | 0.0027373 | 0.0019946 | 0.002622 | 0.002428 | 0.0018076 | 0.001092 | 0.0012396 | 0.0010918 | 0.00079618 | 0.00062301 | 0.00047189
2023 PG Study Reference Scenario | SDG&E | Ind | ProcHeat | Ind - Industrial Machinery | Gas Energy (MMTherm/year) | Energy Efficiency | 0.00062288 | 0.00053037 | 0.0015313 | 0.001521 | 0.0013971 | 0.0012408 | 0.0014731 | 0.0014438 | 0.001321 | 0.0012296 | 0.0011386
2023 PG Study Reference Scenario | SDG&E | Ind | ProcHeat | Ind - Lumber & Furniture | Gas Energy (MMTherm/year) | Energy Efficiency | 3.562e-06 | 1.2149e-06 | 6.5756e-06 | 8.0376e-06 | 8.113e-06 | 1.3899e-07 | 1.0318e-05 | 1.0081e-05 | 9.4448e-06 | 8.7832e-06 | 8.11e-06
2023 PG Study Reference Scenario | SDG&E | Ind | ProcHeat | Ind - Paper | Gas Energy (MMTherm/year) | Energy Efficiency | 3.3871e-07 | 1.5967e-07 | 1.8852e-06 | 1.7243e-06 | 1.4598e-06 | 0 | 1.2999e-06 | 1.1308e-06 | 8.8223e-07 | 6.0161e-07 | 3.9342e-07
2023 PG Study Reference Scenario | SDG&E | Ind | ProcHeat | Ind - Petroleum | Gas Energy (MMTherm/year) | Energy Efficiency | 6.6022e-05 | 5.7627e-05 | 0.00053588 | 0.00056845 | 0.00054754 | 0.00055541 | 0.00051894 | 0.00050546 | 0.00046878 | 0.00042758 | 0.00038365
2023 PG Study Reference Scenario | SDG&E | Ind | ProcHeat | Ind - Plastics | Gas Energy (MMTherm/year) | Energy Efficiency | 0.00038033 | 0.00031961 | 0.00085576 | 0.0008212 | 0.00077654 | 0.00032573 | 0.00071311 | 0.00071053 | 0.00066746 | 0.0006231 | 0.00057726
2023 PG Study Reference Scenario | SDG&E | Ind | ProcHeat | Ind - Primary Metals | Gas Energy (MMTherm/year) | Energy Efficiency | 5.4511e-05 | 4.1614e-05 | 0.00076339 | 0.0008343 | 0.00079071 | 0.00051873 | 0.00071582 | 0.00061133 | 0.00054368 | 0.00047799 | 0.00041896
2023 PG Study Reference Scenario | SDG&E | Ind | ProcHeat | Ind - Printing & Publishing | Gas Energy (MMTherm/year) | Energy Efficiency | 1.28e-05 | 9.0791e-06 | 0.00030942 | 0.0003238 | 0.00031592 | 0.00028283 | 0.00030057 | 0.00029176 | 0.00027212 | 0.00024887 | 0.00022326
2023 PG Study Reference Scenario | SDG&E | Ind | ProcHeat | Ind - Stone-Glass-Clay | Gas Energy (MMTherm/year) | Energy Efficiency | 0.00015538 | 0.00012407 | 0.00097144 | 0.0012244 | 0.0012184 | 0.001076 | 0.0011862 | 0.0011898 | 0.0011288 | 0.0010591 | 0.00098299
2023 PG Study Reference Scenario | SDG&E | Ind | ProcHeat | Ind - Textiles | Gas Energy (MMTherm/year) | Energy Efficiency | 1.5123e-05 | 8.8608e-06 | 0.00010499 | 0.00010515 | 9.6999e-05 | 7.881e-05 | 8.4072e-05 | 7.5673e-05 | 6.7227e-05 | 5.7304e-05 | 4.7976e-05
2023 PG Study Reference Scenario | SDG&E | Ind | ProcHeat | Ind - Transportation Equipment | Gas Energy (MMTherm/year) | Energy Efficiency | 0.00027172 | 0.00026523 | 0.0017557 | 0.0017775 | 0.0016683 | 0.0016598 | 0.0016524 | 0.0016881 | 0.0016169 | 0.001474 | 0.0013489
2023 PG Study Reference Scenario | SDG&E | Ind | ProcRefrig | Ind - All Other Industrial | Electric Demand (MW) | Energy Efficiency | 0.0022419 | 0.0025526 | 0.0028551 | 0.003207 | 0.0035526 | 0.0038107 | 0.0042011 | 0.0045188 | 0.0048072 | 0.0050507 | 0.0052502
2023 PG Study Reference Scenario | SDG&E | Ind | ProcRefrig | Ind - All Other Industrial | Electric Energy (GWh/year) | Energy Efficiency | 0.0025291 | 0.0028797 | 0.0032209 | 0.0036179 | 0.0040078 | 0.0042989 | 0.0047394 | 0.0050977 | 0.0054231 | 0.0056979 | 0.0059229
2023 PG Study Reference Scenario | SDG&E | Ind | ProcRefrig | Ind - Chemicals | Electric Demand (MW) | Energy Efficiency | 0.0014661 | 0.0016714 | 0.0018703 | 0.0021059 | 0.0023373 | 0.0025646 | 0.0027855 | 0.0029657 | 0.003128 | 0.0032509 | 0.0033557
2023 PG Study Reference Scenario | SDG&E | Ind | ProcRefrig | Ind - Chemicals | Electric Energy (GWh/year) | Energy Efficiency | 0.0016539 | 0.0018856 | 0.0021099 | 0.0023757 | 0.0026368 | 0.0028932 | 0.0031424 | 0.0033456 | 0.0035288 | 0.0036675 | 0.0037856
2023 PG Study Reference Scenario | SDG&E | Ind | ProcRefrig | Ind - Electronics | Electric Demand (MW) | Energy Efficiency | 0.018984 | 0.021596 | 0.024297 | 0.027127 | 0.03001 | 0.032895 | 0.035553 | 0.038163 | 0.040509 | 0.042461 | 0.044027
2023 PG Study Reference Scenario | SDG&E | Ind | ProcRefrig | Ind - Electronics | Electric Energy (GWh/year) | Energy Efficiency | 0.021417 | 0.024363 | 0.02741 | 0.030603 | 0.033855 | 0.03711 | 0.040108 | 0.043053 | 0.045699 | 0.047901 | 0.049667
2023 PG Study Reference Scenario | SDG&E | Ind | ProcRefrig | Ind - Fabricated Metals | Electric Demand (MW) | Energy Efficiency | 0.00065419 | 0.00074344 | 0.00083548 | 0.0009316 | 0.0010291 | 0.0011027 | 0.0012097 | 0.0012963 | 0.0013734 | 0.0014317 | 0.0014797
2023 PG Study Reference Scenario | SDG&E | Ind | ProcRefrig | Ind - Fabricated Metals | Electric Energy (GWh/year) | Energy Efficiency | 0.000738 | 0.00083869 | 0.00094252 | 0.001051 | 0.001161 | 0.001244 | 0.0013647 | 0.0014624 | 0.0015493 | 0.0016151 | 0.0016693
2023 PG Study Reference Scenario | SDG&E | Ind | ProcRefrig | Ind - Food | Electric Demand (MW) | Energy Efficiency | 0.063308 | 0.06129 | 0.048966 | 0.046724 | 0.042197 | 0.021711 | 0.02383 | 0.011395 | 0.0017541 | 0.001735 | 0.0017037
2023 PG Study Reference Scenario | SDG&E | Ind | ProcRefrig | Ind - Food | Electric Energy (GWh/year) | Energy Efficiency | 0.071419 | 0.069142 | 0.05524 | 0.052711 | 0.047603 | 0.024493 | 0.026883 | 0.012855 | 0.0019788 | 0.0019573 | 0.001922
2023 PG Study Reference Scenario | SDG&E | Ind | ProcRefrig | Ind - Industrial Machinery | Electric Demand (MW) | Energy Efficiency | 0.0014708 | 0.0016714 | 0.0018781 | 0.002094 | 0.002313 | 0.0025104 | 0.0027255 | 0.0029198 | 0.0030925 | 0.0032339 | 0.0033448
2023 PG Study Reference Scenario | SDG&E | Ind | ProcRefrig | Ind - Industrial Machinery | Electric Energy (GWh/year) | Energy Efficiency | 0.0016593 | 0.0018855 | 0.0021188 | 0.0023623 | 0.0026093 | 0.0028321 | 0.0030747 | 0.0032938 | 0.0034887 | 0.0036482 | 0.0037733
2023 PG Study Reference Scenario | SDG&E | Ind | ProcRefrig | Ind - Lumber & Furniture | Electric Demand (MW) | Energy Efficiency | 1.3239e-05 | 1.4891e-05 | 1.6501e-05 | 1.8437e-05 | 2.0456e-05 | 2.109e-05 | 2.4017e-05 | 2.5783e-05 | 2.7263e-05 | 2.8407e-05 | 2.9374e-05
2023 PG Study Reference Scenario | SDG&E | Ind | ProcRefrig | Ind - Lumber & Furniture | Electric Energy (GWh/year) | Energy Efficiency | 1.4935e-05 | 1.6799e-05 | 1.8615e-05 | 2.0799e-05 | 2.3077e-05 | 2.3792e-05 | 2.7094e-05 | 2.9086e-05 | 3.0756e-05 | 3.2047e-05 | 3.3137e-05
2023 PG Study Reference Scenario | SDG&E | Ind | ProcRefrig | Ind - Paper | Electric Demand (MW) | Energy Efficiency | 5.4883e-05 | 6.0578e-05 | 6.1878e-05 | 6.5588e-05 | 6.9426e-05 | 5.8377e-05 | 7.3602e-05 | 7.4557e-05 | 7.4056e-05 | 7.1484e-05 | 6.8265e-05
2023 PG Study Reference Scenario | SDG&E | Ind | ProcRefrig | Ind - Paper | Electric Energy (GWh/year) | Energy Efficiency | 6.1914e-05 | 6.8339e-05 | 6.9806e-05 | 7.3991e-05 | 7.8321e-05 | 6.5856e-05 | 8.3032e-05 | 8.411e-05 | 8.3544e-05 | 8.0642e-05 | 7.7012e-05
2023 PG Study Reference Scenario | SDG&E | Ind | ProcRefrig | Ind - Plastics | Electric Demand (MW) | Energy Efficiency | 0.002593 | 0.0029512 | 0.0032837 | 0.0036637 | 0.0040431 | 0.0044107 | 0.0047257 | 0.0050061 | 0.005244 | 0.0054074 | 0.0055281
2023 PG Study Reference Scenario | SDG&E | Ind | ProcRefrig | Ind - Plastics | Electric Energy (GWh/year) | Energy Efficiency | 0.0029253 | 0.0033294 | 0.0037044 | 0.0041331 | 0.0045611 | 0.0049758 | 0.0053312 | 0.0056475 | 0.0059159 | 0.0061002 | 0.0062364
2023 PG Study Reference Scenario | SDG&E | Ind | ProcRefrig | Ind - Primary Metals | Electric Demand (MW) | Energy Efficiency | 2.2627e-05 | 2.576e-05 | 2.8516e-05 | 3.1811e-05 | 3.5056e-05 | 3.8034e-05 | 4.0588e-05 | 4.257e-05 | 4.4171e-05 | 4.5014e-05 | 4.5562e-05
2023 PG Study Reference Scenario | SDG&E | Ind | ProcRefrig | Ind - Primary Metals | Electric Energy (GWh/year) | Energy Efficiency | 2.5526e-05 | 2.906e-05 | 3.2169e-05 | 3.5886e-05 | 3.9548e-05 | 4.2906e-05 | 4.5788e-05 | 4.8024e-05 | 4.9831e-05 | 5.0782e-05 | 5.14e-05
2023 PG Study Reference Scenario | SDG&E | Ind | ProcRefrig | Ind - Printing & Publishing | Electric Demand (MW) | Energy Efficiency | 0.0051701 | 0.0058979 | 0.0065842 | 0.0073835 | 0.0081904 | 0.0089076 | 0.0096818 | 0.010335 | 0.010919 | 0.011363 | 0.011729
2023 PG Study Reference Scenario | SDG&E | Ind | ProcRefrig | Ind - Printing & Publishing | Electric Energy (GWh/year) | Energy Efficiency | 0.0058325 | 0.0066535 | 0.0074278 | 0.0083295 | 0.0092397 | 0.010049 | 0.010922 | 0.011659 | 0.012318 | 0.012819 | 0.013231
2023 PG Study Reference Scenario | SDG&E | Ind | ProcRefrig | Ind - Stone-Glass-Clay | Electric Energy (GWh/year) | Energy Efficiency | 9.6131e-06 | 1.086e-05 | 1.194e-05 | 1.3384e-05 | 1.4876e-05 | 1.585e-05 | 1.754e-05 | 1.8814e-05 | 1.9955e-05 | 2.0899e-05 | 2.165e-05
2023 PG Study Reference Scenario | SDG&E | Ind | ProcRefrig | Ind - Textiles | Electric Demand (MW) | Energy Efficiency | 2.8222e-05 | 3.2793e-05 | 3.6577e-05 | 4.0442e-05 | 4.428e-05 | 4.3492e-05 | 4.9659e-05 | 5.1759e-05 | 5.3317e-05 | 5.3731e-05 | 5.3775e-05
2023 PG Study Reference Scenario | SDG&E | Ind | ProcRefrig | Ind - Textiles | Electric Energy (GWh/year) | Energy Efficiency | 3.1838e-05 | 3.6995e-05 | 4.1264e-05 | 4.5623e-05 | 4.9953e-05 | 4.9065e-05 | 5.6021e-05 | 5.8391e-05 | 6.0148e-05 | 6.0616e-05 | 6.0665e-05
2023 PG Study Reference Scenario | SDG&E | Ind | ProcRefrig | Ind - Transportation Equipment | Electric Demand (MW) | Energy Efficiency | 0.0040574 | 0.0047397 | 0.0053307 | 0.0059105 | 0.0065419 | 0.0071169 | 0.0077493 | 0.008315 | 0.0088222 | 0.0092429 | 0.0095788
2023 PG Study Reference Scenario | SDG&E | Ind | ProcRefrig | Ind - Transportation Equipment | Electric Energy (GWh/year) | Energy Efficiency | 0.0045773 | 0.0053469 | 0.0060137 | 0.0066678 | 0.0073801 | 0.0080287 | 0.0087422 | 0.0093803 | 0.0099525 | 0.010427 | 0.010806
2023 PG Study Reference Scenario | SDG&E | Ind | WholeBlg | Ind - All Other Industrial | Electric Demand (MW) | Energy Efficiency | 0.01594 | 0.016742 | 0.018061 | 0.020205 | 0.023794 | 0.029795 | 0.029463 | 0.029291 | 0.02911 | 0.028928 | 0.028748
2023 PG Study Reference Scenario | SDG&E | Ind | WholeBlg | Ind - All Other Industrial | Electric Energy (GWh/year) | Energy Efficiency | 0.081866 | 0.085987 | 0.092757 | 0.10377 | 0.12221 | 0.15302 | 0.15132 | 0.15043 | 0.1495 | 0.14857 | 0.14765
2023 PG Study Reference Scenario | SDG&E | Ind | WholeBlg | Ind - All Other Industrial | Gas Energy (MMTherm/year) | Energy Efficiency | 0.0014252 | 0.0015251 | 0.0016786 | 0.0019255 | 0.002336 | 0.0030167 | 0.0029778 | 0.0029735 | 0.0029705 | 0.0029688 | 0.0029685
2023 PG Study Reference Scenario | SDG&E | Ind | WholeBlg | Ind - Chemicals | Electric Demand (MW) | Energy Efficiency | 0.02216 | 0.022082 | 0.022198 | 0.022572 | 0.023454 | 0.025148 | 0.024744 | 0.024351 | 0.02395 | 0.023551 | 0.023155
2023 PG Study Reference Scenario | SDG&E | Ind | WholeBlg | Ind - Chemicals | Electric Energy (GWh/year) | Energy Efficiency | 0.11381 | 0.11341 | 0.11401 | 0.11593 | 0.12046 | 0.12916 | 0.12708 | 0.12506 | 0.12301 | 0.12096 | 0.11892
2023 PG Study Reference Scenario | SDG&E | Ind | WholeBlg | Ind - Chemicals | Gas Energy (MMTherm/year) | Energy Efficiency | 0.0023177 | 0.002616 | 0.0030669 | 0.0037718 | 0.0049151 | 0.0067806 | 0.0067666 | 0.0067823 | 0.0067967 | 0.0068114 | 0.0068291
2023 PG Study Reference Scenario | SDG&E | Ind | WholeBlg | Ind - Electronics | Electric Demand (MW) | Energy Efficiency | 0.038413 | 0.03967 | 0.04173 | 0.045055 | 0.050648 | 0.060001 | 0.059796 | 0.059918 | 0.060013 | 0.060095 | 0.060166
2023 PG Study Reference Scenario | SDG&E | Ind | WholeBlg | Ind - Electronics | Electric Energy (GWh/year) | Energy Efficiency | 0.19728 | 0.20374 | 0.21432 | 0.2314 | 0.26012 | 0.30816 | 0.30711 | 0.30773 | 0.30822 | 0.30864 | 0.30901
2023 PG Study Reference Scenario | SDG&E | Ind | WholeBlg | Ind - Electronics | Gas Energy (MMTherm/year) | Energy Efficiency | 0.001879 | 0.0020301 | 0.0022581 | 0.0026158 | 0.0032003 | 0.0041617 | 0.0042068 | 0.0042789 | 0.0043537 | 0.0044305 | 0.0045097
2023 PG Study Reference Scenario | SDG&E | Ind | WholeBlg | Ind - Fabricated Metals | Electric Demand (MW) | Energy Efficiency | 0.0076751 | 0.0077248 | 0.0078708 | 0.0081606 | 0.0087127 | 0.0096958 | 0.0095333 | 0.0094155 | 0.0092926 | 0.0091681 | 0.0090418
2023 PG Study Reference Scenario | SDG&E | Ind | WholeBlg | Ind - Fabricated Metals | Electric Energy (GWh/year) | Energy Efficiency | 0.039418 | 0.039673 | 0.040424 | 0.041912 | 0.044747 | 0.049796 | 0.048962 | 0.048357 | 0.047726 | 0.047087 | 0.046438
2023 PG Study Reference Scenario | SDG&E | Ind | WholeBlg | Ind - Fabricated Metals | Gas Energy (MMTherm/year) | Energy Efficiency | 0.00097054 | 0.0011245 | 0.0013599 | 0.0017263 | 0.0023133 | 0.0032676 | 0.0032413 | 0.0032366 | 0.0032313 | 0.0032253 | 0.0032188
2023 PG Study Reference Scenario | SDG&E | Ind | WholeBlg | Ind - Food | Electric Demand (MW) | Energy Efficiency | 0.011665 | 0.011676 | 0.011842 | 0.012232 | 0.013031 | 0.014499 | 0.01419 | 0.013904 | 0.01362 | 0.013341 | 0.013064
2023 PG Study Reference Scenario | SDG&E | Ind | WholeBlg | Ind - Food | Electric Energy (GWh/year) | Energy Efficiency | 0.059908 | 0.059966 | 0.06082 | 0.062821 | 0.066925 | 0.074465 | 0.072881 | 0.07141 | 0.069952 | 0.068517 | 0.067096
2023 PG Study Reference Scenario | SDG&E | Ind | WholeBlg | Ind - Food | Gas Energy (MMTherm/year) | Energy Efficiency | 0.0032179 | 0.0035609 | 0.0041 | 0.0049492 | 0.0063209 | 0.0085514 | 0.0083947 | 0.0082576 | 0.0081276 | 0.0080016 | 0.0078781
2023 PG Study Reference Scenario | SDG&E | Ind | WholeBlg | Ind - Industrial Machinery | Electric Demand (MW) | Energy Efficiency | 0.017481 | 0.018002 | 0.018937 | 0.020489 | 0.023113 | 0.027555 | 0.027246 | 0.027007 | 0.026761 | 0.026506 | 0.026248
2023 PG Study Reference Scenario | SDG&E | Ind | WholeBlg | Ind - Industrial Machinery | Electric Energy (GWh/year) | Energy Efficiency | 0.08978 | 0.092457 | 0.097258 | 0.10523 | 0.11871 | 0.14152 | 0.13993 | 0.13871 | 0.13744 | 0.13613 | 0.13481
2023 PG Study Reference Scenario | SDG&E | Ind | WholeBlg | Ind - Industrial Machinery | Gas Energy (MMTherm/year) | Energy Efficiency | 0.000959 | 0.0010365 | 0.0011601 | 0.0013559 | 0.0016739 | 0.0021955 | 0.0021768 | 0.0021637 | 0.0021511 | 0.0021382 | 0.0021256
2023 PG Study Reference Scenario | SDG&E | Ind | WholeBlg | Ind - Lumber & Furniture | Electric Demand (MW) | Energy Efficiency | 0.00092568 | 0.00092921 | 0.00093964 | 0.00096495 | 0.0010185 | 0.0011184 | 0.001094 | 0.0010788 | 0.0010634 | 0.001048 | 0.0010326
2023 PG Study Reference Scenario | SDG&E | Ind | WholeBlg | Ind - Lumber & Furniture | Electric Energy (GWh/year) | Energy Efficiency | 0.0047542 | 0.0047723 | 0.0048259 | 0.0049559 | 0.0052311 | 0.0057438 | 0.0056188 | 0.0055407 | 0.0054616 | 0.0053823 | 0.0053032
2023 PG Study Reference Scenario | SDG&E | Ind | WholeBlg | Ind - Lumber & Furniture | Gas Energy (MMTherm/year) | Energy Efficiency | 1.9076e-05 | 1.986e-05 | 2.1005e-05 | 2.2949e-05 | 2.6306e-05 | 3.1976e-05 | 3.1225e-05 | 3.0962e-05 | 3.0713e-05 | 3.0463e-05 | 3.0215e-05
2023 PG Study Reference Scenario | SDG&E | Ind | WholeBlg | Ind - Paper | Electric Demand (MW) | Energy Efficiency | 0.0017582 | 0.0017578 | 0.0017479 | 0.0017376 | 0.001756 | 0.0018231 | 0.0017459 | 0.0016967 | 0.0016488 | 0.0016023 | 0.0015567
2023 PG Study Reference Scenario | SDG&E | Ind | WholeBlg | Ind - Paper | Electric Energy (GWh/year) | Energy Efficiency | 0.0090297 | 0.0090277 | 0.0089771 | 0.0089242 | 0.0090185 | 0.009363 | 0.0089668 | 0.008714 | 0.0084683 | 0.0082292 | 0.0079952
2023 PG Study Reference Scenario | SDG&E | Ind | WholeBlg | Ind - Paper | Gas Energy (MMTherm/year) | Energy Efficiency | 2.1272e-06 | 2.1827e-06 | 2.2558e-06 | 2.3727e-06 | 2.5947e-06 | 2.9891e-06 | 2.8803e-06 | 2.8136e-06 | 2.7499e-06 | 2.6885e-06 | 2.6288e-06
2023 PG Study Reference Scenario | SDG&E | Ind | WholeBlg | Ind - Petroleum | Electric Demand (MW) | Energy Efficiency | 0.00079036 | 0.00076917 | 0.00075057 | 0.00073401 | 0.00072338 | 0.00072037 | 0.00070378 | 0.00068786 | 0.00067178 | 0.00065591 | 0.0006402
2023 PG Study Reference Scenario | SDG&E | Ind | WholeBlg | Ind - Petroleum | Electric Energy (GWh/year) | Energy Efficiency | 0.0040592 | 0.0039504 | 0.0038549 | 0.0037698 | 0.0037152 | 0.0036997 | 0.0036145 | 0.0035328 | 0.0034502 | 0.0033687 | 0.003288
2023 PG Study Reference Scenario | SDG&E | Ind | WholeBlg | Ind - Petroleum | Gas Energy (MMTherm/year) | Energy Efficiency | 0.0004329 | 0.00043452 | 0.00044218 | 0.00045857 | 0.00049077 | 0.00054813 | 0.0005391 | 0.00053012 | 0.00052132 | 0.00051271 | 0.00050429
2023 PG Study Reference Scenario | SDG&E | Ind | WholeBlg | Ind - Plastics | Electric Demand (MW) | Energy Efficiency | 0.005928 | 0.0059432 | 0.0060362 | 0.0062335 | 0.0066236 | 0.0073297 | 0.0072173 | 0.007104 | 0.0069887 | 0.006874 | 0.0067597
2023 PG Study Reference Scenario | SDG&E | Ind | WholeBlg | Ind - Plastics | Electric Energy (GWh/year) | Energy Efficiency | 0.030445 | 0.030524 | 0.031001 | 0.032014 | 0.034018 | 0.037644 | 0.037067 | 0.036485 | 0.035893 | 0.035304 | 0.034717
2023 PG Study Reference Scenario | SDG&E | Ind | WholeBlg | Ind - Plastics | Gas Energy (MMTherm/year) | Energy Efficiency | 0.00042456 | 0.00046165 | 0.00051588 | 0.00060135 | 0.00074285 | 0.00097589 | 0.00095805 | 0.00095873 | 0.00095948 | 0.00096031 | 0.00096134
2023 PG Study Reference Scenario | SDG&E | Ind | WholeBlg | Ind - Primary Metals | Electric Demand (MW) | Energy Efficiency | 0.00087098 | 0.00085546 | 0.00084323 | 0.00083341 | 0.00083014 | 0.00083656 | 0.00081928 | 0.00080214 | 0.00078481 | 0.00076764 | 0.00075064
2023 PG Study Reference Scenario | SDG&E | Ind | WholeBlg | Ind - Primary Metals | Electric Energy (GWh/year) | Energy Efficiency | 0.0044732 | 0.0043935 | 0.0043307 | 0.0042803 | 0.0042635 | 0.0042965 | 0.0042077 | 0.0041197 | 0.0040307 | 0.0039425 | 0.0038552
2023 PG Study Reference Scenario | SDG&E | Ind | WholeBlg | Ind - Primary Metals | Gas Energy (MMTherm/year) | Energy Efficiency | 0.00043782 | 0.00048474 | 0.0005594 | 0.00067924 | 0.00087341 | 0.0011901 | 0.0011762 | 0.0011695 | 0.0011615 | 0.0011533 | 0.001145
2023 PG Study Reference Scenario | SDG&E | Ind | WholeBlg | Ind - Printing & Publishing | Electric Demand (MW) | Energy Efficiency | 0.0073806 | 0.0073605 | 0.0074071 | 0.0075423 | 0.0078531 | 0.0084495 | 0.0082999 | 0.0081597 | 0.0080178 | 0.007877 | 0.0077372
2023 PG Study Reference Scenario | SDG&E | Ind | WholeBlg | Ind - Printing & Publishing | Electric Energy (GWh/year) | Energy Efficiency | 0.037906 | 0.037803 | 0.038042 | 0.038736 | 0.040333 | 0.043395 | 0.042627 | 0.041907 | 0.041178 | 0.040455 | 0.039737
2023 PG Study Reference Scenario | SDG&E | Ind | WholeBlg | Ind - Printing & Publishing | Gas Energy (MMTherm/year) | Energy Efficiency | 0.00010132 | 0.00010145 | 0.00010249 | 0.00010514 | 0.00011093 | 0.00012163 | 0.00011878 | 0.00011643 | 0.00011415 | 0.00011194 | 0.00010978
2023 PG Study Reference Scenario | SDG&E | Ind | WholeBlg | Ind - Stone-Glass-Clay | Electric Demand (MW) | Energy Efficiency | 0.002994 | 0.0029919 | 0.0030054 | 0.0030521 | 0.003172 | 0.0034086 | 0.0033451 | 0.0032961 | 0.0032475 | 0.0031996 | 0.0031519
2023 PG Study Reference Scenario | SDG&E | Ind | WholeBlg | Ind - Stone-Glass-Clay | Electric Energy (GWh/year) | Energy Efficiency | 0.015377 | 0.015366 | 0.015435 | 0.015675 | 0.016291 | 0.017506 | 0.01718 | 0.016928 | 0.016679 | 0.016433 | 0.016188
2023 PG Study Reference Scenario | SDG&E | Ind | WholeBlg | Ind - Stone-Glass-Clay | Gas Energy (MMTherm/year) | Energy Efficiency | 0.0015087 | 0.0015189 | 0.0015402 | 0.0015852 | 0.0016785 | 0.0018475 | 0.0018193 | 0.0017966 | 0.0017748 | 0.0017535 | 0.0017325
2023 PG Study Reference Scenario | SDG&E | Ind | WholeBlg | Ind - Textiles | Electric Demand (MW) | Energy Efficiency | 0.00075556 | 0.00074551 | 0.00075196 | 0.00077351 | 0.00081863 | 0.00090256 | 0.00087638 | 0.00085835 | 0.00084008 | 0.00082201 | 0.00080403
2023 PG Study Reference Scenario | SDG&E | Ind | WholeBlg | Ind - Textiles | Electric Energy (GWh/year) | Energy Efficiency | 0.0038805 | 0.0038288 | 0.003862 | 0.0039727 | 0.0042044 | 0.0046354 | 0.004501 | 0.0044084 | 0.0043146 | 0.0042217 | 0.0041294
2023 PG Study Reference Scenario | SDG&E | Ind | WholeBlg | Ind - Textiles | Gas Energy (MMTherm/year) | Energy Efficiency | 2.4638e-05 | 2.5415e-05 | 2.6832e-05 | 2.9268e-05 | 3.3472e-05 | 4.055e-05 | 3.9589e-05 | 3.8827e-05 | 3.8073e-05 | 3.7345e-05 | 3.6631e-05
2023 PG Study Reference Scenario | SDG&E | Ind | WholeBlg | Ind - Transportation Equipment | Electric Demand (MW) | Energy Efficiency | 0.031574 | 0.031383 | 0.031759 | 0.032638 | 0.034325 | 0.03745 | 0.036859 | 0.036361 | 0.035881 | 0.035425 | 0.034956
2023 PG Study Reference Scenario | SDG&E | Ind | WholeBlg | Ind - Transportation Equipment | Electric Energy (GWh/year) | Energy Efficiency | 0.16216 | 0.16118 | 0.16311 | 0.16763 | 0.17629 | 0.19234 | 0.1893 | 0.18675 | 0.18428 | 0.18194 | 0.17953
2023 PG Study Reference Scenario | SDG&E | Ind | WholeBlg | Ind - Transportation Equipment | Gas Energy (MMTherm/year) | Energy Efficiency | 0.0009428 | 0.000959 | 0.00099714 | 0.0010651 | 0.0011837 | 0.001386 | 0.0013667 | 0.0013489 | 0.0013317 | 0.0013153 | 0.0012991
2023 PG Study Reference Scenario | SDG&E | Res | AppPlug | Res - Multi Family | Electric Demand (MW) | Energy Efficiency | 0.00056256 | 0.00061707 | 0.00066462 | 0.00071321 | 0.00075528 | 0.00080458 | 0.0008341 | 0.00088542 | 0.016306 | 0.019426 | 0.020309
2023 PG Study Reference Scenario | SDG&E | Res | AppPlug | Res - Multi Family | Electric Energy (GWh/year) | Energy Efficiency | 0.0043781 | 0.0048023 | 0.0051723 | 0.0055505 | 0.0058779 | 0.0062615 | 0.0064913 | 0.0068907 | 0.1269 | 0.15118 | 0.15799
2023 PG Study Reference Scenario | SDG&E | Res | AppPlug | Res - Multi Family | Electric Energy (GWh/year) | Fuel Substitution | 0 | -0.0047197 | -0.0051808 | -0.0056491 | -0.0061236 | -0.0066067 | -0.0071009 | -0.0076083 | -0.0081309 | -0.0086702 | -0.0092272
2023 PG Study Reference Scenario | SDG&E | Res | AppPlug | Res - Multi Family | Gas Energy (MMTherm/year) | Energy Efficiency | 0.00044482 | 0.00048791 | 0.00052551 | 0.00056393 | 0.0005972 | 0.00063618 | 0.00065952 | 0.0007001 | 0.012893 | 0.01536 | 0.016741
2023 PG Study Reference Scenario | SDG&E | Res | AppPlug | Res - Multi Family | Gas Energy (MMTherm/year) | Fuel Substitution | 0 | 0.00093014 | 0.001021 | 0.0011133 | 0.0012068 | 0.001302 | 0.0013994 | 0.0014994 | 0.0016024 | 0.0017087 | 0.0018185
2023 PG Study Reference Scenario | SDG&E | Res | AppPlug | Res - Single Family | Electric Demand (MW) | Energy Efficiency | 0 | 0 | 0 | 0 | 0 | 0 | 0 | 0 | 0 | 0 | 0.00042229
2023 PG Study Reference Scenario | SDG&E | Res | AppPlug | Res - Single Family | Electric Energy (GWh/year) | Energy Efficiency | 0 | 0 | 0 | 0 | 0 | 0 | 0 | 0 | 0 | 0 | 0.0028026
2023 PG Study Reference Scenario | SDG&E | Res | AppPlug | Res - Single Family | Gas Energy (MMTherm/year) | Energy Efficiency | 0 | 0 | 0 | 0 | 0 | 0 | 0 | 0 | 0 | 0 | 0.0039237
2023 PG Study Reference Scenario | SDG&E | Res | BROs | Low Income - Multi Family LI | Electric Demand (MW) | Energy Efficiency | 1.2942 | 1.3312 | 1.3704 | 1.4095 | 1.4482 | 1.4928 | 1.5357 | 1.5781 | 1.6097 | 1.6508 | 1.695
2023 PG Study Reference Scenario | SDG&E | Res | BROs | Low Income - Multi Family LI | Electric Energy (GWh/year) | Energy Efficiency | 5.7468 | 5.9439 | 6.1552 | 6.373 | 6.596 | 6.8527 | 7.1112 | 7.3776 | 7.61 | 7.8933 | 8.2053
2023 PG Study Reference Scenario | SDG&E | Res | BROs | Low Income - Multi Family LI | Gas Energy (MMTherm/year) | Energy Efficiency | 0.1538 | 0.15673 | 0.16017 | 0.16386 | 0.16777 | 0.17202 | 0.17644 | 0.18115 | 0.18565 | 0.19124 | 0.19746
2023 PG Study Reference Scenario | SDG&E | Res | BROs | Low Income - Single Family LI | Electric Demand (MW) | Energy Efficiency | 1.2144 | 1.2456 | 1.2784 | 1.3111 | 1.3431 | 1.3801 | 1.4153 | 1.4499 | 1.4782 | 1.5143 | 1.5531
2023 PG Study Reference Scenario | SDG&E | Res | BROs | Low Income - Single Family LI | Electric Energy (GWh/year) | Energy Efficiency | 5.3975 | 5.5674 | 5.7487 | 5.9357 | 6.126 | 6.3457 | 6.5663 | 6.7928 | 7.005 | 7.2604 | 7.5418
2023 PG Study Reference Scenario | SDG&E | Res | BROs | Low Income - Single Family LI | Gas Energy (MMTherm/year) | Energy Efficiency | 0.16652 | 0.16927 | 0.17255 | 0.17608 | 0.17982 | 0.18391 | 0.18816 | 0.19269 | 0.19747 | 0.20335 | 0.20989
2023 PG Study Reference Scenario | SDG&E | Res | BROs | Res - Multi Family | Electric Demand (MW) | Energy Efficiency | 2.4929 | 2.5655 | 2.6423 | 2.719 | 2.7951 | 2.8826 | 2.9668 | 3.0502 | 3.1112 | 3.1906 | 3.2762
2023 PG Study Reference Scenario | SDG&E | Res | BROs | Res - Multi Family | Electric Energy (GWh/year) | Energy Efficiency | 11.0699 | 11.4551 | 11.8681 | 12.294 | 12.7304 | 13.2323 | 13.7381 | 14.2598 | 14.7088 | 15.2564 | 15.8595
2023 PG Study Reference Scenario | SDG&E | Res | BROs | Res - Multi Family | Gas Energy (MMTherm/year) | Energy Efficiency | 0.38162 | 0.38904 | 0.39773 | 0.40704 | 0.41692 | 0.42765 | 0.4388 | 0.45069 | 0.4619 | 0.4758 | 0.49128
2023 PG Study Reference Scenario | SDG&E | Res | BROs | Res - Single Family | Electric Demand (MW) | Energy Efficiency | 5.9557 | 6.1117 | 6.2757 | 6.439 | 6.5993 | 6.7844 | 6.9611 | 7.1346 | 7.2737 | 7.4514 | 7.6427
2023 PG Study Reference Scenario | SDG&E | Res | BROs | Res - Single Family | Electric Energy (GWh/year) | Energy Efficiency | 26.4698 | 27.3159 | 28.2196 | 29.1512 | 30.1007 | 31.1954 | 32.2959 | 33.4262 | 34.4703 | 35.7271 | 37.1119
2023 PG Study Reference Scenario | SDG&E | Res | BROs | Res - Single Family | Gas Energy (MMTherm/year) | Energy Efficiency | 0.86596 | 0.88062 | 0.898 | 0.91673 | 0.93661 | 0.95824 | 0.98076 | 1.0048 | 1.0297 | 1.0604 | 1.0945
2023 PG Study Reference Scenario | SDG&E | Res | BldgEnv | Res - Single Family | Electric Demand (MW) | Energy Efficiency | 0 | 0 | 0 | 0 | 0 | 0 | 0 | 0 | 0 | 0 | 0.0081094
2023 PG Study Reference Scenario | SDG&E | Res | BldgEnv | Res - Single Family | Electric Energy (GWh/year) | Energy Efficiency | 6.5578e-05 | 7.7856e-05 | 7.8746e-05 | 8.2101e-05 | 7.7416e-05 | 8.3728e-05 | 6.5367e-05 | 7.7925e-05 | 0.00012297 | 0 | 0.0055264
2023 PG Study Reference Scenario | SDG&E | Res | BldgEnv | Res - Single Family | Gas Energy (MMTherm/year) | Energy Efficiency | 4.7302e-05 | 5.6158e-05 | 5.68e-05 | 5.922e-05 | 5.5841e-05 | 6.0394e-05 | 4.715e-05 | 5.6208e-05 | 8.8701e-05 | 0 | 0.0042349
2023 PG Study Reference Scenario | SDG&E | Res | HVAC | Res - Multi Family | Electric Demand (MW) | Energy Efficiency | 0.023358 | 0.025209 | 0.026753 | 0.028146 | 0.029195 | 0.030216 | 0.030564 | 0.031258 | 0.031551 | 0.031744 | 0.031795
2023 PG Study Reference Scenario | SDG&E | Res | HVAC | Res - Multi Family | Electric Demand (MW) | Fuel Substitution | -0.0024033 | -0.0026034 | -0.0027923 | -0.0029693 | -0.0031324 | 0 | 0 | 0 | 0 | 0 | 0
2023 PG Study Reference Scenario | SDG&E | Res | HVAC | Res - Multi Family | Electric Energy (GWh/year) | Energy Efficiency | 0.042372 | 0.045729 | 0.04853 | 0.051059 | 0.052962 | 0.054814 | 0.055446 | 0.056706 | 0.057237 | 0.057587 | 0.05768
2023 PG Study Reference Scenario | SDG&E | Res | HVAC | Res - Multi Family | Electric Energy (GWh/year) | Fuel Substitution | -0.025764 | -0.044222 | -0.047456 | -0.056135 | -0.059217 | 0 | 0 | 0 | 0 | 0 | 0
2023 PG Study Reference Scenario | SDG&E | Res | HVAC | Res - Multi Family | Gas Energy (MMTherm/year) | Energy Efficiency | 1.3051e-06 | 1.4311e-06 | 1.5332e-06 | 1.6354e-06 | 1.713e-06 | 0 | 0 | 0 | 0 | 0 | 0
2023 PG Study Reference Scenario | SDG&E | Res | HVAC | Res - Multi Family | Gas Energy (MMTherm/year) | Fuel Substitution | 0.0047436 | 0.0085407 | 0.0091664 | 0.01069 | 0.011278 | 0 | 0 | 0 | 0 | 0 | 0
2023 PG Study Reference Scenario | SDG&E | Res | HVAC | Res - Single Family | Electric Demand (MW) | Energy Efficiency | 0.093662 | 0.10084 | 0.1065 | 0.11155 | 0.11447 | 0.11733 | 0.11795 | 0.12018 | 0.12242 | 0.12054 | 0.11958
2023 PG Study Reference Scenario | SDG&E | Res | HVAC | Res - Single Family | Electric Demand (MW) | Fuel Substitution | -0.0055429 | -0.046372 | -0.049707 | -0.052824 | -0.055695 | 0 | 0 | 0 | 0 | 0 | 0
2023 PG Study Reference Scenario | SDG&E | Res | HVAC | Res - Single Family | Electric Energy (GWh/year) | Energy Efficiency | 0.18358 | 0.19871 | 0.20856 | 0.21778 | 0.22199 | 0.22786 | 0.22511 | 0.23095 | 0.24293 | 0.23686 | 0.23473
2023 PG Study Reference Scenario | SDG&E | Res | HVAC | Res - Single Family | Electric Energy (GWh/year) | Fuel Substitution | -0.2682 | -0.50342 | -0.64043 | -0.67975 | -0.71586 | 0 | 0 | 0 | 0 | 0 | 0
2023 PG Study Reference Scenario | SDG&E | Res | HVAC | Res - Single Family | Gas Energy (MMTherm/year) | Energy Efficiency | 0.001871 | 0.0021474 | 0.0021075 | 0.0021286 | 0.0019509 | 0.0019445 | 0.0014675 | 0.0016922 | 0.0025849 | 0.0022482 | 0.0022009
2023 PG Study Reference Scenario | SDG&E | Res | HVAC | Res - Single Family | Gas Energy (MMTherm/year) | Fuel Substitution | 0.060083 | 0.10641 | 0.13289 | 0.14105 | 0.14854 | 0 | 0 | 0 | 0 | 0 | 0
2023 PG Study Reference Scenario | SDG&E | Res | Lighting | Res - Multi Family | Electric Demand (MW) | Energy Efficiency | 0.0033904 | 0.0030044 | 0.0030042 | 0.003002 | 0.0029646 | 0.0029595 | 0.0028673 | 0.0028725 | 0.0028384 | 0.0013067 | 0.0010317
2023 PG Study Reference Scenario | SDG&E | Res | Lighting | Res - Multi Family | Electric Energy (GWh/year) | Energy Efficiency | 0.025745 | 0.023632 | 0.023652 | 0.023664 | 0.023395 | 0.023394 | 0.022686 | 0.022773 | 0.022541 | 0.013638 | 0.012028
2023 PG Study Reference Scenario | SDG&E | Res | Lighting | Res - Multi Family | Gas Energy (MMTherm/year) | Energy Efficiency | -0.00016535 | -0.00013671 | -0.00013644 | -0.00013599 | -0.00013399 | -0.00013328 | -0.00012889 | -0.00012857 | -0.00012658 | -1.9159e-05 | 0
2023 PG Study Reference Scenario | SDG&E | Res | Lighting | Res - Single Family | Electric Demand (MW) | Energy Efficiency | 0.015544 | 0.0086013 | 0.0077107 | 0.0077067 | 0.0075947 | 0.0076008 | 0.0073363 | 0.0073954 | 0.0077774 | 0.0075997 | 0.0075461
2023 PG Study Reference Scenario | SDG&E | Res | Lighting | Res - Single Family | Electric Energy (GWh/year) | Energy Efficiency | 0.135 | 0.095304 | 0.090006 | 0.08996 | 0.088653 | 0.088724 | 0.085636 | 0.086326 | 0.090785 | 0.088711 | 0.088085
2023 PG Study Reference Scenario | SDG&E | Res | Lighting | Res - Single Family | Gas Energy (MMTherm/year) | Energy Efficiency | -0.00087587 | -9.6144e-05 | 0 | 0 | 0 | 0 | 0 | 0 | 0 | 0 | 0
2023 PG Study Reference Scenario | SDG&E | Res | WaterHeat | Res - Multi Family | Electric Demand (MW) | Energy Efficiency | 0.38264 | 0.36389 | 0.34092 | 0.31972 | 0.29681 | 0.28072 | 0.25624 | 0.24463 | 0.23043 | 0.219 | 0.20894
2023 PG Study Reference Scenario | SDG&E | Res | WaterHeat | Res - Multi Family | Electric Demand (MW) | Fuel Substitution | -7.2448e-05 | -7.4008e-05 | -7.4855e-05 | -7.5561e-05 | -7.5662e-05 | 0 | 0 | 0 | 0 | 0 | 0
2023 PG Study Reference Scenario | SDG&E | Res | WaterHeat | Res - Multi Family | Electric Energy (GWh/year) | Energy Efficiency | 1.8651 | 1.7736 | 1.6615 | 1.558 | 1.4461 | 1.3677 | 1.2481 | 1.1914 | 1.122 | 1.0662 | 1.017
2023 PG Study Reference Scenario | SDG&E | Res | WaterHeat | Res - Multi Family | Electric Energy (GWh/year) | Fuel Substitution | -0.012107 | -0.011962 | -0.011684 | -0.011354 | -0.011009 | 0 | 0 | 0 | 0 | 0 | 0
2023 PG Study Reference Scenario | SDG&E | Res | WaterHeat | Res - Multi Family | Gas Energy (MMTherm/year) | Energy Efficiency | 0.1593 | 0.14772 | 0.13442 | 0.13026 | 0.11634 | 0.075012 | 0.062986 | 0.054706 | 0.046553 | 0.039812 | 0.034139
2023 PG Study Reference Scenario | SDG&E | Res | WaterHeat | Res - Multi Family | Gas Energy (MMTherm/year) | Fuel Substitution | 0.0080207 | 0.0079051 | 0.0077003 | 0.00746 | 0.0072138 | 0 | 0 | 0 | 0 | 0 | 0
2023 PG Study Reference Scenario | SDG&E | Res | WaterHeat | Res - Single Family | Electric Demand (MW) | Energy Efficiency | 0.24367 | 0.23369 | 0.21997 | 0.20748 | 0.19338 | 0.18825 | 0.17193 | 0.1645 | 0.16502 | 0.15232 | 0.14374
2023 PG Study Reference Scenario | SDG&E | Res | WaterHeat | Res - Single Family | Electric Demand (MW) | Fuel Substitution | -0.0004074 | -0.00041265 | -0.00041157 | -0.00041015 | -0.00040691 | 0.00045513 | 0.00057174 | 0.00074125 | 0 | 0 | 0.0010281
2023 PG Study Reference Scenario | SDG&E | Res | WaterHeat | Res - Single Family | Electric Energy (GWh/year) | Energy Efficiency | 1.2276 | 1.177 | 1.1076 | 1.0444 | 0.97331 | 0.9501 | 0.86776 | 0.8303 | 0.83297 | 0.76899 | 0.72582
2023 PG Study Reference Scenario | SDG&E | Res | WaterHeat | Res - Single Family | Electric Energy (GWh/year) | Fuel Substitution | -0.0071617 | -0.0071999 | -0.0071644 | -0.0071187 | -0.0070691 | 0.0023137 | 0.0029065 | 0.0037682 | 0 | 0 | 0.0052266
2023 PG Study Reference Scenario | SDG&E | Res | WaterHeat | Res - Single Family | Gas Energy (MMTherm/year) | Energy Efficiency | 0.39293 | 0.36979 | 0.34254 | 0.6267 | 0.58836 | 0.35158 | 0.31837 | 0.29548 | 0.28397 | 0.25549 | 0.2311
2023 PG Study Reference Scenario | SDG&E | Res | WaterHeat | Res - Single Family | Gas Energy (MMTherm/year) | Fuel Substitution | 0.00070229 | 0.00070388 | 0.00069974 | 0.00069441 | 0.00068985 | 0 | 0 | 0 | 0 | 0 | 0
2023 PG Study Reference Scenario | SDG&E | Res | WholeBlg | Res - Multi Family | Electric Demand (MW) | Energy Efficiency | 0.013477 | 0.015157 | 0.01661 | 0.018207 | 0.0189 | 0.020662 | 0.019493 | 0.021363 | 0.022318 | 0.023535 | 0.024721
2023 PG Study Reference Scenario | SDG&E | Res | WholeBlg | Res - Multi Family | Electric Energy (GWh/year) | Energy Efficiency | 0.030577 | 0.034387 | 0.037685 | 0.041307 | 0.04288 | 0.046878 | 0.044225 | 0.048469 | 0.050635 | 0.053397 | 0.056088
2023 PG Study Reference Scenario | SDG&E | Res | WholeBlg | Res - Multi Family | Gas Energy (MMTherm/year) | Energy Efficiency | 0.0020637 | 0.0023208 | 0.0025434 | 0.0027879 | 0.002894 | 0.0031638 | 0.0029848 | 0.0032712 | 0.0034174 | 0.0036038 | 0.0037855
2023 PG Study Reference Scenario | SDG&E | Res | WholeBlg | Res - Single Family | Electric Demand (MW) | Energy Efficiency | 0.081459 | 0.093837 | 0.10263 | 0.11358 | 0.11638 | 0.12986 | 0.11697 | 0.13335 | 0.20149 | 0.21585 | 0.23047
2023 PG Study Reference Scenario | SDG&E | Res | WholeBlg | Res - Single Family | Electric Energy (GWh/year) | Energy Efficiency | 0.46503 | 0.53568 | 0.58586 | 0.64841 | 0.66439 | 0.74134 | 0.66775 | 0.76124 | 1.1502 | 1.2322 | 1.3156
2023 PG Study Reference Scenario | SDG&E | Res | WholeBlg | Res - Single Family | Gas Energy (MMTherm/year) | Energy Efficiency | 0.027018 | 0.031123 | 0.034038 | 0.037672 | 0.038601 | 0.043072 | 0.038797 | 0.044229 | 0.066827 | 0.071593 | 0.07644
Scenario 1: Reference | PG&E | Ag | WholeBlg | Ag - Dairies, fishing, hunting | Electric Demand (MW) | Energy Efficiency | 0.10172 | 0.10281 | 0.10414 | 0.10543 | 0.10689 | 0.10806 | 0.10922 | 0.11028 | 0.11149 | 0.11255 | 0.11363 | 0.11462 | 0.11562
Scenario 1: Reference | PG&E | Ag | WholeBlg | Ag - Dairies, fishing, hunting | Electric Energy (GWh/year) | Energy Efficiency | 0.43333 | 0.43797 | 0.44363 | 0.44912 | 0.45534 | 0.46033 | 0.46529 | 0.46981 | 0.47495 | 0.47945 | 0.48406 | 0.48826 | 0.49253
Scenario 1: Reference | PG&E | Ag | WholeBlg | Ag - Dairies, fishing, hunting | Gas Energy (MMTherm/year) | Energy Efficiency | 0.0017339 | 0.0017339 | 0.0017339 | 0.0017339 | 0.0017339 | 0.0017339 | 0.0017339 | 0.0017339 | 0.0017339 | 0.0017339 | 0.0017339 | 0.0017339 | 0.0017339
Scenario 1: Reference | PG&E | Ag | WholeBlg | Ag - Irrigated Agriculture, vineyards, forestry and greenhouses | Electric Demand (MW) | Energy Efficiency | 0.83085 | 0.85479 | 0.87901 | 0.90266 | 0.9259 | 0.94685 | 0.96783 | 0.98844 | 1.0098 | 1.0299 | 1.0497 | 1.0689 | 1.0878
Scenario 1: Reference | PG&E | Ag | WholeBlg | Ag - Irrigated Agriculture, vineyards, forestry and greenhouses | Electric Energy (GWh/year) | Energy Efficiency | 3.5394 | 3.6414 | 3.7446 | 3.8453 | 3.9443 | 4.0336 | 4.1229 | 4.2107 | 4.3019 | 4.3874 | 4.4717 | 4.5534 | 4.6338
Scenario 1: Reference | PG&E | Ag | WholeBlg | Ag - Irrigated Agriculture, vineyards, forestry and greenhouses | Gas Energy (MMTherm/year) | Energy Efficiency | 0.014204 | 0.014204 | 0.014204 | 0.014204 | 0.014204 | 0.014204 | 0.014204 | 0.014204 | 0.014204 | 0.014204 | 0.014204 | 0.014204 | 0.014204
Scenario 1: Reference | PG&E | Ag | WholeBlg | Ag - Water pumping | Electric Demand (MW) | Energy Efficiency | 0.54978 | 0.5432 | 0.53629 | 0.52927 | 0.52202 | 0.51566 | 0.50978 | 0.50387 | 0.49723 | 0.49002 | 0.48237 | 0.47461 | 0.46665
Scenario 1: Reference | PG&E | Ag | WholeBlg | Ag - Water pumping | Electric Energy (GWh/year) | Energy Efficiency | 2.342 | 2.314 | 2.2846 | 2.2547 | 2.2238 | 2.1967 | 2.1716 | 2.1465 | 2.1182 | 2.0875 | 2.0549 | 2.0218 | 1.9879
Scenario 1: Reference | PG&E | Ag | WholeBlg | Ag - Water pumping | Gas Energy (MMTherm/year) | Energy Efficiency | 0.00072949 | 0.00072949 | 0.00072949 | 0.00072949 | 0.00072949 | 0.00072949 | 0.00072949 | 0.00072949 | 0.00072949 | 0.00072949 | 0.00072949 | 0.00072949 | 0.00072949
Scenario 1: Reference | PG&E | Com | AppPlug | Com - Health | Gas Energy (MMTherm/year) | Energy Efficiency | 0.71921 | 0.76422 | 0.80057 | 0.82049 | 0.65838 | 0.6463 | 1.3539 | 0.86549 | 0.86813 | 0.86281 | 0.84939 | 0.84122 | 0.82817
Scenario 1: Reference | PG&E | Com | AppPlug | Com - Lodging | Gas Energy (MMTherm/year) | Energy Efficiency | 0.55212 | 0.58949 | 0.60692 | 0.61886 | 0.63204 | 0.6401 | 0.64574 | 0.64819 | 0.64752 | 0.64462 | 0.23132 | 0.36201 | 1.7057
Scenario 1: Reference | PG&E | Com | AppPlug | Com - Other | Gas Energy (MMTherm/year) | Energy Efficiency | 0.0013845 | 0.0015505 | 0.0017306 | 0.0019045 | 0.0020586 | 0.0022465 | 0.0024392 | 0.0026098 | 0.0027414 | 0.0028829 | 0.0030207 | 0.0031496 | 0.0032751
Scenario 1: Reference | PG&E | Com | BROs | Com - Lodging | Electric Energy (GWh/year) | Energy Efficiency | 0.0092629 | 0.019041 | 0.029292 | 0.040146 | 0.051741 | 0.064078 | 0.077422 | 0.091167 | 0.10608 | 0.124 | 0.14051 | 0.15693 | 0.17287
Scenario 1: Reference | PG&E | Com | BROs | Com - Other | Electric Energy (GWh/year) | Energy Efficiency | 0.035729 | 0.077239 | 0.124 | 0.17525 | 0.23403 | 0.30343 | 0.37844 | 0.4442 | 0.52407 | 0.61999 | 0.71147 | 0.80422 | 0.89092
Scenario 1: Reference | PG&E | Com | BROs | Com - Retail | Electric Demand (MW) | Energy Efficiency | 0.0042778 | 0.008702 | 0.013249 | 0.017971 | 0.022913 | 0.028088 | 0.033645 | 0.040046 | 0.046109 | 0.053325 | 0.059776 | 0.066054 | 0.073417
Scenario 1: Reference | PG&E | Com | BROs | Com - Retail | Electric Energy (GWh/year) | Energy Efficiency | 0.046249 | 0.094081 | 0.14325 | 0.19429 | 0.24772 | 0.30367 | 0.36375 | 0.43296 | 0.4985 | 0.57652 | 0.64626 | 0.71414 | 0.79374
Scenario 1: Reference | PG&E | Com | BldgEnv | Com - College | Electric Demand (MW) | Energy Efficiency | 0.0006376 | 0.00065834 | 0.00070263 | 0.00075435 | 0.00078125 | 0.00080097 | 0.00083227 | 0.00084944 | 0.00088425 | 0.00090971 | 0.0009257 | 0.00092271 | 0.00093062
Scenario 1: Reference | PG&E | Com | BldgEnv | Com - College | Electric Energy (GWh/year) | Energy Efficiency | 0.00018333 | 0.0001899 | 0.00020209 | 0.00021638 | 0.000224 | 0.00022956 | 0.00023849 | 0.00024337 | 0.00025338 | 0.00026074 | 0.00026542 | 0.00026466 | 0.00026709
Scenario 1: Reference | PG&E | Com | BldgEnv | Com - College | Gas Energy (MMTherm/year) | Energy Efficiency | 4.2477e-05 | 4.249e-05 | 4.6801e-05 | 5.171e-05 | 5.3829e-05 | 5.5457e-05 | 5.7776e-05 | 5.9101e-05 | 6.1454e-05 | 6.3077e-05 | 6.3957e-05 | 6.3488e-05 | 6.3619e-05
Scenario 1: Reference | PG&E | Com | BldgEnv | Com - Grocery | Electric Demand (MW) | Energy Efficiency | 0.0011843 | 0.0012203 | 0.0010936 | 0.0010546 | 0.0011112 | 0.0011814 | 0.0012455 | 0.0013073 | 0.0013535 | 0.0013998 | 0.0014457 | 0.0014873 | 0.0015303
Scenario 1: Reference | PG&E | Com | BldgEnv | Com - Grocery | Electric Energy (GWh/year) | Energy Efficiency | 0.00033975 | 0.00035037 | 0.000299 | 0.00030441 | 0.00032079 | 0.00034105 | 0.00035956 | 0.00037741 | 0.00039076 | 0.00040414 | 0.0004174 | 0.0004294 | 0.00044182
Scenario 1: Reference | PG&E | Com | BldgEnv | Com - Grocery | Gas Energy (MMTherm/year) | Energy Efficiency | 7.781e-05 | 7.9461e-05 | 7.1543e-05 | 6.8147e-05 | 7.1809e-05 | 7.6343e-05 | 8.0484e-05 | 8.4477e-05 | 8.7463e-05 | 9.0456e-05 | 9.3422e-05 | 9.6107e-05 | 9.8885e-05
Scenario 1: Reference | PG&E | Com | BldgEnv | Com - Health | Electric Demand (MW) | Energy Efficiency | 0.071303 | 0.07391 | 0.073891 | 0.07094 | 0.06533 | 0.057782 | 0.04878 | 0.039202 | 0.02975 | 0.020954 | 0.01315 | 0.006592 | 0.0019127
Scenario 1: Reference | PG&E | Com | BldgEnv | Com - Health | Electric Energy (GWh/year) | Energy Efficiency | 0.027521 | 0.028497 | 0.028446 | 0.027253 | 0.025034 | 0.022068 | 0.018557 | 0.014842 | 0.011194 | 0.0078165 | 0.0048339 | 0.0023399 | 0.00068745
Scenario 1: Reference | PG&E | Com | BldgEnv | Com - Health | Gas Energy (MMTherm/year) | Energy Efficiency | 0.011959 | 0.012399 | 0.012401 | 0.011912 | 0.010964 | 0.0097169 | 0.0082111 | 0.0066067 | 0.0050213 | 0.0035441 | 0.002232 | 0.0011281 | 0.00032669
Scenario 1: Reference | PG&E | Com | BldgEnv | Com - Lodging | Electric Demand (MW) | Energy Efficiency | 0.054914 | 0.051982 | 0.046921 | 0.04022 | 0.032579 | 0.024653 | 0.017063 | 0.010227 | 0.0043711 | 0.0016054 | 0.0016422 | 0.0016789 | 0.0017116
Scenario 1: Reference | PG&E | Com | BldgEnv | Com - Lodging | Electric Energy (GWh/year) | Energy Efficiency | 0.027662 | 0.026138 | 0.023538 | 0.020116 | 0.016233 | 0.012222 | 0.0083978 | 0.0049672 | 0.0020405 | 0.00081845 | 0.00083723 | 0.00085592 | 0.00087256
Scenario 1: Reference | PG&E | Com | BldgEnv | Com - Lodging | Gas Energy (MMTherm/year) | Energy Efficiency | 0.016048 | 0.015197 | 0.013725 | 0.011773 | 0.0095451 | 0.0072315 | 0.0050137 | 0.0030142 | 0.0012996 | 0.00046775 | 0.00047849 | 0.00048925 | 0.00049876
Scenario 1: Reference | PG&E | Com | BldgEnv | Com - Office (Large) | Electric Demand (MW) | Energy Efficiency | 0.0082506 | 0.008607 | 0.0090154 | 0.0093077 | 0.0096264 | 0.0098674 | 0.010132 | 0.010261 | 0.010271 | 0.01035 | 0.010377 | 0.010393 | 0.010405
Scenario 1: Reference | PG&E | Com | BldgEnv | Com - Office (Large) | Electric Energy (GWh/year) | Energy Efficiency | 0.0023819 | 0.0024848 | 0.0026028 | 0.0026872 | 0.0027793 | 0.0028489 | 0.0029253 | 0.0029627 | 0.0029655 | 0.0029882 | 0.0029961 | 0.0030008 | 0.0030042
Scenario 1: Reference | PG&E | Com | BldgEnv | Com - Office (Large) | Gas Energy (MMTherm/year) | Energy Efficiency | 0.00053314 | 0.00055617 | 0.00058256 | 0.00060145 | 0.00062204 | 0.00063761 | 0.0006547 | 0.00066307 | 0.00066368 | 0.00066877 | 0.00067053 | 0.00067157 | 0.00067234
Scenario 1: Reference | PG&E | Com | BldgEnv | Com - Office (Small) | Electric Demand (MW) | Energy Efficiency | 0.0014189 | 0.0015145 | 0.0016134 | 3.285e-05 | 0.019022 | 0.0016946 | 0.0017662 | 0.0018307 | 0.0018837 | 0.0019349 | 0.0019829 | 0.0020275 | 0.0020698
Scenario 1: Reference | PG&E | Com | BldgEnv | Com - Office (Small) | Electric Energy (GWh/year) | Energy Efficiency | 0.00040951 | 0.00043711 | 0.00046569 | 9.2972e-06 | 0.0054929 | 0.00048917 | 0.00050983 | 0.00052848 | 0.00054378 | 0.00055858 | 0.00057246 | 0.00058533 | 0.00059755
Scenario 1: Reference | PG&E | Com | BldgEnv | Com - Office (Small) | Gas Energy (MMTherm/year) | Energy Efficiency | 9.1703e-05 | 9.7875e-05 | 0.00010427 | 2.1327e-06 | 0.001229 | 0.00010952 | 0.00011414 | 0.00011831 | 0.00012173 | 0.00012504 | 0.00012815 | 0.00013102 | 0.00013376
Scenario 1: Reference | PG&E | Com | BldgEnv | Com - Other | Electric Demand (MW) | Energy Efficiency | 0.0012004 | 0.001287 | 0.0013803 | 0.0014623 | 0.0015275 | 0.0016147 | 0.0017047 | 0.0017775 | 0.0018173 | 0.0018699 | 0.0019215 | 0.0019666 | 0.0020136
Scenario 1: Reference | PG&E | Com | BldgEnv | Com - Other | Electric Energy (GWh/year) | Energy Efficiency | 0.00034832 | 0.0003735 | 0.0004006 | 0.00042442 | 0.00044337 | 0.00046873 | 0.00049488 | 0.00051603 | 0.00052758 | 0.00054288 | 0.00055788 | 0.00057098 | 0.00058465
Scenario 1: Reference | PG&E | Com | BldgEnv | Com - Other | Gas Energy (MMTherm/year) | Energy Efficiency | 7.7579e-05 | 8.3176e-05 | 8.9202e-05 | 9.4498e-05 | 9.8712e-05 | 0.00010435 | 0.00011017 | 0.00011487 | 0.00011744 | 0.00012084 | 0.00012417 | 0.00012708 | 0.00013012
Scenario 1: Reference | PG&E | Com | BldgEnv | Com - Refrig. Warehouse | Electric Demand (MW) | Energy Efficiency | 0.0004177 | 0.00043886 | 0.00045908 | 0.00047854 | 0.00049711 | 0.00051537 | 0.00052893 | 0.00054147 | 0.00054878 | 0.00055623 | 0.0005616 | 0.00056704 | 0.00057254
Scenario 1: Reference | PG&E | Com | BldgEnv | Com - Refrig. Warehouse | Electric Energy (GWh/year) | Energy Efficiency | 0.00012428 | 0.00013064 | 0.0001366 | 0.0001422 | 0.00014741 | 0.00015238 | 0.0001559 | 0.00015904 | 0.00016065 | 0.0001623 | 0.00016339 | 0.00016454 | 0.00016576
Scenario 1: Reference | PG&E | Com | BldgEnv | Com - Refrig. Warehouse | Gas Energy (MMTherm/year) | Energy Efficiency | 3.774e-05 | 3.9744e-05 | 4.1349e-05 | 4.2517e-05 | 4.3225e-05 | 4.3546e-05 | 4.3269e-05 | 4.2735e-05 | 4.1781e-05 | 4.0857e-05 | 3.9895e-05 | 3.9083e-05 | 3.8444e-05
Scenario 1: Reference | PG&E | Com | BldgEnv | Com - Restaurant | Electric Demand (MW) | Energy Efficiency | 0.00058093 | 0.00041995 | 0.00044644 | 0.00047084 | 0.0004932 | 0.00051304 | 0.00053529 | 0.00055427 | 0.00057039 | 0.00058697 | 0.00060164 | 7.8234e-06 | 0.006809
Scenario 1: Reference | PG&E | Com | BldgEnv | Com - Restaurant | Electric Energy (GWh/year) | Energy Efficiency | 0.00016637 | 0.00012115 | 0.0001288 | 0.00013584 | 0.00014229 | 0.00014801 | 0.00015443 | 0.0001599 | 0.00016455 | 0.00016933 | 0.00017356 | 2.2194e-06 | 0.0019662
Scenario 1: Reference | PG&E | Com | BldgEnv | Com - Restaurant | Gas Energy (MMTherm/year) | Energy Efficiency | 3.7768e-05 | 2.7104e-05 | 2.8814e-05 | 3.0389e-05 | 3.1832e-05 | 3.3112e-05 | 3.4548e-05 | 3.5773e-05 | 3.6814e-05 | 3.7884e-05 | 3.8831e-05 | 5.076e-07 | 0.0004399
Scenario 1: Reference | PG&E | Com | BldgEnv | Com - Retail | Electric Demand (MW) | Energy Efficiency | 0.067471 | 0.068283 | 0.0025682 | 0.056688 | 0.078916 | 0.048403 | 0.04129 | 0.033321 | 0.0038326 | 0.0039153 | 0.0040004 | 0.0040708 | 0.0040111
Scenario 1: Reference | PG&E | Com | BldgEnv | Com - Retail | Electric Energy (GWh/year) | Energy Efficiency | 0.027262 | 0.027573 | 0.0007412 | 0.023102 | 0.02898 | 0.019404 | 0.016448 | 0.013174 | 0.001102 | 0.0011268 | 0.0011521 | 0.0011724 | 0.0011398
Scenario 1: Reference | PG&E | Com | BldgEnv | Com - Retail | Gas Energy (MMTherm/year) | Energy Efficiency | 0.0039544 | 0.0040029 | 0.00016574 | 0.0033203 | 0.0047839 | 0.0028512 | 0.0024375 | 0.001972 | 0.00025425 | 0.00025723 | 0.00026064 | 0.00026347 | 0.00025979
Scenario 1: Reference | PG&E | Com | BldgEnv | Com - School | Electric Demand (MW) | Energy Efficiency | 0.0022727 | 0.0023969 | 0.0025116 | 0.0026072 | 0.0026698 | 0.0027402 | 0.0027928 | 0.0028471 | 0.0028915 | 0.0029345 | 0.0029729 | 0.0030199 | 0.0030504
Scenario 1: Reference | PG&E | Com | BldgEnv | Com - School | Electric Energy (GWh/year) | Energy Efficiency | 0.00065607 | 0.00069195 | 0.00072506 | 0.00075268 | 0.00077077 | 0.00079111 | 0.00080629 | 0.00082198 | 0.00083483 | 0.00084725 | 0.00085833 | 0.00087192 | 0.00088073
Scenario 1: Reference | PG&E | Com | BldgEnv | Com - School | Gas Energy (MMTherm/year) | Energy Efficiency | 0.00014687 | 0.00015489 | 0.0001623 | 0.00016848 | 0.00017252 | 0.00017708 | 0.00018047 | 0.00018398 | 0.00018685 | 0.00018963 | 0.00019211 | 0.00019515 | 0.00019712
Scenario 1: Reference | PG&E | Com | BldgEnv | Com - Warehouse | Electric Demand (MW) | Energy Efficiency | 0.14451 | 0.14189 | 0.13339 | 0.11977 | 0.10234 | 0.082846 | 0.062799 | 0.04369 | 0.026389 | 0.011524 | 0.0051253 | 0.0052144 | 0.0053049
Scenario 1: Reference | PG&E | Com | BldgEnv | Com - Warehouse | Electric Energy (GWh/year) | Energy Efficiency | 0.072861 | 0.071448 | 0.067053 | 0.060069 | 0.051181 | 0.041287 | 0.03115 | 0.021525 | 0.012842 | 0.0054131 | 0.0026128 | 0.0026583 | 0.0027044
Scenario 1: Reference | PG&E | Com | BldgEnv | Com - Warehouse | Gas Energy (MMTherm/year) | Energy Efficiency | 0.042225 | 0.041471 | 0.039004 | 0.035038 | 0.029959 | 0.024274 | 0.018421 | 0.012836 | 0.0077753 | 0.0034227 | 0.0014935 | 0.0015194 | 0.0015458
Scenario 1: Reference | PG&E | Com | ComRefrig | Com - College | Electric Demand (MW) | Energy Efficiency | 0.00015244 | 9.3025e-05 | 4.9625e-05 | 2.1052e-05 | 8.0941e-06 | 2.7409e-06 | 0 | 4.4708e-05 | 5.7418e-05 | 5.551e-05 | 0.00010195 | 0.0001166 | 0.0001131
Scenario 1: Reference | PG&E | Com | ComRefrig | Com - College | Electric Energy (GWh/year) | Energy Efficiency | 0.0010964 | 0.00067703 | 0.00036716 | 0.00016098 | 6.4037e-05 | 2.1685e-05 | 0 | 0.00034317 | 0.00044074 | 0.00042609 | 0.00078502 | 0.00089828 | 0.00087129
Scenario 1: Reference | PG&E | Com | ComRefrig | Com - College | Gas Energy (MMTherm/year) | Energy Efficiency | 0 | 0 | 0 | 0 | 0 | 0 | 0 | -2.0552e-06 | -2.6396e-06 | -2.5518e-06 | -4.7229e-06 | -5.4086e-06 | -5.246e-06
Scenario 1: Reference | PG&E | Com | ComRefrig | Com - Grocery | Electric Demand (MW) | Energy Efficiency | 0.10748 | 0.04646 | 0.016665 | 0.0053496 | 0 | 0 | 0 | 0.053327 | 0.071832 | 0.06944 | 0.12409 | 0.14737 | 0.14359
Scenario 1: Reference | PG&E | Com | ComRefrig | Com - Grocery | Electric Energy (GWh/year) | Energy Efficiency | 0.78796 | 0.35204 | 0.13185 | 0.042324 | 0 | 0 | 0 | 0.40933 | 0.55138 | 0.53302 | 0.95537 | 1.1354 | 1.1062
Scenario 1: Reference | PG&E | Com | ComRefrig | Com - Grocery | Gas Energy (MMTherm/year) | Energy Efficiency | 0 | 0 | 0 | 0 | 0 | 0 | 0 | -0.0024515 | -0.0033022 | -0.0031922 | -0.0057469 | -0.006836 | -0.0066605
Scenario 1: Reference | PG&E | Com | ComRefrig | Com - Health | Electric Demand (MW) | Energy Efficiency | 0 | 0 | 0 | 0 | 0 | 0 | 0 | 0 | 0 | 0 | 0 | 0 | 0
Scenario 1: Reference | PG&E | Com | ComRefrig | Com - Health | Electric Energy (GWh/year) | Energy Efficiency | 0 | 0 | 0 | 0 | 0 | 0 | 0 | 0 | 0 | 0 | 0 | 0 | 0
Scenario 1: Reference | PG&E | Com | ComRefrig | Com - Health | Gas Energy (MMTherm/year) | Energy Efficiency | 0 | 0 | 0 | 0 | 0 | 0 | 0 | 0 | 0 | 0 | 0 | 0 | 0
Scenario 1: Reference | PG&E | Com | ComRefrig | Com - Refrig. Warehouse | Electric Demand (MW) | Energy Efficiency | 0.00032539 | 0.00018843 | 9.2738e-05 | 3.2099e-05 | 1.3074e-05 | 2.2391e-06 | 0 | 0.00011419 | 0.00016662 | 0.00016191 | 0.00028245 | 0.00034629 | 0.00033856
Scenario 1: Reference | PG&E | Com | ComRefrig | Com - Refrig. Warehouse | Electric Energy (GWh/year) | Energy Efficiency | 0.0023459 | 0.001376 | 0.00069065 | 0.00025204 | 0.00010344 | 1.7715e-05 | 0 | 0.00087648 | 0.0012789 | 0.0012428 | 0.0021744 | 0.0026678 | 0.0026083
Scenario 1: Reference | PG&E | Com | ComRefrig | Com - Refrig. Warehouse | Gas Energy (MMTherm/year) | Energy Efficiency | 0 | 0 | 0 | 0 | 0 | 0 | 0 | -5.2492e-06 | -7.6595e-06 | -7.4433e-06 | -1.3078e-05 | -1.6063e-05 | -1.5705e-05
Scenario 1: Reference | PG&E | Com | ComRefrig | Com - Restaurant | Electric Demand (MW) | Energy Efficiency | 0.0038075 | 0.0017097 | 0.00062065 | 0.00022337 | 0 | 0 | 0 | 0.001828 | 0.0023053 | 0.0022169 | 0.0040763 | 0.0029412 | 0.017712
Scenario 1: Reference | PG&E | Com | ComRefrig | Com - Restaurant | Electric Energy (GWh/year) | Energy Efficiency | 0.027895 | 0.012918 | 0.0049103 | 0.0017672 | 0 | 0 | 0 | 0.014032 | 0.017695 | 0.017017 | 0.031388 | 0.022659 | 0.13646
Scenario 1: Reference | PG&E | Com | ComRefrig | Com - Restaurant | Gas Energy (MMTherm/year) | Energy Efficiency | 0 | 0 | 0 | 0 | 0 | 0 | 0 | -8.4034e-05 | -0.00010598 | -0.00010191 | -0.00018884 | -0.00013643 | -0.00082161
Scenario 1: Reference | PG&E | Com | ComRefrig | Com - Retail | Electric Demand (MW) | Energy Efficiency | 0.049885 | 0.022526 | 0 | 0.0053572 | 0.001438 | 0 | 0 | 0.021816 | 0.028817 | 0.027912 | 0.050573 | 0.059519 | 0.058101
Scenario 1: Reference | PG&E | Com | ComRefrig | Com - Retail | Electric Energy (GWh/year) | Energy Efficiency | 0.36496 | 0.16957 | 0 | 0.042384 | 0.011377 | 0 | 0 | 0.16746 | 0.2212 | 0.21425 | 0.38938 | 0.45854 | 0.44761
Scenario 1: Reference | PG&E | Com | ComRefrig | Com - Retail | Gas Energy (MMTherm/year) | Energy Efficiency | 0 | 0 | 0 | 0 | 0 | 0 | 0 | -0.0010029 | -0.0013248 | -0.0012831 | -0.0023424 | -0.0027609 | -0.0026951
Scenario 1: Reference | PG&E | Com | ComRefrig | Com - School | Electric Demand (MW) | Energy Efficiency | 4.6425e-07 | 0 | 0 | 0 | 0 | 0 | 0 | 7.5133e-05 | 0.00012773 | 0.00012349 | 0.00019921 | 0.00026277 | 0.00025599
Scenario 1: Reference | PG&E | Com | ComRefrig | Com - School | Electric Energy (GWh/year) | Energy Efficiency | 3.673e-06 | 0 | 0 | 0 | 0 | 0 | 0 | 0.00057672 | 0.00098043 | 0.00094788 | 0.0015331 | 0.0020244 | 0.0019721
Scenario 1: Reference | PG&E | Com | ComRefrig | Com - School | Gas Energy (MMTherm/year) | Energy Efficiency | 0 | 0 | 0 | 0 | 0 | 0 | 0 | -3.4539e-06 | -5.8717e-06 | -5.6768e-06 | -9.2173e-06 | -1.2189e-05 | -1.1874e-05
Scenario 1: Reference | PG&E | Com | FoodServ | Com - College | Electric Demand (MW) | Energy Efficiency | 0.0068094 | 0.0070595 | 0.0072384 | 0.0074445 | 0.0075992 | 0.007717 | 0.0096501 | 0.010368 | 0.010577 | 0.010741 | 0.010859 | 0.010874 | 0.010956
Scenario 1: Reference | PG&E | Com | FoodServ | Com - College | Electric Demand (MW) | Fuel Substitution | -0.00013585 | -0.00015227 | -0.000169 | -0.00018592 | -0.00020291 | -0.00021997 | -0.00023705 | -0.00025422 | -0.00027138 | -0.00028861 | -0.00030592 | -0.00032343 | -0.0003412
Scenario 1: Reference | PG&E | Com | FoodServ | Com - College | Electric Energy (GWh/year) | Energy Efficiency | 0.032463 | 0.033733 | 0.034673 | 0.035753 | 0.036592 | 0.037259 | 0.043502 | 0.045964 | 0.047069 | 0.047958 | 0.048622 | 0.048796 | 0.049268
Scenario 1: Reference | PG&E | Com | FoodServ | Com - College | Electric Energy (GWh/year) | Fuel Substitution | -0.0012444 | -0.0013784 | -0.0015124 | -0.0016454 | -0.0017761 | -0.0019052 | -0.0020324 | -0.0022184 | -0.0024272 | -0.0026709 | -0.0029577 | -0.0032774 | -0.0036359
Scenario 1: Reference | PG&E | Com | FoodServ | Com - College | Gas Energy (MMTherm/year) | Energy Efficiency | 0.012624 | 0.012663 | 0.012353 | 0.013948 | 0.012522 | 0.012422 | 0.012404 | 0.012306 | 0.012324 | 0.012314 | 0.012357 | 0.012299 | 0.012284
Scenario 1: Reference | PG&E | Com | FoodServ | Com - College | Gas Energy (MMTherm/year) | Fuel Substitution | 0.00012822 | 0.00014186 | 0.00015549 | 0.000169 | 0.00018225 | 0.00019534 | 0.00020821 | 0.00022697 | 0.00024803 | 0.00027258 | 0.00030147 | 0.00033366 | 0.00036978
Scenario 1: Reference | PG&E | Com | FoodServ | Com - Grocery | Electric Demand (MW) | Energy Efficiency | 0.0342 | 0.035286 | 0.036428 | 0.037523 | 0.038428 | 0.039523 | 0.047244 | 0.050956 | 0.051755 | 0.052561 | 0.053359 | 0.05408 | 0.054803
Scenario 1: Reference | PG&E | Com | FoodServ | Com - Grocery | Electric Demand (MW) | Fuel Substitution | -0.00069737 | -0.00077951 | -0.00086271 | -0.00094638 | -0.0010297 | -0.0011128 | -0.0011952 | -0.0012772 | -0.0013583 | -0.0014389 | -0.0015188 | -0.0015986 | -0.0016784
Scenario 1: Reference | PG&E | Com | FoodServ | Com - Grocery | Electric Energy (GWh/year) | Energy Efficiency | 0.16217 | 0.16775 | 0.17366 | 0.17941 | 0.18431 | 0.19014 | 0.21581 | 0.2294 | 0.23385 | 0.2383 | 0.24266 | 0.24659 | 0.25046
Scenario 1: Reference | PG&E | Com | FoodServ | Com - Grocery | Electric Energy (GWh/year) | Fuel Substitution | -0.011917 | -0.013207 | -0.014495 | -0.015768 | -0.01701 | -0.018223 | -0.019412 | -0.020779 | -0.022213 | -0.023747 | -0.025405 | -0.027174 | -0.029083
Scenario 1: Reference | PG&E | Com | FoodServ | Com - Grocery | Gas Energy (MMTherm/year) | Energy Efficiency | 0.074882 | 0.075311 | 0.075709 | 0.075919 | 0.075734 | 0.075817 | 0.075778 | 0.075676 | 0.075322 | 0.075048 | 0.076336 | 0.077273 | 0.077495
Scenario 1: Reference | PG&E | Com | FoodServ | Com - Grocery | Gas Energy (MMTherm/year) | Fuel Substitution | 0.0012338 | 0.0013667 | 0.0014993 | 0.0016302 | 0.0017578 | 0.0018824 | 0.0020044 | 0.0021442 | 0.0022907 | 0.002447 | 0.0026158 | 0.0027958 | 0.00299
Scenario 1: Reference | PG&E | Com | FoodServ | Com - Health | Electric Demand (MW) | Energy Efficiency | 0.013066 | 0.013625 | 0.014612 | 0.014993 | 0.015594 | 0.016178 | 0.023505 | 0.026445 | 0.026748 | 0.026801 | 0.026615 | 0.026981 | 0.027342
Scenario 1: Reference | PG&E | Com | FoodServ | Com - Health | Electric Demand (MW) | Fuel Substitution | -0.00030751 | -0.00034646 | -0.00038585 | -0.00042553 | -0.00046518 | -0.00050489 | -0.00054461 | -0.00058452 | -0.0006245 | -0.0006648 | -0.0007055 | -0.00074684 | -0.00078901
Scenario 1: Reference | PG&E | Com | FoodServ | Com - Health | Electric Energy (GWh/year) | Energy Efficiency | 0.063553 | 0.066426 | 0.07141 | 0.073463 | 0.076604 | 0.07968 | 0.10293 | 0.11289 | 0.11464 | 0.11524 | 0.11473 | 0.11666 | 0.11853
Scenario 1: Reference | PG&E | Com | FoodServ | Com - Health | Electric Energy (GWh/year) | Fuel Substitution | -0.0033935 | -0.0038113 | -0.0042269 | -0.0046409 | -0.0051064 | -0.0055894 | -0.0061003 | -0.0066552 | -0.0072443 | -0.007878 | -0.0085603 | -0.0093058 | -0.010126
Scenario 1: Reference | PG&E | Com | FoodServ | Com - Health | Gas Energy (MMTherm/year) | Energy Efficiency | 0.032354 | 0.032522 | 0.033259 | 0.033099 | 0.033204 | 0.032701 | 0.034708 | 0.03328 | 0.033123 | 0.032772 | 0.032676 | 0.032986 | 0.033134
Scenario 1: Reference | PG&E | Com | FoodServ | Com - Health | Gas Energy (MMTherm/year) | Fuel Substitution | 0.0003587 | 0.00040236 | 0.00044572 | 0.00048888 | 0.00053711 | 0.00058704 | 0.00063973 | 0.00069683 | 0.00075736 | 0.00082241 | 0.0008924 | 0.00096881 | 0.0010529
Scenario 1: Reference | PG&E | Com | FoodServ | Com - Lodging | Electric Demand (MW) | Energy Efficiency | 0.018438 | 0.019384 | 0.020372 | 0.021304 | 0.022424 | 0.023396 | 0.027775 | 0.030556 | 0.031424 | 0.032327 | 0.033141 | 0.033911 | 0.034597
Scenario 1: Reference | PG&E | Com | FoodServ | Com - Lodging | Electric Demand (MW) | Fuel Substitution | -0.00032517 | -0.00036555 | -0.00040649 | -0.00044772 | -0.00048885 | -0.00052989 | -0.00057071 | -0.0006114 | -0.00065181 | -0.00069209 | -0.00073229 | -0.00077268 | -0.00081501
Scenario 1: Reference | PG&E | Com | FoodServ | Com - Lodging | Electric Energy (GWh/year) | Energy Efficiency | 0.10624 | 0.11144 | 0.11692 | 0.12212 | 0.12839 | 0.13388 | 0.14966 | 0.16057 | 0.16554 | 0.17067 | 0.17531 | 0.17969 | 0.18358
Scenario 1: Reference | PG&E | Com | FoodServ | Com - Lodging | Electric Energy (GWh/year) | Fuel Substitution | -0.0036005 | -0.0040126 | -0.0044226 | -0.0048288 | -0.0052647 | -0.0057079 | -0.0061795 | -0.006667 | -0.0071696 | -0.0076944 | -0.0082458 | -0.0088352 | -0.0094764
Scenario 1: Reference | PG&E | Com | FoodServ | Com - Lodging | Gas Energy (MMTherm/year) | Energy Efficiency | 0.027744 | 0.028049 | 0.028307 | 0.028414 | 0.028651 | 0.028682 | 0.028702 | 0.028699 | 0.028646 | 0.028665 | 0.029115 | 0.029332 | 0.030719
Scenario 1: Reference | PG&E | Com | FoodServ | Com - Lodging | Gas Energy (MMTherm/year) | Fuel Substitution | 0.00036983 | 0.00041178 | 0.00045345 | 0.00049465 | 0.00053876 | 0.00058354 | 0.00063111 | 0.00068024 | 0.00073084 | 0.00078367 | 0.00083916 | 0.00089849 | 0.00096338
Scenario 1: Reference | PG&E | Com | FoodServ | Com - Office (Large) | Electric Demand (MW) | Energy Efficiency | 0.00099976 | 0.00099578 | 0.00099665 | 0.00099383 | 0.00099434 | 0.00099323 | 0.00099496 | 0.00099261 | 0.00098691 | 0.00098549 | 0.00098331 | 0.00098185 | 0.00098126
Scenario 1: Reference | PG&E | Com | FoodServ | Com - Office (Large) | Electric Energy (GWh/year) | Energy Efficiency | 0.008769 | 0.0087341 | 0.0087418 | 0.0087171 | 0.0087215 | 0.0087118 | 0.0087269 | 0.0087064 | 0.0086564 | 0.0086439 | 0.0086248 | 0.008612 | 0.0086069
Scenario 1: Reference | PG&E | Com | FoodServ | Com - Office (Small) | Electric Demand (MW) | Energy Efficiency | 0.00022794 | 0.00022949 | 0.00023136 | 0.00012995 | 0.0010015 | 0.00022824 | 0.00022999 | 0.00023167 | 0.00023309 | 0.00023466 | 0.00023629 | 0.00023798 | 0.00023975
Scenario 1: Reference | PG&E | Com | FoodServ | Com - Office (Small) | Electric Energy (GWh/year) | Energy Efficiency | 0.0019993 | 0.0020129 | 0.0020293 | 0.0011398 | 0.008784 | 0.0020019 | 0.0020173 | 0.002032 | 0.0020445 | 0.0020582 | 0.0020726 | 0.0020873 | 0.0021029
Scenario 1: Reference | PG&E | Com | FoodServ | Com - Other | Electric Demand (MW) | Energy Efficiency | 0.057066 | 0.059385 | 0.061835 | 0.064221 | 0.066491 | 0.069111 | 0.078115 | 0.082787 | 0.084888 | 0.087117 | 0.089247 | 0.091159 | 0.092936
Scenario 1: Reference | PG&E | Com | FoodServ | Com - Other | Electric Demand (MW) | Fuel Substitution | -0.0027883 | -0.0031355 | -0.0034903 | -0.0038503 | -0.0042122 | -0.0045759 | -0.0049402 | -0.0053055 | -0.0056703 | -0.0060356 | -0.0064012 | -0.0067689 | -0.0071398
Scenario 1: Reference | PG&E | Com | FoodServ | Com - Other | Electric Energy (GWh/year) | Energy Efficiency | 0.27512 | 0.28787 | 0.30144 | 0.31488 | 0.32791 | 0.34273 | 0.377 | 0.39795 | 0.41037 | 0.42327 | 0.43553 | 0.44655 | 0.45666
Scenario 1: Reference | PG&E | Com | FoodServ | Com - Other | Electric Energy (GWh/year) | Fuel Substitution | -0.01536 | -0.017201 | -0.019071 | -0.020957 | -0.022842 | -0.024725 | -0.026602 | -0.028567 | -0.030693 | -0.032891 | -0.035255 | -0.037733 | -0.040348
Scenario 1: Reference | PG&E | Com | FoodServ | Com - Other | Gas Energy (MMTherm/year) | Energy Efficiency | 0.095578 | 0.096317 | 0.09694 | 0.097189 | 0.097039 | 0.097214 | 0.097413 | 0.097332 | 0.096755 | 0.096457 | 0.096643 | 0.096686 | 0.096675
Scenario 1: Reference | PG&E | Com | FoodServ | Com - Other | Gas Energy (MMTherm/year) | Fuel Substitution | 0.0014622 | 0.0016362 | 0.0018127 | 0.0019907 | 0.0021683 | 0.0023457 | 0.0025223 | 0.0027078 | 0.0029093 | 0.0031181 | 0.0033436 | 0.0035805 | 0.0038312
Scenario 1: Reference | PG&E | Com | FoodServ | Com - Restaurant | Electric Demand (MW) | Energy Efficiency | 0.088262 | 0.090865 | 0.093924 | 0.096918 | 0.099874 | 0.10275 | 0.11991 | 0.12737 | 0.13003 | 0.13269 | 0.13511 | 0.081749 | 0.60078
Scenario 1: Reference | PG&E | Com | FoodServ | Com - Restaurant | Electric Demand (MW) | Fuel Substitution | -0.0041121 | -0.0046115 | -0.0051189 | -0.0056309 | -0.0061428 | -0.0066543 | -0.0071636 | -0.0076714 | -0.0081752 | -0.0086765 | -0.0091749 | -0.0085912 | -0.0089595
Scenario 1: Reference | PG&E | Com | FoodServ | Com - Restaurant | Electric Energy (GWh/year) | Energy Efficiency | 0.45415 | 0.46865 | 0.48566 | 0.50253 | 0.51937 | 0.53594 | 0.59604 | 0.6266 | 0.64227 | 0.6578 | 0.67198 | 0.41271 | 2.9451
Scenario 1: Reference | PG&E | Com | FoodServ | Com - Restaurant | Electric Energy (GWh/year) | Fuel Substitution | -0.03742 | -0.041702 | -0.046015 | -0.050323 | -0.05458 | -0.058793 | -0.06295 | -0.067275 | -0.07177 | -0.076389 | -0.081207 | -0.076612 | -0.079458
Scenario 1: Reference | PG&E | Com | FoodServ | Com - Restaurant | Gas Energy (MMTherm/year) | Energy Efficiency | 0.19745 | 0.1976 | 0.1978 | 0.19735 | 0.19641 | 0.19508 | 0.19398 | 0.19258 | 0.19098 | 0.18961 | 0.19149 | 0.1207 | 0.75146
Scenario 1: Reference | PG&E | Com | FoodServ | Com - Restaurant | Gas Energy (MMTherm/year) | Fuel Substitution | 0.0037359 | 0.0041606 | 0.004588 | 0.0050145 | 0.0054354 | 0.0058518 | 0.0062623 | 0.0066894 | 0.0071337 | 0.0075904 | 0.0080672 | 0.0076077 | 0.0078649
Scenario 1: Reference | PG&E | Com | FoodServ | Com - Retail | Electric Demand (MW) | Energy Efficiency | 0.001615 | 0.0017226 | 0.0018432 | 0.00040007 | 0.015324 | 0.0019915 | 0.0021891 | 0.0022979 | 0.0023808 | 0.0024606 | 0.002538 | 0.0026066 | 0.0026753
Scenario 1: Reference | PG&E | Com | FoodServ | Com - Retail | Electric Energy (GWh/year) | Energy Efficiency | 0.010113 | 0.010654 | 0.011263 | 0.003509 | 0.081896 | 0.011971 | 0.012984 | 0.013535 | 0.013954 | 0.014359 | 0.014754 | 0.015107 | 0.015461
Scenario 1: Reference | PG&E | Com | FoodServ | Com - Retail | Gas Energy (MMTherm/year) | Energy Efficiency | 0.00024654 | 0.00027102 | 0.00029833 | 0 | 0.0031946 | 0.00033439 | 0.00037822 | 0.00040273 | 0.00042148 | 0.00043939 | 0.00045665 | 0.00047186 | 0.00048694
Scenario 1: Reference | PG&E | Com | FoodServ | Com - School | Electric Demand (MW) | Energy Efficiency | 0.034309 | 0.035465 | 0.036583 | 0.037599 | 0.038416 | 0.039339 | 0.043442 | 0.046583 | 0.047347 | 0.048099 | 0.048794 | 0.049529 | 0.050085
Scenario 1: Reference | PG&E | Com | FoodServ | Com - School | Electric Demand (MW) | Fuel Substitution | -0.00016601 | -0.00018352 | -0.00020076 | -0.0002176 | -0.00023386 | -0.00024954 | -0.0002646 | -0.00027911 | -0.00029299 | -0.00030637 | -0.00031926 | -0.00033337 | -0.00035578
Scenario 1: Reference | PG&E | Com | FoodServ | Com - School | Electric Energy (GWh/year) | Energy Efficiency | 0.16862 | 0.17479 | 0.18086 | 0.18651 | 0.19124 | 0.19652 | 0.21121 | 0.22307 | 0.22765 | 0.2321 | 0.23622 | 0.24044 | 0.24371
Scenario 1: Reference | PG&E | Com | FoodServ | Com - School | Electric Energy (GWh/year) | Fuel Substitution | -0.0015918 | -0.0017155 | -0.0018374 | -0.0020272 | -0.002258 | -0.0025182 | -0.0027987 | -0.0031141 | -0.0034679 | -0.0038605 | -0.0042949 | -0.0047865 | -0.0055428
Scenario 1: Reference | PG&E | Com | FoodServ | Com - School | Gas Energy (MMTherm/year) | Energy Efficiency | 0.034487 | 0.034506 | 0.034485 | 0.034336 | 0.03402 | 0.033829 | 0.033593 | 0.033437 | 0.033287 | 0.033182 | 0.033252 | 0.033441 | 0.033403
Scenario 1: Reference | PG&E | Com | FoodServ | Com - School | Gas Energy (MMTherm/year) | Fuel Substitution | 0.0001661 | 0.00017882 | 0.00019128 | 0.0002105 | 0.00023376 | 0.0002599 | 0.00028804 | 0.00031963 | 0.00035504 | 0.00039431 | 0.00043775 | 0.00048723 | 0.00056596
Scenario 1: Reference | PG&E | Com | HVAC | Com - College | Electric Demand (MW) | Energy Efficiency | 0.11379 | 0.10839 | 0.10022 | 0.095624 | 0.086451 | 0.078986 | 0.075235 | 0.071614 | 0.071451 | 0.071973 | 0.072006 | 0.070842 | 0.070773
Scenario 1: Reference | PG&E | Com | HVAC | Com - College | Electric Energy (GWh/year) | Energy Efficiency | 0.30211 | 0.27247 | 0.23579 | 0.21038 | 0.17246 | 0.14286 | 0.12471 | 0.11037 | 0.10595 | 0.10629 | 0.10605 | 0.10437 | 0.10403
Scenario 1: Reference | PG&E | Com | HVAC | Com - College | Electric Energy (GWh/year) | Fuel Substitution | -0.061907 | -0.064645 | -0.067471 | -0.069553 | -0.070854 | 0 | 0 | 0 | 0 | 0 | 0 | 0 | 0
Scenario 1: Reference | PG&E | Com | HVAC | Com - College | Gas Energy (MMTherm/year) | Energy Efficiency | 0.009313 | 0.0096761 | 0.0087576 | 0.015925 | 0.010035 | 0.0066511 | 0.006786 | 0.0067905 | 0.0069499 | 0.0070289 | 0.0070527 | 0.0069428 | 0.006952
Scenario 1: Reference | PG&E | Com | HVAC | Com - College | Gas Energy (MMTherm/year) | Fuel Substitution | 0.011941 | 0.013174 | 0.013803 | 0.014294 | 0.014641 | 0 | 0 | 0 | 0 | 0 | 0 | 0 | 0
Scenario 1: Reference | PG&E | Com | HVAC | Com - Grocery | Electric Demand (MW) | Energy Efficiency | 0.16474 | 0.17723 | 0.18865 | 0.19862 | 0.20673 | 0.21396 | 0.22008 | 0.22605 | 0.23033 | 0.2335 | 0.23576 | 0.23713 | 0.23807
Scenario 1: Reference | PG&E | Com | HVAC | Com - Grocery | Electric Demand (MW) | Fuel Substitution | 0 | 0 | 0 | 0 | 0 | 0.0035696 | 0.0036806 | 0.0037148 | 0.0037008 | 0.0036629 | 0.0036074 | 0.0035409 | 0.0034679
Scenario 1: Reference | PG&E | Com | HVAC | Com - Grocery | Electric Energy (GWh/year) | Energy Efficiency | 0.62835 | 0.67639 | 0.72038 | 0.75887 | 0.79018 | 0.86015 | 0.88445 | 0.90776 | 0.88234 | 0.89487 | 0.90379 | 0.90922 | 0.91297
Scenario 1: Reference | PG&E | Com | HVAC | Com - Grocery | Electric Energy (GWh/year) | Fuel Substitution | -0.5353 | -0.56555 | -0.59044 | -0.60926 | -0.62142 | 0.032353 | 0.033332 | 0.033623 | 0.033461 | 0.033111 | 0.032606 | 0.032005 | 0.031347
Scenario 1: Reference | PG&E | Com | HVAC | Com - Grocery | Gas Energy (MMTherm/year) | Energy Efficiency | 0.011571 | 0.012459 | 0.013288 | 0.014019 | 0.014621 | 0.022367 | 0.022901 | 0.023355 | 0.016444 | 0.016707 | 0.016905 | 0.017037 | 0.017154
Scenario 1: Reference | PG&E | Com | HVAC | Com - Grocery | Gas Energy (MMTherm/year) | Fuel Substitution | 0.080919 | 0.085628 | 0.089549 | 0.09259 | 0.094674 | 6.3327e-08 | 6.5432e-08 | 6.6098e-08 | 3.0032e-08 | 2.9755e-08 | 2.9342e-08 | 2.8848e-08 | 2.8302e-08
Scenario 1: Reference | PG&E | Com | HVAC | Com - Health | Electric Demand (MW) | Energy Efficiency | 0.22075 | 0.23021 | 0.2379 | 0.23971 | 0.24072 | 0.23933 | 0.23897 | 0.23923 | 0.23933 | 0.23849 | 0.23673 | 0.23783 | 0.23915
Scenario 1: Reference | PG&E | Com | HVAC | Com - Health | Electric Demand (MW) | Fuel Substitution | 0 | 0 | 0 | 0 | 0 | 0.002139 | 0.0022272 | 0.0022682 | 0.0022793 | 0.0022712 | 0.0022505 | 0.0022216 | 0.0021877
Scenario 1: Reference | PG&E | Com | HVAC | Com - Health | Electric Energy (GWh/year) | Energy Efficiency | 1.2317 | 1.2716 | 1.2997 | 1.2951 | 1.2863 | 1.2688 | 1.2553 | 1.2458 | 1.2369 | 1.2244 | 1.2078 | 1.2073 | 1.2082
Scenario 1: Reference | PG&E | Com | HVAC | Com - Health | Electric Energy (GWh/year) | Fuel Substitution | -0.12349 | -0.13077 | -0.13657 | -0.14076 | -0.14327 | 0.014777 | 0.015387 | 0.01567 | 0.015747 | 0.015691 | 0.015548 | 0.015348 | 0.015114
Scenario 1: Reference | PG&E | Com | HVAC | Com - Health | Gas Energy (MMTherm/year) | Energy Efficiency | 0.047527 | 0.050619 | 0.054177 | 0.056513 | 0.058838 | 0.056995 | 0.058551 | 0.059706 | 0.06032 | 0.060275 | 0.059613 | 0.059162 | 0.058394
Scenario 1: Reference | PG&E | Com | HVAC | Com - Health | Gas Energy (MMTherm/year) | Fuel Substitution | 0.028322 | 0.030133 | 0.03165 | 0.032849 | 0.03372 | 0 | 0 | 0 | 0 | 0 | 0 | 0 | 0
Scenario 1: Reference | PG&E | Com | HVAC | Com - Lodging | Electric Demand (MW) | Energy Efficiency | 0.11768 | 0.12565 | 0.13288 | 0.13907 | 0.14516 | 0.14945 | 0.1538 | 0.15774 | 0.15696 | 0.15839 | 0.1606 | 0.16237 | 0.16365
Scenario 1: Reference | PG&E | Com | HVAC | Com - Lodging | Electric Demand (MW) | Fuel Substitution | 0 | 0 | 0 | 0 | 0 | 0.0023483 | 0.0024195 | 0.0024408 | 0.001258 | 0.0012465 | 0.001229 | 0.0012075 | 0.0022837
Scenario 1: Reference | PG&E | Com | HVAC | Com - Lodging | Electric Energy (GWh/year) | Energy Efficiency | 0.63959 | 0.66935 | 0.69559 | 0.71755 | 0.73993 | 0.75519 | 0.77162 | 0.78633 | 0.6168 | 0.62167 | 0.62987 | 0.71933 | 0.78012
Scenario 1: Reference | PG&E | Com | HVAC | Com - Lodging | Electric Energy (GWh/year) | Fuel Substitution | -0.15069 | -0.15922 | -0.16609 | -0.17115 | -0.17432 | 0.0096794 | 0.0099826 | 0.010077 | 0.0070441 | 0.0069798 | 0.0068818 | 0.0067607 | 0.0094401
Scenario 1: Reference | PG&E | Com | HVAC | Com - Lodging | Gas Energy (MMTherm/year) | Energy Efficiency | 0.028119 | 0.030007 | 0.031712 | 0.033122 | 0.034406 | 0.033832 | 0.034458 | 0.034816 | 0.017675 | 0.018023 | 0.018246 | 0.027552 | 0.033329
Scenario 1: Reference | PG&E | Com | HVAC | Com - Lodging | Gas Energy (MMTherm/year) | Fuel Substitution | 0.026229 | 0.027766 | 0.02903 | 0.029996 | 0.030654 | 0 | 0 | 0 | 0 | 0 | 0 | 0 | 0
Scenario 1: Reference | PG&E | Com | HVAC | Com - Office (Large) | Electric Demand (MW) | Energy Efficiency | 0.053088 | 0.055701 | 0.058134 | 0.059976 | 0.06157 | 0.053877 | 0.055012 | 0.055676 | 0.049112 | 0.045975 | 0.04605 | 0.046085 | 0.046019
Scenario 1: Reference | PG&E | Com | HVAC | Com - Office (Large) | Electric Energy (GWh/year) | Energy Efficiency | 0.39706 | 0.41165 | 0.42648 | 0.43623 | 0.44555 | 0.42141 | 0.42782 | 0.42968 | 0.39803 | 0.29328 | 0.38102 | 0.37903 | 0.37686
Scenario 1: Reference | PG&E | Com | HVAC | Com - Office (Large) | Electric Energy (GWh/year) | Fuel Substitution | -0.00016779 | 0.0016429 | 0.0016955 | 0.0017318 | 0.0017522 | 0 | 0 | 0 | 0 | 0 | 0 | 0 | 0
Scenario 1: Reference | PG&E | Com | HVAC | Com - Office (Large) | Gas Energy (MMTherm/year) | Energy Efficiency | 0.03333 | 0.033915 | 0.034371 | 0.034414 | 0.034375 | 0.0094829 | 0.0095705 | 0.009541 | 0.0094069 | 0.0059566 | 0.0092512 | 0.0091621 | 0.0090783
Scenario 1: Reference | PG&E | Com | HVAC | Com - Office (Large) | Gas Energy (MMTherm/year) | Fuel Substitution | 2.1429e-05 | 0.00020769 | 0.00021374 | 0.00021762 | 0.00021941 | 0 | 0 | 0 | 0 | 0 | 0 | 0 | 0
Scenario 1: Reference | PG&E | Com | HVAC | Com - Office (Small) | Electric Demand (MW) | Energy Efficiency | 0.058877 | 0.060841 | 0.062606 | 0.015289 | 0.51772 | 0.056404 | 0.059211 | 0.060515 | 0.05874 | 0.058412 | 0.058766 | 0.059061 | 0.059289
Scenario 1: Reference | PG&E | Com | HVAC | Com - Office (Small) | Electric Energy (GWh/year) | Energy Efficiency | 0.11549 | 0.11995 | 0.12389 | 0.047994 | 0.81603 | 0.10818 | 0.11886 | 0.12335 | 0.11498 | 0.11286 | 0.11371 | 0.11438 | 0.11485
Scenario 1: Reference | PG&E | Com | HVAC | Com - Office (Small) | Electric Energy (GWh/year) | Fuel Substitution | -0.025094 | -0.026389 | -0.049234 | -0.040597 | -0.041173 | 0 | 0 | 0 | 0 | 0 | 0 | 0 | 0
Scenario 1: Reference | PG&E | Com | HVAC | Com - Office (Small) | Gas Energy (MMTherm/year) | Energy Efficiency | 0.015663 | 0.016095 | 0.016422 | 0.0068948 | 0.096217 | 0.0045316 | 0.0046023 | 0.004658 | 0.0046903 | 0.0047251 | 0.00476 | 0.0047928 | 0.0048261
Scenario 1: Reference | PG&E | Com | HVAC | Com - Office (Small) | Gas Energy (MMTherm/year) | Fuel Substitution | 0.0047002 | 0.004963 | 0.0078468 | 0.0065022 | 0.00662 | 0 | 0 | 0 | 0 | 0 | 0 | 0 | 0
Scenario 1: Reference | PG&E | Com | HVAC | Com - Other | Electric Demand (MW) | Energy Efficiency | 1.4957 | 1.054 | 0.82132 | 0.85169 | 0.87227 | 0.90035 | 0.92772 | 0.94672 | 0.93402 | 0.94701 | 0.95957 | 0.96824 | 0.97775
Scenario 1: Reference | PG&E | Com | HVAC | Com - Other | Electric Energy (GWh/year) | Energy Efficiency | 2.2456 | 1.7225 | 1.4637 | 1.5218 | 1.5634 | 1.6118 | 1.656 | 1.6853 | 1.4755 | 1.5055 | 1.5292 | 1.5436 | 1.5584
Scenario 1: Reference | PG&E | Com | HVAC | Com - Other | Electric Energy (GWh/year) | Fuel Substitution | -0.90641 | -0.95865 | -1.0007 | -1.0318 | -1.0515 | 0 | 0 | 0 | 0 | 0 | 0 | 0 | 0
Scenario 1: Reference | PG&E | Com | HVAC | Com - Other | Gas Energy (MMTherm/year) | Energy Efficiency | 0.21133 | 0.1513 | 0.12079 | 0.12476 | 0.12729 | 0.13073 | 0.13393 | 0.13583 | 0.11429 | 0.11551 | 0.11683 | 0.11785 | 0.11904
Scenario 1: Reference | PG&E | Com | HVAC | Com - Other | Gas Energy (MMTherm/year) | Fuel Substitution | 0.16145 | 0.1711 | 0.17904 | 0.18515 | 0.18937 | 0 | 0 | 0 | 0 | 0 | 0 | 0 | 0
Scenario 1: Reference | PG&E | Com | HVAC | Com - Restaurant | Electric Demand (MW) | Energy Efficiency | 0.027903 | 0.028427 | 0.029191 | 0.029758 | 0.030178 | 0.030456 | 0.030895 | 0.03118 | 0.031351 | 0.031593 | 0.03178 | 0.0013045 | 0.33803
Scenario 1: Reference | PG&E | Com | HVAC | Com - Restaurant | Electric Demand (MW) | Fuel Substitution | 0 | 0 | 0 | 0 | 0 | 1.9248e-06 | 1.9812e-06 | 1.997e-06 | 1.99e-06 | 1.9691e-06 | 1.9394e-06 | 1.7133e-06 | 1.6786e-06
Scenario 1: Reference | PG&E | Com | HVAC | Com - Restaurant | Electric Energy (GWh/year) | Energy Efficiency | 0.04039 | 0.041372 | 0.042771 | 0.044008 | 0.044931 | 0.04563 | 0.046528 | 0.047178 | 0.047633 | 0.048158 | 0.048464 | 0.0037781 | 0.49982
Scenario 1: Reference | PG&E | Com | HVAC | Com - Restaurant | Electric Energy (GWh/year) | Fuel Substitution | -0.03478 | -0.036639 | -0.038067 | -0.039038 | -0.039552 | 1.5724e-05 | 1.6184e-05 | 1.6313e-05 | 1.6256e-05 | 1.6085e-05 | 1.5842e-05 | 1.3996e-05 | 1.3712e-05
Scenario 1: Reference | PG&E | Com | HVAC | Com - Restaurant | Gas Energy (MMTherm/year) | Energy Efficiency | 0.072435 | 0.077137 | 0.081198 | 0.084303 | 0.086375 | 0.087489 | 0.087946 | 0.08765 | 0.086795 | 0.085594 | 0.084081 | 0.053731 | 0.28492
Scenario 1: Reference | PG&E | Com | HVAC | Com - Restaurant | Gas Energy (MMTherm/year) | Fuel Substitution | 0.0079843 | 0.0084499 | 0.0088296 | 0.0091186 | 0.0093164 | 0 | 0 | 0 | 0 | 0 | 0 | 0 | 0
Scenario 1: Reference | PG&E | Com | HVAC | Com - Retail | Electric Demand (MW) | Energy Efficiency | 0.35084 | 0.37436 | 0.39369 | 0.25695 | 1.5769 | 0.41584 | 0.44373 | 0.45463 | 0.4182 | 0.41517 | 0.42202 | 0.42753 | 0.43249
Scenario 1: Reference | PG&E | Com | HVAC | Com - Retail | Electric Demand (MW) | Fuel Substitution | 0 | 0 | 0 | 0 | 0 | 0.0065947 | 0.0068475 | 0.0069543 | 0 | 0 | 0 | 0 | 0
Scenario 1: Reference | PG&E | Com | HVAC | Com - Retail | Electric Energy (GWh/year) | Energy Efficiency | 0.82625 | 0.88053 | 0.85812 | 0.66931 | 3.0784 | 0.98091 | 1.0371 | 1.0629 | 0.91371 | 0.89459 | 0.90939 | 0.92114 | 0.93134
Scenario 1: Reference | PG&E | Com | HVAC | Com - Retail | Electric Energy (GWh/year) | Fuel Substitution | -0.095785 | -0.10086 | -0.10472 | -0.096877 | -0.098139 | 0.020464 | 0.021263 | 0.021604 | 0 | 0 | 0 | 0 | 0
Scenario 1: Reference | PG&E | Com | HVAC | Com - Retail | Gas Energy (MMTherm/year) | Energy Efficiency | 0.022647 | 0.024071 | 0.025423 | 0.015138 | 0.11142 | 0.022308 | 0.023979 | 0.024613 | 0.025079 | 0.025529 | 0.025976 | 0.02634 | 0.026677
Scenario 1: Reference | PG&E | Com | HVAC | Com - Retail | Gas Energy (MMTherm/year) | Fuel Substitution | 0.023645 | 0.025025 | 0.02615 | 0.024413 | 0.024955 | 0 | 0 | 0 | 0 | 0 | 0 | 0 | 0
Scenario 1: Reference | PG&E | Com | HVAC | Com - School | Electric Demand (MW) | Energy Efficiency | 0.056827 | 0.064666 | 0.067285 | 0.073536 | 0.077373 | 0.075333 | 0.076515 | 0.077491 | 0.057516 | 0.048296 | 0.048454 | 0.065219 | 0.072843
Scenario 1: Reference | PG&E | Com | HVAC | Com - School | Electric Energy (GWh/year) | Energy Efficiency | 0.34331 | 0.37415 | 0.38332 | 0.4256 | 0.451 | 0.44614 | 0.45112 | 0.45541 | 0.38097 | 0.3455 | 0.34638 | 0.38522 | 0.4025
Scenario 1: Reference | PG&E | Com | HVAC | Com - School | Electric Energy (GWh/year) | Fuel Substitution | -0.11692 | -0.12144 | -0.12446 | -0.12578 | -0.12583 | 0 | 0 | 0 | 0 | 0 | 0 | 0 | 0
Scenario 1: Reference | PG&E | Com | HVAC | Com - School | Gas Energy (MMTherm/year) | Energy Efficiency | 0.042152 | 0.044029 | 0.045025 | 0.046881 | 0.047645 | 0.037631 | 0.037764 | 0.037905 | 0.034669 | 0.033128 | 0.033111 | 0.035127 | 0.035967
Scenario 1: Reference | PG&E | Com | HVAC | Com - School | Gas Energy (MMTherm/year) | Fuel Substitution | 0.019211 | 0.019989 | 0.020529 | 0.021518 | 0.021595 | 0 | 0 | 0 | 0 | 0 | 0 | 0 | 0
Scenario 1: Reference | PG&E | Com | HVAC | Com - Warehouse | Electric Demand (MW) | Energy Efficiency | 0.022933 | 0.024817 | 0.026568 | 0.028163 | 0.029565 | 0.030894 | 0.031901 | 0.032781 | 0.021811 | 0.018537 | 0.018797 | 0.019003 | 0.019169
Scenario 1: Reference | PG&E | Com | HVAC | Com - Warehouse | Electric Energy (GWh/year) | Energy Efficiency | 0.089824 | 0.097176 | 0.10405 | 0.11034 | 0.11587 | 0.12121 | 0.12516 | 0.12866 | 0.08732 | 0.066865 | 0.06777 | 0.068482 | 0.069053
Scenario 1: Reference | PG&E | Com | HVAC | Com - Warehouse | Electric Energy (GWh/year) | Fuel Substitution | -0.080876 | -0.085913 | -0.090076 | -0.093288 | -0.095506 | 0 | 0 | 0 | 0 | 0 | 0 | 0 | 0
Scenario 1: Reference | PG&E | Com | HVAC | Com - Warehouse | Gas Energy (MMTherm/year) | Energy Efficiency | 0.0024247 | 0.0026217 | 0.0028048 | 0.0029713 | 0.0031167 | 0.0032589 | 0.0033613 | 0.0034517 | 0.0026087 | 0.0020382 | 0.0020677 | 0.0020915 | 0.0021111
Scenario 1: Reference | PG&E | Com | HVAC | Com - Warehouse | Gas Energy (MMTherm/year) | Fuel Substitution | 0.012814 | 0.013631 | 0.014316 | 0.014856 | 0.015248 | 0 | 0 | 0 | 0 | 0 | 0 | 0 | 0
Scenario 1: Reference | PG&E | Com | Lighting | Com - College | Electric Demand (MW) | Energy Efficiency | 0 | 0 | 0 | 0 | 0 | 0 | 0 | 0 | 0 | 0 | 0 | 0 | 0
Scenario 1: Reference | PG&E | Com | Lighting | Com - College | Electric Energy (GWh/year) | Energy Efficiency | 0 | 0 | 0 | 0 | 0 | 0 | 0 | 0 | 0 | 0 | 0 | 0 | 0
Scenario 1: Reference | PG&E | Com | Lighting | Com - College | Gas Energy (MMTherm/year) | Energy Efficiency | 0 | 0 | 0 | 0 | 0 | 0 | 0 | 0 | 0 | 0 | 0 | 0 | 0
Scenario 1: Reference | PG&E | Com | Lighting | Com - Grocery | Electric Demand (MW) | Energy Efficiency | 0.014623 | 0.014999 | 0.015321 | 0.01557 | 0.015718 | 0.015875 | 0.015984 | 0.016079 | 0.016125 | 0.016176 | 0.01623 | 0.016276 | 0.016333
Scenario 1: Reference | PG&E | Com | Lighting | Com - Grocery | Electric Energy (GWh/year) | Energy Efficiency | 0.083617 | 0.085768 | 0.087607 | 0.089028 | 0.089875 | 0.09077 | 0.091393 | 0.091933 | 0.092197 | 0.092484 | 0.092792 | 0.093055 | 0.093381
Scenario 1: Reference | PG&E | Com | Lighting | Com - Grocery | Gas Energy (MMTherm/year) | Energy Efficiency | -0.0011543 | -0.0011839 | -0.0012093 | -0.0012289 | -0.0012405 | -0.0012528 | -0.0012614 | -0.0012688 | -0.0012724 | -0.0012763 | -0.0012805 | -0.0012841 | -0.0012886
Scenario 1: Reference | PG&E | Com | Lighting | Com - Health | Electric Demand (MW) | Energy Efficiency | 0.03477 | 0.035693 | 0.036919 | 0.037319 | 0.037835 | 0.038235 | 0.038506 | 0.038704 | 0.038762 | 0.038625 | 0.03831 | 0.038434 | 0.038573
Scenario 1: Reference | PG&E | Com | Lighting | Com - Health | Electric Energy (GWh/year) | Energy Efficiency | 0.20731 | 0.21281 | 0.22011 | 0.22248 | 0.22555 | 0.22793 | 0.22953 | 0.23069 | 0.23102 | 0.2302 | 0.22831 | 0.22904 | 0.22986
Scenario 1: Reference | PG&E | Com | Lighting | Com - Health | Gas Energy (MMTherm/year) | Energy Efficiency | -0.0025147 | -0.0025814 | -0.00267 | -0.0026988 | -0.0027361 | -0.002765 | -0.0027845 | -0.0027988 | -0.0028028 | -0.0027929 | -0.00277 | -0.002779 | -0.0027889
Scenario 1: Reference | PG&E | Com | Lighting | Com - Lodging | Electric Demand (MW) | Energy Efficiency | 0 | 0 | 0 | 0 | 0 | 0 | 0 | 0 | 0 | 0 | 0 | 0 | 0
Scenario 1: Reference | PG&E | Com | Lighting | Com - Lodging | Electric Energy (GWh/year) | Energy Efficiency | 0 | 0 | 0 | 0 | 0 | 0 | 0 | 0 | 0 | 0 | 0 | 0 | 0
Scenario 1: Reference | PG&E | Com | Lighting | Com - Lodging | Gas Energy (MMTherm/year) | Energy Efficiency | 0 | 0 | 0 | 0 | 0 | 0 | 0 | 0 | 0 | 0 | 0 | 0 | 0
Scenario 1: Reference | PG&E | Com | Lighting | Com - Office (Large) | Electric Demand (MW) | Energy Efficiency | 0.029447 | 0.030873 | 0.032232 | 0.033273 | 0.034243 | 0.034991 | 0.035698 | 0.036328 | 0.036911 | 0.037531 | 0.03801 | 0.038419 | 0.038778
Scenario 1: Reference | PG&E | Com | Lighting | Com - Office (Large) | Electric Energy (GWh/year) | Energy Efficiency | 0.21104 | 0.22126 | 0.231 | 0.23846 | 0.2454 | 0.25077 | 0.25583 | 0.26035 | 0.26453 | 0.26898 | 0.27241 | 0.27534 | 0.27791
Scenario 1: Reference | PG&E | Com | Lighting | Com - Office (Large) | Gas Energy (MMTherm/year) | Energy Efficiency | -0.0009843 | -0.001032 | -0.0010774 | -0.0011122 | -0.0011446 | -0.0011696 | -0.0011932 | -0.0012143 | -0.0012338 | -0.0012545 | -0.0012705 | -0.0012842 | -0.0012962
Scenario 1: Reference | PG&E | Com | Lighting | Com - Office (Small) | Electric Demand (MW) | Energy Efficiency | 0 | 0 | 0 | 0 | 0 | 0 | 0 | 0 | 0 | 0 | 0 | 0 | 0
Scenario 1: Reference | PG&E | Com | Lighting | Com - Office (Small) | Electric Energy (GWh/year) | Energy Efficiency | 0 | 0 | 0 | 0 | 0 | 0 | 0 | 0 | 0 | 0 | 0 | 0 | 0
Scenario 1: Reference | PG&E | Com | Lighting | Com - Office (Small) | Gas Energy (MMTherm/year) | Energy Efficiency | 0 | 0 | 0 | 0 | 0 | 0 | 0 | 0 | 0 | 0 | 0 | 0 | 0
Scenario 1: Reference | PG&E | Com | Lighting | Com - Other | Electric Demand (MW) | Energy Efficiency | 0 | 0 | 0 | 0 | 0 | 0 | 0 | 0 | 0 | 0 | 0 | 0 | 0
Scenario 1: Reference | PG&E | Com | Lighting | Com - Other | Electric Energy (GWh/year) | Energy Efficiency | 0 | 0 | 0 | 0 | 0 | 0 | 0 | 0 | 0 | 0 | 0 | 0 | 0
Scenario 1: Reference | PG&E | Com | Lighting | Com - Other | Gas Energy (MMTherm/year) | Energy Efficiency | 0 | 0 | 0 | 0 | 0 | 0 | 0 | 0 | 0 | 0 | 0 | 0 | 0
Scenario 1: Reference | PG&E | Com | Lighting | Com - Refrig. Warehouse | Electric Demand (MW) | Energy Efficiency | 0.00020335 | 0.00020868 | 0.00021301 | 0.00021655 | 0.00021947 | 0.00022197 | 0.00022372 | 0.00022539 | 0.00022635 | 0.00022736 | 0.0002281 | 0.00022887 | 0.0002297
Scenario 1: Reference | PG&E | Com | Lighting | Com - Refrig. Warehouse | Electric Energy (GWh/year) | Energy Efficiency | 0.0018684 | 0.0019175 | 0.0019573 | 0.0019899 | 0.0020168 | 0.0020398 | 0.002056 | 0.0020714 | 0.0020803 | 0.0020896 | 0.0020965 | 0.0021037 | 0.0021113
Scenario 1: Reference | PG&E | Com | Lighting | Com - Restaurant | Electric Demand (MW) | Energy Efficiency | 0.0034858 | 0.0036506 | 0.0038004 | 0.003924 | 0.0040245 | 0.0080679 | 0.0089686 | 0.0089762 | 0.0089722 | 0.0054897 | 0.0046874 | 0.0032352 | 0.016614
Scenario 1: Reference | PG&E | Com | Lighting | Com - Restaurant | Electric Energy (GWh/year) | Energy Efficiency | 0.020906 | 0.021894 | 0.022793 | 0.023534 | 0.024136 | 0.048363 | 0.05376 | 0.053806 | 0.053783 | 0.032919 | 0.028112 | 0.019403 | 0.099643
Scenario 1: Reference | PG&E | Com | Lighting | Com - Restaurant | Gas Energy (MMTherm/year) | Energy Efficiency | -0.00022656 | -0.00023726 | -0.00024701 | -0.00025504 | -0.00026157 | -0.00052426 | -0.00058278 | -0.00058327 | -0.00058302 | -0.00035678 | -0.00030465 | -0.00021027 | -0.0010798
Scenario 1: Reference | PG&E | Com | Lighting | Com - Retail | Electric Demand (MW) | Energy Efficiency | 0.071097 | 0.072885 | 0.074407 | 0.053773 | 0.21445 | 0.073795 | 0.07526 | 0.075809 | 0.076129 | 0.076448 | 0.076782 | 0.07707 | 0.077399
Scenario 1: Reference | PG&E | Com | Lighting | Com - Retail | Electric Energy (GWh/year) | Energy Efficiency | 0.42331 | 0.43395 | 0.44302 | 0.32016 | 1.2769 | 0.43939 | 0.44812 | 0.45139 | 0.4533 | 0.45521 | 0.4572 | 0.45892 | 0.46088
Scenario 1: Reference | PG&E | Com | Lighting | Com - Retail | Gas Energy (MMTherm/year) | Energy Efficiency | -0.0026038 | -0.0026693 | -0.0027252 | -0.0019694 | -0.0078556 | -0.002703 | -0.0027567 | -0.0027769 | -0.0027887 | -0.0028005 | -0.0028127 | -0.0028233 | -0.0028355
Scenario 1: Reference | PG&E | Com | Lighting | Com - School | Electric Demand (MW) | Energy Efficiency | 0 | 0 | 0 | 0 | 0 | 0 | 0 | 0 | 0 | 0 | 0 | 0 | 0
Scenario 1: Reference | PG&E | Com | Lighting | Com - School | Electric Energy (GWh/year) | Energy Efficiency | 0 | 0 | 0 | 0 | 0 | 0 | 0 | 0 | 0 | 0 | 0 | 0 | 0
Scenario 1: Reference | PG&E | Com | Lighting | Com - School | Gas Energy (MMTherm/year) | Energy Efficiency | 0 | 0 | 0 | 0 | 0 | 0 | 0 | 0 | 0 | 0 | 0 | 0 | 0
Scenario 1: Reference | PG&E | Com | Lighting | Com - Warehouse | Electric Demand (MW) | Energy Efficiency | 0.00044007 | 0.00046506 | 0.00048804 | 0.00050893 | 0.00052717 | 0.0005446 | 0.00056573 | 0.00058645 | 0.00018426 | 0 | 0 | 0 | 0
Scenario 1: Reference | PG&E | Com | Lighting | Com - Warehouse | Electric Energy (GWh/year) | Energy Efficiency | 0.0035238 | 0.0037239 | 0.0039079 | 0.0040752 | 0.0042213 | 0.0043608 | 0.00453 | 0.0046959 | 0.0014754 | 0 | 0 | 0 | 0
Scenario 1: Reference | PG&E | Com | Lighting | Com - Warehouse | Gas Energy (MMTherm/year) | Energy Efficiency | -2.4801e-05 | -2.6209e-05 | -2.7504e-05 | -2.8682e-05 | -2.971e-05 | -3.0692e-05 | -3.1882e-05 | -3.305e-05 | -1.0384e-05 | 0 | 0 | 0 | 0
Scenario 1: Reference | PG&E | Com | WaterHeat | Com - College | Electric Demand (MW) | Energy Efficiency | -7.9338e-06 | -1.2581e-05 | -2.5931e-05 | 2.4437e-05 | -2.6822e-05 | 2.1555e-05 | 2.7053e-05 | 3.3874e-05 | 4.2543e-05 | 5.3364e-05 | 6.6862e-05 | 8.356e-05 | 0.00010462
Scenario 1: Reference | PG&E | Com | WaterHeat | Com - College | Electric Demand (MW) | Fuel Substitution | 0 | 0 | 0 | 0 | 0 | 0.17564 | 0.22256 | 0.27555 | 0.33242 | 0.42329 | 0.53459 | 0.6449 | 0.75471
Scenario 1: Reference | PG&E | Com | WaterHeat | Com - College | Electric Energy (GWh/year) | Energy Efficiency | -7.5274e-05 | -0.0001192 | -0.00024389 | 0.00021928 | -0.00025671 | 0.00017683 | 0.00022194 | 0.0002779 | 0.00034902 | 0.00043779 | 0.00054852 | 0.0006855 | 0.00085825
Scenario 1: Reference | PG&E | Com | WaterHeat | Com - College | Electric Energy (GWh/year) | Fuel Substitution | -0.61811 | -0.75823 | -0.92126 | -1.1108 | -1.3299 | 1.5069 | 1.9094 | 2.3639 | 2.8517 | 3.6312 | 4.5858 | 5.5317 | 6.4731
Scenario 1: Reference | PG&E | Com | WaterHeat | Com - College | Gas Energy (MMTherm/year) | Energy Efficiency | 0.040605 | 0.067096 | 0.059012 | 0.095053 | 0.090899 | 0.092661 | 0.10939 | 0.1246 | 0.13573 | 0.14134 | 0.1392 | 0.12897 | 0.11204
Scenario 1: Reference | PG&E | Com | WaterHeat | Com - College | Gas Energy (MMTherm/year) | Fuel Substitution | 0.06954 | 0.085282 | 0.10363 | 0.125 | 0.14976 | 0 | 0 | 0 | 0 | 0 | 0 | 0 | 0
Scenario 1: Reference | PG&E | Com | WaterHeat | Com - Grocery | Electric Demand (MW) | Energy Efficiency | 3.8444e-05 | 4.6513e-05 | 5.666e-05 | 6.9367e-05 | 8.5162e-05 | 9.8187e-05 | 0.00012334 | 0.00015493 | 0.00019433 | 0.00024381 | 0.00030596 | 0.00038386 | 0.00048177
Scenario 1: Reference | PG&E | Com | WaterHeat | Com - Grocery | Electric Energy (GWh/year) | Energy Efficiency | 0.00020296 | 0.00024559 | 0.00029919 | 0.00036631 | 0.00044975 | 0.00051867 | 0.00065156 | 0.00081843 | 0.0010266 | 0.0012879 | 0.0016162 | 0.0020277 | 0.0025449
Scenario 1: Reference | PG&E | Com | WaterHeat | Com - Grocery | Electric Energy (GWh/year) | Fuel Substitution | -0.023314 | -0.028242 | -0.034231 | -0.041478 | -0.050149 | 0 | 0 | 0 | 0 | 0 | 0 | 0 | 0
Scenario 1: Reference | PG&E | Com | WaterHeat | Com - Grocery | Gas Energy (MMTherm/year) | Energy Efficiency | 0.025742 | 0.030738 | 0.036519 | 0.043108 | 0.050449 | 0.056771 | 0.065085 | 0.073277 | 0.080703 | 0.086678 | 0.090362 | 0.091073 | 0.088443
Scenario 1: Reference | PG&E | Com | WaterHeat | Com - Grocery | Gas Energy (MMTherm/year) | Fuel Substitution | 0.0031283 | 0.0037895 | 0.0045931 | 0.0055656 | 0.0067291 | 0 | 0 | 0 | 0 | 0 | 0 | 0 | 0
Scenario 1: Reference | PG&E | Com | WaterHeat | Com - Health | Electric Demand (MW) | Energy Efficiency | 1.8713e-05 | 1.254e-05 | 8.4504e-06 | 6.2077e-06 | 8.4382e-06 | 0.00015196 | 0.00019153 | 0.00024111 | 0.00030287 | 0.0003794 | 0.00047402 | 0.00059548 | 0.00074797
Scenario 1: Reference | PG&E | Com | WaterHeat | Com - Health | Electric Demand (MW) | Fuel Substitution | 0 | 0 | 0 | 0 | 0 | 0.46034 | 0.5874 | 0.73191 | 0.88803 | 1.1304 | 1.4397 | 1.7486 | 2.0578
Scenario 1: Reference | PG&E | Com | WaterHeat | Com - Health | Electric Energy (GWh/year) | Energy Efficiency | 0.00012261 | 6.9902e-05 | 3.4027e-05 | 1.4377e-05 | 3.1814e-05 | 0.0012709 | 0.0016018 | 0.0020164 | 0.0025329 | 0.0031729 | 0.0039642 | 0.0049799 | 0.0062553
Scenario 1: Reference | PG&E | Com | WaterHeat | Com - Health | Electric Energy (GWh/year) | Fuel Substitution | -1.6097 | -1.9872 | -2.4292 | -2.9448 | -3.5435 | 4.0187 | 5.1276 | 6.3887 | 7.7509 | 9.866 | 12.5655 | 15.261 | 17.958
Scenario 1: Reference | PG&E | Com | WaterHeat | Com - Health | Gas Energy (MMTherm/year) | Energy Efficiency | 0.089458 | 0.10406 | 0.12177 | 0.14092 | 0.15349 | 0.13665 | 0.15469 | 0.16812 | 0.17484 | 0.17284 | 0.16173 | 0.14292 | 0.11932
Scenario 1: Reference | PG&E | Com | WaterHeat | Com - Health | Gas Energy (MMTherm/year) | Fuel Substitution | 0.18614 | 0.22959 | 0.28062 | 0.34031 | 0.40976 | 0 | 0 | 0 | 0 | 0 | 0 | 0 | 0
Scenario 1: Reference | PG&E | Com | WaterHeat | Com - Lodging | Electric Demand (MW) | Energy Efficiency | 0.0075287 | 0.007584 | 0.00738 | 0.006922 | 0.0062509 | 0.0051056 | 0.00421 | 0.0032905 | 5.6581e-05 | 7.1406e-05 | 9.0231e-05 | 0.00011373 | 0.00014332
Scenario 1: Reference | PG&E | Com | WaterHeat | Com - Lodging | Electric Demand (MW) | Fuel Substitution | 0 | 0 | 0 | 0 | 0 | 0.44775 | 0.56856 | 0.70611 | 0.85484 | 1.103 | 1.4043 | 1.705 | 2.0056
Scenario 1: Reference | PG&E | Com | WaterHeat | Com - Lodging | Electric Energy (GWh/year) | Energy Efficiency | 0.026493 | 0.026628 | 0.025924 | 0.024384 | 0.022171 | 0.016955 | 0.014155 | 0.011277 | 0.00046081 | 0.00058155 | 0.00073473 | 0.00092614 | 0.0011671
Scenario 1: Reference | PG&E | Com | WaterHeat | Com - Lodging | Electric Energy (GWh/year) | Fuel Substitution | -1.6376 | -2.0118 | -2.451 | -2.9649 | -3.5633 | 3.8071 | 4.8341 | 6.0032 | 7.2672 | 9.3766 | 11.9381 | 14.4936 | 17.0477
Scenario 1: Reference | PG&E | Com | WaterHeat | Com - Lodging | Gas Energy (MMTherm/year) | Energy Efficiency | 0.28716 | 0.30537 | 0.32451 | 0.34251 | 0.3603 | 0.16623 | 0.17415 | 0.1745 | 0.1276 | 0.11594 | 0.00028433 | 0.084565 | 0.064548
Scenario 1: Reference | PG&E | Com | WaterHeat | Com - Lodging | Gas Energy (MMTherm/year) | Fuel Substitution | 0.1859 | 0.22828 | 0.27815 | 0.33667 | 0.40499 | 0 | 0 | 0 | 0 | 0 | 0 | 0 | 0
Scenario 1: Reference | PG&E | Com | WaterHeat | Com - Office (Large) | Electric Demand (MW) | Energy Efficiency | 3.1959e-05 | 3.2437e-05 | 3.3495e-05 | 3.5177e-05 | 3.8019e-05 | 3.6486e-05 | 4.6156e-05 | 5.8208e-05 | 7.3219e-05 | 9.2266e-05 | 0.00011615 | 0.00014618 | 0.00018396
Scenario 1: Reference | PG&E | Com | WaterHeat | Com - Office (Large) | Electric Demand (MW) | Fuel Substitution | 0 | 0 | 0 | 0 | 0 | 0.053442 | 0.06709 | 0.0825 | 0.099023 | 0.12991 | 0.16415 | 0.1979 | 0.23116
Scenario 1: Reference | PG&E | Com | WaterHeat | Com - Office (Large) | Electric Energy (GWh/year) | Energy Efficiency | 0.00061691 | 0.00062159 | 0.00063648 | 0.00066223 | 0.000709 | 0.00066668 | 0.00084337 | 0.0010636 | 0.0013379 | 0.0016859 | 0.0021222 | 0.002671 | 0.0033614
Scenario 1: Reference | PG&E | Com | WaterHeat | Com - Office (Large) | Electric Energy (GWh/year) | Fuel Substitution | -0.35669 | -0.43653 | -0.529 | -0.6358 | -0.75863 | 1.0211 | 1.2818 | 1.5762 | 1.8917 | 2.4819 | 3.1358 | 3.7803 | 4.4153
Scenario 1: Reference | PG&E | Com | WaterHeat | Com - Office (Large) | Gas Energy (MMTherm/year) | Energy Efficiency | 0.28872 | 0.30414 | 0.30249 | 0.28027 | 0.23916 | 0.1519 | 0.095333 | 0.04461 | 0.0048892 | 0 | 0 | 0 | 0
Scenario 1: Reference | PG&E | Com | WaterHeat | Com - Office (Large) | Gas Energy (MMTherm/year) | Fuel Substitution | 0.03945 | 0.048275 | 0.058506 | 0.070332 | 0.083945 | 0 | 0 | 0 | 0 | 0 | 0 | 0 | 0
Scenario 1: Reference | PG&E | Com | WaterHeat | Com - Office (Small) | Electric Demand (MW) | Energy Efficiency | -1.5026e-07 | -1.3729e-07 | -1.0531e-07 | 3.3334e-09 | -3.4308e-07 | 1.2208e-06 | 1.5865e-06 | 2.0372e-06 | 2.5947e-06 | 3.2896e-06 | 4.1578e-06 | 5.2442e-06 | 6.6057e-06
Scenario 1: Reference | PG&E | Com | WaterHeat | Com - Office (Small) | Electric Demand (MW) | Fuel Substitution | 0 | 0 | 0 | 0 | 0 | 0.002168 | 0.0027496 | 0.0034108 | 0.0041227 | 0.0054651 | 0.0069099 | 0.0083399 | 0.0097596
Scenario 1: Reference | PG&E | Com | WaterHeat | Com - Office (Small) | Electric Energy (GWh/year) | Energy Efficiency | -2.14e-05 | -2.0816e-05 | -1.8232e-05 | -4.5755e-06 | -6.5292e-05 | 0.00013331 | 0.00017324 | 0.00022245 | 0.00028333 | 0.00035921 | 0.00045401 | 0.00057263 | 0.00072131
Scenario 1: Reference | PG&E | Com | WaterHeat | Com - Office (Small) | Electric Energy (GWh/year) | Fuel Substitution | -0.095014 | -0.1165 | -0.14138 | -0.14224 | -0.17798 | 0.24752 | 0.31392 | 0.38938 | 0.47062 | 0.62386 | 0.78876 | 0.9519 | 1.1138
Scenario 1: Reference | PG&E | Com | WaterHeat | Com - Office (Small) | Gas Energy (MMTherm/year) | Energy Efficiency | 0.064923 | 0.081235 | 0.00082893 | 0.084509 | 0.10369 | 0.11604 | 0.12909 | 0.1368 | 0.13682 | 0.12812 | 0.11159 | 0.089979 | 0.066883
Scenario 1: Reference | PG&E | Com | WaterHeat | Com - Office (Small) | Gas Energy (MMTherm/year) | Fuel Substitution | 0.010435 | 0.012793 | 0.015526 | 0.015619 | 0.019617 | 0 | 0 | 0 | 0 | 0 | 0 | 0 | 0
Scenario 1: Reference | PG&E | Com | WaterHeat | Com - Other | Electric Demand (MW) | Energy Efficiency | -0.00014427 | -0.00015132 | -0.00014606 | -0.00012218 | -7.2044e-05 | 0.00091601 | 0.0011462 | 0.0014332 | 0.0017843 | 0.0022321 | 0.0027924 | 0.0034923 | 0.0043685
Scenario 1: Reference | PG&E | Com | WaterHeat | Com - Other | Electric Demand (MW) | Fuel Substitution | 0 | 0 | 0 | 0 | 0 | 2.0916 | 2.6455 | 3.2712 | 3.9417 | 4.9981 | 6.307 | 7.6013 | 8.8852
Scenario 1: Reference | PG&E | Com | WaterHeat | Com - Other | Electric Energy (GWh/year) | Energy Efficiency | -0.0009258 | -0.00096959 | -0.00093333 | -0.00077606 | -0.00044831 | 0.0059232 | 0.0074199 | 0.0092855 | 0.011583 | 0.01449 | 0.018127 | 0.02267 | 0.028359
Scenario 1: Reference | PG&E | Com | WaterHeat | Com - Other | Electric Energy (GWh/year) | Fuel Substitution | -6.2277 | -7.6109 | -9.2195 | -11.0857 | -13.2411 | 14.2155 | 17.98 | 22.2309 | 26.7864 | 33.9646 | 42.8584 | 51.6499 | 60.3695
Scenario 1: Reference | PG&E | Com | WaterHeat | Com - Other | Gas Energy (MMTherm/year) | Energy Efficiency | 0.20045 | 0.24061 | 0.28726 | 0.34062 | 0.40014 | 0.39254 | 0.45175 | 0.50532 | 0.53927 | 0.55877 | 0.55058 | 0.51318 | 0.45102
Scenario 1: Reference | PG&E | Com | WaterHeat | Com - Other | Gas Energy (MMTherm/year) | Fuel Substitution | 0.69075 | 0.8439 | 1.0223 | 1.2298 | 1.4699 | 0 | 0 | 0 | 0 | 0 | 0 | 0 | 0
Scenario 1: Reference | PG&E | Com | WaterHeat | Com - Refrig. Warehouse | Electric Demand (MW) | Energy Efficiency | 1.6747e-06 | 2.0835e-06 | 2.6196e-06 | 3.3221e-06 | 4.2404e-06 | 6.4892e-06 | 8.1921e-06 | 1.034e-05 | 1.3028e-05 | 1.6417e-05 | 2.0673e-05 | 2.6031e-05 | 3.2777e-05
Scenario 1: Reference | PG&E | Com | WaterHeat | Com - Refrig. Warehouse | Electric Demand (MW) | Fuel Substitution | 0 | 0 | 0 | 0 | 0 | 0.0030643 | 0.0038962 | 0.0048473 | 0.0058788 | 0.0075739 | 0.0096543 | 0.011732 | 0.013805
Scenario 1: Reference | PG&E | Com | WaterHeat | Com - Refrig. Warehouse | Electric Energy (GWh/year) | Energy Efficiency | 1.9248e-05 | 2.3935e-05 | 3.0091e-05 | 3.8168e-05 | 4.8739e-05 | 7.5062e-05 | 9.476e-05 | 0.0001196 | 0.0001507 | 0.0001899 | 0.00023913 | 0.00030111 | 0.00037913
Scenario 1: Reference | PG&E | Com | WaterHeat | Com - Refrig. Warehouse | Electric Energy (GWh/year) | Fuel Substitution | -0.015354 | -0.018878 | -0.023025 | -0.027891 | -0.033568 | 0.036955 | 0.046985 | 0.05845 | 0.070884 | 0.091321 | 0.1164 | 0.14144 | 0.16643
Scenario 1: Reference | PG&E | Com | WaterHeat | Com - Refrig. Warehouse | Gas Energy (MMTherm/year) | Energy Efficiency | 0.0061571 | 0.0078348 | 0.0098914 | 0.012679 | 0.015746 | 0.018641 | 0.022195 | 0.025885 | 0.029358 | 0.032345 | 0.034234 | 0.034674 | 0.033429
Scenario 1: Reference | PG&E | Com | WaterHeat | Com - Refrig. Warehouse | Gas Energy (MMTherm/year) | Fuel Substitution | 0.0018055 | 0.0022192 | 0.0027074 | 0.0032817 | 0.0039534 | 0 | 0 | 0 | 0 | 0 | 0 | 0 | 0
Scenario 1: Reference | PG&E | Com | WaterHeat | Com - Restaurant | Electric Demand (MW) | Energy Efficiency | -0.00027066 | -0.00030904 | -0.00034746 | -0.0003832 | -0.00041368 | 0.00022221 | 0.00027797 | 0.00034746 | 0.0004341 | 0.00054246 | 0.00067767 | 0.00067127 | 0.002252
Scenario 1: Reference | PG&E | Com | WaterHeat | Com - Restaurant | Electric Demand (MW) | Fuel Substitution | 0 | 0 | 0 | 0 | 0 | 1.5443 | 1.9452 | 2.3955 | 2.876 | 3.6424 | 4.5785 | 4.945 | 6.1519
Scenario 1: Reference | PG&E | Com | WaterHeat | Com - Restaurant | Electric Energy (GWh/year) | Energy Efficiency | -0.0013837 | -0.00158 | -0.0017765 | -0.0019593 | -0.0021151 | 0.0011387 | 0.0014244 | 0.0017805 | 0.0022245 | 0.0027797 | 0.0034726 | 0.0034398 | 0.01154
Scenario 1: Reference | PG&E | Com | WaterHeat | Com - Restaurant | Electric Energy (GWh/year) | Fuel Substitution | -2.8365 | -3.4659 | -4.1903 | -5.0221 | -5.973 | 8.2818 | 10.4317 | 12.8456 | 15.4217 | 19.531 | 24.5495 | 26.5124 | 32.9834
Scenario 1: Reference | PG&E | Com | WaterHeat | Com - Restaurant | Gas Energy (MMTherm/year) | Energy Efficiency | 0.046292 | 0.054458 | 0.063763 | 0.074009 | 0.08443 | 0.059104 | 0.064233 | 0.066677 | 0.065537 | 0.06062 | 0.0057152 | 0.045394 | 0.044441
Scenario 1: Reference | PG&E | Com | WaterHeat | Com - Restaurant | Gas Energy (MMTherm/year) | Fuel Substitution | 0.32292 | 0.39452 | 0.47699 | 0.57173 | 0.68014 | 0 | 0 | 0 | 0 | 0 | 0 | 0 | 0
Scenario 1: Reference | PG&E | Com | WaterHeat | Com - Retail | Electric Demand (MW) | Energy Efficiency | 0.0026056 | 0.0027193 | 7.1052e-06 | 0.0024611 | 0.002402 | 0.0022798 | 0.0020763 | 0.0018251 | 0.00011621 | 0.00014627 | 0.00018385 | 0.00023079 | 0.0002896
Scenario 1: Reference | PG&E | Com | WaterHeat | Com - Retail | Electric Demand (MW) | Fuel Substitution | 0 | 0 | 0 | 0 | 0 | 0.06771 | 0.085633 | 0.10592 | 0.12768 | 0.1643 | 0.20736 | 0.24993 | 0.29216
Scenario 1: Reference | PG&E | Com | WaterHeat | Com - Retail | Electric Energy (GWh/year) | Energy Efficiency | 0.0082657 | 0.0086323 | 4.3137e-05 | 0.0078323 | 0.0076912 | 0.0074031 | 0.0068094 | 0.0060738 | 0.00073153 | 0.00092076 | 0.0011573 | 0.0014528 | 0.001823
Scenario 1: Reference | PG&E | Com | WaterHeat | Com - Retail | Electric Energy (GWh/year) | Fuel Substitution | -0.16321 | -0.19951 | -0.24125 | -0.26452 | -0.31964 | 0.44686 | 0.56513 | 0.69894 | 0.8425 | 1.0841 | 1.3682 | 1.649 | 1.9274
Scenario 1: Reference | PG&E | Com | WaterHeat | Com - Retail | Gas Energy (MMTherm/year) | Energy Efficiency | 0.11965 | 0.15093 | 0.1437 | 0.20592 | 0.25074 | 0.29085 | 0.33329 | 0.36929 | 0.39025 | 0.39679 | 0.38283 | 0.34883 | 0.29921
Scenario 1: Reference | PG&E | Com | WaterHeat | Com - Retail | Gas Energy (MMTherm/year) | Fuel Substitution | 0.017391 | 0.021257 | 0.025703 | 0.02818 | 0.034063 | 0 | 0 | 0 | 0 | 0 | 0 | 0 | 0
Scenario 1: Reference | PG&E | Com | WaterHeat | Com - School | Electric Demand (MW) | Energy Efficiency | 0.00074511 | 0.00025284 | -3.6097e-08 | -4.5595e-08 | -5.7432e-08 | -7.2406e-08 | -9.1168e-08 | -1.1483e-07 | -1.4454e-07 | -1.8197e-07 | -2.2904e-07 | -2.8852e-07 | -3.6307e-07
Scenario 1: Reference | PG&E | Com | WaterHeat | Com - School | Electric Demand (MW) | Fuel Substitution | 0 | 0 | 0 | 0 | 0 | -0.00034806 | -0.00043662 | -0.00053596 | -0.00064192 | -0.0008375 | -0.0010534 | -0.0012662 | -0.0014762
Scenario 1: Reference | PG&E | Com | WaterHeat | Com - School | Electric Energy (GWh/year) | Energy Efficiency | 0.0021189 | 0.00048062 | -0.00039743 | -0.00046719 | -0.00052276 | 0.00059182 | 0.00074519 | 0.00093857 | 0.0011815 | 0.0014874 | 0.0018722 | 0.0023584 | 0.0029678
Scenario 1: Reference | PG&E | Com | WaterHeat | Com - School | Electric Energy (GWh/year) | Fuel Substitution | -1.0642 | -1.3015 | -1.576 | -1.8925 | -2.2559 | 2.9658 | 3.7206 | 4.567 | 5.4696 | 7.136 | 8.976 | 10.7884 | 12.577
Scenario 1: Reference | PG&E | Com | WaterHeat | Com - School | Gas Energy (MMTherm/year) | Energy Efficiency | 0.15355 | 0.17247 | 0.18619 | 0.19135 | 0.18541 | 0.13899 | 0.1116 | 0.080088 | 0.049568 | 0.023755 | 0.0041984 | 0.0015928 | 0.0015997
Scenario 1: Reference | PG&E | Com | WaterHeat | Com - School | Gas Energy (MMTherm/year) | Fuel Substitution | 0.12028 | 0.14709 | 0.17811 | 0.21391 | 0.25505 | 0 | 0 | 0 | 0 | 0 | 0 | 0 | 0
Scenario 1: Reference | PG&E | Com | WaterHeat | Com - Warehouse | Electric Demand (MW) | Energy Efficiency | 0.0015815 | 0.0018125 | 0.0020377 | 0.0022457 | 0.0024238 | 0.0025576 | 0.0026353 | 0.002647 | 6.7358e-06 | 8.482e-06 | 1.0668e-05 | 1.3414e-05 | 1.6866e-05
Scenario 1: Reference | PG&E | Com | WaterHeat | Com - Warehouse | Electric Demand (MW) | Fuel Substitution | 0 | 0 | 0 | 0 | 0 | 0.0012282 | 0.0015631 | 0.0019455 | 0.0023594 | 0.0030657 | 0.003891 | 0.004713 | 0.0055337
Scenario 1: Reference | PG&E | Com | WaterHeat | Com - Warehouse | Electric Energy (GWh/year) | Energy Efficiency | 0.0050518 | 0.0057894 | 0.0065104 | 0.007179 | 0.0077551 | 0.008188 | 0.0084552 | 0.0085188 | 0.00018138 | 0.00022841 | 0.00028727 | 0.00036122 | 0.00045417
Scenario 1: Reference | PG&E | Com | WaterHeat | Com - Warehouse | Electric Energy (GWh/year) | Fuel Substitution | -0.016202 | -0.020086 | -0.024638 | -0.029963 | -0.03617 | 0.034619 | 0.044059 | 0.054833 | 0.066492 | 0.086398 | 0.10965 | 0.13281 | 0.15592
Scenario 1: Reference | PG&E | Com | WaterHeat | Com - Warehouse | Gas Energy (MMTherm/year) | Energy Efficiency | 0.084598 | 0.10617 | 0.13175 | 0.16132 | 0.19523 | 0.22952 | 0.26524 | 0.29798 | 0.31953 | 0.33475 | 0.33412 | 0.31743 | 0.28626
Scenario 1: Reference | PG&E | Com | WaterHeat | Com - Warehouse | Gas Energy (MMTherm/year) | Fuel Substitution | 0.0018379 | 0.0022756 | 0.0027898 | 0.003393 | 0.0040977 | 0 | 0 | 0 | 0 | 0 | 0 | 0 | 0
Scenario 1: Reference | PG&E | Com | WholeBlg | Com - College | Electric Demand (MW) | Energy Efficiency | 0.037096 | 0.03782 | 0.038469 | 0.039216 | 0.040065 | 0.04098 | 0.042188 | 0.043499 | 0.044563 | 0.046565 | 0.047474 | 0.048082 | 0.049588
Scenario 1: Reference | PG&E | Com | WholeBlg | Com - College | Electric Energy (GWh/year) | Energy Efficiency | 0.34577 | 0.3529 | 0.35927 | 0.36673 | 0.375 | 0.38385 | 0.39551 | 0.40795 | 0.41841 | 0.43739 | 0.44625 | 0.45212 | 0.46637
Scenario 1: Reference | PG&E | Com | WholeBlg | Com - College | Gas Energy (MMTherm/year) | Energy Efficiency | 0.0094393 | 0.0093692 | 0.0092652 | 0.0091727 | 0.0090662 | 0.0089373 | 0.008811 | 0.0086786 | 0.0085679 | 0.0084769 | 0.0083874 | 0.0082834 | 0.0083255
Scenario 1: Reference | PG&E | Com | WholeBlg | Com - Grocery | Electric Demand (MW) | Energy Efficiency | 0.32403 | 0.3327 | 0.34108 | 0.35066 | 0.36146 | 0.37278 | 0.38523 | 0.41008 | 0.42332 | 0.44407 | 0.45668 | 0.46681 | 0.47335
Scenario 1: Reference | PG&E | Com | WholeBlg | Com - Grocery | Electric Energy (GWh/year) | Energy Efficiency | 2.9529 | 3.032 | 3.1083 | 3.1956 | 3.2941 | 3.3972 | 3.5107 | 3.7371 | 3.8578 | 4.0469 | 4.1618 | 4.2541 | 4.3137
Scenario 1: Reference | PG&E | Com | WholeBlg | Com - Grocery | Gas Energy (MMTherm/year) | Energy Efficiency | 0.0078308 | 0.0078692 | 0.0078865 | 0.0079163 | 0.0079396 | 0.0079347 | 0.0079374 | 0.0079421 | 0.0079656 | 0.007993 | 0.0080408 | 0.008082 | 0.0081203
Scenario 1: Reference | PG&E | Com | WholeBlg | Com - Health | Electric Demand (MW) | Energy Efficiency | 0.35798 | 0.36897 | 0.37945 | 0.39121 | 0.40435 | 0.41804 | 0.43344 | 0.45363 | 0.46932 | 0.4947 | 0.50952 | 0.52148 | 0.53144
Scenario 1: Reference | PG&E | Com | WholeBlg | Com - Health | Electric Energy (GWh/year) | Energy Efficiency | 3.2623 | 3.3624 | 3.458 | 3.5651 | 3.6849 | 3.8096 | 3.95 | 4.134 | 4.277 | 4.5082 | 4.6433 | 4.7523 | 4.8431
Scenario 1: Reference | PG&E | Com | WholeBlg | Com - Health | Gas Energy (MMTherm/year) | Energy Efficiency | 0.029918 | 0.030417 | 0.03084 | 0.03132 | 0.031782 | 0.032089 | 0.032415 | 0.032763 | 0.033197 | 0.033593 | 0.034107 | 0.034594 | 0.034807
Scenario 1: Reference | PG&E | Com | WholeBlg | Com - Lodging | Electric Demand (MW) | Energy Efficiency | 0.046737 | 0.048048 | 0.049293 | 0.050682 | 0.05227 | 0.053959 | 0.055898 | 0.057609 | 0.059603 | 0.062723 | 0.064626 | 0.066183 | 0.067316
Scenario 1: Reference | PG&E | Com | WholeBlg | Com - Lodging | Electric Energy (GWh/year) | Energy Efficiency | 0.42591 | 0.43787 | 0.44921 | 0.46187 | 0.47634 | 0.49174 | 0.5094 | 0.525 | 0.54317 | 0.5716 | 0.58895 | 0.60314 | 0.61346
Scenario 1: Reference | PG&E | Com | WholeBlg | Com - Lodging | Gas Energy (MMTherm/year) | Energy Efficiency | 0.010613 | 0.010625 | 0.010611 | 0.010618 | 0.010622 | 0.010592 | 0.010568 | 0.010553 | 0.010571 | 0.010607 | 0.010667 | 0.010723 | 0.010784
Scenario 1: Reference | PG&E | Com | WholeBlg | Com - Office (Large) | Electric Demand (MW) | Energy Efficiency | 0.50711 | 0.5202 | 0.53228 | 0.54575 | 0.56109 | 0.57761 | 0.59728 | 0.60193 | 0.62115 | 0.65191 | 0.67022 | 0.68473 | 0.70068
Scenario 1: Reference | PG&E | Com | WholeBlg | Com - Office (Large) | Electric Energy (GWh/year) | Energy Efficiency | 4.6213 | 4.7406 | 4.8507 | 4.9735 | 5.1133 | 5.2639 | 5.4431 | 5.4854 | 5.6606 | 5.941 | 6.1078 | 6.2401 | 6.3854
Scenario 1: Reference | PG&E | Com | WholeBlg | Com - Office (Large) | Gas Energy (MMTherm/year) | Energy Efficiency | 0.032095 | 0.032348 | 0.032511 | 0.032722 | 0.032909 | 0.032995 | 0.033127 | 0.033256 | 0.033462 | 0.033937 | 0.034243 | 0.034523 | 0.034649
Scenario 1: Reference | PG&E | Com | WholeBlg | Com - Office (Small) | Electric Demand (MW) | Energy Efficiency | 0.091498 | 0.093955 | 0.096314 | 0.098967 | 0.10197 | 0.10515 | 0.1088 | 0.11571 | 0.1194 | 0.12528 | 0.12878 | 0.1316 | 0.13429
Scenario 1: Reference | PG&E | Com | WholeBlg | Com - Office (Small) | Electric Energy (GWh/year) | Energy Efficiency | 0.83383 | 0.85622 | 0.87772 | 0.9019 | 0.92929 | 0.95823 | 0.99151 | 1.0544 | 1.0881 | 1.1417 | 1.1736 | 1.1992 | 1.2238
Scenario 1: Reference | PG&E | Com | WholeBlg | Com - Office (Small) | Gas Energy (MMTherm/year) | Energy Efficiency | 0.0047828 | 0.004839 | 0.0048836 | 0.0049371 | 0.004988 | 0.005019 | 0.0050547 | 0.0050936 | 0.0051458 | 0.0051899 | 0.0052594 | 0.0053257 | 0.0053533
Scenario 1: Reference | PG&E | Com | WholeBlg | Com - Other | Electric Demand (MW) | Energy Efficiency | 0.36054 | 0.38982 | 0.41734 | 0.44248 | 0.47284 | 0.51103 | 0.54646 | 0.56139 | 0.5889 | 0.6272 | 0.65449 | 0.67834 | 0.69386
Scenario 1: Reference | PG&E | Com | WholeBlg | Com - Other | Electric Energy (GWh/year) | Energy Efficiency | 3.2857 | 3.5525 | 3.8033 | 4.0324 | 4.309 | 4.657 | 4.98 | 5.116 | 5.3667 | 5.7157 | 5.9644 | 6.1818 | 6.3232
Scenario 1: Reference | PG&E | Com | WholeBlg | Com - Other | Gas Energy (MMTherm/year) | Energy Efficiency | 0.055623 | 0.056191 | 0.056618 | 0.057144 | 0.057633 | 0.057841 | 0.058086 | 0.058381 | 0.05883 | 0.059274 | 0.059897 | 0.060484 | 0.060857
Scenario 1: Reference | PG&E | Com | WholeBlg | Com - Refrig. Warehouse | Electric Demand (MW) | Energy Efficiency | 0.048373 | 0.050304 | 0.052248 | 0.054379 | 0.056721 | 0.059073 | 0.06158 | 0.067714 | 0.070551 | 0.074472 | 0.077304 | 0.079765 | 0.080465
Scenario 1: Reference | PG&E | Com | WholeBlg | Com - Refrig. Warehouse | Electric Energy (GWh/year) | Energy Efficiency | 0.44083 | 0.45842 | 0.47614 | 0.49557 | 0.5169 | 0.53834 | 0.56119 | 0.61709 | 0.64294 | 0.67867 | 0.70448 | 0.72691 | 0.73329
Scenario 1: Reference | PG&E | Com | WholeBlg | Com - Refrig. Warehouse | Gas Energy (MMTherm/year) | Energy Efficiency | 0.00031279 | 0.00032009 | 0.0003267 | 0.00033396 | 0.00034109 | 0.00034643 | 0.000352 | 0.00035793 | 0.00036482 | 0.00037117 | 0.00037921 | 0.00038704 | 0.00038948
Scenario 1: Reference | PG&E | Com | WholeBlg | Com - Restaurant | Electric Demand (MW) | Energy Efficiency | 0.12233 | 0.12528 | 0.12808 | 0.13124 | 0.13488 | 0.1387 | 0.14292 | 0.14834 | 0.15277 | 0.16062 | 0.16472 | 0.16677 | 0.18163
Scenario 1: Reference | PG&E | Com | WholeBlg | Com - Restaurant | Electric Energy (GWh/year) | Energy Efficiency | 1.1218 | 1.1492 | 1.1754 | 1.205 | 1.2389 | 1.2743 | 1.3136 | 1.3638 | 1.4049 | 1.4772 | 1.5153 | 1.5198 | 1.8247
Scenario 1: Reference | PG&E | Com | WholeBlg | Com - Restaurant | Gas Energy (MMTherm/year) | Energy Efficiency | 0.018277 | 0.01854 | 0.018757 | 0.019008 | 0.019245 | 0.019368 | 0.019498 | 0.019646 | 0.019846 | 0.020006 | 0.020257 | 0.020658 | 0.018926
Scenario 1: Reference | PG&E | Com | WholeBlg | Com - Retail | Electric Demand (MW) | Energy Efficiency | 0.18485 | 0.18803 | 0.19087 | 0.19467 | 0.19379 | 0.2024 | 0.20783 | 0.21649 | 0.2216 | 0.23069 | 0.23512 | 0.23819 | 0.24441
Scenario 1: Reference | PG&E | Com | WholeBlg | Com - Retail | Electric Energy (GWh/year) | Energy Efficiency | 1.7445 | 1.7801 | 1.8137 | 1.774 | 2.5833 | 1.937 | 1.9949 | 2.0825 | 2.1369 | 2.228 | 2.277 | 2.3136 | 2.3795
Scenario 1: Reference | PG&E | Com | WholeBlg | Com - Retail | Gas Energy (MMTherm/year) | Energy Efficiency | 0.007687 | 0.0077476 | 0.007795 | 0.0072919 | 0.012901 | 0.0079089 | 0.0079517 | 0.0079986 | 0.0080576 | 0.0081429 | 0.0082344 | 0.008321 | 0.0084108
Scenario 1: Reference | PG&E | Com | WholeBlg | Com - School | Electric Demand (MW) | Energy Efficiency | 0.057799 | 0.059213 | 0.060558 | 0.062057 | 0.063777 | 0.065679 | 0.067995 | 0.071833 | 0.074103 | 0.077739 | 0.079863 | 0.081569 | 0.083706
Scenario 1: Reference | PG&E | Com | WholeBlg | Com - School | Electric Energy (GWh/year) | Energy Efficiency | 0.52673 | 0.53961 | 0.55187 | 0.56553 | 0.5812 | 0.59854 | 0.61964 | 0.65462 | 0.67531 | 0.70845 | 0.7278 | 0.74335 | 0.76283
Scenario 1: Reference | PG&E | Com | WholeBlg | Com - School | Gas Energy (MMTherm/year) | Energy Efficiency | 0.02248 | 0.022366 | 0.022179 | 0.022017 | 0.021827 | 0.02159 | 0.021354 | 0.021111 | 0.020912 | 0.020776 | 0.02064 | 0.020482 | 0.020561
Scenario 1: Reference | PG&E | Com | WholeBlg | Com - Warehouse | Electric Demand (MW) | Energy Efficiency | 0.21081 | 0.21834 | 0.22581 | 0.23401 | 0.24276 | 0.25237 | 0.2628 | 0.29225 | 0.30397 | 0.32067 | 0.33223 | 0.34209 | 0.34687
Scenario 1: Reference | PG&E | Com | WholeBlg | Com - Warehouse | Electric Energy (GWh/year) | Energy Efficiency | 1.9474 | 2.0181 | 2.0885 | 2.166 | 2.2123 | 2.2999 | 2.3949 | 2.6633 | 2.7701 | 2.9223 | 3.0276 | 3.1175 | 3.1611
Scenario 1: Reference | PG&E | Com | WholeBlg | Com - Warehouse | Gas Energy (MMTherm/year) | Energy Efficiency | 0.0046864 | 0.0047165 | 0.0047289 | 0.0047461 | 0.0051544 | 0.0051816 | 0.0052146 | 0.0052484 | 0.0052942 | 0.0053524 | 0.005415 | 0.0054739 | 0.005495
Scenario 1: Reference | PG&E | Ind | WholeBlg | Ind - All Other Industrial | Electric Demand (MW) | Energy Efficiency | 0.064882 | 0.065282 | 0.065368 | 0.065507 | 0.06548 | 0.06565 | 0.065697 | 0.065871 | 0.065875 | 0.065988 | 0.066015 | 0.066091 | 0.066141
Scenario 1: Reference | PG&E | Ind | WholeBlg | Ind - All Other Industrial | Electric Energy (GWh/year) | Energy Efficiency | 0.47135 | 0.47425 | 0.47487 | 0.47587 | 0.47567 | 0.47689 | 0.47723 | 0.47848 | 0.47851 | 0.47932 | 0.4795 | 0.48005 | 0.48041
Scenario 1: Reference | PG&E | Ind | WholeBlg | Ind - All Other Industrial | Gas Energy (MMTherm/year) | Energy Efficiency | 0.011597 | 0.011645 | 0.011682 | 0.011714 | 0.011742 | 0.01176 | 0.011777 | 0.011799 | 0.011824 | 0.011854 | 0.011891 | 0.011932 | 0.011974
Scenario 1: Reference | PG&E | Ind | WholeBlg | Ind - Chemicals | Electric Demand (MW) | Energy Efficiency | 0.27072 | 0.27475 | 0.27728 | 0.27984 | 0.28156 | 0.28387 | 0.28538 | 0.2872 | 0.28834 | 0.28995 | 0.29109 | 0.2923 | 0.29329
Scenario 1: Reference | PG&E | Ind | WholeBlg | Ind - Chemicals | Electric Energy (GWh/year) | Energy Efficiency | 1.9667 | 1.9959 | 2.0143 | 2.0329 | 2.0453 | 2.0621 | 2.073 | 2.0862 | 2.0945 | 2.1061 | 2.1144 | 2.1232 | 2.1303
Scenario 1: Reference | PG&E | Ind | WholeBlg | Ind - Chemicals | Gas Energy (MMTherm/year) | Energy Efficiency | 0.38695 | 0.38958 | 0.39188 | 0.39388 | 0.39565 | 0.39703 | 0.39814 | 0.39901 | 0.39995 | 0.40091 | 0.40182 | 0.40258 | 0.40321
Scenario 1: Reference | PG&E | Ind | WholeBlg | Ind - Electronics | Electric Demand (MW) | Energy Efficiency | 0.52545 | 0.53077 | 0.53362 | 0.53681 | 0.5386 | 0.54202 | 0.54444 | 0.54786 | 0.54985 | 0.55268 | 0.55462 | 0.55682 | 0.55871
Scenario 1: Reference | PG&E | Ind | WholeBlg | Ind - Electronics | Electric Energy (GWh/year) | Energy Efficiency | 3.8173 | 3.8559 | 3.8765 | 3.8996 | 3.9125 | 3.9373 | 3.9549 | 3.9796 | 3.9941 | 4.0145 | 4.0285 | 4.0445 | 4.0581
Scenario 1: Reference | PG&E | Ind | WholeBlg | Ind - Electronics | Gas Energy (MMTherm/year) | Energy Efficiency | 0.049928 | 0.050123 | 0.050301 | 0.050461 | 0.05061 | 0.050743 | 0.050875 | 0.051004 | 0.051133 | 0.051264 | 0.051389 | 0.051506 | 0.051614
Scenario 1: Reference | PG&E | Ind | WholeBlg | Ind - Fabricated Metals | Electric Demand (MW) | Energy Efficiency | 0.1034 | 0.10495 | 0.10597 | 0.10671 | 0.10701 | 0.10746 | 0.1076 | 0.1079 | 0.10792 | 0.10811 | 0.10811 | 0.10814 | 0.10807
Scenario 1: Reference | PG&E | Ind | WholeBlg | Ind - Fabricated Metals | Electric Energy (GWh/year) | Energy Efficiency | 0.75118 | 0.76245 | 0.76979 | 0.77516 | 0.77734 | 0.78061 | 0.78163 | 0.78381 | 0.78393 | 0.78527 | 0.78528 | 0.78547 | 0.78494
Scenario 1: Reference | PG&E | Ind | WholeBlg | Ind - Fabricated Metals | Gas Energy (MMTherm/year) | Energy Efficiency | 0.027211 | 0.027575 | 0.027912 | 0.028127 | 0.028281 | 0.028369 | 0.028422 | 0.028465 | 0.028508 | 0.028554 | 0.028594 | 0.02862 | 0.028627
Scenario 1: Reference | PG&E | Ind | WholeBlg | Ind - Food | Electric Demand (MW) | Energy Efficiency | 0.63332 | 0.63724 | 0.63806 | 0.63925 | 0.63868 | 0.64005 | 0.64023 | 0.64147 | 0.64103 | 0.64156 | 0.64109 | 0.64092 | 0.64038
Scenario 1: Reference | PG&E | Ind | WholeBlg | Ind - Food | Electric Energy (GWh/year) | Energy Efficiency | 4.6009 | 4.6293 | 4.6352 | 4.6437 | 4.6395 | 4.6494 | 4.6506 | 4.6596 | 4.6563 | 4.6601 | 4.6567 | 4.6553 | 4.6513
Scenario 1: Reference | PG&E | Ind | WholeBlg | Ind - Food | Gas Energy (MMTherm/year) | Energy Efficiency | 0.73435 | 0.73673 | 0.7384 | 0.73949 | 0.74007 | 0.74028 | 0.74045 | 0.74045 | 0.74046 | 0.74055 | 0.74054 | 0.74032 | 0.7399
Scenario 1: Reference | PG&E | Ind | WholeBlg | Ind - Industrial Machinery | Electric Demand (MW) | Energy Efficiency | 0.093429 | 0.094867 | 0.095877 | 0.096568 | 0.096795 | 0.097191 | 0.097396 | 0.097764 | 0.097887 | 0.098177 | 0.098296 | 0.098433 | 0.098479
Scenario 1: Reference | PG&E | Ind | WholeBlg | Ind - Industrial Machinery | Electric Energy (GWh/year) | Energy Efficiency | 0.67874 | 0.68918 | 0.6965 | 0.70151 | 0.70314 | 0.70601 | 0.70749 | 0.71015 | 0.71104 | 0.71313 | 0.71398 | 0.71497 | 0.71529
Scenario 1: Reference | PG&E | Ind | WholeBlg | Ind - Industrial Machinery | Gas Energy (MMTherm/year) | Energy Efficiency | 0.01383 | 0.01409 | 0.014348 | 0.01451 | 0.014616 | 0.014684 | 0.01475 | 0.014812 | 0.014878 | 0.014949 | 0.015014 | 0.015068 | 0.01511
Scenario 1: Reference | PG&E | Ind | WholeBlg | Ind - Lumber & Furniture | Electric Demand (MW) | Energy Efficiency | 0.079637 | 0.079995 | 0.080003 | 0.080088 | 0.079981 | 0.080115 | 0.080084 | 0.080196 | 0.080095 | 0.080114 | 0.080011 | 0.079949 | 0.079848
Scenario 1: Reference | PG&E | Ind | WholeBlg | Ind - Lumber & Furniture | Electric Energy (GWh/year) | Energy Efficiency | 0.57854 | 0.58114 | 0.58118 | 0.58179 | 0.58101 | 0.58197 | 0.58174 | 0.58254 | 0.5818 | 0.58193 | 0.58117 | 0.58071 | 0.57997
Scenario 1: Reference | PG&E | Ind | WholeBlg | Ind - Lumber & Furniture | Gas Energy (MMTherm/year) | Energy Efficiency | 0.0076642 | 0.0076987 | 0.0077247 | 0.0077489 | 0.0077697 | 0.0077739 | 0.0077678 | 0.0077645 | 0.007764 | 0.0077671 | 0.0077725 | 0.0077779 | 0.0077819
Scenario 1: Reference | PG&E | Ind | WholeBlg | Ind - Paper | Electric Demand (MW) | Energy Efficiency | 0.034954 | 0.035088 | 0.035101 | 0.035193 | 0.0352 | 0.035287 | 0.035326 | 0.035478 | 0.035587 | 0.035805 | 0.036015 | 0.036273 | 0.036528
Scenario 1: Reference | PG&E | Ind | WholeBlg | Ind - Paper | Electric Energy (GWh/year) | Energy Efficiency | 0.25393 | 0.2549 | 0.25499 | 0.25566 | 0.2557 | 0.25633 | 0.25661 | 0.25771 | 0.2585 | 0.26008 | 0.2616 | 0.26347 | 0.26532
Scenario 1: Reference | PG&E | Ind | WholeBlg | Ind - Paper | Gas Energy (MMTherm/year) | Energy Efficiency | 0.025705 | 0.025869 | 0.026048 | 0.026237 | 0.026405 | 0.026533 | 0.026661 | 0.026808 | 0.02698 | 0.027182 | 0.027406 | 0.02764 | 0.027877
Scenario 1: Reference | PG&E | Ind | WholeBlg | Ind - Petroleum | Electric Demand (MW) | Energy Efficiency | 0.50195 | 0.50395 | 0.50378 | 0.50413 | 0.50326 | 0.50401 | 0.50382 | 0.50449 | 0.50381 | 0.50386 | 0.5031 | 0.50259 | 0.50185
Scenario 1: Reference | PG&E | Ind | WholeBlg | Ind - Petroleum | Electric Energy (GWh/year) | Energy Efficiency | 3.6465 | 3.661 | 3.6597 | 3.6622 | 3.6558 | 3.6612 | 3.6598 | 3.6646 | 3.6596 | 3.6599 | 3.6543 | 3.6506 | 3.6451
Scenario 1: Reference | PG&E | Ind | WholeBlg | Ind - Petroleum | Gas Energy (MMTherm/year) | Energy Efficiency | 1.1016 | 1.1048 | 1.1077 | 1.1103 | 1.112 | 1.1125 | 1.1124 | 1.1119 | 1.1116 | 1.1114 | 1.1107 | 1.1096 | 1.1082
Scenario 1: Reference | PG&E | Ind | WholeBlg | Ind - Plastics | Electric Demand (MW) | Energy Efficiency | 0.097656 | 0.098415 | 0.09872 | 0.09909 | 0.099208 | 0.099614 | 0.09979 | 0.1001 | 0.10014 | 0.10033 | 0.10036 | 0.10043 | 0.10045
Scenario 1: Reference | PG&E | Ind | WholeBlg | Ind - Plastics | Electric Energy (GWh/year) | Energy Efficiency | 0.70944 | 0.71495 | 0.71715 | 0.71983 | 0.72067 | 0.72361 | 0.72488 | 0.7271 | 0.72741 | 0.72877 | 0.72896 | 0.72947 | 0.72957
Scenario 1: Reference | PG&E | Ind | WholeBlg | Ind - Plastics | Gas Energy (MMTherm/year) | Energy Efficiency | 0.010097 | 0.010687 | 0.011249 | 0.011773 | 0.012285 | 0.012742 | 0.013122 | 0.013433 | 0.013763 | 0.014103 | 0.014444 | 0.014771 | 0.015082
Scenario 1: Reference | PG&E | Ind | WholeBlg | Ind - Primary Metals | Electric Demand (MW) | Energy Efficiency | 0.055326 | 0.056404 | 0.057229 | 0.058003 | 0.058537 | 0.059187 | 0.059737 | 0.060393 | 0.060886 | 0.061465 | 0.061931 | 0.06241 | 0.062831
Scenario 1: Reference | PG&E | Ind | WholeBlg | Ind - Primary Metals | Electric Energy (GWh/year) | Energy Efficiency | 0.40193 | 0.40975 | 0.41574 | 0.42136 | 0.42523 | 0.42994 | 0.43393 | 0.43869 | 0.44227 | 0.44646 | 0.44984 | 0.45332 | 0.45637
Scenario 1: Reference | PG&E | Ind | WholeBlg | Ind - Primary Metals | Gas Energy (MMTherm/year) | Energy Efficiency | 0.038596 | 0.038788 | 0.038973 | 0.039125 | 0.039245 | 0.039341 | 0.039438 | 0.03953 | 0.039618 | 0.039704 | 0.039782 | 0.039848 | 0.039903
Scenario 1: Reference | PG&E | Ind | WholeBlg | Ind - Printing & Publishing | Electric Demand (MW) | Energy Efficiency | 0.056602 | 0.056836 | 0.056824 | 0.056868 | 0.056765 | 0.056834 | 0.056797 | 0.056862 | 0.056782 | 0.05679 | 0.056708 | 0.056656 | 0.056576
Scenario 1: Reference | PG&E | Ind | WholeBlg | Ind - Printing & Publishing | Electric Energy (GWh/year) | Energy Efficiency | 0.4112 | 0.41289 | 0.4128 | 0.41311 | 0.41236 | 0.41285 | 0.41258 | 0.41305 | 0.41246 | 0.4125 | 0.41191 | 0.41152 | 0.41093
Scenario 1: Reference | PG&E | Ind | WholeBlg | Ind - Printing & Publishing | Gas Energy (MMTherm/year) | Energy Efficiency | 0.0080454 | 0.0080992 | 0.0081475 | 0.0081936 | 0.0082276 | 0.0082441 | 0.0082579 | 0.0082747 | 0.0082972 | 0.0083232 | 0.0083487 | 0.0083723 | 0.0083941
Scenario 1: Reference | PG&E | Ind | WholeBlg | Ind - Stone-Glass-Clay | Electric Demand (MW) | Energy Efficiency | 0.18133 | 0.18439 | 0.18619 | 0.18787 | 0.18892 | 0.19032 | 0.19115 | 0.19229 | 0.1929 | 0.19381 | 0.19445 | 0.19521 | 0.19583
Scenario 1: Reference | PG&E | Ind | WholeBlg | Ind - Stone-Glass-Clay | Electric Energy (GWh/year) | Energy Efficiency | 1.3173 | 1.3395 | 1.3526 | 1.3647 | 1.3724 | 1.3825 | 1.3886 | 1.3968 | 1.4012 | 1.4078 | 1.4124 | 1.4179 | 1.4224
Scenario 1: Reference | PG&E | Ind | WholeBlg | Ind - Stone-Glass-Clay | Gas Energy (MMTherm/year) | Energy Efficiency | 0.30835 | 0.31258 | 0.31599 | 0.31886 | 0.32143 | 0.32352 | 0.32523 | 0.32684 | 0.32839 | 0.32994 | 0.3315 | 0.33302 | 0.3344
Scenario 1: Reference | PG&E | Ind | WholeBlg | Ind - Textiles | Electric Demand (MW) | Energy Efficiency | 0.0037419 | 0.0037582 | 0.0037555 | 0.0037456 | 0.0037201 | 0.003702 | 0.003676 | 0.0036564 | 0.0036288 | 0.0036091 | 0.0035855 | 0.0035648 | 0.0035437
Scenario 1: Reference | PG&E | Ind | WholeBlg | Ind - Textiles | Electric Energy (GWh/year) | Energy Efficiency | 0.027184 | 0.027302 | 0.027282 | 0.02721 | 0.027024 | 0.026892 | 0.026703 | 0.02656 | 0.026359 | 0.026216 | 0.026044 | 0.025893 | 0.025739
Scenario 1: Reference | PG&E | Ind | WholeBlg | Ind - Textiles | Gas Energy (MMTherm/year) | Energy Efficiency | 0.00099146 | 0.00099235 | 0.0009932 | 0.00099312 | 0.00099231 | 0.00099093 | 0.00098941 | 0.00098775 | 0.00098606 | 0.00098449 | 0.00098287 | 0.00098117 | 0.00097937
Scenario 1: Reference | PG&E | Ind | WholeBlg | Ind - Transportation Equipment | Electric Demand (MW) | Energy Efficiency | 0.091891 | 0.09301 | 0.094213 | 0.09499 | 0.095236 | 0.095633 | 0.095998 | 0.096586 | 0.097008 | 0.097627 | 0.09804 | 0.098404 | 0.098614
Scenario 1: Reference | PG&E | Ind | WholeBlg | Ind - Transportation Equipment | Electric Energy (GWh/year) | Energy Efficiency | 0.66756 | 0.67568 | 0.68441 | 0.69005 | 0.69182 | 0.69469 | 0.69734 | 0.70159 | 0.70465 | 0.70914 | 0.71212 | 0.71476 | 0.71627
Scenario 1: Reference | PG&E | Ind | WholeBlg | Ind - Transportation Equipment | Gas Energy (MMTherm/year) | Energy Efficiency | 0.028305 | 0.028278 | 0.028253 | 0.028221 | 0.028185 | 0.028145 | 0.028106 | 0.028065 | 0.028022 | 0.027979 | 0.027933 | 0.027883 | 0.027829
Scenario 1: Reference | PG&E | Res | AppPlug | Res - Multi Family | Electric Demand (MW) | Energy Efficiency | 0 | 0 | 0.0022415 | 0.0029143 | 0.0029191 | 0.0029162 | 0.0029104 | 0.0028274 | 0.0028163 | 0.0028066 | 0.0028002 | 0.0027996 | 0.0027574
Scenario 1: Reference | PG&E | Res | AppPlug | Res - Multi Family | Electric Energy (GWh/year) | Energy Efficiency | 0 | 0 | 0.014072 | 0.018296 | 0.018326 | 0.018307 | 0.018271 | 0.01775 | 0.01768 | 0.01762 | 0.017579 | 0.017576 | 0.01731
Scenario 1: Reference | PG&E | Res | AppPlug | Res - Multi Family | Electric Energy (GWh/year) | Fuel Substitution | -7.6206e-06 | -8.2277e-06 | -8.8429e-06 | -9.4603e-06 | -1.0076e-05 | 0 | 0 | 0 | 0 | 0 | 0 | 0 | 0
Scenario 1: Reference | PG&E | Res | AppPlug | Res - Multi Family | Gas Energy (MMTherm/year) | Energy Efficiency | 0 | 0 | 0.0016117 | 0.0020954 | 0.0020989 | 0.0020968 | 0.0020926 | 0.0020329 | 0.002025 | 0.002018 | 0.0020134 | 0.002013 | 0.0019826
Scenario 1: Reference | PG&E | Res | AppPlug | Res - Multi Family | Gas Energy (MMTherm/year) | Fuel Substitution | 1.5517e-06 | 1.6753e-06 | 1.8006e-06 | 1.9263e-06 | 2.0518e-06 | 0 | 0 | 0 | 0 | 0 | 0 | 0 | 0
Scenario 1: Reference | PG&E | Res | AppPlug | Res - Single Family | Electric Demand (MW) | Energy Efficiency | 0 | 0 | 0 | 0 | 0 | 0 | 0 | 0 | 0 | 0 | 0 | 0.0056018 | 0.006433
Scenario 1: Reference | PG&E | Res | AppPlug | Res - Single Family | Electric Energy (GWh/year) | Energy Efficiency | 0 | 0 | 0 | 0 | 0 | 0 | 0 | 0 | 0 | 0 | 0 | 0.032146 | 0.036917
Scenario 1: Reference | PG&E | Res | AppPlug | Res - Single Family | Electric Energy (GWh/year) | Fuel Substitution | -4.4917e-05 | -4.8377e-05 | -5.1843e-05 | -5.5314e-05 | -5.8787e-05 | 0 | 0 | 0 | 0 | 0 | 0 | 0 | 0
Scenario 1: Reference | PG&E | Res | AppPlug | Res - Single Family | Gas Energy (MMTherm/year) | Energy Efficiency | 0 | 0 | 0 | 0 | 0 | 0 | 0 | 0 | 0 | 0 | 0 | 0.0048204 | 0.0055358
Scenario 1: Reference | PG&E | Res | AppPlug | Res - Single Family | Gas Energy (MMTherm/year) | Fuel Substitution | 9.1616e-06 | 9.8675e-06 | 1.0574e-05 | 1.1282e-05 | 1.1991e-05 | 0 | 0 | 0 | 0 | 0 | 0 | 0 | 0
Scenario 1: Reference | PG&E | Res | BROs | Income Qualified - Multi Family IQ | Electric Demand (MW) | Energy Efficiency | 1.623 | 1.6709 | 1.7214 | 1.7831 | 1.8478 | 1.9187 | 1.982 | 2.0541 | 2.1245 | 2.1955 | 2.2587 | 1.8609 | 1.8945
Scenario 1: Reference | PG&E | Res | BROs | Income Qualified - Multi Family IQ | Electric Energy (GWh/year) | Energy Efficiency | 10.6811 | 10.9986 | 11.335 | 11.7479 | 12.1836 | 12.6629 | 13.0969 | 13.5941 | 14.086 | 14.5894 | 15.0493 | 13.6623 | 14.0609
Scenario 1: Reference | PG&E | Res | BROs | Income Qualified - Multi Family IQ | Gas Energy (MMTherm/year) | Energy Efficiency | 0.33747 | 0.3416 | 0.34653 | 0.35218 | 0.35848 | 0.36518 | 0.37096 | 0.37786 | 0.38531 | 0.3932 | 0.40185 | 0.37716 | 0.38512
Scenario 1: Reference | PG&E | Res | BROs | Income Qualified - Single Family IQ | Electric Demand (MW) | Energy Efficiency | 6.1031 | 6.2502 | 6.4032 | 6.6001 | 6.8056 | 7.0298 | 7.2345 | 7.464 | 7.6846 | 7.9 | 8.0855 | 6.766 | 6.8634
Scenario 1: Reference | PG&E | Res | BROs | Income Qualified - Single Family IQ | Electric Energy (GWh/year) | Energy Efficiency | 40.3232 | 41.3154 | 42.3541 | 43.6939 | 45.1022 | 46.649 | 48.0842 | 49.705 | 51.2902 | 52.8685 | 54.2785 | 49.6746 | 50.9392
Scenario 1: Reference | PG&E | Res | BROs | Income Qualified - Single Family IQ | Gas Energy (MMTherm/year) | Energy Efficiency | 1.1712 | 1.1841 | 1.1994 | 1.2169 | 1.2365 | 1.2571 | 1.2757 | 1.2974 | 1.3208 | 1.3447 | 1.371 | 1.2945 | 1.3191
Scenario 1: Reference | PG&E | Res | BROs | Res - Multi Family | Electric Demand (MW) | Energy Efficiency | 14.4651 | 14.8265 | 15.2033 | 15.6855 | 16.1896 | 16.74 | 17.2452 | 17.8118 | 18.3592 | 18.8969 | 19.3653 | 19.9455 | 20.5435
Scenario 1: Reference | PG&E | Res | BROs | Res - Multi Family | Electric Energy (GWh/year) | Energy Efficiency | 95.1952 | 97.5953 | 100.1119 | 103.3436 | 106.7446 | 110.4812 | 113.9553 | 117.88 | 121.7288 | 125.5728 | 129.0254 | 133.3031 | 137.7944
Scenario 1: Reference | PG&E | Res | BROs | Res - Multi Family | Gas Energy (MMTherm/year) | Energy Efficiency | 4.0162 | 4.0618 | 4.1158 | 4.1776 | 4.2467 | 4.3194 | 4.3851 | 4.4616 | 4.5442 | 4.6287 | 4.7217 | 4.8246 | 4.9387
Scenario 1: Reference | PG&E | Res | BROs | Res - Single Family | Electric Demand (MW) | Energy Efficiency | 3.7579 | 3.8667 | 3.9812 | 4.1214 | 4.2681 | 4.4286 | 4.571 | 4.7333 | 4.891 | 5.0499 | 5.1903 | 5.3602 | 5.5342
Scenario 1: Reference | PG&E | Res | BROs | Res - Single Family | Electric Energy (GWh/year) | Energy Efficiency | 24.8286 | 25.5597 | 26.3341 | 27.2841 | 28.2858 | 29.3876 | 30.3811 | 31.5201 | 32.6449 | 33.7953 | 34.8429 | 36.1128 | 37.4389
Scenario 1: Reference | PG&E | Res | BROs | Res - Single Family | Gas Energy (MMTherm/year) | Energy Efficiency | 0.99461 | 1.0065 | 1.0208 | 1.0372 | 1.0555 | 1.075 | 1.0917 | 1.1116 | 1.1332 | 1.1561 | 1.1812 | 1.2088 | 1.2395
Scenario 1: Reference | PG&E | Res | BldgEnv | Res - Single Family | Electric Demand (MW) | Energy Efficiency | 0.014615 | 0.017015 | 0.017898 | 0.017838 | 0.017335 | 0.016642 | 0.015849 | 0.014988 | 0.014145 | 0 | 0 | 0 | 0
Scenario 1: Reference | PG&E | Res | BldgEnv | Res - Single Family | Electric Energy (GWh/year) | Energy Efficiency | -0.0043969 | -0.0042491 | -0.0041029 | -0.0039588 | -0.0038171 | -0.0036774 | -0.0035391 | -0.0033993 | -0.0032586 | 0 | 0 | 0 | 0
Scenario 1: Reference | PG&E | Res | BldgEnv | Res - Single Family | Gas Energy (MMTherm/year) | Energy Efficiency | 0.0025923 | 0.0030637 | 0.0032419 | 0.0032386 | 0.0031496 | 0.0030241 | 0.0028794 | 0.002722 | 0.0025681 | 0 | 0 | 0 | 0
Scenario 1: Reference | PG&E | Res | HVAC | Res - Multi Family | Electric Demand (MW) | Energy Efficiency | 0.013003 | 0.014245 | 0.79067 | 0.016245 | 0.016986 | 0.017645 | 0.018243 | 0.017517 | 0.017971 | 0.018402 | 0.018812 | 0.019224 | 0.01912
Scenario 1: Reference | PG&E | Res | HVAC | Res - Multi Family | Electric Demand (MW) | Fuel Substitution | 0 | 0 | 0 | 0 | 0 | 2.1874e-05 | 2.3313e-05 | 2.4607e-05 | 2.5687e-05 | 2.715e-05 | 2.8467e-05 | 2.94e-05 | 3.0064e-05
Scenario 1: Reference | PG&E | Res | HVAC | Res - Multi Family | Electric Energy (GWh/year) | Energy Efficiency | 0.10127 | 0.11106 | 0.7054 | 0.12663 | 0.13241 | 0.13754 | 0.14219 | 0.13595 | 0.13949 | 0.14285 | 0.14604 | 0.16483 | 0.16007
Scenario 1: Reference | PG&E | Res | HVAC | Res - Multi Family | Electric Energy (GWh/year) | Fuel Substitution | -7.1293e-05 | -9.5752e-05 | -0.00010086 | -0.00010579 | -0.00011997 | 0.0001649 | 0.00017576 | 0.00018552 | 0.00019367 | 0.00020471 | 0.00021465 | 0.00022169 | 0.0002267
Scenario 1: Reference | PG&E | Res | HVAC | Res - Multi Family | Gas Energy (MMTherm/year) | Energy Efficiency | 0 | 0 | 0 | 1.4816e-07 | 2.0716e-07 | 0 | 0 | 0 | 0 | 0 | 0 | 0.0023639 | 0.0017463
Scenario 1: Reference | PG&E | Res | HVAC | Res - Multi Family | Gas Energy (MMTherm/year) | Fuel Substitution | 1.8425e-05 | 2.5611e-05 | 2.6986e-05 | 2.8308e-05 | 3.1778e-05 | 0 | 0 | 0 | 0 | 0 | 0 | 0 | 0
Scenario 1: Reference | PG&E | Res | HVAC | Res - Single Family | Electric Demand (MW) | Energy Efficiency | 0.74531 | 0.86312 | 7.3603 | 1.0024 | 1.0456 | 0.63931 | 0.65974 | 0.67781 | 0.14138 | 0.047534 | 0.048485 | 0.049388 | 0.050192
Scenario 1: Reference | PG&E | Res | HVAC | Res - Single Family | Electric Demand (MW) | Fuel Substitution | 0 | 0 | 0 | 0 | 0 | 0.00046084 | 0.00049277 | 0.00052414 | 3.1536e-05 | 3.4231e-05 | 3.6338e-05 | 3.7913e-05 | 3.9167e-05
Scenario 1: Reference | PG&E | Res | HVAC | Res - Single Family | Electric Energy (GWh/year) | Energy Efficiency | 0.78678 | 0.91177 | 4.059 | 1.0556 | 1.1006 | 0.69212 | 0.71394 | 0.73319 | 0.30072 | 0.22838 | 0.23295 | 0.35284 | 0.35319
Scenario 1: Reference | PG&E | Res | HVAC | Res - Single Family | Electric Energy (GWh/year) | Fuel Substitution | -0.0071576 | -0.0076332 | -0.0085692 | -0.0090305 | -0.0094774 | 0.0020211 | 0.0021583 | 0.0022884 | 0.00014828 | 0.00016088 | 0.00017084 | 0.00017817 | 0.00018406
Scenario 1: Reference | PG&E | Res | HVAC | Res - Single Family | Gas Energy (MMTherm/year) | Energy Efficiency | 0.013232 | 0.016115 | 0.018007 | 0.019162 | 0.019881 | -0.0040478 | -0.0041779 | -0.0042929 | -0.00064408 | 0 | 0 | 0.014734 | 0.014287
Scenario 1: Reference | PG&E | Res | HVAC | Res - Single Family | Gas Energy (MMTherm/year) | Fuel Substitution | 0.0010186 | 0.0010863 | 0.0012342 | 0.0013005 | 0.0013647 | 0 | 0 | 0 | 0 | 0 | 0 | 0 | 0
Scenario 1: Reference | PG&E | Res | WaterHeat | Res - Multi Family | Electric Demand (MW) | Energy Efficiency | 0.020282 | 0.037358 | 0.043279 | 0.045584 | 0.047559 | 0.049915 | 0.051707 | 0.051003 | 0.052584 | 0.054185 | 0.055814 | 0.057547 | 0.057721
Scenario 1: Reference | PG&E | Res | WaterHeat | Res - Multi Family | Electric Demand (MW) | Fuel Substitution | 0 | 0 | 0 | 0 | 0 | 0.0087421 | 0.010199 | 0.011584 | 0.01279 | 0.01426 | 0.016072 | 0.017696 | 0.018895
Scenario 1: Reference | PG&E | Res | WaterHeat | Res - Multi Family | Electric Energy (GWh/year) | Energy Efficiency | 0.11521 | 0.21459 | 0.24888 | 0.26198 | 0.27312 | 0.28643 | 0.29649 | 0.29208 | 0.30095 | 0.30993 | 0.31909 | 0.32887 | 0.32963
Scenario 1: Reference | PG&E | Res | WaterHeat | Res - Multi Family | Electric Energy (GWh/year) | Fuel Substitution | -2.1988 | -2.3753 | -2.5568 | -2.7421 | -2.9279 | 0.052894 | 0.061677 | 0.070028 | 0.077285 | 0.086091 | 0.096979 | 0.10676 | 0.11398
Scenario 1: Reference | PG&E | Res | WaterHeat | Res - Multi Family | Gas Energy (MMTherm/year) | Energy Efficiency | 0.042239 | 0.045231 | 0.047825 | 0.048963 | 0.04912 | 0.025561 | 0.024622 | 0.021796 | 0.020796 | 0.019848 | 0.019045 | 0.018499 | 0.016956
Scenario 1: Reference | PG&E | Res | WaterHeat | Res - Multi Family | Gas Energy (MMTherm/year) | Fuel Substitution | 0.1684 | 0.18198 | 0.19593 | 0.21022 | 0.22458 | 0 | 0 | 0 | 0 | 0 | 0 | 0 | 0
Scenario 1: Reference | PG&E | Res | WaterHeat | Res - Single Family | Electric Demand (MW) | Energy Efficiency | 0.10491 | 0.11539 | 0.12314 | 0.12919 | 0.13434 | 0.14149 | 0.14594 | 0.15014 | 0.15061 | 0.15423 | 0.15837 | 0.16259 | 0.16678
Scenario 1: Reference | PG&E | Res | WaterHeat | Res - Single Family | Electric Demand (MW) | Fuel Substitution | 0 | 0 | 0 | 0 | 0 | 0.051528 | 0.060004 | 0.068026 | 0.074993 | 0.082433 | 0.092462 | 0.10188 | 0.10894
Scenario 1: Reference | PG&E | Res | WaterHeat | Res - Single Family | Electric Energy (GWh/year) | Energy Efficiency | 0.71414 | 0.78482 | 0.83752 | 0.87856 | 0.9134 | 0.96377 | 0.99393 | 1.0223 | 1.0337 | 1.0596 | 1.0879 | 1.1169 | 1.1456
Scenario 1: Reference | PG&E | Res | WaterHeat | Res - Single Family | Electric Energy (GWh/year) | Fuel Substitution | -0.055575 | -0.078512 | -0.09964 | -0.12069 | -0.14255 | 0.37799 | 0.43995 | 0.49857 | 0.54944 | 0.60374 | 0.67706 | 0.74585 | 0.79741
Scenario 1: Reference | PG&E | Res | WaterHeat | Res - Single Family | Gas Energy (MMTherm/year) | Energy Efficiency | 0.20826 | 0.23951 | 0.25922 | 0.26936 | 0.27346 | 0.10343 | 0.099002 | 0.094277 | 0.089797 | 0.085948 | 0.082573 | 0.079681 | 0.077055
Scenario 1: Reference | PG&E | Res | WaterHeat | Res - Single Family | Gas Energy (MMTherm/year) | Fuel Substitution | 0.0075249 | 0.010629 | 0.013488 | 0.016334 | 0.01929 | 0 | 0 | 0 | 0 | 0 | 0 | 0 | 0
Scenario 1: Reference | PG&E | Res | WholeBlg | Res - Multi Family | Electric Demand (MW) | Energy Efficiency | 0 | 0 | 0.00093991 | 0.00097017 | 0.00095678 | 0.00094411 | 0.24394 | 0.23333 | 0.21791 | 0.20438 | 0.18891 | 0.31839 | 0.29595
Scenario 1: Reference | PG&E | Res | WholeBlg | Res - Multi Family | Electric Energy (GWh/year) | Energy Efficiency | 0 | 0 | 0.0090796 | 0.0093719 | 0.0092426 | 0.0091202 | 2.1434 | 2.0501 | 1.9147 | 1.7958 | 1.6598 | 2.5549 | 2.3748
Scenario 1: Reference | PG&E | Res | WholeBlg | Res - Multi Family | Gas Energy (MMTherm/year) | Energy Efficiency | 0 | 0 | 6.7456e-05 | 6.9628e-05 | 6.8667e-05 | 6.7758e-05 | 0.018668 | 0.017856 | 0.016676 | 0.015641 | 0.014456 | 0.023815 | 0.022137
Scenario 1: Reference | PG&E | Res | WholeBlg | Res - Single Family | Electric Demand (MW) | Energy Efficiency | 0 | 0 | 0.0076699 | 0.0079518 | 0.0077705 | 0.0076022 | 0.0072099 | 0.0067554 | 0.0062097 | 0.0057715 | 0.0052737 | 0.0048601 | 0.63092
Scenario 1: Reference | PG&E | Res | WholeBlg | Res - Single Family | Electric Energy (GWh/year) | Energy Efficiency | 0 | 0 | 0.034337 | 0.035599 | 0.034787 | 0.034034 | 0.032277 | 0.030243 | 0.0278 | 0.025838 | 0.023609 | 0.021758 | 3.3928
Scenario 1: Reference | PG&E | Res | WholeBlg | Res - Single Family | Gas Energy (MMTherm/year) | Energy Efficiency | 0 | 0 | 0.00019799 | 0.00020526 | 0.00020058 | 0.00019624 | 0.00018611 | 0.00017438 | 0.00016029 | 0.00014898 | 0.00013613 | 0.00012546 | 0.020886
Scenario 1: Reference | SCE | Ag | WholeBlg | Ag - Dairies, fishing, hunting | Electric Demand (MW) | Energy Efficiency | 0.042678 | 0.042932 | 0.043158 | 0.043366 | 0.043565 | 0.043748 | 0.043926 | 0.044113 | 0.044304 | 0.044494 | 0.044674 | 0.044846 | 0.045011
Scenario 1: Reference | SCE | Ag | WholeBlg | Ag - Dairies, fishing, hunting | Electric Energy (GWh/year) | Energy Efficiency | 0.18181 | 0.18289 | 0.18385 | 0.18474 | 0.18559 | 0.18637 | 0.18712 | 0.18792 | 0.18874 | 0.18954 | 0.19031 | 0.19104 | 0.19175
Scenario 1: Reference | SCE | Ag | WholeBlg | Ag - Irrigated Agriculture, vineyards, forestry and greenhouses | Electric Demand (MW) | Energy Efficiency | 0.10273 | 0.10807 | 0.113 | 0.11768 | 0.12222 | 0.12645 | 0.13048 | 0.13463 | 0.13886 | 0.14314 | 0.14738 | 0.15158 | 0.15576
Scenario 1: Reference | SCE | Ag | WholeBlg | Ag - Irrigated Agriculture, vineyards, forestry and greenhouses | Electric Energy (GWh/year) | Energy Efficiency | 0.43761 | 0.46038 | 0.48137 | 0.50133 | 0.52067 | 0.53865 | 0.55584 | 0.5735 | 0.59152 | 0.60977 | 0.62785 | 0.64573 | 0.66354
Scenario 1: Reference | SCE | Ag | WholeBlg | Ag - Water pumping | Electric Demand (MW) | Energy Efficiency | 0.59452 | 0.59403 | 0.59351 | 0.59294 | 0.59237 | 0.59185 | 0.59143 | 0.59103 | 0.59063 | 0.59014 | 0.58954 | 0.58884 | 0.58804
Scenario 1: Reference | SCE | Ag | WholeBlg | Ag - Water pumping | Electric Energy (GWh/year) | Energy Efficiency | 2.5326 | 2.5306 | 2.5283 | 2.5259 | 2.5235 | 2.5213 | 2.5195 | 2.5178 | 2.5161 | 2.514 | 2.5114 | 2.5084 | 2.5051
Scenario 1: Reference | SCE | Com | BROs | Com - Lodging | Electric Energy (GWh/year) | Energy Efficiency | 0.024629 | 0.050421 | 0.07744 | 0.10626 | 0.13713 | 0.16977 | 0.20492 | 0.24148 | 0.27995 | 0.32063 | 0.36258 | 0.40457 | 0.44519
Scenario 1: Reference | SCE | Com | BROs | Com - Other | Electric Energy (GWh/year) | Energy Efficiency | 0.039575 | 0.080674 | 0.12345 | 0.1687 | 0.21682 | 0.26735 | 0.32173 | 0.3778 | 0.43648 | 0.49809 | 0.56125 | 0.6242 | 0.69509
Scenario 1: Reference | SCE | Com | BROs | Com - Retail | Electric Demand (MW) | Energy Efficiency | 0.0073178 | 0.014871 | 0.022708 | 0.03091 | 0.039577 | 0.048623 | 0.058302 | 0.068216 | 0.078507 | 0.089219 | 0.10007 | 0.11081 | 0.12253
Scenario 1: Reference | SCE | Com | BROs | Com - Retail | Electric Energy (GWh/year) | Energy Efficiency | 0.079116 | 0.16077 | 0.2455 | 0.33419 | 0.42788 | 0.52568 | 0.63033 | 0.73751 | 0.84878 | 0.96458 | 1.0819 | 1.198 | 1.3247
Scenario 1: Reference | SCE | Com | BldgEnv | Com - College | Electric Demand (MW) | Energy Efficiency | 0.0014377 | 0.001523 | 0.0015615 | 0.0015452 | 0.0014709 | 0.0013483 | 0.0011869 | 0.0010011 | 7.2087e-05 | 0 | 0 | 0 | 0
Scenario 1: Reference | SCE | Com | BldgEnv | Com - College | Electric Energy (GWh/year) | Energy Efficiency | 0.00049063 | 0.00051972 | 0.00053284 | 0.00052724 | 0.00050181 | 0.00045988 | 0.00040469 | 0.00034117 | 2.3744e-05 | 0 | 0 | 0 | 0
Scenario 1: Reference | SCE | Com | BldgEnv | Com - College | Gas Energy (MMTherm/year) | Energy Efficiency | 0.0015634 | 0.0016562 | 0.0016978 | 0.0016795 | 0.001598 | 0.0014636 | 0.0012869 | 0.0010836 | 6.8947e-05 | 0 | 0 | 0 | 0
Scenario 1: Reference | SCE | Com | BldgEnv | Com - Grocery | Electric Demand (MW) | Energy Efficiency | 0.0001349 | 0.00014159 | 0.00014619 | 0.00012737 | 0.00013613 | 0.00014383 | 0.00015014 | 0.00015743 | 0.00016367 | 0 | 0 | 0 | 0
Scenario 1: Reference | SCE | Com | BldgEnv | Com - Grocery | Electric Energy (GWh/year) | Energy Efficiency | 4.4431e-05 | 4.6635e-05 | 4.815e-05 | 4.1954e-05 | 4.484e-05 | 4.7373e-05 | 4.9454e-05 | 5.1854e-05 | 5.391e-05 | 0 | 0 | 0 | 0
Scenario 1: Reference | SCE | Com | BldgEnv | Com - Grocery | Gas Energy (MMTherm/year) | Energy Efficiency | 9.3973e-05 | 9.8636e-05 | 0.00010184 | 8.8742e-05 | 9.4846e-05 | 0.00010021 | 0.00010461 | 0.00010968 | 0.00011403 | 0 | 0 | 0 | 0
Scenario 1: Reference | SCE | Com | BldgEnv | Com - Health | Electric Demand (MW) | Energy Efficiency | 0.002706 | 0.0024011 | 0.00041255 | 0.00035084 | 0.00029076 | 0.00023293 | 0.00018301 | 0.00013579 | 0.00013849 | 0 | 0 | 0 | 0
Scenario 1: Reference | SCE | Com | BldgEnv | Com - Health | Electric Energy (GWh/year) | Energy Efficiency | 0.0012494 | 0.0011086 | 0.0001607 | 0.0001393 | 0.00011872 | 9.8705e-05 | 8.1533e-05 | 6.2694e-05 | 6.3939e-05 | 0 | 0 | 0 | 0
Scenario 1: Reference | SCE | Com | BldgEnv | Com - Health | Gas Energy (MMTherm/year) | Energy Efficiency | 0.0021401 | 0.001899 | 0.00020301 | 0.00018357 | 0.00016567 | 0.00014762 | 0.00013247 | 0.00010739 | 0.00010952 | 0 | 0 | 0 | 0
Scenario 1: Reference | SCE | Com | BldgEnv | Com - Lodging | Electric Demand (MW) | Energy Efficiency | 0.00012169 | 0.00014756 | 0.00017856 | 0.00021559 | 0.00025971 | 0.00031206 | 0.00037382 | 0.00044624 | 4.3823e-06 | 0 | 0 | 0 | 0
Scenario 1: Reference | SCE | Com | BldgEnv | Com - Lodging | Electric Energy (GWh/year) | Energy Efficiency | 7.6201e-05 | 9.2394e-05 | 0.0001118 | 0.00013497 | 0.00016259 | 0.00019535 | 0.000234 | 0.00027932 | 2.8312e-06 | 0 | 0 | 0 | 0
Scenario 1: Reference | SCE | Com | BldgEnv | Com - Lodging | Gas Energy (MMTherm/year) | Energy Efficiency | 4.8239e-05 | 5.8551e-05 | 7.0911e-05 | 8.5685e-05 | 0.00010329 | 0.00012418 | 0.00014884 | 0.00017776 | 7.3242e-07 | 0 | 0 | 0 | 0
Scenario 1: Reference | SCE | Com | BldgEnv | Com - Office (Large) | Electric Demand (MW) | Energy Efficiency | 0.0029386 | 0.0030553 | 0.0031468 | 0.0032353 | 0.0033428 | 0.0034375 | 0.0034966 | 0.003553 | 0.0035672 | 0 | 0 | 0 | 0
Scenario 1: Reference | SCE | Com | BldgEnv | Com - Office (Large) | Electric Energy (GWh/year) | Energy Efficiency | 0.00099605 | 0.0010356 | 0.0010666 | 0.0010966 | 0.0011331 | 0.0011652 | 0.0011852 | 0.0012043 | 0.0012091 | 0 | 0 | 0 | 0
Scenario 1: Reference | SCE | Com | BldgEnv | Com - Office (Large) | Gas Energy (MMTherm/year) | Energy Efficiency | 0.0008313 | 0.00086432 | 0.0008902 | 0.00091525 | 0.00094565 | 0.00097246 | 0.00098916 | 0.0010051 | 0.0010091 | 0 | 0 | 0 | 0
Scenario 1: Reference | SCE | Com | BldgEnv | Com - Office (Small) | Electric Demand (MW) | Energy Efficiency | 0.00013624 | 0.00014228 | 0.00014727 | 0.00013325 | 1.3864e-06 | 0.0016461 | 0.0001357 | 0.00014016 | 0.00014403 | 0 | 0 | 0 | 0
Scenario 1: Reference | SCE | Com | BldgEnv | Com - Office (Small) | Electric Energy (GWh/year) | Energy Efficiency | 4.4875e-05 | 4.6864e-05 | 4.8508e-05 | 4.3889e-05 | 4.5669e-07 | 0.00054221 | 4.4698e-05 | 4.6165e-05 | 4.7442e-05 | 0 | 0 | 0 | 0
Scenario 1: Reference | SCE | Com | BldgEnv | Com - Office (Small) | Gas Energy (MMTherm/year) | Energy Efficiency | 4.4756e-05 | 4.674e-05 | 4.838e-05 | 4.3771e-05 | 4.5554e-07 | 0.00054076 | 4.4579e-05 | 4.6042e-05 | 4.7315e-05 | 0 | 0 | 0 | 0
Scenario 1: Reference | SCE | Com | BldgEnv | Com - Other | Electric Demand (MW) | Energy Efficiency | 0.0059813 | 0.0054516 | 0.0047499 | 0.0039526 | 0.0031409 | 0.0023786 | 0.0017136 | 0.0014 | 0.0013542 | 0 | 0 | 0 | 0
Scenario 1: Reference | SCE | Com | BldgEnv | Com - Other | Electric Energy (GWh/year) | Energy Efficiency | 0.0020418 | 0.0018605 | 0.0016205 | 0.0013478 | 0.0010702 | 0.00080943 | 0.00058198 | 0.000475 | 0.00045925 | 0 | 0 | 0 | 0
Scenario 1: Reference | SCE | Com | BldgEnv | Com - Other | Gas Energy (MMTherm/year) | Energy Efficiency | 0.0042105 | 0.0037613 | 0.0031766 | 0.0025184 | 0.00185 | 0.0012221 | 0.00067005 | 0.00041455 | 0.00041069 | 0 | 0 | 0 | 0
Scenario 1: Reference | SCE | Com | BldgEnv | Com - Refrig. Warehouse | Electric Demand (MW) | Energy Efficiency | 2.3536e-05 | 2.3646e-06 | 2.4635e-06 | 2.5036e-06 | 2.5844e-06 | 2.6907e-06 | 2.8125e-06 | 2.9124e-06 | 3.0298e-06 | 0 | 0 | 0 | 0
Scenario 1: Reference | SCE | Com | BldgEnv | Com - Refrig. Warehouse | Electric Energy (GWh/year) | Energy Efficiency | 1.0984e-05 | 1.1035e-06 | 1.1496e-06 | 1.1684e-06 | 1.2061e-06 | 1.2557e-06 | 1.3125e-06 | 1.3591e-06 | 1.4139e-06 | 0 | 0 | 0 | 0
Scenario 1: Reference | SCE | Com | BldgEnv | Com - Refrig. Warehouse | Gas Energy (MMTherm/year) | Energy Efficiency | 1.3285e-05 | 1.3347e-06 | 1.3905e-06 | 1.4132e-06 | 1.4588e-06 | 1.5187e-06 | 1.5875e-06 | 1.6439e-06 | 1.7101e-06 | 0 | 0 | 0 | 0
Scenario 1: Reference | SCE | Com | BldgEnv | Com - Restaurant | Electric Demand (MW) | Energy Efficiency | 0 | 0 | 0 | 0 | 0 | 0 | 0 | 0 | 0 | 0 | 0 | 0 | 0
Scenario 1: Reference | SCE | Com | BldgEnv | Com - Restaurant | Electric Energy (GWh/year) | Energy Efficiency | 0 | 0 | 0 | 0 | 0 | 0 | 0 | 0 | 0 | 0 | 0 | 0 | 0
Scenario 1: Reference | SCE | Com | BldgEnv | Com - Restaurant | Gas Energy (MMTherm/year) | Energy Efficiency | 0 | 0 | 0 | 0 | 0 | 0 | 0 | 0 | 0 | 0 | 0 | 0 | 0
Scenario 1: Reference | SCE | Com | BldgEnv | Com - Retail | Electric Demand (MW) | Energy Efficiency | 0.00035585 | 0.00036989 | 0.00037961 | 0.00039004 | 0.00040095 | 0.00040504 | 0.00035324 | 0.00035976 | 0.00036112 | 0 | 0 | 0 | 0
Scenario 1: Reference | SCE | Com | BldgEnv | Com - Retail | Electric Energy (GWh/year) | Energy Efficiency | 0.00012058 | 0.00012542 | 0.00012878 | 0.00013238 | 0.00013616 | 0.00013763 | 0.00012064 | 0.00012287 | 0.00012334 | 0 | 0 | 0 | 0
Scenario 1: Reference | SCE | Com | BldgEnv | Com - Retail | Gas Energy (MMTherm/year) | Energy Efficiency | 0.0001254 | 0.00013055 | 0.00013414 | 0.000138 | 0.00014204 | 0.0001437 | 0.00012686 | 0.00012921 | 0.00012971 | 0 | 0 | 0 | 0
Scenario 1: Reference | SCE | Com | BldgEnv | Com - School | Electric Demand (MW) | Energy Efficiency | 0.00016623 | 0.00017446 | 0.00018248 | 0.00018926 | 0.00019437 | 0.00019967 | 0.00020294 | 0.0002065 | 0.00020988 | 0 | 0 | 0 | 0
Scenario 1: Reference | SCE | Com | BldgEnv | Com - School | Electric Energy (GWh/year) | Energy Efficiency | 5.4752e-05 | 5.7464e-05 | 6.0107e-05 | 6.2339e-05 | 6.4021e-05 | 6.5767e-05 | 6.6845e-05 | 6.8018e-05 | 6.913e-05 | 0 | 0 | 0 | 0
Scenario 1: Reference | SCE | Com | BldgEnv | Com - School | Gas Energy (MMTherm/year) | Energy Efficiency | 5.4606e-05 | 5.731e-05 | 5.9946e-05 | 6.2172e-05 | 6.385e-05 | 6.5591e-05 | 6.6666e-05 | 6.7836e-05 | 6.8945e-05 | 0 | 0 | 0 | 0
Scenario 1: Reference | SCE | Com | BldgEnv | Com - Warehouse | Electric Demand (MW) | Energy Efficiency | 0.0014825 | 0.0016923 | 0.0018965 | 0.0020879 | 0.0022539 | 0.0023741 | 0.0024381 | 0.00244 | 0.00021734 | 0 | 0 | 0 | 0
Scenario 1: Reference | SCE | Com | BldgEnv | Com - Warehouse | Electric Energy (GWh/year) | Energy Efficiency | 0.00071705 | 0.00081697 | 0.00091397 | 0.0010054 | 0.0010855 | 0.0011435 | 0.0011749 | 0.0011773 | 0.00014097 | 0 | 0 | 0 | 0
Scenario 1: Reference | SCE | Com | BldgEnv | Com - Warehouse | Gas Energy (MMTherm/year) | Energy Efficiency | 0.00084197 | 0.00096079 | 0.0010764 | 0.0011849 | 0.0012791 | 0.0013474 | 0.0013838 | 0.0013852 | 0.00013081 | 0 | 0 | 0 | 0
Scenario 1: Reference | SCE | Com | ComRefrig | Com - College | Electric Demand (MW) | Energy Efficiency | 0.00012355 | 8.2209e-05 | 4.9712e-05 | 2.6266e-05 | 1.0342e-05 | 4.5339e-06 | 0.00067343 | 0.00088715 | 0.00086047 | 0.00083305 | 0.00080932 | 0.00080178 | 0.00078199
Scenario 1: Reference | SCE | Com | ComRefrig | Com - College | Electric Energy (GWh/year) | Energy Efficiency | 0.00090938 | 0.00061257 | 0.00037638 | 0.00020401 | 8.5692e-05 | 3.8564e-05 | 0.0058947 | 0.007766 | 0.0075324 | 0.0072924 | 0.0070847 | 0.0070187 | 0.0068455
Scenario 1: Reference | SCE | Com | ComRefrig | Com - College | Gas Energy (MMTherm/year) | Energy Efficiency | 0 | 0 | 0 | 0 | 0 | 0 | -9.0994e-05 | -0.00012013 | -0.00011652 | -0.0001128 | -0.00010959 | -0.00010857 | -0.00010589
Scenario 1: Reference | SCE | Com | ComRefrig | Com - Grocery | Electric Demand (MW) | Energy Efficiency | 0.17337 | 0.095636 | 0.039757 | 0.015548 | 0.0049781 | 0 | 0 | 0 | 0 | 0 | 0 | 0 | 0
Scenario 1: Reference | SCE | Com | ComRefrig | Com - Grocery | Electric Energy (GWh/year) | Energy Efficiency | 1.295 | 0.73213 | 0.32172 | 0.13224 | 0.042342 | 0 | 0 | 0 | 0 | 0 | 0 | 0 | 0
Scenario 1: Reference | SCE | Com | ComRefrig | Com - Grocery | Gas Energy (MMTherm/year) | Energy Efficiency | 0 | 0 | 0 | 0 | 0 | 0 | 0 | 0 | 0 | 0 | 0 | 0 | 0
Scenario 1: Reference | SCE | Com | ComRefrig | Com - Health | Electric Demand (MW) | Energy Efficiency | 0 | 0 | 0 | 0 | 0 | 0 | 0.0044806 | 0.0061213 | 0.0059052 | 0.0056652 | 0.0054328 | 0.005294 | 0.0051919
Scenario 1: Reference | SCE | Com | ComRefrig | Com - Health | Electric Energy (GWh/year) | Energy Efficiency | 0 | 0 | 0 | 0 | 0 | 0 | 0.039222 | 0.053585 | 0.051693 | 0.049592 | 0.047558 | 0.046343 | 0.04545
Scenario 1: Reference | SCE | Com | ComRefrig | Com - Health | Gas Energy (MMTherm/year) | Energy Efficiency | 0 | 0 | 0 | 0 | 0 | 0 | -0.00060671 | -0.00082888 | -0.00079962 | -0.00076712 | -0.00073566 | -0.00071686 | -0.00070304
Scenario 1: Reference | SCE | Com | ComRefrig | Com - Refrig. Warehouse | Electric Demand (MW) | Energy Efficiency | 0.00029687 | 0.00021386 | 0.00014057 | 8.3424e-05 | 4.2612e-05 | 1.521e-05 | 6.7707e-06 | 1.582e-06 | 0 | 0 | 0 | 0 | 0
Scenario 1: Reference | SCE | Com | ComRefrig | Com - Refrig. Warehouse | Electric Energy (GWh/year) | Energy Efficiency | 0.0021633 | 0.0015741 | 0.0010475 | 0.00063189 | 0.00033169 | 0.00012806 | 5.759e-05 | 1.3456e-05 | 0 | 0 | 0 | 0 | 0
Scenario 1: Reference | SCE | Com | ComRefrig | Com - Refrig. Warehouse | Gas Energy (MMTherm/year) | Energy Efficiency | 0 | 0 | 0 | 0 | 0 | 0 | 0 | 0 | 0 | 0 | 0 | 0 | 0
Scenario 1: Reference | SCE | Com | ComRefrig | Com - Restaurant | Electric Demand (MW) | Energy Efficiency | 0.0069929 | 0.0038457 | 0.0015953 | 0.00059572 | 0.00018354 | 0 | 0 | 0 | 0 | 0 | 0 | 0 | 0
Scenario 1: Reference | SCE | Com | ComRefrig | Com - Restaurant | Electric Energy (GWh/year) | Energy Efficiency | 0.0521 | 0.02933 | 0.012832 | 0.005067 | 0.0015611 | 0 | 0 | 0 | 0 | 0 | 0 | 0 | 0
Scenario 1: Reference | SCE | Com | ComRefrig | Com - Restaurant | Gas Energy (MMTherm/year) | Energy Efficiency | 0 | 0 | 0 | 0 | 0 | 0 | 0 | 0 | 0 | 0 | 0 | 0 | 0
Scenario 1: Reference | SCE | Com | ComRefrig | Com - Retail | Electric Demand (MW) | Energy Efficiency | 0.084179 | 0.047648 | 0.02128 | 0.0078197 | 0.0028581 | 0 | 0 | 0 | 0 | 0 | 0 | 0 | 0
Scenario 1: Reference | SCE | Com | ComRefrig | Com - Retail | Electric Energy (GWh/year) | Energy Efficiency | 0.62751 | 0.36308 | 0.16953 | 0.066512 | 0.02431 | 0 | 0 | 0 | 0 | 0 | 0 | 0 | 0
Scenario 1: Reference | SCE | Com | ComRefrig | Com - Retail | Gas Energy (MMTherm/year) | Energy Efficiency | 0 | 0 | 0 | 0 | 0 | 0 | 0 | 0 | 0 | 0 | 0 | 0 | 0
Scenario 1: Reference | SCE | Com | ComRefrig | Com - School | Electric Demand (MW) | Energy Efficiency | 2.0407e-05 | 2.7572e-06 | 0 | 0 | 0 | 0 | 0 | 0 | 0 | 0 | 0 | 0 | 0
Scenario 1: Reference | SCE | Com | ComRefrig | Com - School | Electric Energy (GWh/year) | Energy Efficiency | 0.00017358 | 2.3451e-05 | 0 | 0 | 0 | 0 | 0 | 0 | 0 | 0 | 0 | 0 | 0
Scenario 1: Reference | SCE | Com | ComRefrig | Com - School | Gas Energy (MMTherm/year) | Energy Efficiency | 0 | 0 | 0 | 0 | 0 | 0 | 0 | 0 | 0 | 0 | 0 | 0 | 0
Scenario 1: Reference | SCE | Com | FoodServ | Com - College | Electric Demand (MW) | Energy Efficiency | 0.002423 | 0.0039387 | 0.004439 | 0.0046714 | 0.0048772 | 0.0051185 | 0.005266 | 0.0053159 | 0.0060031 | 0.0063262 | 0.0063373 | 0.0065762 | 0.0065735
Scenario 1: Reference | SCE | Com | FoodServ | Com - College | Electric Demand (MW) | Fuel Substitution | -0.00016994 | -0.00019373 | -0.00021683 | -0.00023932 | -0.0002612 | -0.0002825 | -0.00030323 | -0.00032334 | -0.00034279 | -0.00036155 | -0.00037958 | -0.00039689 | -0.00041495
Scenario 1: Reference | SCE | Com | FoodServ | Com - College | Electric Energy (GWh/year) | Energy Efficiency | 0.011869 | 0.021027 | 0.023917 | 0.025112 | 0.026246 | 0.027498 | 0.028232 | 0.028467 | 0.031475 | 0.032852 | 0.032875 | 0.034038 | 0.033997
Scenario 1: Reference | SCE | Com | FoodServ | Com - College | Electric Energy (GWh/year) | Fuel Substitution | -0.00197 | -0.0022583 | -0.0025419 | -0.0028224 | -0.0031008 | -0.0033817 | -0.0036802 | -0.0039908 | -0.0043085 | -0.004636 | -0.0049759 | -0.0053233 | -0.0056845
Scenario 1: Reference | SCE | Com | FoodServ | Com - College | Gas Energy (MMTherm/year) | Energy Efficiency | 0.00026284 | 0.00027315 | 0.00029142 | 0.00031086 | 0.00045731 | 0.00053684 | 0.00055445 | 0.00056208 | 0.00056728 | 0.0005676 | 0.00057033 | 0.00059685 | 0.00059848
Scenario 1: Reference | SCE | Com | FoodServ | Com - College | Gas Energy (MMTherm/year) | Fuel Substitution | 0.00020388 | 0.00023371 | 0.00026305 | 0.00029203 | 0.00032077 | 0.00034973 | 0.00038041 | 0.00041226 | 0.00044478 | 0.00047825 | 0.00051297 | 0.00054842 | 0.00058555
Scenario 1: Reference | SCE | Com | FoodServ | Com - Grocery | Electric Demand (MW) | Energy Efficiency | 0.010778 | 0.023129 | 0.027029 | 0.028012 | 0.030009 | 0.031192 | 0.031496 | 0.031827 | 0.03742 | 0.040933 | 0.041116 | 0.041174 | 0.041226
Scenario 1: Reference | SCE | Com | FoodServ | Com - Grocery | Electric Demand (MW) | Fuel Substitution | -0.001048 | -0.0011954 | -0.001338 | -0.0014763 | -0.0016105 | -0.0017409 | -0.0018675 | -0.0019902 | -0.0021088 | -0.0022231 | -0.002333 | -0.0024397 | -0.0025561
Scenario 1: Reference | SCE | Com | FoodServ | Com - Grocery | Electric Energy (GWh/year) | Energy Efficiency | 0.052795 | 0.12754 | 0.15118 | 0.15643 | 0.16742 | 0.17385 | 0.17536 | 0.17696 | 0.20146 | 0.2167 | 0.21735 | 0.21739 | 0.21742
Scenario 1: Reference | SCE | Com | FoodServ | Com - Grocery | Electric Energy (GWh/year) | Fuel Substitution | -0.020353 | -0.023089 | -0.025754 | -0.028358 | -0.030915 | -0.033483 | -0.036062 | -0.038628 | -0.04133 | -0.044113 | -0.046927 | -0.049791 | -0.052941
Scenario 1: Reference | SCE | Com | FoodServ | Com - Grocery | Gas Energy (MMTherm/year) | Energy Efficiency | 0.0011692 | 0.0012474 | 0.0013035 | 0.0013628 | 0.0026066 | 0.0032897 | 0.0033297 | 0.003383 | 0.0034218 | 0.0034448 | 0.0034731 | 0.0034918 | 0.0035113
Scenario 1: Reference | SCE | Com | FoodServ | Com - Grocery | Gas Energy (MMTherm/year) | Fuel Substitution | 0.0021117 | 0.0023952 | 0.0026712 | 0.002941 | 0.0032056 | 0.003471 | 0.0037371 | 0.0040017 | 0.0042803 | 0.0045672 | 0.004857 | 0.0051523 | 0.0054804
Scenario 1: Reference | SCE | Com | FoodServ | Com - Health | Electric Demand (MW) | Energy Efficiency | 0.007428 | 0.011278 | 0.012789 | 0.013055 | 0.013669 | 0.013965 | 0.014248 | 0.014252 | 0.015143 | 0.015389 | 0.015066 | 0.015194 | 0.015442
Scenario 1: Reference | SCE | Com | FoodServ | Com - Health | Electric Demand (MW) | Fuel Substitution | -0.00041693 | -0.00047867 | -0.0005389 | -0.00059768 | -0.0006551 | -0.00071114 | -0.00076581 | -0.00081899 | -0.00087059 | -0.00092046 | -0.00096845 | -0.0010165 | -0.0010757
Scenario 1: Reference | SCE | Com | FoodServ | Com - Health | Electric Energy (GWh/year) | Energy Efficiency | 0.036384 | 0.059413 | 0.068149 | 0.069568 | 0.072854 | 0.074438 | 0.075849 | 0.075839 | 0.079675 | 0.080523 | 0.078834 | 0.079408 | 0.080594
Scenario 1: Reference | SCE | Com | FoodServ | Com - Health | Electric Energy (GWh/year) | Fuel Substitution | -0.0056154 | -0.0064295 | -0.0072305 | -0.0080217 | -0.008813 | -0.0096187 | -0.010437 | -0.011263 | -0.012113 | -0.013 | -0.013898 | -0.014815 | -0.015834
Scenario 1: Reference | SCE | Com | FoodServ | Com - Health | Gas Energy (MMTherm/year) | Energy Efficiency | 0.00080574 | 0.00085404 | 0.00090948 | 0.00092539 | 0.001208 | 0.0013497 | 0.0013817 | 0.0013862 | 0.001387 | 0.0013638 | 0.0013353 | 0.0013538 | 0.0013849
Scenario 1: Reference | SCE | Com | FoodServ | Com - Health | Gas Energy (MMTherm/year) | Fuel Substitution | 0.00059578 | 0.00068227 | 0.00076732 | 0.00085126 | 0.00093506 | 0.0010201 | 0.0011063 | 0.0011931 | 0.0012823 | 0.0013751 | 0.0014689 | 0.0015649 | 0.0016739
Scenario 1: Reference | SCE | Com | FoodServ | Com - Lodging | Electric Demand (MW) | Energy Efficiency | 0.0062867 | 0.018813 | 0.023768 | 0.024401 | 0.025415 | 0.026085 | 0.026301 | 0.026407 | 0.026808 | 0.026999 | 0.026894 | 0.026767 | 0.026638
Scenario 1: Reference | SCE | Com | FoodServ | Com - Lodging | Electric Demand (MW) | Fuel Substitution | -0.00043561 | -0.00049731 | -0.00055758 | -0.00061654 | -0.0006743 | -0.00073089 | -0.00078625 | -0.00084032 | -0.00089297 | -0.00094406 | -0.00099348 | -0.0010436 | -0.0010986
Scenario 1: Reference | SCE | Com | FoodServ | Com - Lodging | Electric Energy (GWh/year) | Energy Efficiency | 0.030794 | 0.11208 | 0.145 | 0.14859 | 0.15436 | 0.15817 | 0.1594 | 0.16002 | 0.16176 | 0.16247 | 0.1619 | 0.16122 | 0.16054
Scenario 1: Reference | SCE | Com | FoodServ | Com - Lodging | Electric Energy (GWh/year) | Fuel Substitution | -0.005508 | -0.0062745 | -0.0070264 | -0.0077666 | -0.0085071 | -0.0092502 | -0.0099949 | -0.010739 | -0.01151 | -0.012304 | -0.013105 | -0.013939 | -0.014845
Scenario 1: Reference | SCE | Com | FoodServ | Com - Lodging | Gas Energy (MMTherm/year) | Energy Efficiency | 0.00068195 | 0.00071629 | 0.00074814 | 0.00077022 | 0.0013011 | 0.0016512 | 0.0016741 | 0.0016936 | 0.0017044 | 0.0017097 | 0.0017166 | 0.0017216 | 0.0017258
Scenario 1: Reference | SCE | Com | FoodServ | Com - Lodging | Gas Energy (MMTherm/year) | Fuel Substitution | 0.0005696 | 0.0006489 | 0.00072665 | 0.00080317 | 0.00087961 | 0.00095624 | 0.0010329 | 0.0011094 | 0.0011887 | 0.0012703 | 0.0013526 | 0.0014389 | 0.0015339
Scenario 1: Reference | SCE | Com | FoodServ | Com - Office (Large) | Electric Demand (MW) | Energy Efficiency | 0 | 0.00061848 | 0.0010742 | 0.0010676 | 0.001066 | 0.0010648 | 0.0010609 | 0.0010586 | 0.0010529 | 0.0010462 | 0.0010422 | 0.001037 | 0.0010334
Scenario 1: Reference | SCE | Com | FoodServ | Com - Office (Large) | Electric Energy (GWh/year) | Energy Efficiency | 0 | 0.0054248 | 0.0094223 | 0.0093638 | 0.0093498 | 0.0093393 | 0.0093054 | 0.0092855 | 0.0092352 | 0.0091763 | 0.0091417 | 0.0090957 | 0.0090638
Scenario 1: Reference | SCE | Com | FoodServ | Com - Office (Small) | Electric Demand (MW) | Energy Efficiency | 0 | 0.00017233 | 0.00025528 | 0.00025631 | 0.00014614 | 0.001127 | 0.00025144 | 0.00025276 | 0.00025401 | 0.00025511 | 0.00025636 | 0.00025756 | 0.00025882
Scenario 1: Reference | SCE | Com | FoodServ | Com - Office (Small) | Electric Energy (GWh/year) | Energy Efficiency | 0 | 0.0015115 | 0.0022391 | 0.0022481 | 0.0012818 | 0.0098854 | 0.0022054 | 0.002217 | 0.002228 | 0.0022376 | 0.0022486 | 0.0022591 | 0.0022702
Scenario 1: Reference | SCE | Com | FoodServ | Com - Other | Electric Demand (MW) | Energy Efficiency | 0.010539 | 0.060342 | 0.075527 | 0.078349 | 0.08459 | 0.088159 | 0.088907 | 0.088977 | 0.093865 | 0.097002 | 0.096651 | 0.096189 | 0.095837
Scenario 1: Reference | SCE | Com | FoodServ | Com - Other | Electric Demand (MW) | Fuel Substitution | -0.0041652 | -0.0047522 | -0.0053244 | -0.005884 | -0.0064058 | -0.0069629 | -0.0074901 | -0.0080059 | -0.0085091 | -0.008999 | -0.0094745 | -0.0099465 | -0.010413
Scenario 1: Reference | SCE | Com | FoodServ | Com - Other | Electric Energy (GWh/year) | Energy Efficiency | 0.051624 | 0.34086 | 0.42863 | 0.44454 | 0.47995 | 0.50005 | 0.50398 | 0.50406 | 0.52458 | 0.53739 | 0.53481 | 0.53167 | 0.52916
Scenario 1: Reference | SCE | Com | FoodServ | Com - Other | Electric Energy (GWh/year) | Fuel Substitution | -0.024981 | -0.028552 | -0.032047 | -0.035491 | -0.038766 | -0.042328 | -0.045769 | -0.049203 | -0.052652 | -0.056128 | -0.059596 | -0.063111 | -0.066705
Scenario 1: Reference | SCE | Com | FoodServ | Com - Other | Gas Energy (MMTherm/year) | Energy Efficiency | 0.0011432 | 0.0012217 | 0.0012932 | 0.0013543 | 0.0060954 | 0.0087723 | 0.008894 | 0.0089812 | 0.0090314 | 0.0091046 | 0.0091804 | 0.0092487 | 0.009329
Scenario 1: Reference | SCE | Com | FoodServ | Com - Other | Gas Energy (MMTherm/year) | Fuel Substitution | 0.0023997 | 0.0027431 | 0.0030793 | 0.0034106 | 0.0037262 | 0.0040688 | 0.0044003 | 0.0047313 | 0.0050642 | 0.0054001 | 0.0057357 | 0.0060789 | 0.0064332
Scenario 1: Reference | SCE | Com | FoodServ | Com - Restaurant | Electric Demand (MW) | Energy Efficiency | 0.05515 | 0.1579 | 0.19214 | 0.19847 | 0.21629 | 0.22612 | 0.22671 | 0.227 | 0.23788 | 0.24423 | 0.24337 | 0.24205 | 0.24093
Scenario 1: Reference | SCE | Com | FoodServ | Com - Restaurant | Electric Demand (MW) | Fuel Substitution | -0.0098016 | -0.011165 | -0.012496 | -0.0138 | -0.015079 | -0.016336 | -0.017567 | -0.018774 | -0.019952 | -0.0211 | -0.022214 | -0.023311 | -0.024423
Scenario 1: Reference | SCE | Com | FoodServ | Com - Restaurant | Electric Energy (GWh/year) | Energy Efficiency | 0.27014 | 0.89642 | 1.1071 | 1.1424 | 1.2433 | 1.2989 | 1.302 | 1.3032 | 1.3499 | 1.3759 | 1.3703 | 1.3623 | 1.3555
Scenario 1: Reference | SCE | Com | FoodServ | Com - Restaurant | Electric Energy (GWh/year) | Fuel Substitution | -0.09543 | -0.10848 | -0.12123 | -0.13376 | -0.14615 | -0.1585 | -0.17079 | -0.18297 | -0.19544 | -0.2082 | -0.22098 | -0.23409 | -0.24809
Scenario 1: Reference | SCE | Com | FoodServ | Com - Restaurant | Gas Energy (MMTherm/year) | Energy Efficiency | 0.0059823 | 0.0062422 | 0.0064846 | 0.0067234 | 0.020807 | 0.029231 | 0.029404 | 0.02963 | 0.029804 | 0.029911 | 0.030038 | 0.030114 | 0.030214
Scenario 1: Reference | SCE | Com | FoodServ | Com - Restaurant | Gas Energy (MMTherm/year) | Fuel Substitution | 0.0095774 | 0.010885 | 0.012164 | 0.013419 | 0.014661 | 0.015898 | 0.017128 | 0.018346 | 0.019596 | 0.020877 | 0.02216 | 0.023482 | 0.024909
Scenario 1: Reference | SCE | Com | FoodServ | Com - Retail | Electric Demand (MW) | Energy Efficiency | 0.0034007 | 0.0042738 | 0.0047107 | 0.0048685 | 0.0050385 | 0.0051612 | 0.0052425 | 0.0053394 | 0.0053992 | 0.0054359 | 0.0054762 | 0.005493 | 0.0055102
Scenario 1: Reference | SCE | Com | FoodServ | Com - Retail | Electric Energy (GWh/year) | Energy Efficiency | 0.016658 | 0.023506 | 0.026763 | 0.027562 | 0.02843 | 0.02906 | 0.02948 | 0.029985 | 0.030302 | 0.030503 | 0.030724 | 0.030825 | 0.030931
Scenario 1: Reference | SCE | Com | FoodServ | Com - Retail | Gas Energy (MMTherm/year) | Energy Efficiency | 0.00036889 | 0.00039159 | 0.00040767 | 0.00042406 | 0.00044151 | 0.00045403 | 0.00046221 | 0.00047188 | 0.00047769 | 0.0004811 | 0.0004848 | 0.00048608 | 0.00048736
Scenario 1: Reference | SCE | Com | FoodServ | Com - School | Electric Demand (MW) | Energy Efficiency | 0.0095717 | 0.022062 | 0.027411 | 0.027992 | 0.028576 | 0.028908 | 0.028705 | 0.028452 | 0.028904 | 0.029126 | 0.028739 | 0.028441 | 0.028058
Scenario 1: Reference | SCE | Com | FoodServ | Com - School | Electric Demand (MW) | Fuel Substitution | -0.00023917 | -0.00027199 | -0.00030358 | -0.00033403 | -0.0003634 | -0.00039173 | -0.00041903 | -0.00044527 | -0.00047044 | -0.00049452 | -0.00051746 | -0.00053981 | -0.00056732
Scenario 1: Reference | SCE | Com | FoodServ | Com - School | Electric Energy (GWh/year) | Energy Efficiency | 0.046885 | 0.12306 | 0.15609 | 0.15928 | 0.16255 | 0.16438 | 0.1632 | 0.16174 | 0.1633 | 0.16383 | 0.16162 | 0.1599 | 0.15774
Scenario 1: Reference | SCE | Com | FoodServ | Com - School | Electric Energy (GWh/year) | Fuel Substitution | -0.0032532 | -0.0037215 | -0.0041801 | -0.0046318 | -0.005088 | -0.0055698 | -0.0060661 | -0.0065779 | -0.0071138 | -0.0076655 | -0.0082311 | -0.008817 | -0.009449
Scenario 1: Reference | SCE | Com | FoodServ | Com - School | Gas Energy (MMTherm/year) | Energy Efficiency | 0.0010383 | 0.0010761 | 0.001108 | 0.0011289 | 0.0015198 | 0.0018015 | 0.0017929 | 0.0017876 | 0.0017823 | 0.0017768 | 0.0017657 | 0.0017618 | 0.0017495
Scenario 1: Reference | SCE | Com | FoodServ | Com - School | Gas Energy (MMTherm/year) | Fuel Substitution | 0.00033982 | 0.00038862 | 0.00043637 | 0.00048336 | 0.00053071 | 0.00058056 | 0.00063178 | 0.00068449 | 0.00073959 | 0.0007962 | 0.00085415 | 0.0009142 | 0.0009802
Scenario 1: Reference | SCE | Com | HVAC | Com - College | Electric Demand (MW) | Energy Efficiency | 0.021015 | 0.022152 | 0.023856 | 0.02572 | 0.026783 | 0.028685 | 0.030459 | 0.031664 | 0.032711 | 0.033425 | 0.034251 | 0.036602 | 0.037298
Scenario 1: Reference | SCE | Com | HVAC | Com - College | Electric Energy (GWh/year) | Energy Efficiency | 0.04199 | 0.043923 | 0.04663 | 0.049504 | 0.051156 | 0.05398 | 0.056575 | 0.058318 | 0.059807 | 0.0608 | 0.061937 | 0.065226 | 0.066159
Scenario 1: Reference | SCE | Com | HVAC | Com - College | Electric Energy (GWh/year) | Fuel Substitution | 0.0078783 | 0.007993 | 0.0080215 | 0.0079847 | 0.0079015 | 0 | 0 | 0 | 0 | 0 | 0 | 0 | 0
Scenario 1: Reference | SCE | Com | HVAC | Com - College | Gas Energy (MMTherm/year) | Energy Efficiency | 0.00098161 | 0.0010452 | 0.0011463 | 0.0012595 | 0.0013238 | 0.0014427 | 0.0015548 | 0.0016316 | 0.0016991 | 0.0017458 | 0.0018002 | 0.0019534 | 0.002
Scenario 1: Reference | SCE | Com | HVAC | Com - College | Gas Energy (MMTherm/year) | Fuel Substitution | 0.0010071 | 0.0010191 | 0.0010201 | 0.001013 | 0.0010001 | 0 | 0 | 0 | 0 | 0 | 0 | 0 | 0
Scenario 1: Reference | SCE | Com | HVAC | Com - Grocery | Electric Demand (MW) | Energy Efficiency | 0.028652 | 0.042952 | 0.048255 | 0.052518 | 0.056927 | 0.061277 | 0.06553 | 0.069905 | 0.073802 | 0.077846 | 0.08204 | 0.086145 | 0.090224
Scenario 1: Reference | SCE | Com | HVAC | Com - Grocery | Electric Demand (MW) | Fuel Substitution | 0 | 0 | 0 | 0 | 0 | 0.011525 | 0.011419 | 0.011229 | 0.010987 | 0.010715 | 0.010428 | 0.010136 | 0.009844
Scenario 1: Reference | SCE | Com | HVAC | Com - Grocery | Electric Energy (GWh/year) | Energy Efficiency | 0.10944 | 0.16986 | 0.1921 | 0.20951 | 0.22752 | 0.24533 | 0.26277 | 0.28072 | 0.29661 | 0.31321 | 0.33047 | 0.34737 | 0.36418
Scenario 1: Reference | SCE | Com | HVAC | Com - Grocery | Electric Energy (GWh/year) | Fuel Substitution | -0.49273 | -0.48294 | -0.46812 | -0.45089 | -0.4328 | 0.064179 | 0.06368 | 0.062692 | 0.061392 | 0.059918 | 0.05836 | 0.056775 | 0.0552
Scenario 1: Reference | SCE | Com | HVAC | Com - Grocery | Gas Energy (MMTherm/year) | Energy Efficiency | 0.00041752 | 0.00052695 | 0.00057613 | 0.00063116 | 0.00068849 | 0.0007457 | 0.00080226 | 0.00086071 | 0.00080827 | 0.00082402 | 0.00087104 | 0.00091719 | 0.00096308
Scenario 1: Reference | SCE | Com | HVAC | Com - Grocery | Gas Energy (MMTherm/year) | Fuel Substitution | 0.089342 | 0.08832 | 0.086378 | 0.083925 | 0.081223 | 1.2148e-07 | 1.2104e-07 | 1.1956e-07 | 1.1748e-07 | 1.1511e-07 | 1.1264e-07 | 1.1017e-07 | 1.0776e-07
Scenario 1: Reference | SCE | Com | HVAC | Com - Health | Electric Demand (MW) | Energy Efficiency | 0.014376 | 0.014951 | 0.032989 | 0.039151 | 0.045435 | 0.048984 | 0.052078 | 0.054752 | 0.024238 | 0.01686 | 0.016804 | 0.016954 | 0.017152
Scenario 1: Reference | SCE | Com | HVAC | Com - Health | Electric Demand (MW) | Fuel Substitution | 0 | 0 | 0 | 0 | 0 | 0.0088576 | 0.0088719 | 0.0088101 | 0.008693 | 0.0085408 | 0.0083681 | 0.0081848 | 0.0079921
Scenario 1: Reference | SCE | Com | HVAC | Com - Health | Electric Energy (GWh/year) | Energy Efficiency | 0.094246 | 0.098 | 0.17976 | 0.20798 | 0.2404 | 0.25798 | 0.27298 | 0.28568 | 0.1449 | 0.11078 | 0.11041 | 0.11139 | 0.11269
Scenario 1: Reference | SCE | Com | HVAC | Com - Health | Electric Energy (GWh/year) | Fuel Substitution | -0.014145 | -0.011699 | -0.0090907 | -0.006545 | -0.0041789 | 0.053103 | 0.053231 | 0.052893 | 0.052216 | 0.051326 | 0.050315 | 0.049244 | 0.04813
Scenario 1: Reference | SCE | Com | HVAC | Com - Health | Gas Energy (MMTherm/year) | Energy Efficiency | 6.091e-05 | 6.7622e-05 | 0.00082745 | 0.0010852 | 0.0013642 | 0.0015175 | 0.0016919 | 0.0018244 | 0.00035493 | 0 | 0 | 0 | 0
Scenario 1: Reference | SCE | Com | HVAC | Com - Health | Gas Energy (MMTherm/year) | Fuel Substitution | 0.020009 | 0.019899 | 0.019578 | 0.019129 | 0.01861 | 0 | 0 | 0 | 0 | 0 | 0 | 0 | 0
Scenario 1: Reference | SCE | Com | HVAC | Com - Lodging | Electric Demand (MW) | Energy Efficiency | 0.032921 | 0.036257 | 0.039602 | 0.055313 | 0.066591 | 0.076263 | 0.081778 | 0.087291 | 0.029182 | 0.010008 | 0.01009 | 0.010157 | 0.010212
Scenario 1: Reference | SCE | Com | HVAC | Com - Lodging | Electric Demand (MW) | Fuel Substitution | 0 | 0 | 0 | 0 | 0 | 0.0046015 | 0.0045726 | 0.004508 | 0.0044165 | 0.004314 | 0.0042041 | 0.004091 | 0.0039776
Scenario 1: Reference | SCE | Com | HVAC | Com - Lodging | Electric Energy (GWh/year) | Energy Efficiency | 0.13773 | 0.15049 | 0.16313 | 0.21544 | 0.25483 | 0.30896 | 0.3279 | 0.34647 | 0.12638 | 0.060053 | 0.060549 | 0.060951 | 0.061287
Scenario 1: Reference | SCE | Com | HVAC | Com - Lodging | Electric Energy (GWh/year) | Fuel Substitution | -0.06046 | -0.058764 | -0.056452 | -0.053854 | -0.051184 | 0.022707 | 0.022584 | 0.022281 | 0.021824 | 0.021331 | 0.020803 | 0.02026 | 0.019717
Scenario 1: Reference | SCE | Com | HVAC | Com - Lodging | Gas Energy (MMTherm/year) | Energy Efficiency | 0.0012956 | 0.001447 | 0.0016048 | 0.0022112 | 0.0026744 | 0.0028157 | 0.00307 | 0.0033302 | 0.00087511 | 0 | 0 | 0 | 0
Scenario 1: Reference | SCE | Com | HVAC | Com - Lodging | Gas Energy (MMTherm/year) | Fuel Substitution | 0.014639 | 0.014493 | 0.014196 | 0.013809 | 0.013377 | 6.0632e-09 | 6.0347e-09 | 5.9579e-09 | 5.8494e-09 | 5.7231e-09 | 5.5883e-09 | 5.4509e-09 | 5.3145e-09
Scenario 1: Reference | SCE | Com | HVAC | Com - Office (Large) | Electric Demand (MW) | Energy Efficiency | 0.013263 | 0.013542 | 0.013747 | 0.013927 | 0.014128 | 0.014289 | 0.014372 | 0.014442 | 0.01443 | 0.014376 | 0.01434 | 0.014264 | 0.014195
Scenario 1: Reference | SCE | Com | HVAC | Com - Office (Large) | Electric Energy (GWh/year) | Energy Efficiency | 0.032138 | 0.032813 | 0.03331 | 0.033748 | 0.034233 | 0.034624 | 0.034825 | 0.034995 | 0.034966 | 0.034835 | 0.034747 | 0.034563 | 0.034397
Scenario 1: Reference | SCE | Com | HVAC | Com - Office (Large) | Electric Energy (GWh/year) | Fuel Substitution | -0.00046298 | -0.00044312 | -0.00041946 | -0.00039435 | -0.00036932 | 0 | 0 | 0 | 0 | 0 | 0 | 0 | 0
Scenario 1: Reference | SCE | Com | HVAC | Com - Office (Large) | Gas Energy (MMTherm/year) | Energy Efficiency | 0 | 0 | 0 | 0 | 0 | 0 | 0 | 0 | 0 | 0 | 0 | 0 | 0
Scenario 1: Reference | SCE | Com | HVAC | Com - Office (Large) | Gas Energy (MMTherm/year) | Fuel Substitution | 5.9739e-05 | 5.7469e-05 | 5.4686e-05 | 5.1677e-05 | 4.8632e-05 | 0 | 0 | 0 | 0 | 0 | 0 | 0 | 0
Scenario 1: Reference | SCE | Com | HVAC | Com - Office (Small) | Electric Demand (MW) | Energy Efficiency | 0.02162 | 0.022893 | 0.024109 | 0.025269 | 0.0043574 | 0.2593 | 0.026134 | 0.027082 | 0.027922 | 0.028632 | 0.029301 | 0.029878 | 0.030406
Scenario 1: Reference | SCE | Com | HVAC | Com - Office (Small) | Electric Energy (GWh/year) | Energy Efficiency | 0.036612 | 0.038656 | 0.040595 | 0.042432 | 0.0093359 | 0.40697 | 0.043749 | 0.04522 | 0.046517 | 0.047609 | 0.048635 | 0.049518 | 0.050323
Scenario 1: Reference | SCE | Com | HVAC | Com - Office (Small) | Electric Energy (GWh/year) | Fuel Substitution | 0.0020694 | 0.0021011 | 0.0021092 | 0.0020987 | 0.0021577 | 0 | 0 | 0 | 0 | 0 | 0 | 0 | 0
Scenario 1: Reference | SCE | Com | HVAC | Com - Office (Small) | Gas Energy (MMTherm/year) | Energy Efficiency | 0.00092484 | 0.00098998 | 0.0010536 | 0.0011155 | 0 | 0.014159 | 0.0011668 | 0.0012204 | 0.0012684 | 0.0013092 | 0.001348 | 0.0013818 | 0.0014128
Scenario 1: Reference | SCE | Com | HVAC | Com - Office (Small) | Gas Energy (MMTherm/year) | Fuel Substitution | 0.00032941 | 0.00033117 | 0.00032932 | 0.00032487 | 0.00030616 | 0 | 0 | 0 | 0 | 0 | 0 | 0 | 0
Scenario 1: Reference | SCE | Com | HVAC | Com - Other | Electric Demand (MW) | Energy Efficiency | 0.3729 | 0.40601 | 0.44011 | 0.47314 | 0.50589 | 0.53794 | 0.57222 | 0.6023 | 0.6212 | 0.64873 | 0.67602 | 0.70096 | 0.72637
Scenario 1: Reference | SCE | Com | HVAC | Com - Other | Electric Demand (MW) | Fuel Substitution | 0 | 0 | 0 | 0 | 0 | 3.6656e-05 | 3.6342e-05 | 3.5787e-05 | 3.5097e-05 | 3.4339e-05 | 3.3555e-05 | 3.2768e-05 | 3.1995e-05
Scenario 1: Reference | SCE | Com | HVAC | Com - Other | Electric Energy (GWh/year) | Energy Efficiency | 0.63913 | 0.68927 | 0.73928 | 0.78563 | 0.82981 | 0.87104 | 0.91385 | 0.94944 | 0.90306 | 0.94217 | 0.98135 | 1.0172 | 1.0536
Scenario 1: Reference | SCE | Com | HVAC | Com - Other | Electric Energy (GWh/year) | Fuel Substitution | -0.36517 | -0.28946 | -0.27641 | -0.26198 | -0.23843 | 0.00027251 | 0.00027018 | 0.00026605 | 0.00026091 | 0.00025528 | 0.00024945 | 0.00024361 | 0.00023786
Scenario 1: Reference | SCE | Com | HVAC | Com - Other | Gas Energy (MMTherm/year) | Energy Efficiency | 0.040405 | 0.043269 | 0.046034 | 0.048455 | 0.050601 | 0.052476 | 0.05434 | 0.055734 | 0.048023 | 0.050129 | 0.052265 | 0.054219 | 0.056209
Scenario 1: Reference | SCE | Com | HVAC | Com - Other | Gas Energy (MMTherm/year) | Fuel Substitution | 0.083403 | 0.088765 | 0.087096 | 0.084861 | 0.083413 | 0 | 0 | 0 | 0 | 0 | 0 | 0 | 0
Scenario 1: Reference | SCE | Com | HVAC | Com - Restaurant | Electric Demand (MW) | Energy Efficiency | 0.026208 | 0.028305 | 0.03043 | 0.032609 | 0.0349 | 0.036611 | 0.038047 | 0.039579 | 0.040917 | 0.041997 | 0.043033 | 0.043811 | 0.044537
Scenario 1: Reference | SCE | Com | HVAC | Com - Restaurant | Electric Demand (MW) | Fuel Substitution | 0 | 0 | 0 | 0 | 0 | 5.0574e-06 | 5.0065e-06 | 4.9216e-06 | 4.8173e-06 | 4.7033e-06 | 4.5856e-06 | 4.4677e-06 | 4.352e-06
Scenario 1: Reference | SCE | Com | HVAC | Com - Restaurant | Electric Energy (GWh/year) | Energy Efficiency | 0.023233 | 0.024826 | 0.026412 | 0.028014 | 0.029674 | 0.030913 | 0.031946 | 0.033035 | 0.033983 | 0.034748 | 0.035479 | 0.036031 | 0.036547
Scenario 1: Reference | SCE | Com | HVAC | Com - Restaurant | Electric Energy (GWh/year) | Fuel Substitution | 0.011733 | 0.01186 | 0.011858 | 0.011761 | 0.011595 | 4.1313e-05 | 4.0897e-05 | 4.0204e-05 | 3.9352e-05 | 3.8421e-05 | 3.7459e-05 | 3.6496e-05 | 3.5551e-05
Scenario 1: Reference | SCE | Com | HVAC | Com - Restaurant | Gas Energy (MMTherm/year) | Energy Efficiency | 0.0014676 | 0.0015928 | 0.0017205 | 0.0018523 | 0.0019917 | 0.0020964 | 0.0021847 | 0.0022793 | 0.0023625 | 0.0024303 | 0.0024955 | 0.0025453 | 0.0025921
Scenario 1: Reference | SCE | Com | HVAC | Com - Restaurant | Gas Energy (MMTherm/year) | Fuel Substitution | 0.0011952 | 0.0012044 | 0.0012006 | 0.0011873 | 0.0011675 | 0 | 0 | 0 | 0 | 0 | 0 | 0 | 0
Scenario 1: Reference | SCE | Com | HVAC | Com - Retail | Electric Demand (MW) | Energy Efficiency | 0.15365 | 0.16925 | 0.22153 | 0.25971 | 0.28519 | 0.30757 | 0.32922 | 0.35174 | 0.15615 | 0.097887 | 0.10021 | 0.10181 | 0.1032
Scenario 1: Reference | SCE | Com | HVAC | Com - Retail | Electric Demand (MW) | Fuel Substitution | 0 | 0 | 0 | 0 | 0 | 0.018629 | 0.018673 | 0.01853 | 0.0013075 | 0.0012783 | 0.0012451 | 0.0012097 | 1.3518e-05
Scenario 1: Reference | SCE | Com | HVAC | Com - Retail | Electric Energy (GWh/year) | Energy Efficiency | 0.33025 | 0.3644 | 0.49231 | 0.58417 | 0.64225 | 0.69282 | 0.74229 | 0.80231 | 0.26877 | 0.10235 | 0.10427 | 0.10548 | 0.10649
Scenario 1: Reference | SCE | Com | HVAC | Com - Retail | Electric Energy (GWh/year) | Fuel Substitution | 0.04141 | 0.041861 | 0.041858 | 0.041517 | 0.040838 | 0.070442 | 0.070631 | 0.07011 | 0.003765 | 0.0036809 | 0.0035853 | 0.0034836 | 9.1829e-05
Scenario 1: Reference | SCE | Com | HVAC | Com - Retail | Gas Energy (MMTherm/year) | Energy Efficiency | 0.0039149 | 0.0041945 | 0.0049574 | 0.0054134 | 0.0057164 | 0.0059838 | 0.0062192 | 0.0064572 | 0.0027845 | 0.0020883 | 0.0021417 | 0.002179 | 0.0022118
Scenario 1: Reference | SCE | Com | HVAC | Com - Retail | Gas Energy (MMTherm/year) | Fuel Substitution | 0.0027174 | 0.0027398 | 0.0027325 | 0.0027036 | 0.0026535 | 0 | 0 | 0 | 0 | 0 | 0 | 0 | 0
Scenario 1: Reference | SCE | Com | HVAC | Com - School | Electric Demand (MW) | Energy Efficiency | 0.055584 | 0.058485 | 0.061423 | 0.064045 | 0.066184 | 0.068436 | 0.070555 | 0.071787 | 0.073475 | 0.07506 | 0.076253 | 0.0777 | 0.078573
Scenario 1: Reference | SCE | Com | HVAC | Com - School | Electric Energy (GWh/year) | Energy Efficiency | 0.04957 | 0.052049 | 0.054546 | 0.056764 | 0.058565 | 0.060453 | 0.0648 | 0.06324 | 0.064637 | 0.065944 | 0.066921 | 0.068108 | 0.068814
Scenario 1: Reference | SCE | Com | HVAC | Com - School | Electric Energy (GWh/year) | Fuel Substitution | -0.00086357 | -0.00083166 | -0.00079223 | -0.00075008 | 0.0040555 | 0 | 0 | 0 | 0 | 0 | 0 | 0 | 0
Scenario 1: Reference | SCE | Com | HVAC | Com - School | Gas Energy (MMTherm/year) | Energy Efficiency | 0.0030372 | 0.0032022 | 0.0033702 | 0.0035207 | 0.003644 | 0.0037743 | 0.0038636 | 0.0039695 | 0.0040682 | 0.0041611 | 0.0042315 | 0.0043167 | 0.0043686
Scenario 1: Reference | SCE | Com | HVAC | Com - School | Gas Energy (MMTherm/year) | Fuel Substitution | 0.00086981 | 0.00086187 | 0.00084461 | 0.00082104 | 0.0013917 | 0 | 0 | 0 | 0 | 0 | 0 | 0 | 0
Scenario 1: Reference | SCE | Com | HVAC | Com - Warehouse | Electric Demand (MW) | Energy Efficiency | 0.00091505 | 0.00095924 | 0.00099692 | 0.001035 | 0.0010827 | 0.0011155 | 0.0011428 | 0.0011691 | 0.0011204 | 0.0011353 | 0.0011488 | 0.0011583 | 0.0011682
Scenario 1: Reference | SCE | Com | HVAC | Com - Warehouse | Electric Demand (MW) | Fuel Substitution | 0 | 0 | 0 | 0 | 0 | 1.9978e-06 | 1.9917e-06 | 1.9704e-06 | 0 | 0 | 0 | 0 | 0
Scenario 1: Reference | SCE | Com | HVAC | Com - Warehouse | Electric Energy (GWh/year) | Energy Efficiency | 0.0029275 | 0.003072 | 0.0031963 | 0.003322 | 0.003515 | 0.0036266 | 0.0037211 | 0.0038123 | 0.0034991 | 0.0035458 | 0.003588 | 0.0036179 | 0.003649
Scenario 1: Reference | SCE | Com | HVAC | Com - Warehouse | Electric Energy (GWh/year) | Fuel Substitution | -0.077161 | -0.075845 | -0.073716 | -0.071152 | -0.068411 | 2.7642e-05 | 2.7558e-05 | 2.7264e-05 | 0 | 0 | 0 | 0 | 0
Scenario 1: Reference | SCE | Com | HVAC | Com - Warehouse | Gas Energy (MMTherm/year) | Energy Efficiency | 1.346e-05 | 1.4711e-05 | 1.5964e-05 | 1.7213e-05 | 1.8454e-05 | 1.9686e-05 | 2.0903e-05 | 2.2101e-05 | 0 | 0 | 0 | 0 | 0
Scenario 1: Reference | SCE | Com | HVAC | Com - Warehouse | Gas Energy (MMTherm/year) | Fuel Substitution | 0.016477 | 0.016378 | 0.016105 | 0.015728 | 0.015296 | 0 | 0 | 0 | 0 | 0 | 0 | 0 | 0
Scenario 1: Reference | SCE | Com | Lighting | Com - College | Electric Demand (MW) | Energy Efficiency | 0 | 0.0046432 | 0.0064351 | 0.0068877 | 0.0072505 | 0.007662 | 0.008043 | 0.0083554 | 0.0086345 | 0.0088655 | 0.0090889 | 0.0094347 | 0.0097424
Scenario 1: Reference | SCE | Com | Lighting | Com - College | Electric Energy (GWh/year) | Energy Efficiency | 0 | 0.017449 | 0.024183 | 0.025883 | 0.027247 | 0.028793 | 0.030225 | 0.031399 | 0.032448 | 0.033316 | 0.034156 | 0.035455 | 0.036611
Scenario 1: Reference | SCE | Com | Lighting | Com - College | Gas Energy (MMTherm/year) | Energy Efficiency | 0 | -9.6654e-05 | -0.00013395 | -0.00014338 | -0.00015093 | -0.00015949 | -0.00016743 | -0.00017393 | -0.00017974 | -0.00018455 | -0.0001892 | -0.0001964 | -0.0002028
Scenario 1: Reference | SCE | Com | Lighting | Com - Grocery | Electric Demand (MW) | Energy Efficiency | 0.022284 | 0.023428 | 0.024396 | 0.025309 | 0.026197 | 0.026957 | 0.027581 | 0.028196 | 0.028709 | 0.029116 | 0.029495 | 0.029794 | 0.030067
Scenario 1: Reference | SCE | Com | Lighting | Com - Grocery | Electric Energy (GWh/year) | Energy Efficiency | 0.12503 | 0.13145 | 0.13687 | 0.14199 | 0.14696 | 0.15122 | 0.15471 | 0.15816 | 0.16103 | 0.16331 | 0.16543 | 0.1671 | 0.16862
Scenario 1: Reference | SCE | Com | Lighting | Com - Grocery | Gas Energy (MMTherm/year) | Energy Efficiency | -0.0013211 | -0.0013889 | -0.0014463 | -0.0015004 | -0.0015531 | -0.0015981 | -0.0016351 | -0.0016715 | -0.001702 | -0.0017261 | -0.0017486 | -0.0017662 | -0.0017824
Scenario 1: Reference | SCE | Com | Lighting | Com - Health | Electric Demand (MW) | Energy Efficiency | 0.023401 | 0.024646 | 0.02587 | 0.026745 | 0.027661 | 0.028398 | 0.029164 | 0.029687 | 0.030121 | 0.030328 | 0.030433 | 0.030813 | 0.031264
Scenario 1: Reference | SCE | Com | Lighting | Com - Health | Electric Energy (GWh/year) | Energy Efficiency | 0.13688 | 0.14416 | 0.15133 | 0.15645 | 0.16182 | 0.16613 | 0.17062 | 0.17368 | 0.17622 | 0.17744 | 0.17806 | 0.18028 | 0.18293
Scenario 1: Reference | SCE | Com | Lighting | Com - Health | Gas Energy (MMTherm/year) | Energy Efficiency | -0.00089642 | -0.00094414 | -0.00099106 | -0.0010246 | -0.0010597 | -0.001088 | -0.0011173 | -0.0011374 | -0.001154 | -0.001162 | -0.001166 | -0.0011806 | -0.0011979
Scenario 1: Reference | SCE | Com | Lighting | Com - Lodging | Electric Demand (MW) | Energy Efficiency | 0 | 0 | 0 | 0 | 0 | 0 | 0 | 0 | 0 | 0 | 0 | 0 | 0
Scenario 1: Reference | SCE | Com | Lighting | Com - Lodging | Electric Energy (GWh/year) | Energy Efficiency | 0 | 0 | 0 | 0 | 0 | 0 | 0 | 0 | 0 | 0 | 0 | 0 | 0
Scenario 1: Reference | SCE | Com | Lighting | Com - Lodging | Gas Energy (MMTherm/year) | Energy Efficiency | 0 | 0 | 0 | 0 | 0 | 0 | 0 | 0 | 0 | 0 | 0 | 0 | 0
Scenario 1: Reference | SCE | Com | Lighting | Com - Office (Large) | Electric Demand (MW) | Energy Efficiency | 0 | 0.0084758 | 0.015289 | 0.016103 | 0.016915 | 0.017662 | 0.018293 | 0.018881 | 0.019338 | 0.019707 | 0.020066 | 0.020341 | 0.020596
Scenario 1: Reference | SCE | Com | Lighting | Com - Office (Large) | Electric Energy (GWh/year) | Energy Efficiency | 0 | 0.058903 | 0.10626 | 0.11191 | 0.11755 | 0.12274 | 0.12713 | 0.13122 | 0.13439 | 0.13695 | 0.13945 | 0.14136 | 0.14313
Scenario 1: Reference | SCE | Com | Lighting | Com - Office (Large) | Gas Energy (MMTherm/year) | Energy Efficiency | 0 | -0.0001396 | -0.00025183 | -0.00026522 | -0.0002786 | -0.0002909 | -0.0003013 | -0.00031098 | -0.0003185 | -0.00032458 | -0.00033049 | -0.00033503 | -0.00033922
Scenario 1: Reference | SCE | Com | Lighting | Com - Office (Small) | Electric Demand (MW) | Energy Efficiency | 0 | 0 | 0 | 0 | 0 | 0 | 0 | 0 | 0 | 0 | 0 | 0 | 0
Scenario 1: Reference | SCE | Com | Lighting | Com - Office (Small) | Electric Energy (GWh/year) | Energy Efficiency | 0 | 0 | 0 | 0 | 0 | 0 | 0 | 0 | 0 | 0 | 0 | 0 | 0
Scenario 1: Reference | SCE | Com | Lighting | Com - Office (Small) | Gas Energy (MMTherm/year) | Energy Efficiency | 0 | 0 | 0 | 0 | 0 | 0 | 0 | 0 | 0 | 0 | 0 | 0 | 0
Scenario 1: Reference | SCE | Com | Lighting | Com - Other | Electric Demand (MW) | Energy Efficiency | 0 | 0 | 0 | 0 | 0 | 0 | 0 | 0 | 0 | 0 | 0 | 0 | 0
Scenario 1: Reference | SCE | Com | Lighting | Com - Other | Electric Energy (GWh/year) | Energy Efficiency | 0 | 0 | 0 | 0 | 0 | 0 | 0 | 0 | 0 | 0 | 0 | 0 | 0
Scenario 1: Reference | SCE | Com | Lighting | Com - Other | Gas Energy (MMTherm/year) | Energy Efficiency | 0 | 0 | 0 | 0 | 0 | 0 | 0 | 0 | 0 | 0 | 0 | 0 | 0
Scenario 1: Reference | SCE | Com | Lighting | Com - Refrig. Warehouse | Electric Demand (MW) | Energy Efficiency | 0.00095049 | 0.00029357 | 0.00030544 | 0.0003142 | 0.00032302 | 0.00033155 | 0.0003396 | 0.00034614 | 0.00035246 | 0.00035791 | 0.00036228 | 0.00036694 | 0.00037111
Scenario 1: Reference | SCE | Com | Lighting | Com - Refrig. Warehouse | Electric Energy (GWh/year) | Energy Efficiency | 0.009027 | 0.0027878 | 0.0029007 | 0.0029841 | 0.0030679 | 0.0031491 | 0.0032257 | 0.0032879 | 0.003348 | 0.0033999 | 0.0034415 | 0.003486 | 0.0035258
Scenario 1: Reference | SCE | Com | Lighting | Com - Restaurant | Electric Demand (MW) | Energy Efficiency | 0.013262 | 0.013988 | 0.014658 | 0.015282 | 0.015871 | 0.016341 | 0.016735 | 0.017106 | 0.017424 | 0.017686 | 0.01792 | 0.018107 | 0.018275
Scenario 1: Reference | SCE | Com | Lighting | Com - Restaurant | Electric Energy (GWh/year) | Energy Efficiency | 0.080389 | 0.084793 | 0.08886 | 0.092641 | 0.096215 | 0.099072 | 0.10146 | 0.10372 | 0.10565 | 0.10724 | 0.10866 | 0.1098 | 0.11082
Scenario 1: Reference | SCE | Com | Lighting | Com - Restaurant | Gas Energy (MMTherm/year) | Energy Efficiency | -0.00039474 | -0.00041636 | -0.00043633 | -0.00045489 | -0.00047243 | -0.00048646 | -0.0004982 | -0.00050925 | -0.00051874 | -0.00052652 | -0.00053351 | -0.00053909 | -0.0005441
Scenario 1: Reference | SCE | Com | Lighting | Com - Retail | Electric Demand (MW) | Energy Efficiency | 0.085127 | 0.089487 | 0.093188 | 0.096653 | 0.099951 | 0.10273 | 0.10503 | 0.10721 | 0.10895 | 0.11036 | 0.11161 | 0.11254 | 0.1134
Scenario 1: Reference | SCE | Com | Lighting | Com - Retail | Electric Energy (GWh/year) | Energy Efficiency | 0.50668 | 0.53262 | 0.55464 | 0.57526 | 0.59488 | 0.61142 | 0.62507 | 0.63806 | 0.64843 | 0.65677 | 0.6642 | 0.66974 | 0.67483
Scenario 1: Reference | SCE | Com | Lighting | Com - Retail | Gas Energy (MMTherm/year) | Energy Efficiency | -0.0012947 | -0.001361 | -0.0014173 | -0.00147 | -0.0015202 | -0.0015625 | -0.0015974 | -0.0016307 | -0.0016572 | -0.0016785 | -0.0016975 | -0.0017117 | -0.0017248
Scenario 1: Reference | SCE | Com | Lighting | Com - School | Electric Demand (MW) | Energy Efficiency | 0 | 0 | 0 | 0 | 0 | 0 | 0 | 0 | 0 | 0 | 0 | 0 | 0
Scenario 1: Reference | SCE | Com | Lighting | Com - School | Electric Energy (GWh/year) | Energy Efficiency | 0 | 0 | 0 | 0 | 0 | 0 | 0 | 0 | 0 | 0 | 0 | 0 | 0
Scenario 1: Reference | SCE | Com | Lighting | Com - School | Gas Energy (MMTherm/year) | Energy Efficiency | 0 | 0 | 0 | 0 | 0 | 0 | 0 | 0 | 0 | 0 | 0 | 0 | 0
Scenario 1: Reference | SCE | Com | Lighting | Com - Warehouse | Electric Demand (MW) | Energy Efficiency | 0.0011359 | 0.0012374 | 0.0013309 | 0.0014244 | 0.0015201 | 0.0034819 | 0.0040139 | 0.004111 | 0.00095044 | 0 | 0 | 0 | 0
Scenario 1: Reference | SCE | Com | Lighting | Com - Warehouse | Electric Energy (GWh/year) | Energy Efficiency | 0.0095173 | 0.010368 | 0.011152 | 0.011935 | 0.012737 | 0.029174 | 0.033631 | 0.034445 | 0.0079635 | 0 | 0 | 0 | 0
Scenario 1: Reference | SCE | Com | Lighting | Com - Warehouse | Gas Energy (MMTherm/year) | Energy Efficiency | -3.6754e-05 | -4.004e-05 | -4.3067e-05 | -4.6092e-05 | -4.9188e-05 | -5.195e-05 | -5.444e-05 | -5.6849e-05 | -1.5258e-05 | 0 | 0 | 0 | 0
Scenario 1: Reference | SCE | Com | WaterHeat | Com - College | Electric Demand (MW) | Energy Efficiency | 0.00010598 | 0.00012755 | 0.00015378 | 0.00018524 | 0.00022167 | 0.00026644 | 0.00031976 | 0.00038231 | 0.00045657 | 0.00054416 | 0.00064883 | 0.0007795 | 0.00092872
Scenario 1: Reference | SCE | Com | WaterHeat | Com - College | Electric Demand (MW) | Fuel Substitution | 0 | 0 | 0 | 0 | 0 | 0.296 | 0.36486 | 0.42486 | 0.46705 | 0.49164 | 0.50283 | 0.50522 | 0.50204
Scenario 1: Reference | SCE | Com | WaterHeat | Com - College | Electric Energy (GWh/year) | Energy Efficiency | 0.00043374 | 0.000522 | 0.00062935 | 0.00075813 | 0.00090722 | 0.0010904 | 0.0013087 | 0.0015647 | 0.0018686 | 0.002227 | 0.0026554 | 0.0031902 | 0.0038009
Scenario 1: Reference | SCE | Com | WaterHeat | Com - College | Electric Energy (GWh/year) | Fuel Substitution | -1.5229 | -1.4959 | -1.4701 | -1.4466 | -1.4263 | 1.255 | 1.5473 | 1.8019 | 1.9808 | 2.0851 | 2.1325 | 2.1427 | 2.1293
Scenario 1: Reference | SCE | Com | WaterHeat | Com - College | Gas Energy (MMTherm/year) | Fuel Substitution | 0.16707 | 0.16405 | 0.16116 | 0.15854 | 0.15628 | 0 | 0 | 0 | 0 | 0 | 0 | 0 | 0
Scenario 1: Reference | SCE | Com | WaterHeat | Com - Grocery | Electric Demand (MW) | Energy Efficiency | 0.00031034 | 0.00037354 | 0.00044813 | 0.00053767 | 0.00064558 | 0.00077376 | 0.00092564 | 0.0011084 | 0.0013255 | 0.001583 | 0.0018909 | 0.0022564 | 0.0026919
Scenario 1: Reference | SCE | Com | WaterHeat | Com - Grocery | Electric Energy (GWh/year) | Energy Efficiency | 0.001747 | 0.0021028 | 0.0025227 | 0.0030268 | 0.0036342 | 0.0043558 | 0.0052108 | 0.0062395 | 0.007462 | 0.0089115 | 0.010645 | 0.012702 | 0.015154
Scenario 1: Reference | SCE | Com | WaterHeat | Com - Grocery | Electric Energy (GWh/year) | Fuel Substitution | -0.048562 | -0.047297 | -0.046131 | -0.045181 | -0.044428 | 0 | 0 | 0 | 0 | 0 | 0 | 0 | 0
Scenario 1: Reference | SCE | Com | WaterHeat | Com - Grocery | Gas Energy (MMTherm/year) | Fuel Substitution | 0.0064411 | 0.0062732 | 0.0061185 | 0.0059925 | 0.0058927 | 0 | 0 | 0 | 0 | 0 | 0 | 0 | 0
Scenario 1: Reference | SCE | Com | WaterHeat | Com - Health | Electric Demand (MW) | Energy Efficiency | 0.00031074 | 0.00037585 | 0.00045472 | 0.00054602 | 0.00065712 | 0.00078847 | 0.00094771 | 0.0011343 | 0.0013565 | 0.0016161 | 0.0019227 | 0.0023008 | 0.0027567
Scenario 1: Reference | SCE | Com | WaterHeat | Com - Health | Electric Demand (MW) | Fuel Substitution | 0 | 0 | 0 | 0 | 0 | 0.33641 | 0.41787 | 0.49052 | 0.54298 | 0.57474 | 0.59031 | 0.59521 | 0.59344
Scenario 1: Reference | SCE | Com | WaterHeat | Com - Health | Electric Energy (GWh/year) | Energy Efficiency | 0.0027463 | 0.0033218 | 0.0040188 | 0.0048257 | 0.0058076 | 0.0069685 | 0.0083758 | 0.010025 | 0.011989 | 0.014283 | 0.016993 | 0.020335 | 0.024364
Scenario 1: Reference | SCE | Com | WaterHeat | Com - Health | Electric Energy (GWh/year) | Fuel Substitution | -3.7844 | -3.7248 | -3.6679 | -3.6167 | -3.5719 | 3.0921 | 3.8415 | 4.5096 | 4.992 | 5.2839 | 5.427 | 5.4721 | 5.456
Scenario 1: Reference | SCE | Com | WaterHeat | Com - Health | Gas Energy (MMTherm/year) | Fuel Substitution | 0.42215 | 0.41533 | 0.40885 | 0.40306 | 0.39802 | 0 | 0 | 0 | 0 | 0 | 0 | 0 | 0
Scenario 1: Reference | SCE | Com | WaterHeat | Com - Lodging | Electric Demand (MW) | Energy Efficiency | 6.4664e-05 | 7.8387e-05 | 9.485e-05 | 0.00011439 | 0.00013801 | 0.00016626 | 0.00020004 | 0.00024045 | 0.0002885 | 0.00034571 | 0.00041418 | 0.00049582 | 0.00059319
Scenario 1: Reference | SCE | Com | WaterHeat | Com - Lodging | Electric Demand (MW) | Fuel Substitution | 0 | 0 | 0 | 0 | 0 | 0.34794 | 0.43416 | 0.51117 | 0.56704 | 0.60127 | 0.61856 | 0.62425 | 0.62247
Scenario 1: Reference | SCE | Com | WaterHeat | Com - Lodging | Electric Energy (GWh/year) | Energy Efficiency | 0.00055695 | 0.00067516 | 0.00081695 | 0.00098528 | 0.0011887 | 0.001432 | 0.0017229 | 0.002071 | 0.0024849 | 0.0029776 | 0.0035673 | 0.0042705 | 0.0051092
Scenario 1: Reference | SCE | Com | WaterHeat | Com - Lodging | Electric Energy (GWh/year) | Fuel Substitution | -3.8306 | -3.7642 | -3.7008 | -3.6708 | -3.6801 | 3.1168 | 3.8897 | 4.58 | 5.0806 | 5.387 | 5.5418 | 5.5927 | 5.5768
Scenario 1: Reference | SCE | Com | WaterHeat | Com - Lodging | Gas Energy (MMTherm/year) | Fuel Substitution | 0.42076 | 0.41334 | 0.40628 | 0.40282 | 0.40355 | 0 | 0 | 0 | 0 | 0 | 0 | 0 | 0
Scenario 1: Reference | SCE | Com | WaterHeat | Com - Office (Large) | Electric Demand (MW) | Energy Efficiency | 8.2024e-05 | 9.9311e-05 | 0.00011963 | 0.00014381 | 0.00017291 | 0.00020752 | 0.00024827 | 0.0002969 | 0.00035393 | 0.00042124 | 0.00050168 | 0.00059651 | 0.00070933
Scenario 1: Reference | SCE | Com | WaterHeat | Com - Office (Large) | Electric Demand (MW) | Fuel Substitution | 0 | 0 | 0 | 0 | 0 | 0.047588 | 0.059159 | 0.069249 | 0.076343 | 0.080468 | 0.082304 | 0.082567 | 0.081816
Scenario 1: Reference | SCE | Com | WaterHeat | Com - Office (Large) | Electric Energy (GWh/year) | Energy Efficiency | 0.0015706 | 0.0019016 | 0.0022907 | 0.0027536 | 0.0033107 | 0.0039734 | 0.0047538 | 0.0056849 | 0.0067769 | 0.0080657 | 0.0096059 | 0.011422 | 0.013582
Scenario 1: Reference | SCE | Com | WaterHeat | Com - Office (Large) | Electric Energy (GWh/year) | Fuel Substitution | -0.99948 | -0.98061 | -0.9793 | -0.98226 | -0.98605 | 0.9501 | 1.1813 | 1.3829 | 1.5246 | 1.6069 | 1.6435 | 1.6487 | 1.6336
Scenario 1: Reference | SCE | Com | WaterHeat | Com - Office (Large) | Gas Energy (MMTherm/year) | Fuel Substitution | 0.10855 | 0.1065 | 0.10633 | 0.10662 | 0.107 | 0 | 0 | 0 | 0 | 0 | 0 | 0 | 0
Scenario 1: Reference | SCE | Com | WaterHeat | Com - Office (Small) | Electric Demand (MW) | Energy Efficiency | 3.0391e-06 | 3.6587e-06 | 4.3954e-06 | 5.2711e-06 | 4.2873e-06 | 2.1548e-05 | 8.7001e-06 | 1.0659e-05 | 1.2942e-05 | 1.5613e-05 | 1.8757e-05 | 2.2462e-05 | 2.6838e-05
Scenario 1: Reference | SCE | Com | WaterHeat | Com - Office (Small) | Electric Demand (MW) | Fuel Substitution | 0 | 0 | 0 | 0 | 0 | 0.0018012 | 0.002237 | 0.0026149 | 0.0028798 | 0.0030342 | 0.003104 | 0.0031168 | 0.0030938
Scenario 1: Reference | SCE | Com | WaterHeat | Com - Office (Small) | Electric Energy (GWh/year) | Energy Efficiency | 0.00034959 | 0.00042086 | 0.00050559 | 0.00060633 | 0.00049317 | 0.0024786 | 0.0010008 | 0.0012261 | 0.0014888 | 0.0017959 | 0.0021576 | 0.0025837 | 0.0030872
Scenario 1: Reference | SCE | Com | WaterHeat | Com - Office (Small) | Electric Energy (GWh/year) | Fuel Substitution | -0.25462 | -0.24963 | -0.2448 | -0.24031 | -0.20528 | 0.2157 | 0.26795 | 0.31324 | 0.34498 | 0.36346 | 0.3718 | 0.37333 | 0.37058
Scenario 1: Reference | SCE | Com | WaterHeat | Com - Office (Small) | Gas Energy (MMTherm/year) | Fuel Substitution | 0.02737 | 0.02683 | 0.026308 | 0.025825 | 0.02206 | 0 | 0 | 0 | 0 | 0 | 0 | 0 | 0
Scenario 1: Reference | SCE | Com | WaterHeat | Com - Other | Electric Demand (MW) | Energy Efficiency | 0.0032248 | 0.0038955 | 0.0046971 | 0.0056525 | 0.0067936 | 0.0081566 | 0.0097946 | 0.011741 | 0.014048 | 0.016818 | 0.020128 | 0.024073 | 0.028791
Scenario 1: Reference | SCE | Com | WaterHeat | Com - Other | Electric Demand (MW) | Fuel Substitution | 0 | 0 | 0 | 0 | 0 | 2.1301 | 2.6348 | 3.0817 | 3.4025 | 3.596 | 3.6904 | 3.717 | 3.7
Scenario 1: Reference | SCE | Com | WaterHeat | Com - Other | Electric Energy (GWh/year) | Energy Efficiency | 0.02206 | 0.026649 | 0.032132 | 0.038668 | 0.046474 | 0.055799 | 0.067004 | 0.08032 | 0.096103 | 0.11505 | 0.1377 | 0.16468 | 0.19695
Scenario 1: Reference | SCE | Com | WaterHeat | Com - Other | Electric Energy (GWh/year) | Fuel Substitution | -19.6587 | -19.3073 | -18.9713 | -18.6667 | -18.2769 | 15.1442 | 18.7355 | 21.9156 | 24.1971 | 25.5727 | 26.2438 | 26.433 | 26.3133
Scenario 1: Reference | SCE | Com | WaterHeat | Com - Other | Gas Energy (MMTherm/year) | Fuel Substitution | 2.1132 | 2.0748 | 2.0383 | 2.0053 | 1.9624 | 0 | 0 | 0 | 0 | 0 | 0 | 0 | 0
Scenario 1: Reference | SCE | Com | WaterHeat | Com - Refrig. Warehouse | Electric Demand (MW) | Energy Efficiency | 2.3585e-05 | 1.1337e-05 | 1.3883e-05 | 1.6806e-05 | 2.0288e-05 | 2.4436e-05 | 2.9379e-05 | 3.5212e-05 | 4.2184e-05 | 5.0467e-05 | 6.0279e-05 | 7.2038e-05 | 8.5996e-05
Scenario 1: Reference | SCE | Com | WaterHeat | Com - Refrig. Warehouse | Electric Demand (MW) | Fuel Substitution | 0 | 0 | 0 | 0 | 0 | 0.0014145 | 0.0017705 | 0.0020868 | 0.0023147 | 0.0024524 | 0.0025196 | 0.0025393 | 0.0025289
Scenario 1: Reference | SCE | Com | WaterHeat | Com - Refrig. Warehouse | Electric Energy (GWh/year) | Energy Efficiency | 0.00028811 | 0.00013849 | 0.0001696 | 0.00020531 | 0.00024785 | 0.00029852 | 0.0003589 | 0.00043015 | 0.00051533 | 0.00061651 | 0.00073638 | 0.00088003 | 0.0010505
Scenario 1: Reference | SCE | Com | WaterHeat | Com - Refrig. Warehouse | Electric Energy (GWh/year) | Fuel Substitution | -0.021621 | -0.021242 | -0.018829 | -0.020579 | -0.020632 | 0.017958 | 0.022481 | 0.026499 | 0.029392 | 0.031138 | 0.03199 | 0.032239 | 0.032108
Scenario 1: Reference | SCE | Com | WaterHeat | Com - Refrig. Warehouse | Gas Energy (MMTherm/year) | Fuel Substitution | 0.0024588 | 0.0024143 | 0.0021393 | 0.0023418 | 0.0023447 | 0 | 0 | 0 | 0 | 0 | 0 | 0 | 0
Scenario 1: Reference | SCE | Com | WaterHeat | Com - Restaurant | Electric Demand (MW) | Energy Efficiency | 0.0012195 | 0.0014768 | 0.001784 | 0.0021516 | 0.0025927 | 0.0031117 | 0.0037272 | 0.0044645 | 0.0053411 | 0.0063808 | 0.0076199 | 0.0090883 | 0.010835
Scenario 1: Reference | SCE | Com | WaterHeat | Com - Restaurant | Electric Demand (MW) | Fuel Substitution | 0 | 0 | 0 | 0 | 0 | 2.4112 | 2.9871 | 3.4914 | 3.8511 | 4.068 | 4.1751 | 4.2072 | 4.1912
Scenario 1: Reference | SCE | Com | WaterHeat | Com - Restaurant | Electric Energy (GWh/year) | Energy Efficiency | 0.0066581 | 0.0080631 | 0.0097408 | 0.011748 | 0.014157 | 0.016992 | 0.020354 | 0.024383 | 0.029172 | 0.034853 | 0.041625 | 0.04965 | 0.059199
Scenario 1: Reference | SCE | Com | WaterHeat | Com - Restaurant | Electric Energy (GWh/year) | Fuel Substitution | -13.3213 | -13.0979 | -12.9877 | -13.0488 | -13.1534 | 13.7024 | 16.9787 | 19.8465 | 21.8917 | 23.1242 | 23.732 | 23.9145 | 23.8236
Scenario 1: Reference | SCE | Com | WaterHeat | Com - Restaurant | Gas Energy (MMTherm/year) | Fuel Substitution | 1.4966 | 1.4713 | 1.4587 | 1.4653 | 1.4767 | 0 | 0 | 0 | 0 | 0 | 0 | 0 | 0
Scenario 1: Reference | SCE | Com | WaterHeat | Com - Retail | Electric Demand (MW) | Energy Efficiency | 0.00020326 | 0.00024467 | 0.00029352 | 0.000352 | 0.00045943 | 0.00054233 | 0.00063961 | 0.00075542 | 0.00085972 | 0.0010241 | 0.0012195 | 0.0014502 | 0.0017237
Scenario 1: Reference | SCE | Com | WaterHeat | Com - Retail | Electric Demand (MW) | Fuel Substitution | 0 | 0 | 0 | 0 | 0 | 0.073573 | 0.090762 | 0.10592 | 0.11675 | 0.12322 | 0.12633 | 0.12713 | 0.12646
Scenario 1: Reference | SCE | Com | WaterHeat | Com - Retail | Electric Energy (GWh/year) | Energy Efficiency | 0.0013559 | 0.0016322 | 0.0019582 | 0.0023484 | 0.0029341 | 0.0034878 | 0.0041404 | 0.0049195 | 0.0057376 | 0.0068348 | 0.0081397 | 0.0096805 | 0.011508
Scenario 1: Reference | SCE | Com | WaterHeat | Com - Retail | Electric Energy (GWh/year) | Fuel Substitution | -0.57652 | -0.56621 | -0.5562 | -0.54692 | -0.53476 | 0.51121 | 0.63076 | 0.73618 | 0.81145 | 0.85645 | 0.87803 | 0.88362 | 0.87896
Scenario 1: Reference | SCE | Com | WaterHeat | Com - Retail | Gas Energy (MMTherm/year) | Fuel Substitution | 0.060957 | 0.059863 | 0.058802 | 0.057819 | 0.056532 | 0 | 0 | 0 | 0 | 0 | 0 | 0 | 0
Scenario 1: Reference | SCE | Com | WaterHeat | Com - School | Electric Demand (MW) | Energy Efficiency | 0.00010108 | 0.0001225 | 0.00014793 | 0.00017794 | 0.00021329 | 0.00025545 | 0.00030508 | 0.00036428 | 0.00043473 | 0.00051851 | 0.00061764 | 0.00073614 | 0.00087592
Scenario 1: Reference | SCE | Com | WaterHeat | Com - School | Electric Demand (MW) | Fuel Substitution | 0 | 0 | 0 | 0 | 0 | 0.15993 | 0.19788 | 0.23046 | 0.25305 | 0.26603 | 0.27171 | 0.27251 | 0.27018
Scenario 1: Reference | SCE | Com | WaterHeat | Com - School | Electric Energy (GWh/year) | Energy Efficiency | 0.0014975 | 0.0018149 | 0.0021916 | 0.0026363 | 0.00316 | 0.0037847 | 0.0045199 | 0.005397 | 0.0064408 | 0.007682 | 0.0091508 | 0.010906 | 0.012977
Scenario 1: Reference | SCE | Com | WaterHeat | Com - School | Electric Energy (GWh/year) | Fuel Substitution | -2.5634 | -2.522 | -2.5201 | -2.5289 | -2.5386 | 2.4433 | 3.0237 | 3.522 | 3.8673 | 4.0656 | 4.1522 | 4.1643 | 4.1287
Scenario 1: Reference | SCE | Com | WaterHeat | Com - School | Gas Energy (MMTherm/year) | Fuel Substitution | 0.28468 | 0.28003 | 0.27975 | 0.28065 | 0.28166 | 0 | 0 | 0 | 0 | 0 | 0 | 0 | 0
Scenario 1: Reference | SCE | Com | WaterHeat | Com - Warehouse | Electric Demand (MW) | Energy Efficiency | 9.6898e-06 | 1.1649e-05 | 1.3959e-05 | 1.6733e-05 | 2.0082e-05 | 2.4026e-05 | 2.869e-05 | 3.4263e-05 | 4.0837e-05 | 4.8644e-05 | 5.7927e-05 | 6.888e-05 | 8.1932e-05
Scenario 1: Reference | SCE | Com | WaterHeat | Com - Warehouse | Electric Demand (MW) | Fuel Substitution | 0 | 0 | 0 | 0 | 0 | 0.0013742 | 0.0016932 | 0.0019753 | 0.0021769 | 0.0022973 | 0.0023547 | 0.0023694 | 0.0023571
Scenario 1: Reference | SCE | Com | WaterHeat | Com - Warehouse | Electric Energy (GWh/year) | Energy Efficiency | 0.00027432 | 0.00032979 | 0.0003952 | 0.00047377 | 0.00056862 | 0.00068035 | 0.00081246 | 0.00097033 | 0.0011566 | 0.0013778 | 0.0016409 | 0.0019513 | 0.0023212
Scenario 1: Reference | SCE | Com | WaterHeat | Com - Warehouse | Electric Energy (GWh/year) | Fuel Substitution | -0.058189 | -0.057134 | -0.056128 | -0.055224 | -0.054429 | 0.040375 | 0.049754 | 0.058048 | 0.063975 | 0.067513 | 0.069201 | 0.069632 | 0.069273
Scenario 1: Reference | SCE | Com | WaterHeat | Com - Warehouse | Gas Energy (MMTherm/year) | Fuel Substitution | 0.006379 | 0.0062603 | 0.0061473 | 0.0060465 | 0.0059582 | 0 | 0 | 0 | 0 | 0 | 0 | 0 | 0
Scenario 1: Reference | SCE | Com | WholeBlg | Com - College | Electric Demand (MW) | Energy Efficiency | 0.080354 | 0.082146 | 0.084109 | 0.086488 | 0.089198 | 0.091997 | 0.095225 | 0.098192 | 0.1012 | 0.10438 | 0.10725 | 0.10976 | 0.11209
Scenario 1: Reference | SCE | Com | WholeBlg | Com - College | Electric Energy (GWh/year) | Energy Efficiency | 0.73228 | 0.7486 | 0.76649 | 0.78818 | 0.81287 | 0.83838 | 0.86779 | 0.89483 | 0.92222 | 0.95125 | 0.9774 | 1.0003 | 1.0215
Scenario 1: Reference | SCE | Com | WholeBlg | Com - College | Gas Energy (MMTherm/year) | Energy Efficiency | 0 | 0 | 0 | 0 | 0 | 0 | 0 | 0 | 0 | 0 | 0 | 0 | 0
Scenario 1: Reference | SCE | Com | WholeBlg | Com - Grocery | Electric Demand (MW) | Energy Efficiency | 0.27552 | 0.2819 | 0.28921 | 0.29758 | 0.30731 | 0.31718 | 0.32724 | 0.33699 | 0.3471 | 0.35704 | 0.36686 | 0.37525 | 0.37304
Scenario 1: Reference | SCE | Com | WholeBlg | Com - Grocery | Electric Energy (GWh/year) | Energy Efficiency | 2.5108 | 2.569 | 2.6356 | 2.7119 | 2.8006 | 2.8905 | 2.9821 | 3.071 | 3.1632 | 3.2538 | 3.3432 | 3.4197 | 3.3996
Scenario 1: Reference | SCE | Com | WholeBlg | Com - Health | Electric Demand (MW) | Energy Efficiency | 0.2627 | 0.2698 | 0.27747 | 0.28633 | 0.29643 | 0.30659 | 0.31796 | 0.32848 | 0.3392 | 0.3502 | 0.36065 | 0.36962 | 0.37778
Scenario 1: Reference | SCE | Com | WholeBlg | Com - Health | Electric Energy (GWh/year) | Energy Efficiency | 2.394 | 2.4587 | 2.5286 | 2.6094 | 2.7014 | 2.794 | 2.8976 | 2.9935 | 3.0912 | 3.1914 | 3.2866 | 3.3684 | 3.4427
Scenario 1: Reference | SCE | Com | WholeBlg | Com - Lodging | Electric Demand (MW) | Energy Efficiency | 0.12427 | 0.12724 | 0.13032 | 0.13415 | 0.13853 | 0.14296 | 0.14795 | 0.15259 | 0.15729 | 0.16218 | 0.16677 | 0.17062 | 0.17336
Scenario 1: Reference | SCE | Com | WholeBlg | Com - Lodging | Electric Energy (GWh/year) | Energy Efficiency | 1.1325 | 1.1595 | 1.1876 | 1.2225 | 1.2625 | 1.3028 | 1.3483 | 1.3906 | 1.4334 | 1.478 | 1.5198 | 1.5549 | 1.5799
Scenario 1: Reference | SCE | Com | WholeBlg | Com - Office (Large) | Electric Demand (MW) | Energy Efficiency | 0.52284 | 0.53094 | 0.53986 | 0.55059 | 0.56341 | 0.57617 | 0.5912 | 0.60426 | 0.61727 | 0.63059 | 0.64244 | 0.65157 | 0.66763
Scenario 1: Reference | SCE | Com | WholeBlg | Com - Office (Large) | Electric Energy (GWh/year) | Energy Efficiency | 4.7646 | 4.8385 | 4.9198 | 5.0176 | 5.1344 | 5.2507 | 5.3876 | 5.5067 | 5.6253 | 5.7467 | 5.8547 | 5.9379 | 6.0842
Scenario 1: Reference | SCE | Com | WholeBlg | Com - Office (Large) | Gas Energy (MMTherm/year) | Energy Efficiency | 0 | 0 | 0 | 0 | 0 | 0 | 0 | 0 | 0 | 0 | 0 | 0 | 0
Scenario 1: Reference | SCE | Com | WholeBlg | Com - Office (Small) | Electric Demand (MW) | Energy Efficiency | 0.091786 | 0.093458 | 0.095344 | 0.097584 | 0.10021 | 0.10283 | 0.10575 | 0.10839 | 0.11107 | 0.11386 | 0.11636 | 0.11838 | 0.12013
Scenario 1: Reference | SCE | Com | WholeBlg | Com - Office (Small) | Electric Energy (GWh/year) | Energy Efficiency | 0.83645 | 0.85169 | 0.86888 | 0.88929 | 0.91323 | 0.93714 | 0.96367 | 0.98775 | 1.0122 | 1.0376 | 1.0604 | 1.0789 | 1.0947
Scenario 1: Reference | SCE | Com | WholeBlg | Com - Other | Electric Demand (MW) | Energy Efficiency | 0.39936 | 0.40716 | 0.41546 | 0.42594 | 0.43807 | 0.45027 | 0.46457 | 0.47747 | 0.49047 | 0.50388 | 0.5163 | 0.52649 | 0.54134
Scenario 1: Reference | SCE | Com | WholeBlg | Com - Other | Electric Energy (GWh/year) | Energy Efficiency | 3.6394 | 3.7105 | 3.7862 | 3.8817 | 3.9922 | 4.1034 | 4.2337 | 4.3513 | 4.4697 | 4.5919 | 4.7051 | 4.798 | 4.9333
Scenario 1: Reference | SCE | Com | WholeBlg | Com - Other | Gas Energy (MMTherm/year) | Energy Efficiency | 0 | 0 | 0 | 0 | 0 | 0 | 0 | 0 | 0 | 0 | 0 | 0 | 0
Scenario 1: Reference | SCE | Com | WholeBlg | Com - Refrig. Warehouse | Electric Demand (MW) | Energy Efficiency | 0.030728 | 0.031863 | 0.033082 | 0.034527 | 0.036123 | 0.037675 | 0.039215 | 0.040768 | 0.042391 | 0.043972 | 0.045604 | 0.047056 | 0.046593
Scenario 1: Reference | SCE | Com | WholeBlg | Com - Refrig. Warehouse | Electric Energy (GWh/year) | Energy Efficiency | 0.28003 | 0.29037 | 0.30148 | 0.31465 | 0.32919 | 0.34333 | 0.35737 | 0.37153 | 0.38632 | 0.40072 | 0.4156 | 0.42882 | 0.42461
Scenario 1: Reference | SCE | Com | WholeBlg | Com - Restaurant | Electric Demand (MW) | Energy Efficiency | 0.23361 | 0.24097 | 0.249 | 0.25859 | 0.26951 | 0.28053 | 0.29204 | 0.30356 | 0.31551 | 0.32748 | 0.33955 | 0.35047 | 0.35352
Scenario 1: Reference | SCE | Com | WholeBlg | Com - Restaurant | Electric Energy (GWh/year) | Energy Efficiency | 2.2343 | 2.3188 | 2.4117 | 2.5212 | 2.6458 | 2.7708 | 2.9014 | 3.0353 | 3.1753 | 3.3169 | 3.4625 | 3.5994 | 3.6682
Scenario 1: Reference | SCE | Com | WholeBlg | Com - Restaurant | Gas Energy (MMTherm/year) | Energy Efficiency | -0.0011657 | -0.0013579 | -0.0015756 | -0.0018201 | -0.0020968 | -0.0023695 | -0.0026524 | -0.002973 | -0.003316 | -0.003675 | -0.0040685 | -0.004483 | -0.0049353
Scenario 1: Reference | SCE | Com | WholeBlg | Com - Retail | Electric Demand (MW) | Energy Efficiency | 0.31335 | 0.31796 | 0.32325 | 0.3295 | 0.33692 | 0.34432 | 0.35326 | 0.3609 | 0.3684 | 0.37595 | 0.38237 | 0.38702 | 0.39393
Scenario 1: Reference | SCE | Com | WholeBlg | Com - Retail | Electric Energy (GWh/year) | Energy Efficiency | 3.4426 | 3.5808 | 3.7303 | 3.9052 | 4.1106 | 4.3246 | 4.5609 | 4.8094 | 5.0658 | 5.3343 | 5.6144 | 5.8908 | 6.2095
Scenario 1: Reference | SCE | Com | WholeBlg | Com - Retail | Gas Energy (MMTherm/year) | Energy Efficiency | 0.0040287 | 0.0046885 | 0.0053838 | 0.0061932 | 0.0071386 | 0.0081448 | 0.0092076 | 0.010435 | 0.011726 | 0.013096 | 0.014617 | 0.016223 | 0.017978
Scenario 1: Reference | SCE | Com | WholeBlg | Com - School | Electric Demand (MW) | Energy Efficiency | 0.096541 | 0.098266 | 0.10011 | 0.10247 | 0.10519 | 0.10792 | 0.11113 | 0.11399 | 0.11683 | 0.11977 | 0.12236 | 0.12441 | 0.12717
Scenario 1: Reference | SCE | Com | WholeBlg | Com - School | Electric Energy (GWh/year) | Energy Efficiency | 0.87978 | 0.89551 | 0.91229 | 0.93378 | 0.95865 | 0.98353 | 1.0127 | 1.0388 | 1.0647 | 1.0915 | 1.1151 | 1.1337 | 1.159
Scenario 1: Reference | SCE | Com | WholeBlg | Com - Warehouse | Electric Demand (MW) | Energy Efficiency | 0.16218 | 0.16586 | 0.16979 | 0.17473 | 0.18046 | 0.18625 | 0.19266 | 0.19867 | 0.20479 | 0.2112 | 0.21725 | 0.22242 | 0.22837
Scenario 1: Reference | SCE | Com | WholeBlg | Com - Warehouse | Electric Energy (GWh/year) | Energy Efficiency | 1.5892 | 1.6436 | 1.7021 | 1.7752 | 1.8623 | 1.9506 | 2.0462 | 2.1436 | 2.2431 | 2.3489 | 2.4561 | 2.5572 | 2.6726
Scenario 1: Reference | SCE | Com | WholeBlg | Com - Warehouse | Gas Energy (MMTherm/year) | Energy Efficiency | -0.0012158 | -0.0014447 | -0.0016922 | -0.0019987 | -0.0023797 | -0.0027685 | -0.0031744 | -0.0036406 | -0.0041188 | -0.0046366 | -0.005205 | -0.0057951 | -0.0064646
Scenario 1: Reference | SCE | Ind | WholeBlg | Ind - All Other Industrial | Electric Demand (MW) | Energy Efficiency | 0.12727 | 0.12712 | 0.12728 | 0.12765 | 0.12791 | 0.1281 | 0.12826 | 0.12839 | 0.12851 | 0.12858 | 0.12857 | 0.12859 | 0.12857
Scenario 1: Reference | SCE | Ind | WholeBlg | Ind - All Other Industrial | Electric Energy (GWh/year) | Energy Efficiency | 0.92461 | 0.92345 | 0.92463 | 0.9273 | 0.92918 | 0.93054 | 0.93168 | 0.93263 | 0.93346 | 0.934 | 0.93391 | 0.93399 | 0.93385
Scenario 1: Reference | SCE | Ind | WholeBlg | Ind - Chemicals | Electric Demand (MW) | Energy Efficiency | 0.38538 | 0.38816 | 0.39186 | 0.39601 | 0.39973 | 0.40288 | 0.40558 | 0.40783 | 0.41011 | 0.41223 | 0.41397 | 0.41559 | 0.41696
Scenario 1: Reference | SCE | Ind | WholeBlg | Ind - Chemicals | Electric Energy (GWh/year) | Energy Efficiency | 2.7997 | 2.8198 | 2.8467 | 2.8768 | 2.9037 | 2.9266 | 2.9461 | 2.9624 | 2.979 | 2.9944 | 3.0069 | 3.0186 | 3.0286
Scenario 1: Reference | SCE | Ind | WholeBlg | Ind - Electronics | Electric Demand (MW) | Energy Efficiency | 0.18946 | 0.18962 | 0.19037 | 0.19146 | 0.1924 | 0.19327 | 0.19413 | 0.19495 | 0.19574 | 0.19643 | 0.19695 | 0.19746 | 0.1979
Scenario 1: Reference | SCE | Ind | WholeBlg | Ind - Electronics | Electric Energy (GWh/year) | Energy Efficiency | 1.3764 | 1.3775 | 1.3829 | 1.3908 | 1.3976 | 1.404 | 1.4101 | 1.4161 | 1.4218 | 1.4268 | 1.4306 | 1.4343 | 1.4374
Scenario 1: Reference | SCE | Ind | WholeBlg | Ind - Fabricated Metals | Electric Demand (MW) | Energy Efficiency | 0.26179 | 0.26355 | 0.26624 | 0.26859 | 0.27038 | 0.27167 | 0.27272 | 0.27359 | 0.27437 | 0.27505 | 0.27542 | 0.27567 | 0.27572
Scenario 1: Reference | SCE | Ind | WholeBlg | Ind - Fabricated Metals | Electric Energy (GWh/year) | Energy Efficiency | 1.9019 | 1.9146 | 1.9341 | 1.9512 | 1.9641 | 1.9735 | 1.9811 | 1.9873 | 1.993 | 1.9978 | 2.0005 | 2.0023 | 2.0027
Scenario 1: Reference | SCE | Ind | WholeBlg | Ind - Food | Electric Demand (MW) | Energy Efficiency | 0.54495 | 0.54278 | 0.5422 | 0.54258 | 0.54253 | 0.54232 | 0.54215 | 0.54178 | 0.54133 | 0.54069 | 0.5396 | 0.53849 | 0.53719
Scenario 1: Reference | SCE | Ind | WholeBlg | Ind - Food | Electric Energy (GWh/year) | Energy Efficiency | 3.9589 | 3.9431 | 3.9388 | 3.9415 | 3.9411 | 3.9395 | 3.9382 | 3.9354 | 3.9322 | 3.9274 | 3.9194 | 3.9113 | 3.9018
Scenario 1: Reference | SCE | Ind | WholeBlg | Ind - Industrial Machinery | Electric Demand (MW) | Energy Efficiency | 0.081888 | 0.082494 | 0.083427 | 0.084178 | 0.084669 | 0.085011 | 0.085355 | 0.085656 | 0.085948 | 0.086213 | 0.086371 | 0.086485 | 0.08653
Scenario 1: Reference | SCE | Ind | WholeBlg | Ind - Industrial Machinery | Electric Energy (GWh/year) | Energy Efficiency | 0.5949 | 0.59929 | 0.60606 | 0.6115 | 0.61506 | 0.61753 | 0.62003 | 0.6222 | 0.62431 | 0.62623 | 0.62736 | 0.62818 | 0.6285
Scenario 1: Reference | SCE | Ind | WholeBlg | Ind - Lumber & Furniture | Electric Demand (MW) | Energy Efficiency | 0.045111 | 0.045032 | 0.045092 | 0.045228 | 0.045335 | 0.045392 | 0.045408 | 0.045415 | 0.045415 | 0.045399 | 0.04535 | 0.0453 | 0.045232
Scenario 1: Reference | SCE | Ind | WholeBlg | Ind - Lumber & Furniture | Electric Energy (GWh/year) | Energy Efficiency | 0.32772 | 0.32714 | 0.32757 | 0.32855 | 0.32932 | 0.32974 | 0.32985 | 0.32989 | 0.32989 | 0.32977 | 0.32941 | 0.32904 | 0.32854
Scenario 1: Reference | SCE | Ind | WholeBlg | Ind - Paper | Electric Demand (MW) | Energy Efficiency | 0.17664 | 0.17325 | 0.1708 | 0.16916 | 0.16758 | 0.16592 | 0.16453 | 0.16334 | 0.16241 | 0.1617 | 0.16104 | 0.1605 | 0.16001
Scenario 1: Reference | SCE | Ind | WholeBlg | Ind - Paper | Electric Energy (GWh/year) | Energy Efficiency | 1.2832 | 1.2586 | 1.2408 | 1.2288 | 1.2173 | 1.2053 | 1.1952 | 1.1865 | 1.1798 | 1.1745 | 1.1697 | 1.1658 | 1.1622
Scenario 1: Reference | SCE | Ind | WholeBlg | Ind - Petroleum | Electric Demand (MW) | Energy Efficiency | 0.67636 | 0.67347 | 0.67274 | 0.67336 | 0.67348 | 0.67344 | 0.67326 | 0.67297 | 0.67256 | 0.67185 | 0.67055 | 0.66926 | 0.66778
Scenario 1: Reference | SCE | Ind | WholeBlg | Ind - Petroleum | Electric Energy (GWh/year) | Energy Efficiency | 4.9135 | 4.8925 | 4.8871 | 4.8916 | 4.8924 | 4.892 | 4.8906 | 4.8884 | 4.8854 | 4.8801 | 4.8706 | 4.8612 | 4.8503
Scenario 1: Reference | SCE | Ind | WholeBlg | Ind - Plastics | Electric Demand (MW) | Energy Efficiency | 0.31056 | 0.31022 | 0.31081 | 0.31192 | 0.31276 | 0.31344 | 0.31393 | 0.31423 | 0.31449 | 0.31461 | 0.31445 | 0.31427 | 0.31398
Scenario 1: Reference | SCE | Ind | WholeBlg | Ind - Plastics | Electric Energy (GWh/year) | Energy Efficiency | 2.2561 | 2.2537 | 2.2579 | 2.2659 | 2.272 | 2.2769 | 2.2804 | 2.2825 | 2.2844 | 2.2852 | 2.2841 | 2.2827 | 2.2806
Scenario 1: Reference | SCE | Ind | WholeBlg | Ind - Primary Metals | Electric Demand (MW) | Energy Efficiency | 0.14736 | 0.14901 | 0.15135 | 0.15374 | 0.15577 | 0.15759 | 0.15947 | 0.16129 | 0.16309 | 0.16481 | 0.16631 | 0.16772 | 0.16901
Scenario 1: Reference | SCE | Ind | WholeBlg | Ind - Primary Metals | Electric Energy (GWh/year) | Energy Efficiency | 1.0705 | 1.0825 | 1.0995 | 1.1168 | 1.1315 | 1.1448 | 1.1584 | 1.1716 | 1.1846 | 1.1971 | 1.208 | 1.2182 | 1.2276
Scenario 1: Reference | SCE | Ind | WholeBlg | Ind - Printing & Publishing | Electric Demand (MW) | Energy Efficiency | 0.052172 | 0.051966 | 0.051929 | 0.051991 | 0.052001 | 0.051966 | 0.051932 | 0.051892 | 0.051863 | 0.051824 | 0.05174 | 0.05165 | 0.051538
Scenario 1: Reference | SCE | Ind | WholeBlg | Ind - Printing & Publishing | Electric Energy (GWh/year) | Energy Efficiency | 0.37902 | 0.37751 | 0.37724 | 0.37769 | 0.37775 | 0.37749 | 0.37724 | 0.37694 | 0.37672 | 0.37644 | 0.37582 | 0.37516 | 0.37434
Scenario 1: Reference | SCE | Ind | WholeBlg | Ind - Stone-Glass-Clay | Electric Demand (MW) | Energy Efficiency | 0.26418 | 0.26735 | 0.27076 | 0.27424 | 0.27731 | 0.27996 | 0.28229 | 0.28451 | 0.2866 | 0.28858 | 0.29035 | 0.29215 | 0.29379
Scenario 1: Reference | SCE | Ind | WholeBlg | Ind - Stone-Glass-Clay | Electric Energy (GWh/year) | Energy Efficiency | 1.9192 | 1.9422 | 1.967 | 1.9922 | 2.0144 | 2.0337 | 2.0506 | 2.0667 | 2.0818 | 2.0962 | 2.109 | 2.1221 | 2.1339
Scenario 1: Reference | SCE | Ind | WholeBlg | Ind - Textiles | Electric Demand (MW) | Energy Efficiency | 0.036978 | 0.036893 | 0.03691 | 0.036933 | 0.036908 | 0.036846 | 0.036787 | 0.036701 | 0.036619 | 0.036535 | 0.036424 | 0.036318 | 0.036205
Scenario 1: Reference | SCE | Ind | WholeBlg | Ind - Textiles | Electric Energy (GWh/year) | Energy Efficiency | 0.26863 | 0.26801 | 0.26813 | 0.26829 | 0.26811 | 0.26766 | 0.26722 | 0.2666 | 0.266 | 0.26538 | 0.26457 | 0.26379 | 0.26297
Scenario 1: Reference | SCE | Ind | WholeBlg | Ind - Transportation Equipment | Electric Demand (MW) | Energy Efficiency | 0.31145 | 0.31232 | 0.31602 | 0.31858 | 0.31998 | 0.32073 | 0.32208 | 0.32338 | 0.32497 | 0.32661 | 0.32774 | 0.3285 | 0.3288
Scenario 1: Reference | SCE | Ind | WholeBlg | Ind - Transportation Equipment | Electric Energy (GWh/year) | Energy Efficiency | 2.2626 | 2.2689 | 2.2957 | 2.3143 | 2.3244 | 2.3299 | 2.3396 | 2.349 | 2.3606 | 2.3724 | 2.3805 | 2.386 | 2.3882
Scenario 1: Reference | SCE | Res | AppPlug | Res - Multi Family | Electric Demand (MW) | Energy Efficiency | 0 | 0 | 0 | 0 | 0 | 0 | 0 | 0 | 0 | 0 | 0 | 0 | 0
Scenario 1: Reference | SCE | Res | AppPlug | Res - Multi Family | Electric Energy (GWh/year) | Energy Efficiency | 0 | 0 | 0 | 0 | 0 | 0 | 0 | 0 | 0 | 0 | 0 | 0 | 0
Scenario 1: Reference | SCE | Res | AppPlug | Res - Multi Family | Electric Energy (GWh/year) | Fuel Substitution | -0.011414 | -0.012315 | -0.013222 | -0.014136 | -0.015057 | 0 | 0 | 0 | 0 | 0 | 0 | 0 | 0
Scenario 1: Reference | SCE | Res | AppPlug | Res - Multi Family | Gas Energy (MMTherm/year) | Energy Efficiency | 0 | 0 | 0 | 0 | 0 | 0 | 0 | 0 | 0 | 0 | 0 | 0 | 0
Scenario 1: Reference | SCE | Res | AppPlug | Res - Multi Family | Gas Energy (MMTherm/year) | Fuel Substitution | 0.0023247 | 0.0025082 | 0.0026929 | 0.0028791 | 0.0030667 | 0 | 0 | 0 | 0 | 0 | 0 | 0 | 0
Scenario 1: Reference | SCE | Res | AppPlug | Res - Single Family | Electric Demand (MW) | Energy Efficiency | 0 | 0 | 0 | 0 | 0 | 0 | 0 | 0 | 0 | 0 | 0 | 0 | 0
Scenario 1: Reference | SCE | Res | AppPlug | Res - Single Family | Electric Energy (GWh/year) | Energy Efficiency | 0 | 0 | 0 | 0 | 0 | 0 | 0 | 0 | 0 | 0 | 0 | 0 | 0
Scenario 1: Reference | SCE | Res | AppPlug | Res - Single Family | Electric Energy (GWh/year) | Fuel Substitution | -0.0801 | -0.086447 | -0.092786 | -0.099154 | -0.10556 | 0 | 0 | 0 | 0 | 0 | 0 | 0 | 0
Scenario 1: Reference | SCE | Res | AppPlug | Res - Single Family | Gas Energy (MMTherm/year) | Energy Efficiency | 0 | 0 | 0 | 0 | 0 | 0 | 0 | 0 | 0 | 0 | 0 | 0 | 0
Scenario 1: Reference | SCE | Res | AppPlug | Res - Single Family | Gas Energy (MMTherm/year) | Fuel Substitution | 0.016259 | 0.017548 | 0.018834 | 0.020127 | 0.021428 | 0 | 0 | 0 | 0 | 0 | 0 | 0 | 0
Scenario 1: Reference | SCE | Res | BROs | Income Qualified - Multi Family IQ | Electric Demand (MW) | Energy Efficiency | 2.6492 | 2.7675 | 2.8929 | 3.0048 | 3.0809 | 3.1625 | 3.2358 | 3.3198 | 3.4 | 3.4841 | 3.5569 | 3.6463 | 3.7381
Scenario 1: Reference | SCE | Res | BROs | Income Qualified - Multi Family IQ | Electric Energy (GWh/year) | Energy Efficiency | 11.846 | 12.4085 | 13.0114 | 13.5709 | 13.9959 | 14.4595 | 14.8998 | 15.4065 | 15.9147 | 16.4624 | 16.9806 | 17.605 | 18.2718
Scenario 1: Reference | SCE | Res | BROs | Income Qualified - Single Family IQ | Electric Demand (MW) | Energy Efficiency | 9.0294 | 9.3687 | 9.7261 | 10.067 | 10.2865 | 10.5247 | 10.7392 | 10.9854 | 11.2183 | 11.4547 | 11.6538 | 11.9071 | 12.1677
Scenario 1: Reference | SCE | Res | BROs | Income Qualified - Single Family IQ | Electric Energy (GWh/year) | Energy Efficiency | 40.3774 | 42.0082 | 43.7462 | 45.4696 | 46.7327 | 48.1237 | 49.4539 | 50.9844 | 52.5144 | 54.1291 | 55.6414 | 57.4964 | 59.4833
Scenario 1: Reference | SCE | Res | BROs | Res - Multi Family | Electric Demand (MW) | Energy Efficiency | 19.6664 | 20.4106 | 21.195 | 21.9413 | 22.4232 | 22.9459 | 23.4166 | 23.9569 | 24.4684 | 24.9885 | 25.4271 | 25.9842 | 26.5574
Scenario 1: Reference | SCE | Res | BROs | Res - Multi Family | Electric Energy (GWh/year) | Energy Efficiency | 87.9402 | 91.5157 | 95.3273 | 99.0972 | 101.8653 | 104.9126 | 107.8264 | 111.1788 | 114.5307 | 118.0714 | 121.3894 | 125.4558 | 129.8108
Scenario 1: Reference | SCE | Res | BROs | Res - Single Family | Electric Demand (MW) | Energy Efficiency | 4.7019 | 4.913 | 5.1369 | 5.336 | 5.4716 | 5.6171 | 5.7476 | 5.8972 | 6.0401 | 6.19 | 6.3198 | 6.4792 | 6.6427
Scenario 1: Reference | SCE | Res | BROs | Res - Single Family | Electric Energy (GWh/year) | Energy Efficiency | 21.0259 | 22.0293 | 23.1049 | 24.101 | 24.8581 | 25.6837 | 26.4676 | 27.3698 | 28.2747 | 29.2506 | 30.174 | 31.2862 | 32.4738
Scenario 1: Reference | SCE | Res | BldgEnv | Res - Single Family | Electric Demand (MW) | Energy Efficiency | 0.022623 | 0.025907 | 0.027346 | 0.027344 | 0.027765 | 0.027405 | 0.026701 | 0.025886 | 0.016647 | 0 | 0 | 0 | 0
Scenario 1: Reference | SCE | Res | BldgEnv | Res - Single Family | Electric Energy (GWh/year) | Energy Efficiency | 0.010421 | 0.012143 | 0.013404 | 0.014284 | 0.015218 | 0.015917 | 0.016505 | 0.017048 | -0.0060448 | 0 | 0 | 0 | 0
Scenario 1: Reference | SCE | Res | BldgEnv | Res - Single Family | Gas Energy (MMTherm/year) | Energy Efficiency | 0.0064075 | 0.0071407 | 0.0074846 | 0.007521 | 0.0076429 | 0.0075944 | 0.0074703 | 0.0073215 | 0.0036368 | 0 | 0 | 0 | 0
Scenario 1: Reference | SCE | Res | HVAC | Res - Multi Family | Electric Demand (MW) | Energy Efficiency | 1.6551 | 1.3542 | 1.0797 | 0.84156 | 0.64306 | 0.48181 | 0.35449 | 0.2554 | 0.17932 | 0.12148 | 0.077869 | 0.045175 | 0.020769
Scenario 1: Reference | SCE | Res | HVAC | Res - Multi Family | Electric Demand (MW) | Fuel Substitution | 0 | 0 | 0 | 0 | 0 | 2.1928e-07 | 2.3432e-07 | 2.4563e-07 | 2.527e-07 | 2.5647e-07 | 2.5799e-07 | 2.5805e-07 | 2.5722e-07
Scenario 1: Reference | SCE | Res | HVAC | Res - Multi Family | Electric Energy (GWh/year) | Energy Efficiency | 1.8481 | 1.5445 | 1.2526 | 0.99469 | 0.7799 | 0.60155 | 0.46381 | 0.35665 | 0.27438 | 0.21184 | 0.16467 | 0.12929 | 0.10275
Scenario 1: Reference | SCE | Res | HVAC | Res - Multi Family | Electric Energy (GWh/year) | Fuel Substitution | 7.3961e-06 | 7.5317e-06 | 7.569e-06 | 6.9823e-06 | 1.1785e-05 | 2.0999e-06 | 2.2444e-06 | 2.353e-06 | 2.4211e-06 | 2.4575e-06 | 2.4722e-06 | 2.473e-06 | 2.4652e-06
Scenario 1: Reference | SCE | Res | HVAC | Res - Multi Family | Gas Energy (MMTherm/year) | Fuel Substitution | 1.0137e-05 | 1.0332e-05 | 1.0397e-05 | 1.0806e-05 | 1.2766e-05 | 0 | 0 | 0 | 0 | 0 | 0 | 0 | 0
Scenario 1: Reference | SCE | Res | HVAC | Res - Single Family | Electric Demand (MW) | Energy Efficiency | 19.4468 | 16.242 | 13.3171 | 10.769 | 8.6457 | 6.9157 | 5.5391 | 4.4634 | 2.5618 | 1.7221 | 1.2335 | 0.86563 | 0.58995
Scenario 1: Reference | SCE | Res | HVAC | Res - Single Family | Electric Demand (MW) | Fuel Substitution | 0 | 0 | 0 | 0 | 0 | 7.7418e-06 | 8.1976e-06 | 8.3398e-06 | 3.919e-06 | 3.9875e-06 | 4.0189e-06 | 4.0258e-06 | 4.0173e-06
Scenario 1: Reference | SCE | Res | HVAC | Res - Single Family | Electric Energy (GWh/year) | Energy Efficiency | 11.7028 | 9.8565 | 8.1694 | 6.6945 | 5.4683 | 4.4675 | 3.6704 | 3.0472 | 1.5722 | 1.0138 | 0.72729 | 0.51159 | 0.34992
Scenario 1: Reference | SCE | Res | HVAC | Res - Single Family | Electric Energy (GWh/year) | Fuel Substitution | -0.00080629 | -0.00083441 | -0.00084685 | -0.00087483 | -0.00087876 | 5.1898e-05 | 5.4907e-05 | 5.5519e-05 | 2.6638e-05 | 2.7112e-05 | 2.7332e-05 | 2.7384e-05 | 2.7331e-05
Scenario 1: Reference | SCE | Res | HVAC | Res - Single Family | Gas Energy (MMTherm/year) | Energy Efficiency | -0.0022129 | -0.0024567 | -0.0026487 | -0.0027894 | -0.0029295 | -0.0030311 | -0.0031066 | -0.0031633 | -0.00049024 | 0 | 0 | 0 | 0
Scenario 1: Reference | SCE | Res | HVAC | Res - Single Family | Gas Energy (MMTherm/year) | Fuel Substitution | 0.0002489 | 0.00025744 | 0.00026097 | 0.00027859 | 0.00027975 | 0 | 0 | 0 | 0 | 0 | 0 | 0 | 0
Scenario 1: Reference | SCE | Res | WaterHeat | Res - Multi Family | Electric Demand (MW) | Energy Efficiency | 0.016763 | 0.017834 | 0.019164 | 0.020338 | 0.021517 | 0.022458 | 0.023483 | 0.02447 | 0.025428 | 0.026366 | 0.027304 | 0.028719 | 0.030385
Scenario 1: Reference | SCE | Res | WaterHeat | Res - Multi Family | Electric Demand (MW) | Fuel Substitution | 0 | 0 | 0 | 0 | 0 | 0.12091 | 0.14566 | 0.16993 | 0.18718 | 0.19783 | 0.2035 | 0.20585 | 0.20611
Scenario 1: Reference | SCE | Res | WaterHeat | Res - Multi Family | Electric Energy (GWh/year) | Energy Efficiency | 0.088507 | 0.094122 | 0.10113 | 0.1073 | 0.1135 | 0.11844 | 0.12382 | 0.129 | 0.13403 | 0.13895 | 0.14387 | 0.15135 | 0.16016
Scenario 1: Reference | SCE | Res | WaterHeat | Res - Multi Family | Electric Energy (GWh/year) | Fuel Substitution | -46.3259 | -45.359 | -44.4241 | -43.5994 | -42.8821 | 0.67047 | 0.80822 | 0.94293 | 1.0386 | 1.0976 | 1.129 | 1.1419 | 1.1433
Scenario 1: Reference | SCE | Res | WaterHeat | Res - Multi Family | Gas Energy (MMTherm/year) | Fuel Substitution | 3.2976 | 3.2275 | 3.1594 | 3.0998 | 3.0483 | 0 | 0 | 0 | 0 | 0 | 0 | 0 | 0
Scenario 1: Reference | SCE | Res | WaterHeat | Res - Single Family | Electric Demand (MW) | Energy Efficiency | 0.015103 | 0.017239 | 0.0189 | 0.020165 | 0.021571 | 0.022771 | 0.023854 | 0.024872 | 0.023336 | 0.023972 | 0.024932 | 0.026037 | 0.02715
Scenario 1: Reference | SCE | Res | WaterHeat | Res - Single Family | Electric Demand (MW) | Fuel Substitution | 0 | 0 | 0 | 0 | 0 | 0.87422 | 1.0433 | 1.2135 | 1.3335 | 1.4073 | 1.4464 | 1.4626 | 1.4644
Scenario 1: Reference | SCE | Res | WaterHeat | Res - Single Family | Electric Energy (GWh/year) | Energy Efficiency | 0.077402 | 0.088302 | 0.096841 | 0.10339 | 0.11061 | 0.11678 | 0.12234 | 0.12757 | 0.12121 | 0.12469 | 0.12966 | 0.13542 | 0.14118
Scenario 1: Reference | SCE | Res | WaterHeat | Res - Single Family | Electric Energy (GWh/year) | Fuel Substitution | -7.5068 | -7.245 | -6.9502 | -6.7244 | -6.5755 | 4.8093 | 5.7406 | 6.6771 | 7.3376 | 7.7426 | 7.9574 | 8.0456 | 8.0548
Scenario 1: Reference | SCE | Res | WaterHeat | Res - Single Family | Gas Energy (MMTherm/year) | Fuel Substitution | 1.0428 | 1.0062 | 0.96501 | 0.9335 | 0.91273 | 0 | 0 | 0 | 0 | 0 | 0 | 0 | 0
Scenario 1: Reference | SCE | Res | WholeBlg | Res - Multi Family | Electric Demand (MW) | Energy Efficiency | 0 | 0 | 0 | 0 | 0.012356 | 0.011434 | 0.010602 | 0.0097651 | 0.0089481 | 0.0081604 | 0.0074966 | 0.0069653 | 0.0064653
Scenario 1: Reference | SCE | Res | WholeBlg | Res - Multi Family | Electric Energy (GWh/year) | Energy Efficiency | 0 | 0 | 0 | 0 | 0.11936 | 0.11046 | 0.10241 | 0.094332 | 0.086439 | 0.07883 | 0.072417 | 0.067285 | 0.062456
Scenario 1: Reference | SCE | Res | WholeBlg | Res - Multi Family | Gas Energy (MMTherm/year) | Energy Efficiency | 0 | 0 | 0 | 0 | 0.0008868 | 0.00082062 | 0.00076088 | 0.00070083 | 0.00064219 | 0.00058566 | 0.00053802 | 0.00049989 | 0.00046401
Scenario 1: Reference | SCE | Res | WholeBlg | Res - Single Family | Electric Demand (MW) | Energy Efficiency | 0 | 0 | 0.091141 | 0.091406 | 0.088619 | 0.082851 | 0.076004 | 0.068977 | 0.06255 | 0.056604 | 0.051415 | 0.047124 | 0.043171
Scenario 1: Reference | SCE | Res | WholeBlg | Res - Single Family | Electric Energy (GWh/year) | Energy Efficiency | 0 | 0 | 0.40802 | 0.40921 | 0.39673 | 0.37091 | 0.34026 | 0.3088 | 0.28002 | 0.25341 | 0.23018 | 0.21097 | 0.19327
Scenario 1: Reference | SCE | Res | WholeBlg | Res - Single Family | Gas Energy (MMTherm/year) | Energy Efficiency | 0 | 0 | 0.0023526 | 0.0023595 | 0.0022875 | 0.0021387 | 0.0019619 | 0.0017805 | 0.0016146 | 0.0014611 | 0.0013272 | 0.0012164 | 0.0011144
Scenario 1: Reference | SCG | Ag | WholeBlg | Ag - Dairies, fishing, hunting | Gas Energy (MMTherm/year) | Energy Efficiency | 0.0049239 | 0.0049239 | 0.0049239 | 0.0049239 | 0.0049239 | 0.0049239 | 0.0049239 | 0.0049239 | 0.0049239 | 0.0049239 | 0.0049239 | 0.0049239 | 0.0049239
Scenario 1: Reference | SCG | Ag | WholeBlg | Ag - Irrigated Agriculture, vineyards, forestry and greenhouses | Gas Energy (MMTherm/year) | Energy Efficiency | 0.021124 | 0.021124 | 0.021124 | 0.021124 | 0.021124 | 0.021124 | 0.021124 | 0.021124 | 0.021124 | 0.021124 | 0.021124 | 0.021124 | 0.021124
Scenario 1: Reference | SCG | Ag | WholeBlg | Ag - Water pumping | Gas Energy (MMTherm/year) | Energy Efficiency | 0.0069376 | 0.0069376 | 0.0069376 | 0.0069376 | 0.0069376 | 0.0069376 | 0.0069376 | 0.0069376 | 0.0069376 | 0.0069376 | 0.0069376 | 0.0069376 | 0.0069376
Scenario 1: Reference | SCG | Com | AppPlug | Com - College | Gas Energy (MMTherm/year) | Energy Efficiency | 0 | 0 | 0 | 0 | 0 | 0 | 0 | 0 | 0 | 0 | 0 | 0 | 0.0032292
Scenario 1: Reference | SCG | Com | AppPlug | Com - Health | Gas Energy (MMTherm/year) | Energy Efficiency | 0.8812 | 0.97682 | 1.0673 | 1.1297 | 1.1888 | 1.2347 | 1.2715 | 1.2873 | 1.2852 | 1.2611 | 1.2188 | 1.1711 | 1.1122
Scenario 1: Reference | SCG | Com | AppPlug | Com - Lodging | Gas Energy (MMTherm/year) | Energy Efficiency | 0.61486 | 0.67734 | 0.74595 | 0.77932 | 0.81032 | 0.83616 | 0.85496 | 0.86521 | 0.86502 | 0.85462 | 0.83524 | 0.80659 | 0.77021
Scenario 1: Reference | SCG | Com | AppPlug | Com - Other | Gas Energy (MMTherm/year) | Energy Efficiency | 0.001969 | 0.0022816 | 0.0026133 | 0.02639 | 0.021837 | 0.026418 | 0.020615 | 0.018049 | 0.015482 | 0.01312 | 0.011048 | 0.0092911 | 0.0078763
Scenario 1: Reference | SCG | Com | BldgEnv | Com - College | Electric Demand (MW) | Energy Efficiency | 0.0042218 | 0.0042063 | 0.0041031 | 0.0038121 | 0.0034058 | 0.0029419 | 0.0024523 | 0.0019669 | 0.0015198 | 0.0011241 | 0.00079235 | 0.0005385 | 0.00050454
Scenario 1: Reference | SCG | Com | BldgEnv | Com - College | Electric Energy (GWh/year) | Energy Efficiency | 0.0014365 | 0.0014312 | 0.0013917 | 0.0012931 | 0.0011554 | 0.00099817 | 0.00083224 | 0.00066774 | 0.0005162 | 0.00038209 | 0.00026965 | 0.00018366 | 0.00017219
Scenario 1: Reference | SCG | Com | BldgEnv | Com - College | Gas Energy (MMTherm/year) | Energy Efficiency | 0.0038306 | 0.0038046 | 0.0036478 | 0.0033559 | 0.0029611 | 0.0025056 | 0.0020267 | 0.0015573 | 0.0011254 | 0.00074562 | 0.0004258 | 0.00016984 | 0.00013495
Scenario 1: Reference | SCG | Com | BldgEnv | Com - Grocery | Electric Demand (MW) | Energy Efficiency | 0.0042402 | 0.00294 | 0.00168 | 0.00086289 | 0.00088135 | 0.00081136 | 0.00084764 | 0.00088711 | 0.00091973 | 0.00094645 | 0.00097416 | 0.00099679 | 0.0010187
Scenario 1: Reference | SCG | Com | BldgEnv | Com - Grocery | Electric Energy (GWh/year) | Energy Efficiency | 0.0014432 | 0.0010009 | 0.00057131 | 0.00029447 | 0.00030076 | 0.00027683 | 0.0002892 | 0.00030267 | 0.0003138 | 0.00032292 | 0.00033237 | 0.00034009 | 0.00034757
Scenario 1: Reference | SCG | Com | BldgEnv | Com - Grocery | Gas Energy (MMTherm/year) | Energy Efficiency | 0.0029026 | 0.0018462 | 0.00081873 | 0.00015934 | 0.00016625 | 0.00016612 | 0.00017358 | 0.0001817 | 0.00018841 | 0.00019391 | 0.00019961 | 0.00020426 | 0.00020876
Scenario 1: Reference | SCG | Com | BldgEnv | Com - Health | Electric Demand (MW) | Energy Efficiency | 0.0060866 | 0.0054974 | 0.0047352 | 0.0038534 | 0.0029787 | 0.0021516 | 0.0014428 | 0.0010524 | 0.00099671 | 0.00091515 | 0.00090958 | 0.00094889 | 0.00099405
Scenario 1: Reference | SCG | Com | BldgEnv | Com - Health | Electric Energy (GWh/year) | Energy Efficiency | 0.0029019 | 0.0026214 | 0.0022586 | 0.0018387 | 0.0014222 | 0.0010284 | 0.00069088 | 0.00050496 | 0.0004782 | 0.00043902 | 0.00043635 | 0.0004552 | 0.00047687
Scenario 1: Reference | SCG | Com | BldgEnv | Com - Health | Gas Energy (MMTherm/year) | Energy Efficiency | 0.0037239 | 0.0033065 | 0.0027697 | 0.0021644 | 0.001557 | 0.00098681 | 0.00048912 | 0.00021947 | 0.00021377 | 0.00020275 | 0.0002015 | 0.00021021 | 0.00022022
Scenario 1: Reference | SCG | Com | BldgEnv | Com - Lodging | Electric Demand (MW) | Energy Efficiency | 0.00016434 | 0.00019883 | 0.00024007 | 0.00050558 | 0.00060797 | 0.00072896 | 0.0008711 | 0.0010368 | 0.0012282 | 0.0014466 | 0.0016926 | 0.0019644 | 0.002258
Scenario 1: Reference | SCG | Com | BldgEnv | Com - Lodging | Electric Energy (GWh/year) | Energy Efficiency | 0.00010566 | 0.00012782 | 0.00015433 | 0.0003273 | 0.00039358 | 0.0004719 | 0.00056391 | 0.00067117 | 0.00079504 | 0.00093647 | 0.0010956 | 0.0012716 | 0.0014617
Scenario 1: Reference | SCG | Com | BldgEnv | Com - Lodging | Gas Energy (MMTherm/year) | Energy Efficiency | 6.1967e-05 | 7.5073e-05 | 9.0751e-05 | 0.00018992 | 0.00022851 | 0.00027413 | 0.00032772 | 0.00039022 | 0.00046242 | 0.00054487 | 0.00063767 | 0.00074024 | 0.00085103
Scenario 1: Reference | SCG | Com | BldgEnv | Com - Office (Large) | Electric Demand (MW) | Energy Efficiency | 0.0044593 | 0.0046327 | 0.0047628 | 0.004887 | 0.0050237 | 0.0051514 | 0.0052353 | 0.0053068 | 0.0053214 | 0.0053115 | 0.0053129 | 0.0052862 | 0.0052622
Scenario 1: Reference | SCG | Com | BldgEnv | Com - Office (Large) | Electric Energy (GWh/year) | Energy Efficiency | 0.0015214 | 0.0015806 | 0.001625 | 0.0016674 | 0.001714 | 0.0017576 | 0.0017862 | 0.0018106 | 0.0018156 | 0.0018122 | 0.0018127 | 0.0018036 | 0.0017954
Scenario 1: Reference | SCG | Com | BldgEnv | Com - Office (Large) | Gas Energy (MMTherm/year) | Energy Efficiency | 0.00057006 | 0.00059231 | 0.00060899 | 0.00062492 | 0.00064247 | 0.00065886 | 0.00066966 | 0.00067887 | 0.0006808 | 0.00067957 | 0.0006798 | 0.00067641 | 0.00067335
Scenario 1: Reference | SCG | Com | BldgEnv | Com - Office (Small) | Electric Demand (MW) | Energy Efficiency | 0.0025873 | 0.0018891 | 0.0012294 | 0.00074915 | 9.6686e-05 | 0.0075342 | 0.00077527 | 0.00079866 | 0.00081887 | 0.00083567 | 0.00085151 | 0.00086456 | 0.00087675
Scenario 1: Reference | SCG | Com | BldgEnv | Com - Office (Small) | Electric Energy (GWh/year) | Energy Efficiency | 0.00087884 | 0.00064224 | 0.0004179 | 0.0002556 | 3.3031e-05 | 0.0025706 | 0.00026451 | 0.00027249 | 0.00027939 | 0.00028512 | 0.00029053 | 0.00029498 | 0.00029914
Scenario 1: Reference | SCG | Com | BldgEnv | Com - Office (Small) | Gas Energy (MMTherm/year) | Energy Efficiency | 0.00073407 | 0.00048026 | 0.00023913 | 9.5615e-05 | 8.0186e-06 | 0.00096212 | 9.8972e-05 | 0.00010197 | 0.00010456 | 0.00010671 | 0.00010874 | 0.00011042 | 0.00011197
Scenario 1: Reference | SCG | Com | BldgEnv | Com - Other | Electric Demand (MW) | Energy Efficiency | 0.011844 | 0.010666 | 0.0092333 | 0.026304 | 0.017586 | 0.01356 | 0.0058479 | 0.0017639 | 0.0018239 | 0.0018885 | 0.0019519 | 0.0020073 | 0.0020645
Scenario 1: Reference | SCG | Com | BldgEnv | Com - Other | Electric Energy (GWh/year) | Energy Efficiency | 0.0040326 | 0.0036315 | 0.003135 | 0.0089751 | 0.0060006 | 0.0046278 | 0.0019964 | 0.00060221 | 0.00062271 | 0.00064475 | 0.0006664 | 0.00068531 | 0.00070484
Scenario 1: Reference | SCG | Com | BldgEnv | Com - Other | Gas Energy (MMTherm/year) | Energy Efficiency | 0.0087138 | 0.0077337 | 0.0064817 | 0.0090123 | 0.0059843 | 0.0044015 | 0.0017659 | 0.00052947 | 0.0005475 | 0.00056687 | 0.00058591 | 0.00060254 | 0.00061972
Scenario 1: Reference | SCG | Com | BldgEnv | Com - Refrig. Warehouse | Electric Demand (MW) | Energy Efficiency | 0.001028 | 9.4359e-05 | 0.00019534 | 0.001301 | 0.00057111 | 0.00064523 | 0.00072201 | 0.00079697 | 0.00086803 | 0.00092948 | 0.00097624 | 0.0010056 | 0.0010125
Scenario 1: Reference | SCG | Com | BldgEnv | Com - Refrig. Warehouse | Electric Energy (GWh/year) | Energy Efficiency | 0.00035302 | 3.2297e-05 | 6.8093e-05 | 0.00044664 | 0.00019704 | 0.00022264 | 0.00024916 | 0.00027505 | 0.00029959 | 0.00032081 | 0.00033696 | 0.00034707 | 0.00034943
Scenario 1: Reference | SCG | Com | BldgEnv | Com - Refrig. Warehouse | Gas Energy (MMTherm/year) | Energy Efficiency | 0.00022943 | 1.8082e-05 | 7.1884e-05 | 0.00031907 | 0.00019075 | 0.00021709 | 0.0002443 | 0.00027099 | 0.0002961 | 0.00031777 | 0.00033417 | 0.00034404 | 0.0003458
Scenario 1: Reference | SCG | Com | BldgEnv | Com - Restaurant | Electric Demand (MW) | Energy Efficiency | 0.00066666 | 0.0007195 | 0.0007714 | 0.00082331 | 0.00087673 | 0.00092016 | 0.00095754 | 0.00099614 | 0.0010314 | 0.0010618 | 0.0010916 | 0.0011171 | 0.0011423
Scenario 1: Reference | SCG | Com | BldgEnv | Com - Restaurant | Electric Energy (GWh/year) | Energy Efficiency | 0.0002275 | 0.00024553 | 0.00026324 | 0.00028095 | 0.00029918 | 0.000314 | 0.00032676 | 0.00033993 | 0.00035196 | 0.00036232 | 0.0003725 | 0.00038121 | 0.0003898
Scenario 1: Reference | SCG | Com | BldgEnv | Com - Restaurant | Gas Energy (MMTherm/year) | Energy Efficiency | 0.00017695 | 0.00019097 | 0.00020475 | 0.00021853 | 0.00023271 | 0.00024424 | 0.00025416 | 0.0002644 | 0.00027377 | 0.00028182 | 0.00028974 | 0.00029651 | 0.0003032
Scenario 1: Reference | SCG | Com | BldgEnv | Com - Retail | Electric Demand (MW) | Energy Efficiency | 0.021345 | 0.018424 | 0.015106 | 0.0031779 | 0.0065215 | 0.0095405 | 0.0035937 | 0.0036949 | 0.0034955 | 0.0035992 | 0.0037035 | 0.00379 | 0.003875
Scenario 1: Reference | SCG | Com | BldgEnv | Com - Retail | Electric Energy (GWh/year) | Energy Efficiency | 0.0072638 | 0.0062705 | 0.0051274 | 0.0010846 | 0.0022115 | 0.0032495 | 0.0012265 | 0.001261 | 0.0011928 | 0.0012282 | 0.0012638 | 0.0012933 | 0.0013223
Scenario 1: Reference | SCG | Com | BldgEnv | Com - Retail | Gas Energy (MMTherm/year) | Energy Efficiency | 0.028829 | 0.024246 | 0.018876 | 0.0010643 | 0.0090879 | 0.006329 | 0.0012222 | 0.0012675 | 0.0012613 | 0.0012986 | 0.0013362 | 0.0013673 | 0.001398
Scenario 1: Reference | SCG | Com | BldgEnv | Com - School | Electric Demand (MW) | Energy Efficiency | 0.0009696 | 0.0010161 | 0.0010621 | 0.0011019 | 0.0011226 | 0.0011536 | 0.0011708 | 0.0011856 | 0.0012015 | 0.0012189 | 0.0012298 | 0.001246 | 0.0012533
Scenario 1: Reference | SCG | Com | BldgEnv | Com - School | Electric Energy (GWh/year) | Energy Efficiency | 0.00033081 | 0.00034667 | 0.00036238 | 0.00037597 | 0.00038303 | 0.00039358 | 0.00039947 | 0.00040449 | 0.00040994 | 0.00041588 | 0.0004196 | 0.0004251 | 0.00042761
Scenario 1: Reference | SCG | Com | BldgEnv | Com - School | Gas Energy (MMTherm/year) | Energy Efficiency | 0.00012394 | 0.0001299 | 0.0001358 | 0.00014091 | 0.00014356 | 0.00014753 | 0.00014976 | 0.00015165 | 0.00015371 | 0.00015595 | 0.00015736 | 0.00015943 | 0.00016037
Scenario 1: Reference | SCG | Com | BldgEnv | Com - Warehouse | Electric Demand (MW) | Energy Efficiency | 0.0072048 | 0.008202 | 0.0091671 | 0.016669 | 0.017986 | 0.018962 | 0.019494 | 0.019532 | 0.019035 | 0.018045 | 0.016647 | 0.014944 | 0.01309
Scenario 1: Reference | SCG | Com | BldgEnv | Com - Warehouse | Electric Energy (GWh/year) | Energy Efficiency | 0.0046014 | 0.0052374 | 0.0058528 | 0.010741 | 0.01159 | 0.012219 | 0.012563 | 0.012588 | 0.012269 | 0.011633 | 0.010733 | 0.009638 | 0.0084451
Scenario 1: Reference | SCG | Com | BldgEnv | Com - Warehouse | Gas Energy (MMTherm/year) | Energy Efficiency | 0.0039323 | 0.0044978 | 0.0050491 | 0.0095354 | 0.010287 | 0.010836 | 0.011124 | 0.011113 | 0.010787 | 0.010166 | 0.0092989 | 0.0082544 | 0.0071165
Scenario 1: Reference | SCG | Com | FoodServ | Com - College | Electric Demand (MW) | Energy Efficiency | 0.002221 | 0.0023982 | 0.0026086 | 0.0028307 | 0.002998 | 0.0032221 | 0.0034446 | 0.0036208 | 0.0037908 | 0.0039332 | 0.0040874 | 0.0043542 | 0.0045034
Scenario 1: Reference | SCG | Com | FoodServ | Com - College | Electric Energy (GWh/year) | Energy Efficiency | 0.010879 | 0.01174 | 0.012764 | 0.013846 | 0.014661 | 0.015753 | 0.016838 | 0.017696 | 0.018524 | 0.019216 | 0.019966 | 0.021267 | 0.021991
Scenario 1: Reference | SCG | Com | FoodServ | Com - College | Gas Energy (MMTherm/year) | Energy Efficiency | 0.011796 | 0.012351 | 0.012909 | 0.013434 | 0.013821 | 0.014247 | 0.015234 | 0.015702 | 0.015957 | 0.016139 | 0.016311 | 0.016623 | 0.016729
Scenario 1: Reference | SCG | Com | FoodServ | Com - Grocery | Electric Demand (MW) | Energy Efficiency | 0.01351 | 0.014704 | 0.015767 | 0.016849 | 0.017942 | 0.019031 | 0.020039 | 0.021108 | 0.022092 | 0.023001 | 0.023942 | 0.024818 | 0.025696
Scenario 1: Reference | SCG | Com | FoodServ | Com - Grocery | Electric Energy (GWh/year) | Energy Efficiency | 0.066177 | 0.071963 | 0.077119 | 0.08237 | 0.087683 | 0.092973 | 0.097867 | 0.10306 | 0.10784 | 0.11224 | 0.11681 | 0.12105 | 0.12531
Scenario 1: Reference | SCG | Com | FoodServ | Com - Grocery | Gas Energy (MMTherm/year) | Energy Efficiency | 0.092761 | 0.097856 | 0.10229 | 0.10651 | 0.11048 | 0.11407 | 0.13145 | 0.14121 | 0.14512 | 0.14856 | 0.15189 | 0.15483 | 0.15732
Scenario 1: Reference | SCG | Com | FoodServ | Com - Health | Electric Demand (MW) | Energy Efficiency | 0.0057862 | 0.0063718 | 0.007009 | 0.0074492 | 0.0080104 | 0.0085006 | 0.0091445 | 0.0096166 | 0.010069 | 0.010347 | 0.010558 | 0.011179 | 0.011873
Scenario 1: Reference | SCG | Com | FoodServ | Com - Health | Electric Energy (GWh/year) | Energy Efficiency | 0.028202 | 0.031045 | 0.034142 | 0.03628 | 0.03901 | 0.041395 | 0.04453 | 0.046828 | 0.049028 | 0.050378 | 0.0514 | 0.054425 | 0.057807
Scenario 1: Reference | SCG | Com | FoodServ | Com - Health | Gas Energy (MMTherm/year) | Energy Efficiency | 0.031766 | 0.033584 | 0.035359 | 0.036651 | 0.03802 | 0.039122 | 0.043444 | 0.045601 | 0.046624 | 0.047256 | 0.047713 | 0.048746 | 0.049667
Scenario 1: Reference | SCG | Com | FoodServ | Com - Lodging | Electric Demand (MW) | Energy Efficiency | 0.0072508 | 0.0078216 | 0.0083826 | 0.0088861 | 0.0094226 | 0.0099626 | 0.010493 | 0.011003 | 0.011457 | 0.011873 | 0.012296 | 0.012699 | 0.01309
Scenario 1: Reference | SCG | Com | FoodServ | Com - Lodging | Electric Energy (GWh/year) | Energy Efficiency | 0.035442 | 0.038212 | 0.040938 | 0.043385 | 0.045993 | 0.048617 | 0.05119 | 0.053668 | 0.055871 | 0.057889 | 0.059941 | 0.061891 | 0.063783
Scenario 1: Reference | SCG | Com | FoodServ | Com - Lodging | Gas Energy (MMTherm/year) | Energy Efficiency | 0.027785 | 0.029333 | 0.030798 | 0.032088 | 0.033337 | 0.034497 | 0.03914 | 0.04193 | 0.043097 | 0.044127 | 0.045115 | 0.045972 | 0.046673
Scenario 1: Reference | SCG | Com | FoodServ | Com - Other | Electric Demand (MW) | Energy Efficiency | 0.041668 | 0.045134 | 0.048359 | 0.051322 | 0.032678 | 0.078504 | 0.059268 | 0.061648 | 0.063768 | 0.065948 | 0.068119 | 0.070186 | 0.072306
Scenario 1: Reference | SCG | Com | FoodServ | Com - Other | Electric Energy (GWh/year) | Energy Efficiency | 0.20269 | 0.21932 | 0.23481 | 0.24905 | 0.15864 | 0.38051 | 0.28722 | 0.29865 | 0.30881 | 0.31926 | 0.32965 | 0.33953 | 0.34967
Scenario 1: Reference | SCG | Com | FoodServ | Com - Other | Gas Energy (MMTherm/year) | Energy Efficiency | 0.13771 | 0.14649 | 0.15472 | 0.1623 | 0.12341 | 0.22178 | 0.18626 | 0.19397 | 0.19925 | 0.20441 | 0.20933 | 0.21366 | 0.21777
Scenario 1: Reference | SCG | Com | FoodServ | Com - Restaurant | Electric Demand (MW) | Energy Efficiency | 0.11681 | 0.12572 | 0.13398 | 0.14219 | 0.1505 | 0.15787 | 0.16466 | 0.17156 | 0.17815 | 0.18417 | 0.19016 | 0.19581 | 0.20151
Scenario 1: Reference | SCG | Com | FoodServ | Com - Restaurant | Electric Energy (GWh/year) | Energy Efficiency | 0.57712 | 0.62062 | 0.66102 | 0.7011 | 0.74164 | 0.77754 | 0.81056 | 0.8441 | 0.8761 | 0.90529 | 0.93433 | 0.96165 | 0.98919
Scenario 1: Reference | SCG | Com | FoodServ | Com - Restaurant | Gas Energy (MMTherm/year) | Energy Efficiency | 0.43432 | 0.46102 | 0.4861 | 0.51012 | 0.53328 | 0.55349 | 0.62708 | 0.67285 | 0.69471 | 0.71452 | 0.73356 | 0.75069 | 0.76631
Scenario 1: Reference | SCG | Com | FoodServ | Com - Retail | Electric Demand (MW) | Energy Efficiency | 0.0016293 | 0.0018072 | 0.0019751 | 0.0021597 | 0 | 0.0054141 | 0.0027546 | 0.0029689 | 0.0031683 | 0.0033626 | 0.0035641 | 0.0037542 | 0.0039473
Scenario 1: Reference | SCG | Com | FoodServ | Com - Retail | Electric Energy (GWh/year) | Energy Efficiency | 0.007981 | 0.0088522 | 0.0096748 | 0.010579 | 0 | 0.02652 | 0.013493 | 0.014542 | 0.015519 | 0.016471 | 0.017458 | 0.018389 | 0.019335
Scenario 1: Reference | SCG | Com | FoodServ | Com - Retail | Gas Energy (MMTherm/year) | Energy Efficiency | 0.00017674 | 0.00019604 | 0.00021425 | 0.00023427 | 0 | 0.00058729 | 0.0002988 | 0.00032205 | 0.00034368 | 0.00036475 | 0.00038662 | 0.00040723 | 0.00042818
Scenario 1: Reference | SCG | Com | FoodServ | Com - School | Electric Demand (MW) | Energy Efficiency | 0.013812 | 0.01465 | 0.015487 | 0.016273 | 0.016888 | 0.017598 | 0.018182 | 0.018741 | 0.019312 | 0.019897 | 0.020416 | 0.020987 | 0.021463
Scenario 1: Reference | SCG | Com | FoodServ | Com - School | Electric Energy (GWh/year) | Energy Efficiency | 0.066027 | 0.070039 | 0.074051 | 0.077818 | 0.080758 | 0.084162 | 0.086961 | 0.089641 | 0.092378 | 0.095184 | 0.09767 | 0.10041 | 0.1027
Scenario 1: Reference | SCG | Com | FoodServ | Com - School | Gas Energy (MMTherm/year) | Energy Efficiency | 0.032331 | 0.033733 | 0.035037 | 0.036179 | 0.036987 | 0.03781 | 0.039643 | 0.040824 | 0.041394 | 0.041941 | 0.042365 | 0.042816 | 0.043047
Scenario 1: Reference | SCG | Com | HVAC | Com - College | Electric Demand (MW) | Energy Efficiency | 0.039708 | 0.039774 | 0.040818 | 0.042151 | 0.042327 | 0.042639 | 0.043925 | 0.044347 | 0.04469 | 0.044617 | 0.044784 | 0.046634 | 0.04673
Scenario 1: Reference | SCG | Com | HVAC | Com - College | Electric Energy (GWh/year) | Energy Efficiency | 0.051161 | 0.051126 | 0.052269 | 0.053764 | 0.053871 | 0.050197 | 0.051711 | 0.052208 | 0.052611 | 0.052526 | 0.052722 | 0.0549 | 0.055013
Scenario 1: Reference | SCG | Com | HVAC | Com - College | Gas Energy (MMTherm/year) | Energy Efficiency | 0.006005 | 0.0059225 | 0.005925 | 0.0059554 | 0.0075613 | 0.0048145 | 0.0049608 | 0.0050096 | 0.0050494 | 0.0047334 | 0.0050626 | 0.0052734 | 0.0052861
Scenario 1: Reference | SCG | Com | HVAC | Com - Grocery | Gas Energy (MMTherm/year) | Energy Efficiency | 0.0039826 | 0.0040789 | 0.0041255 | 0.0041901 | 0.0042653 | 0.0043411 | 0.0043894 | 0.0044605 | 0.0045042 | 0.0045275 | 0.0045642 | 0.0045854 | 0.0046118
Scenario 1: Reference | SCG | Com | HVAC | Com - Health | Electric Demand (MW) | Energy Efficiency | 0.0012734 | 0.0012515 | 0.0012332 | 0.0012012 | 0.0011796 | 0 | 0 | 0 | 0 | 0 | 0 | 0 | 0
Scenario 1: Reference | SCG | Com | HVAC | Com - Health | Electric Energy (GWh/year) | Energy Efficiency | 0.0063598 | 0.0062505 | 0.0061592 | 0.0059989 | 0.0058913 | 0 | 0 | 0 | 0 | 0 | 0 | 0 | 0
Scenario 1: Reference | SCG | Com | HVAC | Com - Health | Gas Energy (MMTherm/year) | Energy Efficiency | 0.11415 | 0.11701 | 0.11766 | 0.11528 | 0.1109 | 0.10079 | 0.092955 | 0.083689 | 0.073912 | 0.06387 | 0.054208 | 0.046023 | 0.038864
Scenario 1: Reference | SCG | Com | HVAC | Com - Lodging | Electric Demand (MW) | Energy Efficiency | 0.00052636 | 0.00051591 | 0.00050623 | 0.00049563 | 0.00048717 | 0 | 0 | 0 | 0 | 0 | 0 | 0 | 0
Scenario 1: Reference | SCG | Com | HVAC | Com - Lodging | Electric Energy (GWh/year) | Energy Efficiency | 0.0026288 | 0.0025766 | 0.0025282 | 0.0024752 | 0.002433 | 0 | 0 | 0 | 0 | 0 | 0 | 0 | 0
Scenario 1: Reference | SCG | Com | HVAC | Com - Lodging | Gas Energy (MMTherm/year) | Energy Efficiency | 0.058624 | 0.059396 | 0.05888 | 0.056981 | 0.053906 | 0.048374 | 0.043568 | 0.038343 | 0.0073049 | 0.0072917 | 0.0072951 | 0.0072894 | 0.0072838
Scenario 1: Reference | SCG | Com | HVAC | Com - Office (Large) | Electric Demand (MW) | Energy Efficiency | 0.0095609 | 0.0092422 | 0.0089129 | 0.0086178 | 0.0083731 | 0 | 0 | 0 | 0 | 0 | 0 | 0 | 0
Scenario 1: Reference | SCG | Com | HVAC | Com - Office (Large) | Electric Energy (GWh/year) | Energy Efficiency | 0.047749 | 0.046157 | 0.044513 | 0.043038 | 0.041816 | 0 | 0 | 0 | 0 | 0 | 0 | 0 | 0
Scenario 1: Reference | SCG | Com | HVAC | Com - Office (Large) | Gas Energy (MMTherm/year) | Energy Efficiency | 0.028846 | 0.027886 | 0.026893 | 0.026003 | 0.025265 | 5.5696e-05 | 5.4873e-05 | 5.4124e-05 | 5.2983e-05 | 5.1778e-05 | 5.0845e-05 | 4.9778e-05 | 4.8862e-05
Scenario 1: Reference | SCG | Com | HVAC | Com - Office (Small) | Electric Demand (MW) | Energy Efficiency | 0.044216 | 0.044216 | 0.044134 | 0.04412 | 0.0018926 | 0.38076 | 0.037578 | 0.037643 | 0.03766 | 0.037613 | 0.037608 | 0.037556 | 0.037536
Scenario 1: Reference | SCG | Com | HVAC | Com - Office (Small) | Electric Energy (GWh/year) | Energy Efficiency | 0.077097 | 0.076776 | 0.076325 | 0.075988 | 0.0094519 | 0.54322 | 0.053612 | 0.053705 | 0.053729 | 0.053661 | 0.053654 | 0.05358 | 0.053551
Scenario 1: Reference | SCG | Com | HVAC | Com - Office (Small) | Gas Energy (MMTherm/year) | Energy Efficiency | 0.014149 | 0.013883 | 0.013602 | 0.013339 | 0.0056982 | 0.021932 | 0.0021646 | 0.0021683 | 0.0021693 | 0.0021666 | 0.0021663 | 0.0021633 | 0.0021622
Scenario 1: Reference | SCG | Com | HVAC | Com - Other | Electric Demand (MW) | Energy Efficiency | 0.93742 | 0.95759 | 0.97888 | 0.99823 | 0.043029 | 2.0075 | 1.0581 | 1.0754 | 1.0853 | 1.0998 | 1.1155 | 1.1284 | 1.1438
Scenario 1: Reference | SCG | Com | HVAC | Com - Other | Electric Energy (GWh/year) | Energy Efficiency | 1.3109 | 1.3391 | 1.3689 | 1.3959 | 0.060172 | 2.8073 | 1.4797 | 1.5039 | 1.5176 | 1.538 | 1.56 | 1.5779 | 1.5995
Scenario 1: Reference | SCG | Com | HVAC | Com - Other | Gas Energy (MMTherm/year) | Energy Efficiency | 0.071067 | 0.072611 | 0.074219 | 0.075665 | 0.0035244 | 0.15181 | 0.080095 | 0.081365 | 0.082074 | 0.083145 | 0.084307 | 0.085254 | 0.086405
Scenario 1: Reference | SCG | Com | HVAC | Com - Restaurant | Electric Demand (MW) | Energy Efficiency | 0.069849 | 0.071176 | 0.07256 | 0.074093 | 0.075888 | 0.076942 | 0.077659 | 0.078648 | 0.079527 | 0.080174 | 0.080926 | 0.081493 | 0.082164
Scenario 1: Reference | SCG | Com | HVAC | Com - Restaurant | Electric Energy (GWh/year) | Energy Efficiency | 0.044728 | 0.045577 | 0.046464 | 0.047445 | 0.048595 | 0.04927 | 0.049729 | 0.050363 | 0.050926 | 0.051341 | 0.051823 | 0.052186 | 0.052615
Scenario 1: Reference | SCG | Com | HVAC | Com - Restaurant | Gas Energy (MMTherm/year) | Energy Efficiency | 0.2492 | 0.2484 | 0.24519 | 0.24085 | 0.23633 | 0.23108 | 0.2258 | 0.22125 | 0.21707 | 0.21314 | 0.20979 | 0.20671 | 0.20414
Scenario 1: Reference | SCG | Com | HVAC | Com - Retail | Electric Demand (MW) | Energy Efficiency | 0.16701 | 0.16956 | 0.17067 | 0.17281 | 0.00095105 | 0.37363 | 0.17872 | 0.1815 | 0.1832 | 0.18455 | 0.18628 | 0.18744 | 0.18884
Scenario 1: Reference | SCG | Com | HVAC | Com - Retail | Electric Energy (GWh/year) | Energy Efficiency | 0.14873 | 0.15077 | 0.15156 | 0.15324 | 0.0047496 | 0.31725 | 0.15175 | 0.15412 | 0.15556 | 0.1567 | 0.15817 | 0.15916 | 0.16034
Scenario 1: Reference | SCG | Com | HVAC | Com - Retail | Gas Energy (MMTherm/year) | Energy Efficiency | 0.0089837 | 0.0089518 | 0.0088698 | 0.0088255 | 0.0028633 | 0.0089432 | 0.0042778 | 0.0043446 | 0.0043853 | 0.0044177 | 0.0044592 | 0.004487 | 0.0045205
Scenario 1: Reference | SCG | Com | HVAC | Com - School | Electric Demand (MW) | Energy Efficiency | 0.15324 | 0.15124 | 0.14999 | 0.14859 | 0.14534 | 0.14102 | 0.13872 | 0.13664 | 0.13516 | 0.13423 | 0.1329 | 0.13244 | 0.1313
Scenario 1: Reference | SCG | Com | HVAC | Com - School | Electric Energy (GWh/year) | Energy Efficiency | 0.13285 | 0.13088 | 0.12952 | 0.12805 | 0.12509 | 0.10853 | 0.10676 | 0.10515 | 0.10402 | 0.1033 | 0.10228 | 0.10193 | 0.10105
Scenario 1: Reference | SCG | Com | HVAC | Com - School | Gas Energy (MMTherm/year) | Energy Efficiency | 0.034995 | 0.034387 | 0.033939 | 0.03346 | 0.032636 | 0.023012 | 0.022643 | 0.02231 | 0.022075 | 0.021929 | 0.02172 | 0.021652 | 0.021473
Scenario 1: Reference | SCG | Com | HVAC | Com - Warehouse | Gas Energy (MMTherm/year) | Energy Efficiency | 1.7389e-06 | 1.8386e-06 | 1.903e-06 | 1.9904e-06 | 2.1047e-06 | 2.2014e-06 | 2.2774e-06 | 2.3593e-06 | 2.4183e-06 | 2.4747e-06 | 2.5336e-06 | 2.5767e-06 | 2.6323e-06
Scenario 1: Reference | SCG | Com | WaterHeat | Com - College | Electric Demand (MW) | Energy Efficiency | -0.00032684 | -0.00032223 | -0.00031981 | -0.00031841 | -0.00031489 | 0 | 0 | 0 | 0 | 0 | 0 | 0 | 0
Scenario 1: Reference | SCG | Com | WaterHeat | Com - College | Electric Energy (GWh/year) | Energy Efficiency | -0.0012883 | -0.0012701 | -0.0012606 | -0.001255 | -0.0012411 | 0 | 0 | 0 | 0 | 0 | 0 | 0 | 0
Scenario 1: Reference | SCG | Com | WaterHeat | Com - College | Gas Energy (MMTherm/year) | Energy Efficiency | 0.024972 | 0.023055 | 0.022557 | 0.023149 | 0.022159 | 0.00041709 | 0.00022717 | 0.00015888 | 9.5331e-05 | 9.5887e-05 | 9.6508e-05 | 9.7641e-05 | 9.8274e-05
Scenario 1: Reference | SCG | Com | WaterHeat | Com - Grocery | Electric Demand (MW) | Energy Efficiency | 8.3412e-06 | 8.2802e-06 | 8.1936e-06 | 8.1373e-06 | 8.1031e-06 | 0 | 0 | 0 | 0 | 0 | 0 | 0 | 0
Scenario 1: Reference | SCG | Com | WaterHeat | Com - Grocery | Electric Energy (GWh/year) | Energy Efficiency | 4.5356e-05 | 4.5024e-05 | 4.4553e-05 | 4.4247e-05 | 4.4061e-05 | 0 | 0 | 0 | 0 | 0 | 0 | 0 | 0
Scenario 1: Reference | SCG | Com | WaterHeat | Com - Grocery | Gas Energy (MMTherm/year) | Energy Efficiency | 0.042617 | 0.018211 | 0.0046322 | 0.0042314 | 0.0042439 | 0.0022965 | 0.0023159 | 0.0023383 | 0.0023587 | 0.0023773 | 0.0023972 | 0.0024158 | 0.002435
Scenario 1: Reference | SCG | Com | WaterHeat | Com - Health | Electric Demand (MW) | Energy Efficiency | -0.00037087 | -0.00036902 | -0.00036861 | -0.00036474 | -0.00036384 | 0 | 0 | 0 | 0 | 0 | 0 | 0 | 0
Scenario 1: Reference | SCG | Com | WaterHeat | Com - Health | Electric Energy (GWh/year) | Energy Efficiency | -0.0032439 | -0.0032277 | -0.0032241 | -0.0031901 | -0.0031821 | 0 | 0 | 0 | 0 | 0 | 0 | 0 | 0
Scenario 1: Reference | SCG | Com | WaterHeat | Com - Health | Gas Energy (MMTherm/year) | Energy Efficiency | 0.19229 | 0.63061 | 0.44457 | 0.30362 | 0.20906 | 0.089951 | 0.047393 | 0.018904 | 0.00034266 | 0.00034444 | 0.00034584 | 0.00035 | 0.00035463
Scenario 1: Reference | SCG | Com | WaterHeat | Com - Lodging | Electric Demand (MW) | Energy Efficiency | -2.0523e-05 | -2.2185e-05 | -2.3574e-05 | -2.0045e-05 | -1.6693e-05 | 0 | 0 | 0 | 0 | 0 | 0 | 0 | 0
Scenario 1: Reference | SCG | Com | WaterHeat | Com - Lodging | Electric Energy (GWh/year) | Energy Efficiency | -0.00017052 | -0.00018419 | -0.00019562 | -0.00016655 | -0.00013897 | 0 | 0 | 0 | 0 | 0 | 0 | 0 | 0
Scenario 1: Reference | SCG | Com | WaterHeat | Com - Lodging | Gas Energy (MMTherm/year) | Energy Efficiency | 0.36751 | 0.32381 | 0.28434 | 0.25371 | 0.23297 | 0.0075493 | 0.00028604 | 0.00028908 | 0.00029179 | 0.00029432 | 0.00029697 | 0.00029954 | 0.00030211
Scenario 1: Reference | SCG | Com | WaterHeat | Com - Office (Large) | Electric Demand (MW) | Energy Efficiency | -4.4933e-05 | -4.3617e-05 | -4.2084e-05 | -4.0807e-05 | -3.98e-05 | 0 | 0 | 0 | 0 | 0 | 0 | 0 | 0
Scenario 1: Reference | SCG | Com | WaterHeat | Com - Office (Large) | Electric Energy (GWh/year) | Energy Efficiency | -0.00091863 | -0.00089174 | -0.00086038 | -0.00083427 | -0.00081368 | 0 | 0 | 0 | 0 | 0 | 0 | 0 | 0
Scenario 1: Reference | SCG | Com | WaterHeat | Com - Office (Large) | Gas Energy (MMTherm/year) | Energy Efficiency | 0.048338 | 0.047132 | 0.045848 | 0.044761 | 0.043939 | 0 | 0 | 0 | 0 | 0 | 0 | 0 | 0
Scenario 1: Reference | SCG | Com | WaterHeat | Com - Office (Small) | Electric Demand (MW) | Energy Efficiency | -2.4319e-06 | -2.4064e-06 | -2.3812e-06 | -2.3598e-06 | -1.3168e-06 | 0 | 0 | 0 | 0 | 0 | 0 | 0 | 0
Scenario 1: Reference | SCG | Com | WaterHeat | Com - Office (Small) | Electric Energy (GWh/year) | Energy Efficiency | -0.00029605 | -0.00029295 | -0.00028988 | -0.00028728 | -0.00016031 | 0 | 0 | 0 | 0 | 0 | 0 | 0 | 0
Scenario 1: Reference | SCG | Com | WaterHeat | Com - Office (Small) | Gas Energy (MMTherm/year) | Energy Efficiency | 0.0028884 | 0.0028582 | 0.0028283 | 0.0028028 | 0.0015641 | 0 | 0 | 0 | 0 | 0 | 0 | 0 | 0
Scenario 1: Reference | SCG | Com | WaterHeat | Com - Other | Electric Demand (MW) | Energy Efficiency | -0.0028999 | -0.0028866 | -0.0028771 | -0.0028693 | -0.0019238 | 0 | 0 | 0 | 0 | 0 | 0 | 0 | 0
Scenario 1: Reference | SCG | Com | WaterHeat | Com - Other | Electric Energy (GWh/year) | Energy Efficiency | -0.019265 | -0.019177 | -0.019114 | -0.019062 | -0.012781 | 0 | 0 | 0 | 0 | 0 | 0 | 0 | 0
Scenario 1: Reference | SCG | Com | WaterHeat | Com - Other | Gas Energy (MMTherm/year) | Energy Efficiency | 0.22348 | 0.21094 | 0.20813 | 0.2061 | 0.13574 | 0.00835 | 0.0073244 | 0.007332 | 0.0074058 | 0.007486 | 0.0075684 | 0.0076481 | 0.0077321
Scenario 1: Reference | SCG | Com | WaterHeat | Com - Refrig. Warehouse | Electric Demand (MW) | Energy Efficiency | -5.6633e-06 | -1.6711e-06 | -1.0702e-06 | -5.1027e-06 | -1.5249e-06 | 0 | 0 | 0 | 0 | 0 | 0 | 0 | 0
Scenario 1: Reference | SCG | Com | WaterHeat | Com - Refrig. Warehouse | Electric Energy (GWh/year) | Energy Efficiency | -6.9108e-05 | -2.0397e-05 | -1.3066e-05 | -6.2267e-05 | -1.8613e-05 | 0 | 0 | 0 | 0 | 0 | 0 | 0 | 0
Scenario 1: Reference | SCG | Com | WaterHeat | Com - Refrig. Warehouse | Gas Energy (MMTherm/year) | Energy Efficiency | 0.0047404 | 0.0002979 | 0.0003572 | 0.0010368 | 0.0002719 | 0 | 0 | 0 | 0 | 0 | 0 | 0 | 0
Scenario 1: Reference | SCG | Com | WaterHeat | Com - Restaurant | Electric Demand (MW) | Energy Efficiency | -0.0033075 | -0.0032988 | -0.0032618 | -0.0032286 | -0.0032044 | 0 | 0 | 0 | 0 | 0 | 0 | 0 | 0
Scenario 1: Reference | SCG | Com | WaterHeat | Com - Restaurant | Electric Energy (GWh/year) | Energy Efficiency | -0.017453 | -0.017407 | -0.017212 | -0.017037 | -0.016909 | 0 | 0 | 0 | 0 | 0 | 0 | 0 | 0
Scenario 1: Reference | SCG | Com | WaterHeat | Com - Restaurant | Gas Energy (MMTherm/year) | Energy Efficiency | 0.18452 | 0.18422 | 0.18251 | 0.181 | 0.17997 | 0.012244 | 0.012375 | 0.012515 | 0.012653 | 0.012786 | 0.012923 | 0.013055 | 0.013193
Scenario 1: Reference | SCG | Com | WaterHeat | Com - Retail | Electric Demand (MW) | Energy Efficiency | -0.00010352 | -0.00010289 | -0.00010205 | -0.00010153 | -6.5013e-05 | 0 | 0 | 0 | 0 | 0 | 0 | 0 | 0
Scenario 1: Reference | SCG | Com | WaterHeat | Com - Retail | Electric Energy (GWh/year) | Energy Efficiency | -0.00067558 | -0.00067146 | -0.000666 | -0.00066262 | -0.0004243 | 0 | 0 | 0 | 0 | 0 | 0 | 0 | 0
Scenario 1: Reference | SCG | Com | WaterHeat | Com - Retail | Gas Energy (MMTherm/year) | Energy Efficiency | 0.033521 | 0.010372 | 0.0089064 | 0.0062642 | 0.0051055 | 0.00041253 | 0 | 0 | 0 | 0 | 0 | 0 | 0
Scenario 1: Reference | SCG | Com | WaterHeat | Com - School | Electric Demand (MW) | Energy Efficiency | -0.00021974 | -0.00021445 | -0.00020904 | -0.00020426 | -0.00019894 | 0 | 0 | 0 | 0 | 0 | 0 | 0 | 0
Scenario 1: Reference | SCG | Com | WaterHeat | Com - School | Electric Energy (GWh/year) | Energy Efficiency | -0.0034134 | -0.0033314 | -0.0032473 | -0.0031732 | -0.0030904 | 0 | 0 | 0 | 0 | 0 | 0 | 0 | 0
Scenario 1: Reference | SCG | Com | WaterHeat | Com - School | Gas Energy (MMTherm/year) | Energy Efficiency | 0.053139 | 0.052006 | 0.050903 | 0.049905 | 0.04872 | 0.0015216 | 0.0015236 | 0.0015261 | 0.0015302 | 0.0015357 | 0.0015404 | 0.0015475 | 0.001553
Scenario 1: Reference | SCG | Com | WaterHeat | Com - Warehouse | Electric Demand (MW) | Energy Efficiency | -6.2098e-07 | -6.1322e-07 | -6.0571e-07 | -6.0066e-07 | -5.9842e-07 | 0 | 0 | 0 | 0 | 0 | 0 | 0 | 0
Scenario 1: Reference | SCG | Com | WaterHeat | Com - Warehouse | Electric Energy (GWh/year) | Energy Efficiency | -1.891e-05 | -1.8673e-05 | -1.8444e-05 | -1.8289e-05 | -1.822e-05 | 0 | 0 | 0 | 0 | 0 | 0 | 0 | 0
Scenario 1: Reference | SCG | Com | WaterHeat | Com - Warehouse | Gas Energy (MMTherm/year) | Energy Efficiency | 0.058046 | 0.013439 | 0.0058453 | 0.0042978 | 0.0032259 | 0.00075339 | 0.00022839 | 0 | 0 | 0 | 0 | 0 | 0
Scenario 1: Reference | SCG | Com | WholeBlg | Com - College | Electric Demand (MW) | Energy Efficiency | 0 | 0 | 0 | 0 | 0 | 0 | 0 | 0 | 0 | 0 | 0 | 0 | 0
Scenario 1: Reference | SCG | Com | WholeBlg | Com - College | Electric Energy (GWh/year) | Energy Efficiency | 0 | 0 | 0 | 0 | 0 | 0 | 0 | 0 | 0 | 0 | 0 | 0 | 0
Scenario 1: Reference | SCG | Com | WholeBlg | Com - College | Gas Energy (MMTherm/year) | Energy Efficiency | 0.013975 | 0.013971 | 0.013929 | 0.013922 | 0.013921 | 0.013941 | 0.013974 | 0.013977 | 0.013977 | 0.013996 | 0.013966 | 0.013903 | 0.013892
Scenario 1: Reference | SCG | Com | WholeBlg | Com - Grocery | Gas Energy (MMTherm/year) | Energy Efficiency | 0.0052561 | 0.0053235 | 0.0053786 | 0.0054476 | 0.005521 | 0.005573 | 0.0056265 | 0.0056773 | 0.0057295 | 0.0057658 | 0.0058 | 0.0058182 | 0.0058326
Scenario 1: Reference | SCG | Com | WholeBlg | Com - Health | Gas Energy (MMTherm/year) | Energy Efficiency | 0.019297 | 0.019609 | 0.019876 | 0.020192 | 0.020526 | 0.020801 | 0.021087 | 0.02135 | 0.021616 | 0.021826 | 0.022025 | 0.022159 | 0.022193
Scenario 1: Reference | SCG | Com | WholeBlg | Com - Lodging | Electric Demand (MW) | Energy Efficiency | 0 | 0 | 0 | 0 | 0 | 0 | 0 | 0 | 0 | 0 | 0 | 0 | 0
Scenario 1: Reference | SCG | Com | WholeBlg | Com - Lodging | Electric Energy (GWh/year) | Energy Efficiency | 0 | 0 | 0 | 0 | 0 | 0 | 0 | 0 | 0 | 0 | 0 | 0 | 0
Scenario 1: Reference | SCG | Com | WholeBlg | Com - Lodging | Gas Energy (MMTherm/year) | Energy Efficiency | 0.0094452 | 0.0095802 | 0.0096926 | 0.0098292 | 0.0099745 | 0.01009 | 0.010209 | 0.010322 | 0.010437 | 0.010534 | 0.01062 | 0.010677 | 0.010697
Scenario 1: Reference | SCG | Com | WholeBlg | Com - Office (Large) | Electric Demand (MW) | Energy Efficiency | 0 | 0 | 0 | 0 | 0 | 0 | 0 | 0 | 0 | 0 | 0 | 0 | 0
Scenario 1: Reference | SCG | Com | WholeBlg | Com - Office (Large) | Electric Energy (GWh/year) | Energy Efficiency | 0 | 0 | 0 | 0 | 0 | 0 | 0 | 0 | 0 | 0 | 0 | 0 | 0
Scenario 1: Reference | SCG | Com | WholeBlg | Com - Office (Large) | Gas Energy (MMTherm/year) | Energy Efficiency | 0.030241 | 0.030392 | 0.030453 | 0.030579 | 0.030726 | 0.030862 | 0.031046 | 0.031169 | 0.031284 | 0.031523 | 0.031556 | 0.031501 | 0.031462
Scenario 1: Reference | SCG | Com | WholeBlg | Com - Office (Small) | Electric Demand (MW) | Energy Efficiency | 0 | 0 | 0 | 0 | 0 | 0 | 0 | 0 | 0 | 0 | 0 | 0 | 0
Scenario 1: Reference | SCG | Com | WholeBlg | Com - Office (Small) | Electric Energy (GWh/year) | Energy Efficiency | 0 | 0 | 0 | 0 | 0 | 0 | 0 | 0 | 0 | 0 | 0 | 0 | 0
Scenario 1: Reference | SCG | Com | WholeBlg | Com - Office (Small) | Gas Energy (MMTherm/year) | Energy Efficiency | 0.0036009 | 0.0036395 | 0.0036699 | 0.00371 | 0.0037528 | 0.0037794 | 0.0038062 | 0.0038314 | 0.0038577 | 0.0038818 | 0.0038961 | 0.0039003 | 0.0039092
Scenario 1: Reference | SCG | Com | WholeBlg | Com - Other | Electric Demand (MW) | Energy Efficiency | 0 | 0 | 0 | 0 | 0 | 0 | 0 | 0 | 0 | 0 | 0 | 0 | 0
Scenario 1: Reference | SCG | Com | WholeBlg | Com - Other | Electric Energy (GWh/year) | Energy Efficiency | 0 | 0 | 0 | 0 | 0 | 0 | 0 | 0 | 0 | 0 | 0 | 0 | 0
Scenario 1: Reference | SCG | Com | WholeBlg | Com - Other | Gas Energy (MMTherm/year) | Energy Efficiency | 0.062905 | 0.0638 | 0.064563 | 0.065503 | 0.0665 | 0.067266 | 0.068074 | 0.068836 | 0.069617 | 0.070243 | 0.070823 | 0.071209 | 0.071349
Scenario 1: Reference | SCG | Com | WholeBlg | Com - Refrig. Warehouse | Gas Energy (MMTherm/year) | Energy Efficiency | 0.0012197 | 0.0012422 | 0.0012623 | 0.0012858 | 0.0013104 | 0.0013283 | 0.0013462 | 0.0013638 | 0.001382 | 0.001395 | 0.0014087 | 0.0014184 | 0.0014227
Scenario 1: Reference | SCG | Com | WholeBlg | Com - Restaurant | Electric Demand (MW) | Energy Efficiency | 0 | 0 | 0 | 0 | 0 | 0 | 0 | 0 | 0 | 0 | 0 | 0 | 0
Scenario 1: Reference | SCG | Com | WholeBlg | Com - Restaurant | Electric Energy (GWh/year) | Energy Efficiency | 0 | 0 | 0 | 0 | 0 | 0 | 0 | 0 | 0 | 0 | 0 | 0 | 0
Scenario 1: Reference | SCG | Com | WholeBlg | Com - Restaurant | Gas Energy (MMTherm/year) | Energy Efficiency | 0.026753 | 0.027253 | 0.027699 | 0.02822 | 0.028769 | 0.029181 | 0.029595 | 0.030003 | 0.030423 | 0.030741 | 0.031063 | 0.031299 | 0.03139
Scenario 1: Reference | SCG | Com | WholeBlg | Com - Retail | Electric Demand (MW) | Energy Efficiency | 0 | 0 | 0 | 0 | 0 | 0 | 0 | 0 | 0 | 0 | 0 | 0 | -0.0054537
Scenario 1: Reference | SCG | Com | WholeBlg | Com - Retail | Electric Energy (GWh/year) | Energy Efficiency | 0 | 0 | 0 | 0 | 0 | 0 | 0 | 0 | 0 | 0 | 0 | 0 | 0.87409
Scenario 1: Reference | SCG | Com | WholeBlg | Com - Retail | Gas Energy (MMTherm/year) | Energy Efficiency | 0.007249 | 0.0073547 | 0.0074443 | 0.0075539 | 0.0076702 | 0.0077543 | 0.0078393 | 0.0079221 | 0.0080075 | 0.0080734 | 0.0081335 | 0.0081714 | 0.014532
Scenario 1: Reference | SCG | Com | WholeBlg | Com - School | Electric Demand (MW) | Energy Efficiency | 0 | 0 | 0 | 0 | 0 | 0 | 0 | 0 | 0 | 0 | 0 | 0 | 0
Scenario 1: Reference | SCG | Com | WholeBlg | Com - School | Electric Energy (GWh/year) | Energy Efficiency | 0 | 0 | 0 | 0 | 0 | 0 | 0 | 0 | 0 | 0 | 0 | 0 | 0
Scenario 1: Reference | SCG | Com | WholeBlg | Com - School | Gas Energy (MMTherm/year) | Energy Efficiency | 0.011625 | 0.011671 | 0.011688 | 0.011735 | 0.011786 | 0.011821 | 0.011854 | 0.011873 | 0.011892 | 0.011911 | 0.011898 | 0.011853 | 0.011872
Scenario 1: Reference | SCG | Com | WholeBlg | Com - Warehouse | Electric Demand (MW) | Energy Efficiency | 0 | 0 | 0 | 0 | 0 | 0 | 0 | 0 | 0 | 0 | 0 | 0 | 0
Scenario 1: Reference | SCG | Com | WholeBlg | Com - Warehouse | Electric Energy (GWh/year) | Energy Efficiency | 0 | 0 | 0 | 0 | 0 | 0 | 0 | 0 | 0 | 0 | 0 | 0 | 0
Scenario 1: Reference | SCG | Com | WholeBlg | Com - Warehouse | Gas Energy (MMTherm/year) | Energy Efficiency | 0.023804 | 0.024156 | 0.024458 | 0.024829 | 0.025225 | 0.025498 | 0.025773 | 0.026044 | 0.026327 | 0.026524 | 0.026722 | 0.026847 | 0.026928
Scenario 1: Reference | SCG | Ind | WholeBlg | Ind - All Other Industrial | Gas Energy (MMTherm/year) | Energy Efficiency | 0.033334 | 0.033553 | 0.033721 | 0.03387 | 0.034008 | 0.034111 | 0.034201 | 0.034295 | 0.034396 | 0.034513 | 0.034642 | 0.034781 | 0.034929
Scenario 1: Reference | SCG | Ind | WholeBlg | Ind - Chemicals | Gas Energy (MMTherm/year) | Energy Efficiency | 0.40303 | 0.406 | 0.40876 | 0.41129 | 0.41364 | 0.41561 | 0.41723 | 0.4186 | 0.42001 | 0.42143 | 0.42276 | 0.42395 | 0.42509
Scenario 1: Reference | SCG | Ind | WholeBlg | Ind - Electronics | Gas Energy (MMTherm/year) | Energy Efficiency | 0.019253 | 0.019399 | 0.019544 | 0.019682 | 0.019816 | 0.019944 | 0.020071 | 0.0202 | 0.020328 | 0.020456 | 0.020582 | 0.020704 | 0.020824
Scenario 1: Reference | SCG | Ind | WholeBlg | Ind - Fabricated Metals | Gas Energy (MMTherm/year) | Energy Efficiency | 0.11556 | 0.11701 | 0.11851 | 0.11957 | 0.12042 | 0.12102 | 0.12147 | 0.12188 | 0.12227 | 0.12266 | 0.12301 | 0.12328 | 0.12349
Scenario 1: Reference | SCG | Ind | WholeBlg | Ind - Food | Gas Energy (MMTherm/year) | Energy Efficiency | 0.55403 | 0.55379 | 0.55344 | 0.55304 | 0.55252 | 0.5519 | 0.55127 | 0.55057 | 0.54987 | 0.54923 | 0.54851 | 0.54769 | 0.54687
Scenario 1: Reference | SCG | Ind | WholeBlg | Ind - Industrial Machinery | Gas Energy (MMTherm/year) | Energy Efficiency | 0.012017 | 0.01223 | 0.012459 | 0.012613 | 0.012721 | 0.0128 | 0.012875 | 0.012949 | 0.013024 | 0.013101 | 0.01317 | 0.013228 | 0.013277
Scenario 1: Reference | SCG | Ind | WholeBlg | Ind - Lumber & Furniture | Gas Energy (MMTherm/year) | Energy Efficiency | 0.0054055 | 0.005446 | 0.0054845 | 0.0055205 | 0.0055565 | 0.0055768 | 0.005583 | 0.005591 | 0.0056004 | 0.005612 | 0.0056252 | 0.0056372 | 0.0056479
Scenario 1: Reference | SCG | Ind | WholeBlg | Ind - Paper | Gas Energy (MMTherm/year) | Energy Efficiency | 0.084456 | 0.084588 | 0.084741 | 0.085035 | 0.085358 | 0.085611 | 0.085901 | 0.086274 | 0.086736 | 0.087284 | 0.08787 | 0.088458 | 0.089054
Scenario 1: Reference | SCG | Ind | WholeBlg | Ind - Petroleum | Gas Energy (MMTherm/year) | Energy Efficiency | 1.6438 | 1.6486 | 1.6532 | 1.6577 | 1.6611 | 1.6627 | 1.6634 | 1.6634 | 1.6639 | 1.6645 | 1.6644 | 1.6636 | 1.6627
Scenario 1: Reference | SCG | Ind | WholeBlg | Ind - Plastics | Gas Energy (MMTherm/year) | Energy Efficiency | 0.018896 | 0.019817 | 0.020707 | 0.021543 | 0.022362 | 0.023085 | 0.023667 | 0.024121 | 0.024608 | 0.025111 | 0.025609 | 0.02608 | 0.026529
Scenario 1: Reference | SCG | Ind | WholeBlg | Ind - Primary Metals | Gas Energy (MMTherm/year) | Energy Efficiency | 0.12366 | 0.12427 | 0.12494 | 0.12553 | 0.12603 | 0.12646 | 0.1269 | 0.12734 | 0.12776 | 0.12817 | 0.12855 | 0.12888 | 0.12921
Scenario 1: Reference | SCG | Ind | WholeBlg | Ind - Printing & Publishing | Gas Energy (MMTherm/year) | Energy Efficiency | 0.0068443 | 0.0068732 | 0.0069012 | 0.006928 | 0.0069444 | 0.0069434 | 0.0069414 | 0.0069437 | 0.0069553 | 0.0069729 | 0.0069891 | 0.0070007 | 0.0070094
Scenario 1: Reference | SCG | Ind | WholeBlg | Ind - Stone-Glass-Clay | Gas Energy (MMTherm/year) | Energy Efficiency | 0.13076 | 0.13177 | 0.13261 | 0.13331 | 0.13394 | 0.13444 | 0.13483 | 0.1352 | 0.13555 | 0.1359 | 0.13625 | 0.13659 | 0.13692
Scenario 1: Reference | SCG | Ind | WholeBlg | Ind - Textiles | Gas Energy (MMTherm/year) | Energy Efficiency | 0.062477 | 0.062571 | 0.062662 | 0.062713 | 0.062735 | 0.06273 | 0.062719 | 0.0627 | 0.062677 | 0.062655 | 0.062623 | 0.062583 | 0.062544
Scenario 1: Reference | SCG | Ind | WholeBlg | Ind - Transportation Equipment | Gas Energy (MMTherm/year) | Energy Efficiency | 0.046491 | 0.046473 | 0.046463 | 0.046443 | 0.046419 | 0.046389 | 0.046362 | 0.046333 | 0.046301 | 0.046269 | 0.046229 | 0.046185 | 0.046142
Scenario 1: Reference | SCG | Res | AppPlug | Res - Multi Family | Electric Demand (MW) | Energy Efficiency | 0 | 0 | 0 | 0 | 0 | 0 | 0 | 0 | 0 | 0 | 0 | 0 | 0
Scenario 1: Reference | SCG | Res | AppPlug | Res - Multi Family | Electric Energy (GWh/year) | Energy Efficiency | 0 | 0 | 0 | 0 | 0 | 0 | 0 | 0 | 0 | 0 | 0 | 0 | 0
Scenario 1: Reference | SCG | Res | AppPlug | Res - Multi Family | Gas Energy (MMTherm/year) | Energy Efficiency | 0 | 0 | 0 | 0 | 0 | 0 | 0 | 0 | 0 | 0 | 0 | 0 | 0
Scenario 1: Reference | SCG | Res | AppPlug | Res - Single Family | Electric Demand (MW) | Energy Efficiency | 0 | 0 | 0 | 0 | 0 | 0 | 0 | 0 | 0 | 0 | 0 | 0 | 0
Scenario 1: Reference | SCG | Res | AppPlug | Res - Single Family | Electric Energy (GWh/year) | Energy Efficiency | 0 | 0 | 0 | 0 | 0 | 0 | 0 | 0 | 0 | 0 | 0 | 0 | 0
Scenario 1: Reference | SCG | Res | AppPlug | Res - Single Family | Gas Energy (MMTherm/year) | Energy Efficiency | 0 | 0 | 0 | 0 | 0 | 0 | 0 | 0 | 0 | 0 | 0 | 0 | 0
Scenario 1: Reference | SCG | Res | BROs | Income Qualified - Multi Family IQ | Gas Energy (MMTherm/year) | Energy Efficiency | 0.23348 | 0.2365 | 0.24016 | 0.24449 | 0.24945 | 0.25506 | 0.26114 | 0.26853 | 0.27677 | 0.2863 | 0.29665 | 0.30796 | 0.32045
Scenario 1: Reference | SCG | Res | BROs | Income Qualified - Single Family IQ | Gas Energy (MMTherm/year) | Energy Efficiency | 0.72066 | 0.72917 | 0.73953 | 0.75176 | 0.76591 | 0.78207 | 0.80011 | 0.82174 | 0.84593 | 0.87291 | 0.90228 | 0.93442 | 0.96995
Scenario 1: Reference | SCG | Res | BROs | Res - Multi Family | Gas Energy (MMTherm/year) | Energy Efficiency | 2.4695 | 2.4988 | 2.5345 | 2.5767 | 2.6254 | 2.681 | 2.743 | 2.8174 | 2.9005 | 2.9935 | 3.0946 | 3.2053 | 3.3277
Scenario 1: Reference | SCG | Res | BROs | Res - Single Family | Gas Energy (MMTherm/year) | Energy Efficiency | 0.70639 | 0.71555 | 0.7267 | 0.73985 | 0.75495 | 0.77198 | 0.79043 | 0.81285 | 0.83786 | 0.86681 | 0.89829 | 0.93269 | 0.97065
Scenario 1: Reference | SCG | Res | BldgEnv | Res - Multi Family | Electric Demand (MW) | Energy Efficiency | 0 | 0 | 0 | 0 | 0 | 0 | 0 | 0 | 5.9701e-05 | 6.0618e-05 | 6.147e-05 | 6.2258e-05 | 6.298e-05
Scenario 1: Reference | SCG | Res | BldgEnv | Res - Multi Family | Electric Energy (GWh/year) | Energy Efficiency | 0 | 0 | 0 | 0 | 0 | 0 | 0 | 0 | 9.1657e-05 | 9.3065e-05 | 9.4374e-05 | 9.5583e-05 | 9.6692e-05
Scenario 1: Reference | SCG | Res | BldgEnv | Res - Multi Family | Gas Energy (MMTherm/year) | Energy Efficiency | 0 | 0 | 0 | 0 | 0 | 0 | 0 | 0 | 2.8705e-05 | 2.9146e-05 | 2.9555e-05 | 2.9934e-05 | 3.0281e-05
Scenario 1: Reference | SCG | Res | BldgEnv | Res - Single Family | Electric Demand (MW) | Energy Efficiency | 0.01741 | 0.020185 | 0.02135 | 0.021484 | 0.021491 | 0.020916 | 0.020414 | 0.019404 | 0.018024 | 0 | 0 | 0 | 0
Scenario 1: Reference | SCG | Res | BldgEnv | Res - Single Family | Electric Energy (GWh/year) | Energy Efficiency | -0.014794 | -0.014164 | -0.013576 | -0.013073 | -0.01259 | -0.01215 | -0.011282 | -0.010877 | -0.010951 | 0 | 0 | 0 | 0
Scenario 1: Reference | SCG | Res | BldgEnv | Res - Single Family | Gas Energy (MMTherm/year) | Energy Efficiency | 0.0037316 | 0.0043573 | 0.0046248 | 0.0046619 | 0.0046701 | 0.0045476 | 0.0044641 | 0.0042438 | 0.0039164 | 0 | 0 | 0 | 0
Scenario 1: Reference | SCG | Res | HVAC | Res - Multi Family | Electric Demand (MW) | Energy Efficiency | -2.8425e-05 | -2.8857e-05 | -2.86e-05 | -2.8033e-05 | -2.741e-05 | 0 | 0 | 0 | 0 | 0 | 0 | 0 | 0
Scenario 1: Reference | SCG | Res | HVAC | Res - Multi Family | Electric Energy (GWh/year) | Energy Efficiency | -2.6817e-09 | -2.7224e-09 | -2.6982e-09 | -2.6447e-09 | -2.586e-09 | 0 | 0 | 0 | 0 | 0 | 0 | 0 | 0.00053283
Scenario 1: Reference | SCG | Res | HVAC | Res - Multi Family | Gas Energy (MMTherm/year) | Energy Efficiency | 6.7108e-06 | 6.8126e-06 | 6.752e-06 | 6.6182e-06 | 6.4712e-06 | 0 | 0 | 0 | 0 | 0 | 0 | 0 | 3.428e-05
Scenario 1: Reference | SCG | Res | HVAC | Res - Single Family | Electric Demand (MW) | Energy Efficiency | 0.0092623 | 0.0061877 | 0.0062998 | 0.0062689 | 0.0061983 | 0 | 0 | 0 | 0 | 0 | 0 | 0 | 0
Scenario 1: Reference | SCG | Res | HVAC | Res - Single Family | Electric Energy (GWh/year) | Energy Efficiency | 0.10087 | 0.10685 | 0.11162 | 0.11308 | 0.11385 | 0 | 0 | 0 | 0 | 0 | 0 | 0 | 0.011024
Scenario 1: Reference | SCG | Res | HVAC | Res - Single Family | Gas Energy (MMTherm/year) | Energy Efficiency | 0.011042 | 0.012227 | 0.012789 | 0.012968 | 0.013069 | 0 | 0 | 0 | 0 | 0 | 0 | 0 | 0.00060383
Scenario 1: Reference | SCG | Res | WaterHeat | Res - Multi Family | Electric Demand (MW) | Energy Efficiency | -0.0032672 | -0.0032931 | -0.0033514 | -0.0033614 | -0.003347 | 0 | 0 | 0 | 0 | 0 | 0 | 0 | 0
Scenario 1: Reference | SCG | Res | WaterHeat | Res - Multi Family | Electric Energy (GWh/year) | Energy Efficiency | -0.016836 | -0.01697 | -0.01727 | -0.017322 | -0.017247 | 0 | 0 | 0 | 0 | 0 | 0 | 0 | 0
Scenario 1: Reference | SCG | Res | WaterHeat | Res - Multi Family | Gas Energy (MMTherm/year) | Energy Efficiency | 0.30903 | 0.27036 | 0.24872 | 0.23179 | 0.21907 | 0.048314 | 0.04536 | 0.04306 | 0.040703 | 0.038378 | 0.036262 | 0.0345 | 0.032817
Scenario 1: Reference | SCG | Res | WaterHeat | Res - Single Family | Electric Demand (MW) | Energy Efficiency | -0.020043 | -0.021237 | -0.021917 | -0.022116 | -0.022172 | 0 | 0 | 0 | 0 | 0 | 0 | 0 | 0
Scenario 1: Reference | SCG | Res | WaterHeat | Res - Single Family | Electric Energy (GWh/year) | Energy Efficiency | -0.11394 | -0.1208 | -0.12465 | -0.12579 | -0.1261 | 0 | 0 | 0 | 0 | 0 | 0 | 0 | 0
Scenario 1: Reference | SCG | Res | WaterHeat | Res - Single Family | Gas Energy (MMTherm/year) | Energy Efficiency | 1.8098 | 1.7336 | 1.6774 | 1.6209 | 1.5807 | 0.21131 | 0.18353 | 0.16123 | 0.14807 | 0.13813 | 0.1293 | 0.12148 | 0.11421
Scenario 1: Reference | SCG | Res | WholeBlg | Res - Multi Family | Electric Demand (MW) | Energy Efficiency | 0 | 0 | 0 | 0 | 0 | 0 | 0 | 0 | 0 | 0 | 0 | 0 | 0
Scenario 1: Reference | SCG | Res | WholeBlg | Res - Multi Family | Electric Energy (GWh/year) | Energy Efficiency | 0 | 0 | 0 | 0 | 0 | 0 | 0 | 0 | 0 | 0 | 0 | 0 | 0
Scenario 1: Reference | SCG | Res | WholeBlg | Res - Multi Family | Gas Energy (MMTherm/year) | Energy Efficiency | 0 | 0 | 0 | 0 | 0 | 0 | 0 | 0 | 0 | 0 | 0 | 0 | 0
Scenario 1: Reference | SCG | Res | WholeBlg | Res - Single Family | Electric Demand (MW) | Energy Efficiency | 0 | 0 | 0 | 0 | 0 | 0 | 0 | 0 | 0 | 0 | 0 | 0 | 0
Scenario 1: Reference | SCG | Res | WholeBlg | Res - Single Family | Electric Energy (GWh/year) | Energy Efficiency | 0 | 0 | 0 | 0 | 0 | 0 | 0 | 0 | 0 | 0 | 0 | 0 | 0
Scenario 1: Reference | SCG | Res | WholeBlg | Res - Single Family | Gas Energy (MMTherm/year) | Energy Efficiency | 0 | 0 | 0 | 0 | 0 | 0 | 0 | 0 | 0 | 0 | 0 | 0 | 0
Scenario 1: Reference | SDG&E | Ag | WholeBlg | Ag - Dairies, fishing, hunting | Electric Demand (MW) | Energy Efficiency | 0.0018919 | 0.0019052 | 0.0019178 | 0.0019298 | 0.0019409 | 0.0019509 | 0.0019603 | 0.0019696 | 0.0019789 | 0.0019881 | 0.0019971 | 0.0020059 | 0.0020145
Scenario 1: Reference | SDG&E | Ag | WholeBlg | Ag - Dairies, fishing, hunting | Electric Energy (GWh/year) | Energy Efficiency | 0.0080594 | 0.0081163 | 0.0081697 | 0.0082209 | 0.0082681 | 0.0083107 | 0.0083508 | 0.0083906 | 0.0084301 | 0.0084693 | 0.0085075 | 0.0085451 | 0.0085817
Scenario 1: Reference | SDG&E | Ag | WholeBlg | Ag - Dairies, fishing, hunting | Gas Energy (MMTherm/year) | Energy Efficiency | 1.6867e-05 | 1.6867e-05 | 1.6867e-05 | 1.6867e-05 | 1.6867e-05 | 1.6867e-05 | 1.6867e-05 | 1.6867e-05 | 1.6867e-05 | 1.6867e-05 | 1.6867e-05 | 1.6867e-05 | 1.6867e-05
Scenario 1: Reference | SDG&E | Ag | WholeBlg | Ag - Irrigated Agriculture, vineyards, forestry and greenhouses | Electric Demand (MW) | Energy Efficiency | 0.013304 | 0.013773 | 0.014216 | 0.014647 | 0.015052 | 0.015421 | 0.015774 | 0.016128 | 0.016486 | 0.016845 | 0.017198 | 0.017547 | 0.01789
Scenario 1: Reference | SDG&E | Ag | WholeBlg | Ag - Irrigated Agriculture, vineyards, forestry and greenhouses | Electric Energy (GWh/year) | Energy Efficiency | 0.056675 | 0.058673 | 0.060559 | 0.062395 | 0.064121 | 0.065693 | 0.067196 | 0.068703 | 0.07023 | 0.071758 | 0.073261 | 0.07475 | 0.076209
Scenario 1: Reference | SDG&E | Ag | WholeBlg | Ag - Irrigated Agriculture, vineyards, forestry and greenhouses | Gas Energy (MMTherm/year) | Energy Efficiency | 0.0012197 | 0.0012197 | 0.0012197 | 0.0012197 | 0.0012197 | 0.0012197 | 0.0012197 | 0.0012197 | 0.0012197 | 0.0012197 | 0.0012197 | 0.0012197 | 0.0012197
Scenario 1: Reference | SDG&E | Ag | WholeBlg | Ag - Water pumping | Electric Demand (MW) | Energy Efficiency | 0.041617 | 0.041536 | 0.041457 | 0.041374 | 0.041291 | 0.041212 | 0.041132 | 0.04105 | 0.040961 | 0.040869 | 0.040777 | 0.040684 | 0.04059
Scenario 1: Reference | SDG&E | Ag | WholeBlg | Ag - Water pumping | Electric Energy (GWh/year) | Energy Efficiency | 0.17729 | 0.17694 | 0.1766 | 0.17625 | 0.1759 | 0.17556 | 0.17522 | 0.17487 | 0.17449 | 0.1741 | 0.17371 | 0.17331 | 0.17291
Scenario 1: Reference | SDG&E | Ag | WholeBlg | Ag - Water pumping | Gas Energy (MMTherm/year) | Energy Efficiency | 0.00034934 | 0.00034934 | 0.00034934 | 0.00034934 | 0.00034934 | 0.00034934 | 0.00034934 | 0.00034934 | 0.00034934 | 0.00034934 | 0.00034934 | 0.00034934 | 0.00034934
Scenario 1: Reference | SDG&E | Com | AppPlug | Com - Health | Gas Energy (MMTherm/year) | Energy Efficiency | 0.046686 | 0.052198 | 0.11921 | 0.13266 | 0.1452 | 0.15747 | 0.16469 | 0.1776 | 0.19246 | 0.20834 | 0.22313 | 0.22335 | 0.22586
Scenario 1: Reference | SDG&E | Com | AppPlug | Com - Lodging | Gas Energy (MMTherm/year) | Energy Efficiency | 0.023955 | 0.026107 | 0.097667 | 0.10678 | 0.11459 | 0.12376 | 0.13246 | 0.14112 | 0.15016 | 0.15868 | 0.16512 | 0.16843 | 0.1717
Scenario 1: Reference | SDG&E | Com | AppPlug | Com - Other | Gas Energy (MMTherm/year) | Energy Efficiency | 0.0001807 | 0.00021033 | 0.00024281 | 0.00027836 | 0.00031298 | 0.00035374 | 0.00039676 | 0.0004408 | 0.00048571 | 0.00053285 | 0.00057955 | 0.00062763 | 0.00067753
Scenario 1: Reference | SDG&E | Com | BROs | Com - Lodging | Electric Energy (GWh/year) | Energy Efficiency | 0.0087675 | 0.017942 | 0.027556 | 0.037827 | 0.048759 | 0.060287 | 0.07269 | 0.08562 | 0.099235 | 0.11359 | 0.12828 | 0.14288 | 0.1577
Scenario 1: Reference | SDG&E | Com | BROs | Com - Other | Electric Energy (GWh/year) | Energy Efficiency | 0.0079453 | 0.016295 | 0.025078 | 0.034484 | 0.044544 | 0.055196 | 0.066813 | 0.078968 | 0.091831 | 0.10546 | 0.11952 | 0.13362 | 0.14899
Scenario 1: Reference | SDG&E | Com | BROs | Com - Retail | Electric Demand (MW) | Energy Efficiency | 0.0016338 | 0.0033258 | 0.0050803 | 0.0069276 | 0.008875 | 0.010905 | 0.013094 | 0.015353 | 0.017704 | 0.020162 | 0.022645 | 0.025101 | 0.027999
Scenario 1: Reference | SDG&E | Com | BROs | Com - Retail | Electric Energy (GWh/year) | Energy Efficiency | 0.017664 | 0.035957 | 0.054926 | 0.074897 | 0.095951 | 0.1179 | 0.14157 | 0.16598 | 0.19141 | 0.21798 | 0.24482 | 0.27138 | 0.30271
Scenario 1: Reference | SDG&E | Com | BldgEnv | Com - College | Electric Demand (MW) | Energy Efficiency | 1.5285e-06 | 1.5244e-06 | 1.5203e-06 | 1.5205e-06 | 1.5152e-06 | 1.5156e-06 | 1.5166e-06 | 1.516e-06 | 1.5161e-06 | 1.5176e-06 | 1.5174e-06 | 1.5338e-06 | 1.5363e-06
Scenario 1: Reference | SDG&E | Com | BldgEnv | Com - College | Electric Energy (GWh/year) | Energy Efficiency | 5.2225e-07 | 5.2085e-07 | 5.1943e-07 | 5.1951e-07 | 5.1769e-07 | 5.1782e-07 | 5.1817e-07 | 5.1796e-07 | 5.1799e-07 | 5.1851e-07 | 5.1844e-07 | 5.2405e-07 | 5.249e-07
Scenario 1: Reference | SDG&E | Com | BldgEnv | Com - College | Gas Energy (MMTherm/year) | Energy Efficiency | 1.118e-06 | 1.1113e-06 | 1.1043e-06 | 1.0986e-06 | 1.0912e-06 | 1.0855e-06 | 1.08e-06 | 1.074e-06 | 1.0683e-06 | 1.0631e-06 | 1.0573e-06 | 1.0567e-06 | 1.0519e-06
Scenario 1: Reference | SDG&E | Com | BldgEnv | Com - Grocery | Electric Demand (MW) | Energy Efficiency | 4.9843e-06 | 4.8247e-06 | 4.672e-06 | 4.5436e-06 | 4.4146e-06 | 4.3165e-06 | 4.2326e-06 | 4.1558e-06 | 4.078e-06 | 4.0156e-06 | 3.9525e-06 | 3.8953e-06 | 3.8461e-06
Scenario 1: Reference | SDG&E | Com | BldgEnv | Com - Grocery | Electric Energy (GWh/year) | Energy Efficiency | 1.703e-06 | 1.6484e-06 | 1.5963e-06 | 1.5524e-06 | 1.5083e-06 | 1.4748e-06 | 1.4461e-06 | 1.4199e-06 | 1.3933e-06 | 1.372e-06 | 1.3504e-06 | 1.3309e-06 | 1.3141e-06
Scenario 1: Reference | SDG&E | Com | BldgEnv | Com - Grocery | Gas Energy (MMTherm/year) | Energy Efficiency | 1.2854e-06 | 1.2439e-06 | 1.2047e-06 | 1.1716e-06 | 1.1381e-06 | 1.1125e-06 | 1.0903e-06 | 1.0696e-06 | 1.0485e-06 | 1.0315e-06 | 1.0146e-06 | 9.9955e-07 | 9.8699e-07
Scenario 1: Reference | SDG&E | Com | BldgEnv | Com - Health | Electric Demand (MW) | Energy Efficiency | 8.1815e-06 | 7.5745e-06 | 6.9147e-06 | 6.2403e-06 | 5.4497e-06 | 4.5729e-06 | 3.8301e-06 | 3.7167e-06 | 3.6608e-06 | 3.693e-06 | 3.7879e-06 | 3.5471e-06 | 3.3838e-06
Scenario 1: Reference | SDG&E | Com | BldgEnv | Com - Health | Electric Energy (GWh/year) | Energy Efficiency | 3.9301e-06 | 3.6385e-06 | 3.3216e-06 | 2.9976e-06 | 2.6179e-06 | 2.1966e-06 | 1.8399e-06 | 1.7854e-06 | 1.7585e-06 | 1.774e-06 | 1.8196e-06 | 1.7039e-06 | 1.6255e-06
Scenario 1: Reference | SDG&E | Com | BldgEnv | Com - Health | Gas Energy (MMTherm/year) | Energy Efficiency | 3.3966e-06 | 3.1327e-06 | 2.847e-06 | 2.5559e-06 | 2.2199e-06 | 1.854e-06 | 1.5501e-06 | 1.5041e-06 | 1.4815e-06 | 1.4951e-06 | 1.5343e-06 | 1.4362e-06 | 1.3699e-06
Scenario 1: Reference | SDG&E | Com | BldgEnv | Com - Lodging | Electric Demand (MW) | Energy Efficiency | 1.4917e-06 | 1.4775e-06 | 1.4634e-06 | 1.4586e-06 | 1.4404e-06 | 1.4323e-06 | 1.4199e-06 | 1.4077e-06 | 3.9659e-07 | 1.3882e-06 | 2.147e-06 | 2.1228e-06 | 2.1023e-06
Scenario 1: Reference | SDG&E | Com | BldgEnv | Com - Lodging | Electric Energy (GWh/year) | Energy Efficiency | 9.7476e-07 | 9.6544e-07 | 9.5627e-07 | 9.531e-07 | 9.4122e-07 | 9.3591e-07 | 9.2781e-07 | 9.1985e-07 | 2.5915e-07 | 9.0709e-07 | 1.403e-06 | 1.3871e-06 | 1.3738e-06
Scenario 1: Reference | SDG&E | Com | BldgEnv | Com - Lodging | Gas Energy (MMTherm/year) | Energy Efficiency | 4.9072e-07 | 4.8488e-07 | 4.791e-07 | 4.7511e-07 | 4.6861e-07 | 4.6408e-07 | 4.5877e-07 | 4.5355e-07 | 7.6145e-08 | 4.4384e-07 | 7.258e-07 | 7.1646e-07 | 7.0789e-07
Scenario 1: Reference | SDG&E | Com | BldgEnv | Com - Office (Large) | Electric Demand (MW) | Energy Efficiency | 1.3948e-05 | 1.3577e-05 | 1.3216e-05 | 1.288e-05 | 1.2521e-05 | 1.2265e-05 | 1.2054e-05 | 1.1811e-05 | 1.1489e-05 | 1.1222e-05 | 1.0953e-05 | 1.0711e-05 | 1.0492e-05
Scenario 1: Reference | SDG&E | Com | BldgEnv | Com - Office (Large) | Electric Energy (GWh/year) | Energy Efficiency | 4.7656e-06 | 4.6387e-06 | 4.5155e-06 | 4.4008e-06 | 4.278e-06 | 4.1905e-06 | 4.1184e-06 | 4.0356e-06 | 3.9253e-06 | 3.834e-06 | 3.7422e-06 | 3.6595e-06 | 3.5847e-06
Scenario 1: Reference | SDG&E | Com | BldgEnv | Com - Office (Large) | Gas Energy (MMTherm/year) | Energy Efficiency | 1.7582e-06 | 1.7129e-06 | 1.6686e-06 | 1.6273e-06 | 1.583e-06 | 1.5519e-06 | 1.5267e-06 | 1.4973e-06 | 1.4568e-06 | 1.424e-06 | 1.3905e-06 | 1.3604e-06 | 1.3333e-06
Scenario 1: Reference | SDG&E | Com | BldgEnv | Com - Office (Small) | Electric Demand (MW) | Energy Efficiency | 5.6524e-06 | 5.4627e-06 | 5.2847e-06 | 5.1173e-06 | 4.9596e-06 | 4.8144e-06 | 4.6781e-06 | 4.5476e-06 | 4.4236e-06 | 4.3076e-06 | 4.1987e-06 | 4.098e-06 | 4.0052e-06
Scenario 1: Reference | SDG&E | Com | BldgEnv | Com - Office (Small) | Electric Energy (GWh/year) | Energy Efficiency | 1.9312e-06 | 1.8664e-06 | 1.8056e-06 | 1.7484e-06 | 1.6945e-06 | 1.6449e-06 | 1.5984e-06 | 1.5538e-06 | 1.5114e-06 | 1.4718e-06 | 1.4346e-06 | 1.4001e-06 | 1.3685e-06
Scenario 1: Reference | SDG&E | Com | BldgEnv | Com - Office (Small) | Gas Energy (MMTherm/year) | Energy Efficiency | 7.0599e-07 | 6.827e-07 | 6.6085e-07 | 6.4035e-07 | 6.2152e-07 | 6.0422e-07 | 5.8791e-07 | 5.7219e-07 | 5.5684e-07 | 5.4277e-07 | 5.2931e-07 | 5.1685e-07 | 5.0544e-07
Scenario 1: Reference | SDG&E | Com | BldgEnv | Com - Other | Electric Demand (MW) | Energy Efficiency | 9.155e-06 | 8.9658e-06 | 8.7632e-06 | 8.5469e-06 | 8.3009e-06 | 8.0571e-06 | 7.7994e-06 | 7.525e-06 | 6.9515e-06 | 6.9335e-06 | 6.7986e-06 | 6.4461e-06 | 6.082e-06
Scenario 1: Reference | SDG&E | Com | BldgEnv | Com - Other | Electric Energy (GWh/year) | Energy Efficiency | 3.1295e-06 | 3.0648e-06 | 2.9955e-06 | 2.9216e-06 | 2.8375e-06 | 2.7542e-06 | 2.6661e-06 | 2.5723e-06 | 2.3762e-06 | 2.3701e-06 | 2.324e-06 | 2.2035e-06 | 2.079e-06
Scenario 1: Reference | SDG&E | Com | BldgEnv | Com - Other | Gas Energy (MMTherm/year) | Energy Efficiency | 1.2783e-06 | 1.2538e-06 | 1.2266e-06 | 1.1968e-06 | 1.1625e-06 | 1.1277e-06 | 1.0904e-06 | 1.0501e-06 | 9.0519e-07 | 9.6151e-07 | 9.7909e-07 | 9.2046e-07 | 8.5962e-07
Scenario 1: Reference | SDG&E | Com | BldgEnv | Com - Refrig. Warehouse | Electric Demand (MW) | Energy Efficiency | 1.5741e-07 | 1.5489e-07 | 1.524e-07 | 1.4924e-07 | 1.4646e-07 | 1.4381e-07 | 1.4142e-07 | 1.5974e-07 | 1.3702e-07 | 1.5628e-07 | 1.7241e-07 | 1.7131e-07 | 1.7018e-07
Scenario 1: Reference | SDG&E | Com | BldgEnv | Com - Refrig. Warehouse | Electric Energy (GWh/year) | Energy Efficiency | 5.3783e-08 | 5.292e-08 | 5.2069e-08 | 5.0991e-08 | 5.0042e-08 | 4.9135e-08 | 4.832e-08 | 5.4577e-08 | 4.6816e-08 | 5.3397e-08 | 5.8908e-08 | 5.8531e-08 | 5.8144e-08
Scenario 1: Reference | SDG&E | Com | BldgEnv | Com - Refrig. Warehouse | Gas Energy (MMTherm/year) | Energy Efficiency | 2.0331e-08 | 1.9993e-08 | 1.9658e-08 | 1.9239e-08 | 1.8871e-08 | 1.8519e-08 | 1.8204e-08 | 2.5327e-08 | 1.7634e-08 | 2.5061e-08 | 3.1288e-08 | 3.1282e-08 | 3.1262e-08
Scenario 1: Reference | SDG&E | Com | BldgEnv | Com - Restaurant | Electric Demand (MW) | Energy Efficiency | 1.7432e-06 | 1.6457e-06 | 1.5564e-06 | 1.4652e-06 | 1.7398e-06 | 1.7008e-06 | 1.6679e-06 | 1.6382e-06 | 1.6077e-06 | 1.5811e-06 | 1.5577e-06 | 1.5372e-06 | 1.5189e-06
Scenario 1: Reference | SDG&E | Com | BldgEnv | Com - Restaurant | Electric Energy (GWh/year) | Energy Efficiency | 5.9558e-07 | 5.623e-07 | 5.3176e-07 | 5.0062e-07 | 5.9444e-07 | 5.8112e-07 | 5.6987e-07 | 5.5971e-07 | 5.4931e-07 | 5.4019e-07 | 5.3221e-07 | 5.252e-07 | 5.1896e-07
Scenario 1: Reference | SDG&E | Com | BldgEnv | Com - Restaurant | Gas Energy (MMTherm/year) | Energy Efficiency | 2.0809e-07 | 1.9688e-07 | 1.8647e-07 | 1.761e-07 | 2.1777e-07 | 2.1308e-07 | 2.0916e-07 | 2.0576e-07 | 2.0213e-07 | 1.9905e-07 | 1.9627e-07 | 1.9382e-07 | 1.9165e-07
Scenario 1: Reference | SDG&E | Com | BldgEnv | Com - Retail | Electric Demand (MW) | Energy Efficiency | 1.7926e-05 | 1.5656e-05 | 1.3296e-05 | 1.0623e-05 | 7.6609e-06 | 5.637e-06 | 5.2015e-06 | 4.794e-06 | 4.428e-06 | 4.1121e-06 | 3.8273e-06 | 3.5878e-06 | 3.3785e-06
Scenario 1: Reference | SDG&E | Com | BldgEnv | Com - Retail | Electric Energy (GWh/year) | Energy Efficiency | 6.1247e-06 | 5.3491e-06 | 4.5427e-06 | 3.6295e-06 | 2.6175e-06 | 1.926e-06 | 1.7772e-06 | 1.638e-06 | 1.5129e-06 | 1.405e-06 | 1.3076e-06 | 1.2258e-06 | 1.1543e-06
Scenario 1: Reference | SDG&E | Com | BldgEnv | Com - Retail | Gas Energy (MMTherm/year) | Energy Efficiency | 4.4413e-06 | 3.8348e-06 | 3.1944e-06 | 2.4939e-06 | 1.7428e-06 | 1.2483e-06 | 1.165e-06 | 1.0868e-06 | 1.0153e-06 | 9.5179e-07 | 8.9349e-07 | 8.423e-07 | 7.9615e-07
Scenario 1: Reference | SDG&E | Com | BldgEnv | Com - School | Electric Demand (MW) | Energy Efficiency | 2.4161e-06 | 2.4092e-06 | 2.4046e-06 | 2.4026e-06 | 2.4083e-06 | 2.4092e-06 | 2.411e-06 | 2.417e-06 | 2.4284e-06 | 2.4407e-06 | 2.4565e-06 | 2.474e-06 | 2.4918e-06
Scenario 1: Reference | SDG&E | Com | BldgEnv | Com - School | Electric Energy (GWh/year) | Energy Efficiency | 8.2551e-07 | 8.2314e-07 | 8.2159e-07 | 8.209e-07 | 8.2284e-07 | 8.2313e-07 | 8.2376e-07 | 8.2582e-07 | 8.297e-07 | 8.339e-07 | 8.393e-07 | 8.453e-07 | 8.5137e-07
Scenario 1: Reference | SDG&E | Com | BldgEnv | Com - School | Gas Energy (MMTherm/year) | Energy Efficiency | 3.067e-07 | 3.0613e-07 | 3.0584e-07 | 3.0598e-07 | 3.0711e-07 | 3.0757e-07 | 3.0813e-07 | 3.092e-07 | 3.1086e-07 | 3.1271e-07 | 3.1494e-07 | 3.1739e-07 | 3.1986e-07
Scenario 1: Reference | SDG&E | Com | BldgEnv | Com - Warehouse | Electric Demand (MW) | Energy Efficiency | 9.8745e-06 | 9.7662e-06 | 9.6553e-06 | 9.5512e-06 | 9.4224e-06 | 9.3034e-06 | 9.1712e-06 | 9.0363e-06 | 8.3534e-06 | 8.7589e-06 | 9.0629e-06 | 8.9219e-06 | 8.7874e-06
Scenario 1: Reference | SDG&E | Com | BldgEnv | Com - Warehouse | Electric Energy (GWh/year) | Energy Efficiency | 6.4525e-06 | 6.3817e-06 | 6.3093e-06 | 6.2412e-06 | 6.157e-06 | 6.0793e-06 | 5.9929e-06 | 5.9047e-06 | 5.4585e-06 | 5.7235e-06 | 5.9221e-06 | 5.83e-06 | 5.7421e-06
Scenario 1: Reference | SDG&E | Com | BldgEnv | Com - Warehouse | Gas Energy (MMTherm/year) | Energy Efficiency | 2.3157e-06 | 2.2992e-06 | 2.2814e-06 | 2.2646e-06 | 2.2421e-06 | 2.2213e-06 | 2.1973e-06 | 2.1722e-06 | 1.8173e-06 | 2.1176e-06 | 2.3593e-06 | 2.3319e-06 | 2.3048e-06
Scenario 1: Reference | SDG&E | Com | ComRefrig | Com - College | Electric Demand (MW) | Energy Efficiency | 7.1745e-05 | 4.855e-05 | 2.8894e-05 | 1.4811e-05 | 5.7901e-06 | 2.3984e-06 | 7.2956e-07 | 0 | 0 | 0 | 0 | 0 | 0
Scenario 1: Reference | SDG&E | Com | ComRefrig | Com - College | Electric Energy (GWh/year) | Energy Efficiency | 0.00052639 | 0.00036223 | 0.00022013 | 0.00011617 | 4.8311e-05 | 2.0572e-05 | 6.2576e-06 | 0 | 0 | 0 | 0 | 0 | 0
Scenario 1: Reference | SDG&E | Com | ComRefrig | Com - College | Gas Energy (MMTherm/year) | Energy Efficiency | 0 | 0 | 0 | 0 | 0 | 0 | 0 | 0 | 0 | 0 | 0 | 0 | 0
Scenario 1: Reference | SDG&E | Com | ComRefrig | Com - Grocery | Electric Demand (MW) | Energy Efficiency | 0.065963 | 0.034271 | 0.012666 | 0.0051124 | 0.0011996 | 0 | 0 | 0 | 0 | 0 | 0 | 0 | 0
Scenario 1: Reference | SDG&E | Com | ComRefrig | Com - Grocery | Electric Energy (GWh/year) | Energy Efficiency | 0.4958 | 0.26624 | 0.1059 | 0.043851 | 0.01029 | 0 | 0 | 0 | 0 | 0 | 0 | 0 | 0
Scenario 1: Reference | SDG&E | Com | ComRefrig | Com - Grocery | Gas Energy (MMTherm/year) | Energy Efficiency | 0 | 0 | 0 | 0 | 0 | 0 | 0 | 0 | 0 | 0 | 0 | 0 | 0
Scenario 1: Reference | SDG&E | Com | ComRefrig | Com - Refrig. Warehouse | Electric Demand (MW) | Energy Efficiency | 2.1987e-05 | 1.4219e-05 | 7.9988e-06 | 3.748e-06 | 1.2817e-06 | 5.1927e-07 | 6.0664e-08 | 0 | 0 | 0 | 0 | 0 | 0
Scenario 1: Reference | SDG&E | Com | ComRefrig | Com - Refrig. Warehouse | Electric Energy (GWh/year) | Energy Efficiency | 0.00016187 | 0.00010654 | 6.129e-05 | 2.9744e-05 | 1.0993e-05 | 4.454e-06 | 5.2034e-07 | 0 | 0 | 0 | 0 | 0 | 0
Scenario 1: Reference | SDG&E | Com | ComRefrig | Com - Refrig. Warehouse | Gas Energy (MMTherm/year) | Energy Efficiency | 0 | 0 | 0 | 0 | 0 | 0 | 0 | 0 | 0 | 0 | 0 | 0 | 0
Scenario 1: Reference | SDG&E | Com | ComRefrig | Com - Restaurant | Electric Demand (MW) | Energy Efficiency | 0.0025375 | 0.0013459 | 0.00052578 | 0.00021378 | 6.1202e-05 | 0 | 0 | 0 | 0 | 0 | 0 | 0 | 0
Scenario 1: Reference | SDG&E | Com | ComRefrig | Com - Restaurant | Electric Energy (GWh/year) | Energy Efficiency | 0.019064 | 0.010443 | 0.0043623 | 0.0018336 | 0.00052495 | 0 | 0 | 0 | 0 | 0 | 0 | 0 | 0
Scenario 1: Reference | SDG&E | Com | ComRefrig | Com - Restaurant | Gas Energy (MMTherm/year) | Energy Efficiency | 0 | 0 | 0 | 0 | 0 | 0 | 0 | 0 | 0 | 0 | 0 | 0 | 0
Scenario 1: Reference | SDG&E | Com | ComRefrig | Com - Retail | Electric Demand (MW) | Energy Efficiency | 0.028556 | 0.015233 | 0.0060785 | 0.002298 | 0.00065053 | 0 | 0 | 0 | 0 | 0 | 0 | 0 | 0
Scenario 1: Reference | SDG&E | Com | ComRefrig | Com - Retail | Electric Energy (GWh/year) | Energy Efficiency | 0.21413 | 0.11772 | 0.04986 | 0.019711 | 0.0055798 | 0 | 0 | 0 | 0 | 0 | 0 | 0 | 0
Scenario 1: Reference | SDG&E | Com | ComRefrig | Com - Retail | Gas Energy (MMTherm/year) | Energy Efficiency | 0 | 0 | 0 | 0 | 0 | 0 | 0 | 0 | 0 | 0 | 0 | 0 | 0
Scenario 1: Reference | SDG&E | Com | ComRefrig | Com - School | Electric Demand (MW) | Energy Efficiency | 2.8948e-06 | 0 | 0 | 0 | 0 | 0 | 0 | 0 | 0 | 0 | 0 | 0 | 0
Scenario 1: Reference | SDG&E | Com | ComRefrig | Com - School | Electric Energy (GWh/year) | Energy Efficiency | 2.483e-05 | 0 | 0 | 0 | 0 | 0 | 0 | 0 | 0 | 0 | 0 | 0 | 0
Scenario 1: Reference | SDG&E | Com | ComRefrig | Com - School | Gas Energy (MMTherm/year) | Energy Efficiency | 0 | 0 | 0 | 0 | 0 | 0 | 0 | 0 | 0 | 0 | 0 | 0 | 0
Scenario 1: Reference | SDG&E | Com | FoodServ | Com - College | Electric Demand (MW) | Energy Efficiency | 0.0013861 | 0.0015804 | 0.0016586 | 0.0017562 | 0.0018958 | 0.0020129 | 0.0021083 | 0.0021922 | 0.0022761 | 0.0023632 | 0.0024393 | 0.002585 | 0.0026671
Scenario 1: Reference | SDG&E | Com | FoodServ | Com - College | Electric Demand (MW) | Fuel Substitution | -0.00016523 | -0.00019204 | -0.00021869 | -0.00024536 | -0.000272 | -0.00029863 | -0.0003253 | -0.00035194 | -0.0003785 | -0.00040496 | -0.00043118 | -0.00045712 | -0.0004827
Scenario 1: Reference | SDG&E | Com | FoodServ | Com - College | Electric Energy (GWh/year) | Energy Efficiency | 0.0067561 | 0.0076372 | 0.008018 | 0.0084931 | 0.0091428 | 0.0097028 | 0.010167 | 0.010577 | 0.010986 | 0.011412 | 0.011786 | 0.012496 | 0.012899
Scenario 1: Reference | SDG&E | Com | FoodServ | Com - College | Electric Energy (GWh/year) | Fuel Substitution | -0.0017621 | -0.0020497 | -0.0023378 | -0.0026289 | -0.0029237 | -0.0032224 | -0.0035265 | -0.0038357 | -0.0041501 | -0.0044696 | -0.0047931 | -0.0051532 | -0.0055316
Scenario 1: Reference | SDG&E | Com | FoodServ | Com - College | Gas Energy (MMTherm/year) | Energy Efficiency | 0.0030944 | 0.003218 | 0.0033327 | 0.0034673 | 0.0035562 | 0.0036717 | 0.0037815 | 0.0038729 | 0.0039602 | 0.0040478 | 0.0041192 | 0.0042618 | 0.0043277
Scenario 1: Reference | SDG&E | Com | FoodServ | Com - College | Gas Energy (MMTherm/year) | Fuel Substitution | 0.00018228 | 0.00021212 | 0.000242 | 0.00027217 | 0.00030268 | 0.00033357 | 0.00036498 | 0.00039688 | 0.00042928 | 0.00046216 | 0.00049541 | 0.0005323 | 0.00057099
Scenario 1: Reference | SDG&E | Com | FoodServ | Com - Grocery | Electric Demand (MW) | Energy Efficiency | 0.0085791 | 0.010031 | 0.010578 | 0.011139 | 0.012133 | 0.012876 | 0.01344 | 0.013974 | 0.014449 | 0.014947 | 0.015412 | 0.015875 | 0.016353
Scenario 1: Reference | SDG&E | Com | FoodServ | Com - Grocery | Electric Demand (MW) | Fuel Substitution | -0.00097579 | -0.0011299 | -0.0012823 | -0.0014342 | -0.0015855 | -0.0017363 | -0.001887 | -0.0020373 | -0.0021868 | -0.0023354 | -0.0024824 | -0.0026273 | -0.0027698
Scenario 1: Reference | SDG&E | Com | FoodServ | Com - Grocery | Electric Energy (GWh/year) | Energy Efficiency | 0.041808 | 0.048376 | 0.051029 | 0.053759 | 0.058378 | 0.061911 | 0.064648 | 0.067249 | 0.069567 | 0.072 | 0.074278 | 0.076552 | 0.078897
Scenario 1: Reference | SDG&E | Com | FoodServ | Com - Grocery | Electric Energy (GWh/year) | Fuel Substitution | -0.018717 | -0.021402 | -0.024062 | -0.026726 | -0.029397 | -0.032077 | -0.034777 | -0.037494 | -0.040223 | -0.042964 | -0.045702 | -0.048456 | -0.051325
Scenario 1: Reference | SDG&E | Com | FoodServ | Com - Grocery | Gas Energy (MMTherm/year) | Energy Efficiency | 0.020086 | 0.021082 | 0.021986 | 0.022889 | 0.02364 | 0.024468 | 0.025258 | 0.025986 | 0.026607 | 0.027246 | 0.027819 | 0.028367 | 0.028899
Scenario 1: Reference | SDG&E | Com | FoodServ | Com - Grocery | Gas Energy (MMTherm/year) | Fuel Substitution | 0.0019424 | 0.002221 | 0.002497 | 0.0027732 | 0.00305 | 0.0033277 | 0.0036072 | 0.0038882 | 0.0041704 | 0.0044536 | 0.0047363 | 0.0050203 | 0.0053156
Scenario 1: Reference | SDG&E | Com | FoodServ | Com - Health | Electric Demand (MW) | Energy Efficiency | 0.0033638 | 0.0038045 | 0.0039732 | 0.0042084 | 0.0044514 | 0.0045914 | 0.0044311 | 0.0045583 | 0.0047722 | 0.0051319 | 0.0055956 | 0.0054358 | 0.0054004
Scenario 1: Reference | SDG&E | Com | FoodServ | Com - Health | Electric Demand (MW) | Fuel Substitution | -0.0004296 | -0.00050202 | -0.0005745 | -0.00064749 | -0.00072086 | -0.00079454 | -0.00086845 | -0.00094233 | -0.001016 | -0.0010895 | -0.0011626 | -0.0012349 | -0.001306
Scenario 1: Reference | SDG&E | Com | FoodServ | Com - Health | Electric Energy (GWh/year) | Energy Efficiency | 0.016727 | 0.018736 | 0.019573 | 0.020736 | 0.02189 | 0.022569 | 0.021799 | 0.022435 | 0.023494 | 0.025268 | 0.027553 | 0.026788 | 0.026631
Scenario 1: Reference | SDG&E | Com | FoodServ | Com - Health | Electric Energy (GWh/year) | Fuel Substitution | -0.0056041 | -0.0064778 | -0.0073575 | -0.0082507 | -0.0091589 | -0.010083 | -0.011027 | -0.011983 | -0.01295 | -0.013928 | -0.014912 | -0.015909 | -0.016967
Scenario 1: Reference | SDG&E | Com | FoodServ | Com - Health | Gas Energy (MMTherm/year) | Energy Efficiency | 0.0088691 | 0.0092035 | 0.0095174 | 0.0099151 | 0.010152 | 0.01032 | 0.010118 | 0.010307 | 0.0106 | 0.011073 | 0.011666 | 0.011445 | 0.011371
Scenario 1: Reference | SDG&E | Com | FoodServ | Com - Health | Gas Energy (MMTherm/year) | Fuel Substitution | 0.00059462 | 0.0006878 | 0.00078155 | 0.00087665 | 0.00097325 | 0.0010714 | 0.0011716 | 0.0012729 | 0.0013753 | 0.0014786 | 0.0015824 | 0.0016874 | 0.0017985
Scenario 1: Reference | SDG&E | Com | FoodServ | Com - Lodging | Electric Demand (MW) | Energy Efficiency | 0.0054679 | 0.0059418 | 0.0061568 | 0.0064378 | 0.0066571 | 0.0069061 | 0.0070945 | 0.0072743 | 0.0074749 | 0.0076543 | 0.0077941 | 0.0079298 | 0.0080847
Scenario 1: Reference | SDG&E | Com | FoodServ | Com - Lodging | Electric Demand (MW) | Fuel Substitution | -0.00059758 | -0.0006907 | -0.00078299 | -0.00087505 | -0.00096671 | -0.001058 | -0.0011489 | -0.0012393 | -0.0013289 | -0.0014176 | -0.0015049 | -0.0015906 | -0.0016742
Scenario 1: Reference | SDG&E | Com | FoodServ | Com - Lodging | Electric Energy (GWh/year) | Energy Efficiency | 0.032968 | 0.035331 | 0.036565 | 0.038164 | 0.039347 | 0.040736 | 0.041803 | 0.042818 | 0.043945 | 0.044952 | 0.045738 | 0.046498 | 0.047361
Scenario 1: Reference | SDG&E | Com | FoodServ | Com - Lodging | Electric Energy (GWh/year) | Fuel Substitution | -0.0074985 | -0.0085961 | -0.0096871 | -0.01078 | -0.011876 | -0.012973 | -0.014076 | -0.015181 | -0.016286 | -0.01739 | -0.018486 | -0.019572 | -0.020646
Scenario 1: Reference | SDG&E | Com | FoodServ | Com - Lodging | Gas Energy (MMTherm/year) | Energy Efficiency | 0.0080317 | 0.0082691 | 0.0084893 | 0.0087724 | 0.0089163 | 0.0091272 | 0.0092834 | 0.0094239 | 0.0095785 | 0.0097048 | 0.0097853 | 0.0098558 | 0.0099385
Scenario 1: Reference | SDG&E | Com | FoodServ | Com - Lodging | Gas Energy (MMTherm/year) | Fuel Substitution | 0.00077515 | 0.00088882 | 0.0010018 | 0.0011149 | 0.0012282 | 0.0013417 | 0.0014556 | 0.0015697 | 0.0016837 | 0.0017975 | 0.0019105 | 0.0020222 | 0.0021328
Scenario 1: Reference | SDG&E | Com | FoodServ | Com - Office (Large) | Electric Demand (MW) | Energy Efficiency | 0.00025422 | 0.00026082 | 0.00026645 | 0.00027157 | 0.0002752 | 0.00028012 | 0.00028517 | 0.00028882 | 0.00029023 | 0.00029203 | 0.00029325 | 0.00029444 | 0.00029556
Scenario 1: Reference | SDG&E | Com | FoodServ | Com - Office (Large) | Electric Energy (GWh/year) | Energy Efficiency | 0.0022298 | 0.0022877 | 0.0023371 | 0.002382 | 0.0024138 | 0.002457 | 0.0025013 | 0.0025333 | 0.0025457 | 0.0025615 | 0.0025722 | 0.0025826 | 0.0025924
Scenario 1: Reference | SDG&E | Com | FoodServ | Com - Office (Small) | Electric Demand (MW) | Energy Efficiency | 9.032e-05 | 9.3648e-05 | 9.665e-05 | 9.936e-05 | 0.00010176 | 0.00010397 | 0.00010597 | 0.00010771 | 0.00010926 | 0.00011062 | 0.00011183 | 0.00011291 | 0.00011389
Scenario 1: Reference | SDG&E | Com | FoodServ | Com - Office (Small) | Electric Energy (GWh/year) | Energy Efficiency | 0.00079221 | 0.0008214 | 0.00084773 | 0.00087151 | 0.00089252 | 0.00091192 | 0.00092946 | 0.00094475 | 0.00095838 | 0.00097026 | 0.00098088 | 0.0009904 | 0.00099895
Scenario 1: Reference | SDG&E | Com | FoodServ | Com - Other | Electric Demand (MW) | Energy Efficiency | 0.013585 | 0.015731 | 0.016767 | 0.017787 | 0.019072 | 0.020205 | 0.021186 | 0.022131 | 0.023045 | 0.023961 | 0.024842 | 0.025726 | 0.026623
Scenario 1: Reference | SDG&E | Com | FoodServ | Com - Other | Electric Demand (MW) | Fuel Substitution | -0.0030503 | -0.0035305 | -0.0040095 | -0.0044908 | -0.004974 | -0.0054596 | -0.0059487 | -0.0064403 | -0.0069332 | -0.0074273 | -0.00792 | -0.0084099 | -0.0088956
Scenario 1: Reference | SDG&E | Com | FoodServ | Com - Other | Electric Energy (GWh/year) | Energy Efficiency | 0.066804 | 0.076723 | 0.081869 | 0.086947 | 0.093178 | 0.098772 | 0.1037 | 0.10846 | 0.11309 | 0.11774 | 0.12223 | 0.12673 | 0.13132
Scenario 1: Reference | SDG&E | Com | FoodServ | Com - Other | Electric Energy (GWh/year) | Fuel Substitution | -0.017761 | -0.020557 | -0.02335 | -0.026164 | -0.028999 | -0.031859 | -0.034752 | -0.037676 | -0.040624 | -0.043598 | -0.046612 | -0.049721 | -0.052853
Scenario 1: Reference | SDG&E | Com | FoodServ | Com - Other | Gas Energy (MMTherm/year) | Energy Efficiency | 0.021717 | 0.022954 | 0.024138 | 0.025277 | 0.026267 | 0.027313 | 0.028313 | 0.029247 | 0.030125 | 0.030986 | 0.031781 | 0.032547 | 0.033312
Scenario 1: Reference | SDG&E | Com | FoodServ | Com - Other | Gas Energy (MMTherm/year) | Fuel Substitution | 0.0017015 | 0.0019699 | 0.0022378 | 0.0025078 | 0.0027797 | 0.003054 | 0.0033315 | 0.0036118 | 0.0038945 | 0.0041796 | 0.0044687 | 0.0047673 | 0.0050682
Scenario 1: Reference | SDG&E | Com | FoodServ | Com - Restaurant | Electric Demand (MW) | Energy Efficiency | 0.023703 | 0.025138 | 0.02583 | 0.026278 | 0.03536 | 0.037191 | 0.038862 | 0.040477 | 0.041962 | 0.043425 | 0.044881 | 0.046313 | 0.047706
Scenario 1: Reference | SDG&E | Com | FoodServ | Com - Restaurant | Electric Demand (MW) | Fuel Substitution | -0.0061346 | -0.0070623 | -0.0079706 | -0.0088652 | -0.0097583 | -0.010648 | -0.011537 | -0.012422 | -0.013303 | -0.014179 | -0.015045 | -0.015899 | -0.016738
Scenario 1: Reference | SDG&E | Com | FoodServ | Com - Restaurant | Electric Energy (GWh/year) | Energy Efficiency | 0.12527 | 0.13211 | 0.13578 | 0.13821 | 0.18397 | 0.1933 | 0.20195 | 0.21033 | 0.21806 | 0.22567 | 0.23326 | 0.24073 | 0.24801
Scenario 1: Reference | SDG&E | Com | FoodServ | Com - Restaurant | Electric Energy (GWh/year) | Fuel Substitution | -0.060925 | -0.06963 | -0.078193 | -0.08665 | -0.094908 | -0.1032 | -0.11151 | -0.11983 | -0.12813 | -0.13642 | -0.14464 | -0.15279 | -0.16095
Scenario 1: Reference | SDG&E | Com | FoodServ | Com - Restaurant | Gas Energy (MMTherm/year) | Energy Efficiency | 0.04844 | 0.049621 | 0.050779 | 0.051563 | 0.062659 | 0.064844 | 0.067017 | 0.069067 | 0.070901 | 0.072655 | 0.074346 | 0.075956 | 0.077446
Scenario 1: Reference | SDG&E | Com | FoodServ | Com - Restaurant | Gas Energy (MMTherm/year) | Fuel Substitution | 0.0061175 | 0.0069906 | 0.0078495 | 0.0086976 | 0.0095245 | 0.010355 | 0.011187 | 0.012018 | 0.012849 | 0.013677 | 0.014499 | 0.015313 | 0.016128
Scenario 1: Reference | SDG&E | Com | FoodServ | Com - Retail | Electric Demand (MW) | Energy Efficiency | 0.00030074 | 0.00029939 | 0.00029794 | 0.00029252 | 0.0002794 | 0.000274 | 0.00026474 | 0.00025522 | 0.00024728 | 0.00024281 | 0.00023852 | 0.00023817 | 0.00023989
Scenario 1: Reference | SDG&E | Com | FoodServ | Com - Retail | Electric Energy (GWh/year) | Energy Efficiency | 0.0020796 | 0.0020849 | 0.0020878 | 0.0020675 | 0.0020038 | 0.0019808 | 0.0019355 | 0.0018877 | 0.0018475 | 0.0018249 | 0.0018025 | 0.0018004 | 0.0018087
Scenario 1: Reference | SDG&E | Com | FoodServ | Com - Retail | Gas Energy (MMTherm/year) | Energy Efficiency | 1.246e-05 | 1.2078e-05 | 1.1727e-05 | 1.112e-05 | 9.9726e-06 | 9.4318e-06 | 8.6285e-06 | 7.8299e-06 | 7.1745e-06 | 6.8023e-06 | 6.4636e-06 | 6.4421e-06 | 6.595e-06
Scenario 1: Reference | SDG&E | Com | FoodServ | Com - School | Electric Demand (MW) | Energy Efficiency | 0.0061793 | 0.0075253 | 0.0079168 | 0.0082952 | 0.008738 | 0.0091271 | 0.009473 | 0.0098178 | 0.010166 | 0.010503 | 0.010839 | 0.011167 | 0.011483
Scenario 1: Reference | SDG&E | Com | FoodServ | Com - School | Electric Demand (MW) | Fuel Substitution | -0.00021049 | -0.00024258 | -0.00027417 | -0.00030555 | -0.00033671 | -0.00036767 | -0.00039852 | -0.00042918 | -0.00045961 | -0.00048979 | -0.00051954 | -0.00054881 | -0.00057749
Scenario 1: Reference | SDG&E | Com | FoodServ | Com - School | Electric Energy (GWh/year) | Energy Efficiency | 0.031577 | 0.037659 | 0.039623 | 0.041524 | 0.043715 | 0.045656 | 0.047402 | 0.049145 | 0.050907 | 0.052617 | 0.054321 | 0.055991 | 0.057598
Scenario 1: Reference | SDG&E | Com | FoodServ | Com - School | Electric Energy (GWh/year) | Fuel Substitution | -0.0025938 | -0.002992 | -0.0033885 | -0.0037883 | -0.0041925 | -0.0046027 | -0.0050212 | -0.005448 | -0.005885 | -0.0063643 | -0.0068737 | -0.0074029 | -0.0079511
Scenario 1: Reference | SDG&E | Com | FoodServ | Com - School | Gas Energy (MMTherm/year) | Energy Efficiency | 0.0075624 | 0.0078592 | 0.0081308 | 0.0083799 | 0.0086222 | 0.0088316 | 0.0090248 | 0.0092108 | 0.0093935 | 0.0095553 | 0.0097094 | 0.0098538 | 0.0099849
Scenario 1: Reference | SDG&E | Com | FoodServ | Com - School | Gas Energy (MMTherm/year) | Fuel Substitution | 0.0002712 | 0.00031291 | 0.0003544 | 0.00039618 | 0.00043835 | 0.00048109 | 0.00052463 | 0.00056896 | 0.00061425 | 0.00066376 | 0.00071622 | 0.00077061 | 0.00082685
Scenario 1: Reference | SDG&E | Com | HVAC | Com - College | Electric Demand (MW) | Energy Efficiency | 0.0064476 | 0.0070004 | 0.0075295 | 0.0041442 | 0.0043556 | 0.0045941 | 0.0095414 | 0.010004 | 0.0055212 | 0.00584 | 0.0061081 | 0.0067294 | 0.0070297
Scenario 1: Reference | SDG&E | Com | HVAC | Com - College | Electric Energy (GWh/year) | Energy Efficiency | 0.016614 | 0.018382 | 0.019951 | 0.0042632 | 0.0044982 | 0.0040991 | 0.024182 | 0.025155 | 0.0048496 | 0.0051006 | 0.005315 | 0.0057609 | 0.0059915
Scenario 1: Reference | SDG&E | Com | HVAC | Com - College | Electric Energy (GWh/year) | Fuel Substitution | 2.2472e-07 | 2.472e-07 | 2.7038e-07 | 4.6993e-07 | 5.0982e-07 | 0 | 0 | 0 | 0 | 0 | 0 | 0 | 0
Scenario 1: Reference | SDG&E | Com | HVAC | Com - College | Gas Energy (MMTherm/year) | Energy Efficiency | 0.00027888 | 0.00049729 | 0.00062273 | 0.00069237 | 0.00073515 | 0.00040691 | 0.00042392 | 0.00044991 | 0.00049148 | 0.00052079 | 0.00054534 | 0.00060385 | 0.00063165
Scenario 1: Reference | SDG&E | Com | HVAC | Com - College | Gas Energy (MMTherm/year) | Fuel Substitution | 5.4411e-08 | 5.9856e-08 | 6.5466e-08 | 8.4647e-08 | 9.1769e-08 | 0 | 0 | 0 | 0 | 0 | 0 | 0 | 0
Scenario 1: Reference | SDG&E | Com | HVAC | Com - Grocery | Electric Demand (MW) | Energy Efficiency | 0.0045475 | 0.0050779 | 0.0056265 | 0.00621 | 0.0067986 | 0.007439 | 0.0081095 | 0.0088041 | 0.0034156 | 0.0018542 | 0.0019856 | 0.0021194 | 0.00064949
Scenario 1: Reference | SDG&E | Com | HVAC | Com - Grocery | Electric Energy (GWh/year) | Energy Efficiency | 0.023868 | 0.026605 | 0.02943 | 0.032446 | 0.035465 | 0.03878 | 0.042251 | 0.045841 | 0.018695 | 0.010892 | 0.011632 | 0.012391 | 0.0058097
Scenario 1: Reference | SDG&E | Com | HVAC | Com - Grocery | Electric Energy (GWh/year) | Fuel Substitution | -8.1862e-05 | -8.9423e-05 | -9.7129e-05 | -0.00010514 | -0.00011348 | 0 | 0 | 0 | 0 | 0 | 0 | 0 | 0
Scenario 1: Reference | SDG&E | Com | HVAC | Com - Grocery | Gas Energy (MMTherm/year) | Energy Efficiency | 0.00023141 | 0.00024781 | 0.0002632 | 0.00028159 | 0.00029541 | 0.00031578 | 0.0003369 | 0.00035727 | 0.00046011 | 0.00051284 | 0.00054048 | 0.00056949 | 0.0006062
Scenario 1: Reference | SDG&E | Com | HVAC | Com - Grocery | Gas Energy (MMTherm/year) | Fuel Substitution | 1.2485e-05 | 1.3641e-05 | 1.482e-05 | 1.604e-05 | 1.7304e-05 | 0 | 0 | 0 | 0 | 0 | 0 | 0 | 0
Scenario 1: Reference | SDG&E | Com | HVAC | Com - Health | Electric Demand (MW) | Energy Efficiency | 0.0066303 | 0.0073064 | 0.0080062 | 0.0088487 | 0.0096219 | 0.010178 | 0.010731 | 0.011428 | 0.010813 | 0.012241 | 0.013032 | 0.013463 | 0.013926
Scenario 1: Reference | SDG&E | Com | HVAC | Com - Health | Electric Energy (GWh/year) | Energy Efficiency | 0.052446 | 0.064154 | 0.069379 | 0.075859 | 0.083057 | 0.08707 | 0.090215 | 0.09537 | 0.080212 | 0.091778 | 0.098373 | 0.10025 | 0.11432
Scenario 1: Reference | SDG&E | Com | HVAC | Com - Health | Electric Energy (GWh/year) | Fuel Substitution | 3.4993e-06 | 3.8513e-06 | 4.2168e-06 | 4.5933e-06 | 4.9804e-06 | 0 | 0 | 0 | 0 | 0 | 0 | 0 | 0
Scenario 1: Reference | SDG&E | Com | HVAC | Com - Health | Gas Energy (MMTherm/year) | Energy Efficiency | 0.0019605 | 0.0035606 | 0.0037176 | 0.004285 | 0.0049481 | 0.0045071 | 0.0044097 | 0.0045669 | 0.0022345 | 0.0024811 | 0.0028336 | 0.0026476 | 0.0050854
Scenario 1: Reference | SDG&E | Com | HVAC | Com - Health | Gas Energy (MMTherm/year) | Fuel Substitution | 6.94e-07 | 7.6479e-07 | 8.3795e-07 | 9.1373e-07 | 9.923e-07 | 0 | 0 | 0 | 0 | 0 | 0 | 0 | 0
Scenario 1: Reference | SDG&E | Com | HVAC | Com - Lodging | Electric Demand (MW) | Energy Efficiency | 0.0054362 | 0.0060044 | 0.0065865 | 0.0072171 | 0.0077873 | 0.0083292 | 0.0089161 | 0.0094985 | 0.0043887 | 0.0036354 | 0.003848 | 0.0040651 | 0.004293
Scenario 1: Reference | SDG&E | Com | HVAC | Com - Lodging | Electric Energy (GWh/year) | Energy Efficiency | 0.041769 | 0.045191 | 0.048661 | 0.052463 | 0.055744 | 0.058807 | 0.062143 | 0.065405 | 0.026437 | 0.023296 | 0.024442 | 0.025615 | 0.026895
Scenario 1: Reference | SDG&E | Com | HVAC | Com - Lodging | Electric Energy (GWh/year) | Fuel Substitution | -1.1465e-05 | -1.2548e-05 | -1.3667e-05 | -1.4833e-05 | -1.605e-05 | 0 | 0 | 0 | 0 | 0 | 0 | 0 | 0
Scenario 1: Reference | SDG&E | Com | HVAC | Com - Lodging | Gas Energy (MMTherm/year) | Energy Efficiency | 0.0018977 | 0.0019957 | 0.002096 | 0.0022182 | 0.002311 | 0.0021405 | 0.0022308 | 0.0023217 | 0.00077354 | 0.00076354 | 0.00078322 | 0.0008039 | 0.00083165
Scenario 1: Reference | SDG&E | Com | HVAC | Com - Lodging | Gas Energy (MMTherm/year) | Fuel Substitution | 2.8399e-06 | 3.1082e-06 | 3.3845e-06 | 3.6703e-06 | 3.9659e-06 | 0 | 0 | 0 | 0 | 0 | 0 | 0 | 0
Scenario 1: Reference | SDG&E | Com | HVAC | Com - Office (Large) | Electric Demand (MW) | Energy Efficiency | 0.00056175 | 0.00060423 | 0.00064594 | 0.00068777 | 0.00072668 | 0.00021732 | 0.00022709 | 0.00023566 | 0.0002422 | 0.00024886 | 0.00025477 | 0.00026038 | 0.00026564
Scenario 1: Reference | SDG&E | Com | HVAC | Com - Office (Large) | Electric Energy (GWh/year) | Energy Efficiency | 0.0032761 | 0.0035338 | 0.0037886 | 0.0040454 | 0.0042863 | 0.00055604 | 0.00058104 | 0.00060298 | 0.00061971 | 0.00063675 | 0.00065187 | 0.00066623 | 0.00067969
Scenario 1: Reference | SDG&E | Com | HVAC | Com - Office (Large) | Gas Energy (MMTherm/year) | Energy Efficiency | 0.0015229 | 0.0016464 | 0.0017689 | 0.001893 | 0.00201 | 0 | 0 | 0 | 0 | 0 | 0 | 0 | 0
Scenario 1: Reference | SDG&E | Com | HVAC | Com - Office (Small) | Electric Demand (MW) | Energy Efficiency | 0.0033739 | 0.0036372 | 0.0039014 | 0.0041673 | 0.0044257 | 0.0046927 | 0.004959 | 0.005212 | 0.0054587 | 0.0056928 | 0.0059202 | 0.0061412 | 0.0063552
Scenario 1: Reference | SDG&E | Com | HVAC | Com - Office (Small) | Electric Energy (GWh/year) | Energy Efficiency | 0.0026478 | 0.0028521 | 0.0030553 | 0.0032579 | 0.0034537 | 0.0036532 | 0.0038502 | 0.0040367 | 0.0042172 | 0.0043875 | 0.0045517 | 0.0047098 | 0.0048616
Scenario 1: Reference | SDG&E | Com | HVAC | Com - Office (Small) | Gas Energy (MMTherm/year) | Energy Efficiency | 0.0001963 | 0.00021172 | 0.00022727 | 0.00024299 | 0.00025831 | 0.00027426 | 0.00029025 | 0.00030547 | 0.00032035 | 0.00033451 | 0.00034832 | 0.00036179 | 0.00037489
Scenario 1: Reference | SDG&E | Com | HVAC | Com - Other | Electric Demand (MW) | Energy Efficiency | 0.042839 | 0.047349 | 0.051949 | 0.056673 | 0.060849 | 0.065805 | 0.070812 | 0.075682 | 0.07665 | 0.080018 | 0.08799 | 0.093742 | 0.098593
Scenario 1: Reference | SDG&E | Com | HVAC | Com - Other | Electric Energy (GWh/year) | Energy Efficiency | 0.044314 | 0.049377 | 0.054395 | 0.059423 | 0.06398 | 0.069302 | 0.074714 | 0.080046 | 0.072951 | 0.07346 | 0.090108 | 0.099027 | 0.10448
Scenario 1: Reference | SDG&E | Com | HVAC | Com - Other | Electric Energy (GWh/year) | Fuel Substitution | -4.6272e-05 | -5.0808e-05 | -5.5469e-05 | -5.9194e-05 | -6.41e-05 | 0 | 0 | 0 | 0 | 0 | 0 | 0 | 0
Scenario 1: Reference | SDG&E | Com | HVAC | Com - Other | Gas Energy (MMTherm/year) | Energy Efficiency | 0.0058214 | 0.0064058 | 0.0070108 | 0.0076399 | 0.0081921 | 0.0088514 | 0.0095169 | 0.010163 | 0.010534 | 0.011078 | 0.01193 | 0.012629 | 0.013275
Scenario 1: Reference | SDG&E | Com | HVAC | Com - Other | Gas Energy (MMTherm/year) | Fuel Substitution | 7.6891e-06 | 8.4418e-06 | 9.2154e-06 | 1.0175e-05 | 1.1016e-05 | 0 | 0 | 0 | 0 | 0 | 0 | 0 | 0
Scenario 1: Reference | SDG&E | Com | HVAC | Com - Restaurant | Electric Demand (MW) | Energy Efficiency | 0.00097449 | 0.0009057 | 0.0008501 | 0.00075716 | 0.0030329 | 0.0032618 | 0.0035175 | 0.0037774 | 0.0040197 | 0.0042676 | 0.0045225 | 0.0047779 | 0.0050277
Scenario 1: Reference | SDG&E | Com | HVAC | Com - Restaurant | Electric Energy (GWh/year) | Energy Efficiency | -0.00012723 | -9.0636e-05 | -5.961e-05 | -1.9975e-05 | 9.5617e-05 | 0.00011384 | 0.00013482 | 0.00015878 | 0.00018604 | 0.00021642 | 0.0002502 | 0.00028796 | 0.00032993
Scenario 1: Reference | SDG&E | Com | HVAC | Com - Restaurant | Electric Energy (GWh/year) | Fuel Substitution | 3.98e-08 | 4.3627e-08 | 3.4574e-07 | 3.7549e-07 | 4.059e-07 | 0 | 0 | 0 | 0 | 0 | 0 | 0 | 0
Scenario 1: Reference | SDG&E | Com | HVAC | Com - Restaurant | Gas Energy (MMTherm/year) | Energy Efficiency | 0.002758 | 0.0030205 | 0.0033029 | 0.0035875 | 0.0045291 | 0.0049872 | 0.005485 | 0.0060163 | 0.0065738 | 0.0071682 | 0.0078013 | 0.0084715 | 0.0091763
Scenario 1: Reference | SDG&E | Com | HVAC | Com - Restaurant | Gas Energy (MMTherm/year) | Fuel Substitution | 9.1533e-09 | 1.0033e-08 | 5.0646e-08 | 5.4996e-08 | 5.9443e-08 | 0 | 0 | 0 | 0 | 0 | 0 | 0 | 0
Scenario 1: Reference | SDG&E | Com | HVAC | Com - Retail | Electric Demand (MW) | Energy Efficiency | 0.011292 | 0.011971 | 0.012662 | 0.013223 | 0.013539 | 0.014009 | 0.01442 | 0.014821 | 0.00099735 | 0.00051437 | 0.00026736 | 0.00013584 | 6.2178e-05
Scenario 1: Reference | SDG&E | Com | HVAC | Com - Retail | Electric Energy (GWh/year) | Energy Efficiency | 0.03168 | 0.034579 | 0.037513 | 0.040294 | 0.042768 | 0.044874 | 0.047388 | 0.049859 | 0.0013292 | 0.00037734 | 0.00026729 | 0.00020944 | 0.00017755
Scenario 1: Reference | SDG&E | Com | HVAC | Com - Retail | Electric Energy (GWh/year) | Fuel Substitution | 3.7168e-06 | 4.0753e-06 | 4.4426e-06 | 4.8188e-06 | 5.2044e-06 | 0 | 0 | 0 | 0 | 0 | 0 | 0 | 0
Scenario 1: Reference | SDG&E | Com | HVAC | Com - Retail | Gas Energy (MMTherm/year) | Energy Efficiency | 0.00048478 | 0.00051854 | 0.00055261 | 0.00058319 | 0.00060679 | 0.00029396 | 0.00030457 | 0.00031518 | 1.7844e-05 | 8.382e-06 | 3.9653e-06 | 1.6097e-06 | 2.8757e-07
Scenario 1: Reference | SDG&E | Com | HVAC | Com - Retail | Gas Energy (MMTherm/year) | Fuel Substitution | 2.7634e-07 | 3.0295e-07 | 3.3022e-07 | 3.5817e-07 | 3.8683e-07 | 0 | 0 | 0 | 0 | 0 | 0 | 0 | 0
Scenario 1: Reference | SDG&E | Com | HVAC | Com - School | Electric Demand (MW) | Energy Efficiency | 0.012404 | 0.012648 | 0.012791 | 0.012856 | 0.012906 | 0.01288 | 0.012843 | 0.01284 | 0.013344 | 0.01393 | 0.014515 | 0.015081 | 0.015614
Scenario 1: Reference | SDG&E | Com | HVAC | Com - School | Electric Energy (GWh/year) | Energy Efficiency | 0.039169 | 0.037862 | 0.035961 | 0.0336 | 0.031011 | 0.028198 | 0.02539 | 0.022767 | 0.02304 | 0.023907 | 0.024784 | 0.025642 | 0.02646
Scenario 1: Reference | SDG&E | Com | HVAC | Com - School | Electric Energy (GWh/year) | Fuel Substitution | 2.5643e-08 | 2.7695e-08 | 2.9729e-08 | 3.175e-08 | 3.3757e-08 | 0 | 0 | 0 | 0 | 0 | 0 | 0 | 0
Scenario 1: Reference | SDG&E | Com | HVAC | Com - School | Gas Energy (MMTherm/year) | Energy Efficiency | 0.0023946 | 0.0025253 | 0.0026558 | 0.002786 | 0.0029274 | 0.0030553 | 0.0031807 | 0.0033096 | 0.0034419 | 0.0035692 | 0.0036985 | 0.0038253 | 0.0039463
Scenario 1: Reference | SDG&E | Com | HVAC | Com - School | Gas Energy (MMTherm/year) | Fuel Substitution | 9.7947e-08 | 1.0577e-07 | 1.1353e-07 | 1.2124e-07 | 1.289e-07 | 0 | 0 | 0 | 0 | 0 | 0 | 0 | 0
Scenario 1: Reference | SDG&E | Com | HVAC | Com - Warehouse | Electric Demand (MW) | Energy Efficiency | 1.3077e-05 | 1.4163e-05 | 1.5235e-05 | 1.634e-05 | 1.7342e-05 | 1.8378e-05 | 1.9349e-05 | 2.029e-05 | 2.1198e-05 | 2.2081e-05 | 2.2895e-05 | 2.3676e-05 | 6.1577e-06
Scenario 1: Reference | SDG&E | Com | HVAC | Com - Warehouse | Electric Energy (GWh/year) | Energy Efficiency | 4.004e-05 | 4.3367e-05 | 4.6648e-05 | 5.0031e-05 | 5.3098e-05 | 5.6273e-05 | 5.9244e-05 | 6.2127e-05 | 6.4906e-05 | 6.761e-05 | 7.0104e-05 | 7.2493e-05 | 1.8854e-05
Scenario 1: Reference | SDG&E | Com | HVAC | Com - Warehouse | Electric Energy (GWh/year) | Fuel Substitution | -7.9613e-06 | -8.7473e-06 | -9.5159e-06 | -1.0361e-05 | -1.0935e-05 | 0 | 0 | 0 | 0 | 0 | 0 | 0 | 0
Scenario 1: Reference | SDG&E | Com | HVAC | Com - Warehouse | Gas Energy (MMTherm/year) | Energy Efficiency | 0 | 0 | 0 | 0 | 0 | 0 | 0 | 0 | 0 | 0 | 0 | 0 | 0
Scenario 1: Reference | SDG&E | Com | HVAC | Com - Warehouse | Gas Energy (MMTherm/year) | Fuel Substitution | 1.3363e-06 | 1.469e-06 | 1.6239e-06 | 1.7684e-06 | 2.0216e-06 | 0 | 0 | 0 | 0 | 0 | 0 | 0 | 0
Scenario 1: Reference | SDG&E | Com | Lighting | Com - College | Electric Demand (MW) | Energy Efficiency | 0 | 0.0050287 | 0.0073437 | 0.0074618 | 0.0074892 | 0.0075821 | 0.007671 | 0.0077319 | 0.0023867 | 0 | 0 | 0 | 0
Scenario 1: Reference | SDG&E | Com | Lighting | Com - College | Electric Energy (GWh/year) | Energy Efficiency | 0 | 0.019603 | 0.028627 | 0.029088 | 0.029194 | 0.029557 | 0.029903 | 0.03014 | 0.0093039 | 0 | 0 | 0 | 0
Scenario 1: Reference | SDG&E | Com | Lighting | Com - College | Gas Energy (MMTherm/year) | Energy Efficiency | 0 | -8.8034e-05 | -0.00012856 | -0.00013063 | -0.00013111 | -0.00013274 | -0.00013429 | -0.00013536 | -4.1783e-05 | 0 | 0 | 0 | 0
Scenario 1: Reference | SDG&E | Com | Lighting | Com - Grocery | Electric Demand (MW) | Energy Efficiency | 0.008634 | 0.0085813 | 0.0085311 | 0.0085145 | 0.0084693 | 0.0084797 | 0.0084991 | 0.0085169 | 0.0085173 | 0.0061268 | 0.0049939 | 0.0050447 | 0.0050983
Scenario 1: Reference | SDG&E | Com | Lighting | Com - Grocery | Electric Energy (GWh/year) | Energy Efficiency | 0.049473 | 0.049173 | 0.048887 | 0.048794 | 0.048536 | 0.048597 | 0.048709 | 0.048812 | 0.048816 | 0.035157 | 0.028684 | 0.028977 | 0.029284
Scenario 1: Reference | SDG&E | Com | Lighting | Com - Grocery | Gas Energy (MMTherm/year) | Energy Efficiency | -0.00059215 | -0.00058852 | -0.00058507 | -0.00058393 | -0.00058082 | -0.00058153 | -0.00058285 | -0.00058407 | -0.00058409 | -0.00041994 | -0.00034214 | -0.00034563 | -0.0003493
Scenario 1: Reference | SDG&E | Com | Lighting | Com - Health | Electric Demand (MW) | Energy Efficiency | 0.020348 | 0.020046 | 0.019797 | 0.019797 | 0.019545 | 0.019231 | 0.018298 | 0.018156 | 0.018249 | 0.018688 | 0.019351 | 0.018678 | 0.018311
Scenario 1: Reference | SDG&E | Com | Lighting | Com - Health | Electric Energy (GWh/year) | Energy Efficiency | 0.12468 | 0.12283 | 0.12131 | 0.12131 | 0.11976 | 0.11784 | 0.11213 | 0.11126 | 0.11183 | 0.11452 | 0.11858 | 0.11446 | 0.11221
Scenario 1: Reference | SDG&E | Com | Lighting | Com - Health | Gas Energy (MMTherm/year) | Energy Efficiency | -0.00068864 | -0.00067842 | -0.00067001 | -0.00067001 | -0.00066148 | -0.00065084 | -0.0006193 | -0.0006145 | -0.00061764 | -0.0006325 | -0.00065495 | -0.00063217 | -0.00061975
Scenario 1: Reference | SDG&E | Com | Lighting | Com - Office (Large) | Electric Demand (MW) | Energy Efficiency | 0.017217 | 0.017065 | 0.01691 | 0.01678 | 0.016596 | 0.016557 | 0.016566 | 0.016513 | 0.01634 | 0.016227 | 0.016104 | 0.016006 | 0.015926
Scenario 1: Reference | SDG&E | Com | Lighting | Com - Office (Large) | Electric Energy (GWh/year) | Energy Efficiency | 0.12666 | 0.12555 | 0.12441 | 0.12345 | 0.1221 | 0.12181 | 0.12188 | 0.12149 | 0.12021 | 0.11938 | 0.11848 | 0.11776 | 0.11717
Scenario 1: Reference | SDG&E | Com | Lighting | Com - Office (Large) | Gas Energy (MMTherm/year) | Energy Efficiency | -0.00012559 | -0.00012448 | -0.00012335 | -0.0001224 | -0.00012106 | -0.00012078 | -0.00012084 | -0.00012045 | -0.00011919 | -0.00011837 | -0.00011747 | -0.00011675 | -0.00011617
Scenario 1: Reference | SDG&E | Com | Lighting | Com - Refrig. Warehouse | Electric Demand (MW) | Energy Efficiency | 2.0286e-05 | 2.0184e-05 | 2.0117e-05 | 1.9864e-05 | 1.9762e-05 | 1.9716e-05 | 1.9762e-05 | 1.982e-05 | 1.9956e-05 | 2.0058e-05 | 2.0236e-05 | 2.0447e-05 | 2.0653e-05
Scenario 1: Reference | SDG&E | Com | Lighting | Com - Refrig. Warehouse | Electric Energy (GWh/year) | Energy Efficiency | 0.0001805 | 0.00017959 | 0.00017898 | 0.00017673 | 0.00017581 | 0.0001754 | 0.0001758 | 0.00017631 | 0.00017752 | 0.00017843 | 0.00018 | 0.00018188 | 0.00018371
Scenario 1: Reference | SDG&E | Com | Lighting | Com - Restaurant | Electric Demand (MW) | Energy Efficiency | 0.0051987 | 0.0050051 | 0.0048471 | 0.0046828 | 0.0055303 | 0.0055177 | 0.0055195 | 0.0055241 | 0.0055227 | 0.0055266 | 0.0055366 | 0.0055501 | 0.0055653
Scenario 1: Reference | SDG&E | Com | Lighting | Com - Restaurant | Electric Energy (GWh/year) | Energy Efficiency | 0.032527 | 0.031316 | 0.030327 | 0.029299 | 0.0346 | 0.034522 | 0.034532 | 0.034561 | 0.034552 | 0.034577 | 0.034639 | 0.034723 | 0.034818
Scenario 1: Reference | SDG&E | Com | Lighting | Com - Restaurant | Gas Energy (MMTherm/year) | Energy Efficiency | -9.9471e-05 | -9.5767e-05 | -9.2745e-05 | -8.9601e-05 | -0.00010582 | -0.00010558 | -0.00010561 | -0.0001057 | -0.00010568 | -0.00010575 | -0.00010594 | -0.0001062 | -0.00010649
Scenario 1: Reference | SDG&E | Com | Lighting | Com - Retail | Electric Demand (MW) | Energy Efficiency | 0.034921 | 0.033734 | 0.032687 | 0.031631 | 0.030451 | 0.029605 | 0.028731 | 0.027925 | 0.027224 | 0.026662 | 0.026148 | 0.025761 | 0.025448
Scenario 1: Reference | SDG&E | Com | Lighting | Com - Retail | Electric Energy (GWh/year) | Energy Efficiency | 0.21756 | 0.21017 | 0.20364 | 0.19706 | 0.18971 | 0.18444 | 0.179 | 0.17397 | 0.16961 | 0.16611 | 0.1629 | 0.16049 | 0.15854
Scenario 1: Reference | SDG&E | Com | Lighting | Com - Retail | Gas Energy (MMTherm/year) | Energy Efficiency | -0.00032651 | -0.00031541 | -0.00030562 | -0.00029575 | -0.00028472 | -0.00027681 | -0.00026864 | -0.0002611 | -0.00025455 | -0.00024929 | -0.00024448 | -0.00024086 | -0.00023794
Scenario 1: Reference | SDG&E | Com | Lighting | Com - Warehouse | Electric Demand (MW) | Energy Efficiency | 0.00043838 | 0.00044227 | 0.0004464 | 0.00045248 | 0.000456 | 0.00046155 | 0.00046602 | 0.00047064 | 0.00013579 | 0 | 0 | 0 | 0
Scenario 1: Reference | SDG&E | Com | Lighting | Com - Warehouse | Electric Energy (GWh/year) | Energy Efficiency | 0.0036381 | 0.0036704 | 0.0037047 | 0.0037551 | 0.0037843 | 0.0038303 | 0.0038675 | 0.0039058 | 0.0011269 | 0 | 0 | 0 | 0
Scenario 1: Reference | SDG&E | Com | Lighting | Com - Warehouse | Gas Energy (MMTherm/year) | Energy Efficiency | -1.2153e-05 | -1.2261e-05 | -1.2375e-05 | -1.2544e-05 | -1.2641e-05 | -1.2795e-05 | -1.2919e-05 | -1.3047e-05 | -3.7645e-06 | 0 | 0 | 0 | 0
Scenario 1: Reference | SDG&E | Com | WaterHeat | Com - College | Electric Demand (MW) | Energy Efficiency | 0.0051801 | 0.0055729 | 0.0059667 | 0.0063947 | 0.0067789 | 0.0072227 | 0.0076552 | 0.0080734 | 0.0084956 | 0.0089275 | 0.0093441 | 0.0098923 | 0.010331
Scenario 1: Reference | SDG&E | Com | WaterHeat | Com - College | Electric Demand (MW) | Fuel Substitution | 0 | 0 | 0 | 0 | 0 | 0.30448 | 0.34919 | 0.39011 | 0.42396 | 0.47537 | 0.53015 | 0.56942 | 0.59625
Scenario 1: Reference | SDG&E | Com | WaterHeat | Com - College | Electric Energy (GWh/year) | Energy Efficiency | 0.019646 | 0.021136 | 0.02263 | 0.024253 | 0.02571 | 0.027393 | 0.029034 | 0.03062 | 0.032221 | 0.033859 | 0.035439 | 0.037518 | 0.039184
Scenario 1: Reference | SDG&E | Com | WaterHeat | Com - College | Electric Energy (GWh/year) | Fuel Substitution | -0.61749 | -0.67974 | -0.74157 | -0.80346 | -0.8653 | 1.2095 | 1.387 | 1.5493 | 1.6836 | 1.8876 | 2.105 | 2.2607 | 2.367
Scenario 1: Reference | SDG&E | Com | WaterHeat | Com - College | Gas Energy (MMTherm/year) | Energy Efficiency | 0.0055703 | 0.0056551 | 0.0057354 | 0.0058334 | 0.0058999 | 0.0034939 | 0.0034899 | 0.003484 | 2.2117e-05 | 2.2372e-05 | 0.0034647 | 0.0034567 | 0.0034468
Scenario 1: Reference | SDG&E | Com | WaterHeat | Com - College | Gas Energy (MMTherm/year) | Fuel Substitution | 0.069999 | 0.076995 | 0.08394 | 0.090894 | 0.097843 | 0 | 0 | 0 | 0 | 0 | 0 | 0 | 0
Scenario 1: Reference | SDG&E | Com | WaterHeat | Com - Grocery | Electric Demand (MW) | Energy Efficiency | 0.013375 | 0.014423 | 0.015463 | 0.016533 | 0.017555 | 0.018647 | 0.01975 | 0.020847 | 0.021908 | 0.023005 | 0.024088 | 0.025182 | 0.026304
Scenario 1: Reference | SDG&E | Com | WaterHeat | Com - Grocery | Electric Energy (GWh/year) | Energy Efficiency | 0.070239 | 0.075746 | 0.081204 | 0.086826 | 0.092195 | 0.097925 | 0.10372 | 0.10948 | 0.11505 | 0.12082 | 0.1265 | 0.13225 | 0.13814
Scenario 1: Reference | SDG&E | Com | WaterHeat | Com - Grocery | Electric Energy (GWh/year) | Fuel Substitution | -0.022338 | -0.024014 | -0.025656 | -0.027317 | -0.028996 | 0 | 0 | 0 | 0 | 0 | 0 | 0 | 0
Scenario 1: Reference | SDG&E | Com | WaterHeat | Com - Grocery | Gas Energy (MMTherm/year) | Energy Efficiency | 0.0033495 | 0.0033515 | 0.0033492 | 0.0033464 | 0.0033386 | 0.0029999 | 0.0029847 | 0.0029685 | 0.00051152 | 0.00051698 | 0.0028967 | 0.0028781 | 0.0028592
Scenario 1: Reference | SDG&E | Com | WaterHeat | Com - Grocery | Gas Energy (MMTherm/year) | Fuel Substitution | 0.0030264 | 0.0032535 | 0.0034759 | 0.003701 | 0.0039284 | 0 | 0 | 0 | 0 | 0 | 0 | 0 | 0
Scenario 1: Reference | SDG&E | Com | WaterHeat | Com - Health | Electric Demand (MW) | Energy Efficiency | 0.01685 | 0.018122 | 0.0194 | 0.020834 | 0.02207 | 0.023242 | 0.023802 | 0.024995 | 0.026396 | 0.028162 | 0.030215 | 0.03077 | 0.031604
Scenario 1: Reference | SDG&E | Com | WaterHeat | Com - Health | Electric Demand (MW) | Fuel Substitution | 0 | 0 | 0 | 0 | 0 | 0.38346 | 0.4424 | 0.49665 | 0.5419 | 0.60797 | 0.68272 | 0.73625 | 0.773
Scenario 1: Reference | SDG&E | Com | WaterHeat | Com - Health | Electric Energy (GWh/year) | Energy Efficiency | 0.13998 | 0.15054 | 0.16116 | 0.17308 | 0.18335 | 0.19309 | 0.19775 | 0.20766 | 0.2193 | 0.23396 | 0.25102 | 0.25563 | 0.26256
Scenario 1: Reference | SDG&E | Com | WaterHeat | Com - Health | Electric Energy (GWh/year) | Fuel Substitution | -1.6752 | -1.8486 | -2.022 | -2.1968 | -2.3724 | 3.3303 | 3.8417 | 4.3124 | 4.7048 | 5.278 | 5.9265 | 6.3906 | 6.709
Scenario 1: Reference | SDG&E | Com | WaterHeat | Com - Health | Gas Energy (MMTherm/year) | Energy Efficiency | 0.011277 | 0.011497 | 0.011711 | 0.012012 | 0.012184 | 0.0046327 | 0.0046428 | 0.0046528 | 8.5919e-05 | 8.7948e-05 | 0.0046536 | 0.0046577 | 0.0046607
Scenario 1: Reference | SDG&E | Com | WaterHeat | Com - Health | Gas Energy (MMTherm/year) | Fuel Substitution | 0.1923 | 0.21203 | 0.23174 | 0.25163 | 0.27161 | 0 | 0 | 0 | 0 | 0 | 0 | 0 | 0
Scenario 1: Reference | SDG&E | Com | WaterHeat | Com - Lodging | Electric Demand (MW) | Energy Efficiency | 0.003912 | 0.0041618 | 0.0044094 | 0.0046847 | 0.0049114 | 0.0050987 | 0.0053377 | 0.0055729 | 0.00581 | 0.0060451 | 0.0062615 | 0.0064747 | 0.0066957
Scenario 1: Reference | SDG&E | Com | WaterHeat | Com - Lodging | Electric Demand (MW) | Fuel Substitution | 0 | 0 | 0 | 0 | 0 | 0.48996 | 0.56194 | 0.62756 | 0.68136 | 0.75738 | 0.84322 | 0.90308 | 0.94274
Scenario 1: Reference | SDG&E | Com | WaterHeat | Com - Lodging | Electric Energy (GWh/year) | Energy Efficiency | 0.031702 | 0.033727 | 0.035735 | 0.037966 | 0.039804 | 0.041329 | 0.043266 | 0.045174 | 0.0471 | 0.049006 | 0.050761 | 0.052489 | 0.05428
Scenario 1: Reference | SDG&E | Com | WaterHeat | Com - Lodging | Electric Energy (GWh/year) | Fuel Substitution | -2.2887 | -2.5095 | -2.7274 | -2.9442 | -3.1589 | 4.1495 | 4.7587 | 5.3138 | 5.7687 | 6.4118 | 7.138 | 7.644 | 7.9789
Scenario 1: Reference | SDG&E | Com | WaterHeat | Com - Lodging | Gas Energy (MMTherm/year) | Energy Efficiency | 0.049017 | 0.049185 | 0.049394 | 0.050119 | 0.05008 | 0.0083472 | 0.0082885 | 0.0082267 | 8.1237e-05 | 8.1435e-05 | 0.0045965 | 0.004557 | 0.0045154
Scenario 1: Reference | SDG&E | Com | WaterHeat | Com - Lodging | Gas Energy (MMTherm/year) | Fuel Substitution | 0.25805 | 0.28267 | 0.30693 | 0.33107 | 0.35499 | 0 | 0 | 0 | 0 | 0 | 0 | 0 | 0
Scenario 1: Reference | SDG&E | Com | WaterHeat | Com - Office (Large) | Electric Demand (MW) | Energy Efficiency | 0.0035215 | 0.0037694 | 0.0040121 | 0.0042541 | 0.0044813 | 0.0047307 | 0.0049892 | 0.0052322 | 0.0054428 | 0.0056621 | 0.0058735 | 0.0060859 | 0.0062985
Scenario 1: Reference | SDG&E | Com | WaterHeat | Com - Office (Large) | Electric Demand (MW) | Fuel Substitution | 0 | 0 | 0 | 0 | 0 | 0.040806 | 0.046276 | 0.051213 | 0.055195 | 0.063059 | 0.070012 | 0.074758 | 0.077763
Scenario 1: Reference | SDG&E | Com | WaterHeat | Com - Office (Large) | Electric Energy (GWh/year) | Energy Efficiency | 0.063562 | 0.068036 | 0.072417 | 0.076783 | 0.080884 | 0.085384 | 0.09005 | 0.094436 | 0.098237 | 0.10219 | 0.10601 | 0.10984 | 0.11368
Scenario 1: Reference | SDG&E | Com | WaterHeat | Com - Office (Large) | Electric Energy (GWh/year) | Fuel Substitution | -0.3607 | -0.39435 | -0.42748 | -0.46028 | -0.49275 | 0.77158 | 0.87493 | 0.96817 | 1.0433 | 1.1919 | 1.3232 | 1.4128 | 1.4694
Scenario 1: Reference | SDG&E | Com | WaterHeat | Com - Office (Large) | Gas Energy (MMTherm/year) | Energy Efficiency | 0.011861 | 0.0116 | 0.011333 | 0.011072 | 0.010793 | 0.0055605 | 0.0052511 | 0.0049488 | 0 | 0 | 0.0040837 | 0.003809 | 0.003541
Scenario 1: Reference | SDG&E | Com | WaterHeat | Com - Office (Large) | Gas Energy (MMTherm/year) | Fuel Substitution | 0.040228 | 0.043969 | 0.04765 | 0.051295 | 0.054905 | 0 | 0 | 0 | 0 | 0 | 0 | 0 | 0
Scenario 1: Reference | SDG&E | Com | WaterHeat | Com - Office (Small) | Electric Demand (MW) | Energy Efficiency | 0.00020845 | 0.00022353 | 0.0002385 | 0.00025335 | 0.00026799 | 0.00028287 | 0.00029745 | 0.00031179 | 0.00032599 | 0.00033999 | 0.00035387 | 0.00036764 | 0.0003813
Scenario 1: Reference | SDG&E | Com | WaterHeat | Com - Office (Small) | Electric Demand (MW) | Fuel Substitution | 0 | 0 | 0 | 0 | 0 | 0.0029025 | 0.0033078 | 0.003674 | 0.003971 | 0.0044255 | 0.0049038 | 0.0052325 | 0.0054454
Scenario 1: Reference | SDG&E | Com | WaterHeat | Com - Office (Small) | Electric Energy (GWh/year) | Energy Efficiency | 0.022255 | 0.023865 | 0.025462 | 0.027048 | 0.028611 | 0.030202 | 0.031759 | 0.03329 | 0.034807 | 0.036301 | 0.037782 | 0.039253 | 0.040712
Scenario 1: Reference | SDG&E | Com | WaterHeat | Com - Office (Small) | Electric Energy (GWh/year) | Fuel Substitution | -0.15875 | -0.17409 | -0.1892 | -0.20416 | -0.21896 | 0.32427 | 0.36953 | 0.4104 | 0.44353 | 0.49426 | 0.54763 | 0.58429 | 0.608
Scenario 1: Reference | SDG&E | Com | WaterHeat | Com - Office (Small) | Gas Energy (MMTherm/year) | Energy Efficiency | 0.0060687 | 0.0060435 | 0.006059 | 0.0060219 | 0.0059806 | 0.0056848 | 0.0056254 | 0.0055629 | 0 | 0 | 0.0053229 | 0.005251 | 0.0051763
Scenario 1: Reference | SDG&E | Com | WaterHeat | Com - Office (Small) | Gas Energy (MMTherm/year) | Fuel Substitution | 0.017547 | 0.019236 | 0.020899 | 0.022544 | 0.024173 | 0 | 0 | 0 | 0 | 0 | 0 | 0 | 0
Scenario 1: Reference | SDG&E | Com | WaterHeat | Com - Other | Electric Demand (MW) | Energy Efficiency | 0.10155 | 0.10994 | 0.11844 | 0.12707 | 0.13542 | 0.14436 | 0.15326 | 0.16213 | 0.171 | 0.18001 | 0.18896 | 0.19804 | 0.20731
Scenario 1: Reference | SDG&E | Com | WaterHeat | Com - Other | Electric Demand (MW) | Fuel Substitution | 0 | 0 | 0 | 0 | 0 | 1.6027 | 1.8368 | 2.0523 | 2.2315 | 2.5191 | 2.8146 | 3.0256 | 3.1693
Scenario 1: Reference | SDG&E | Com | WaterHeat | Com - Other | Electric Energy (GWh/year) | Energy Efficiency | 0.65535 | 0.70948 | 0.76434 | 0.82003 | 0.87393 | 0.93167 | 0.98906 | 1.0463 | 1.1035 | 1.1617 | 1.2195 | 1.2781 | 1.3379
Scenario 1: Reference | SDG&E | Com | WaterHeat | Com - Other | Electric Energy (GWh/year) | Fuel Substitution | -5.8408 | -6.4226 | -7.0024 | -7.5839 | -8.1667 | 10.8368 | 12.4186 | 13.8741 | 15.0841 | 17.0271 | 19.0229 | 20.4468 | 21.4162
Scenario 1: Reference | SDG&E | Com | WaterHeat | Com - Other | Gas Energy (MMTherm/year) | Energy Efficiency | 0.021964 | 0.022522 | 0.023069 | 0.023612 | 0.024103 | 0.013113 | 0.013083 | 0.013046 | 0.0012369 | 0.0012529 | 0.012551 | 0.012498 | 0.012441
Scenario 1: Reference | SDG&E | Com | WaterHeat | Com - Other | Gas Energy (MMTherm/year) | Fuel Substitution | 0.64811 | 0.71212 | 0.77589 | 0.83986 | 0.904 | 0 | 0 | 0 | 0 | 0 | 0 | 0 | 0
Scenario 1: Reference | SDG&E | Com | WaterHeat | Com - Refrig. Warehouse | Electric Demand (MW) | Energy Efficiency | 6.6229e-05 | 7.1262e-05 | 7.6309e-05 | 8.0822e-05 | 8.5617e-05 | 9.0517e-05 | 9.564e-05 | 0.00010078 | 0.00010618 | 0.00011146 | 0.00011703 | 0.00012275 | 0.00012849
Scenario 1: Reference | SDG&E | Com | WaterHeat | Com - Refrig. Warehouse | Electric Demand (MW) | Fuel Substitution | 0 | 0 | 0 | 0 | 0 | 0.00026531 | 0.00030388 | 0.00033913 | 0.00036808 | 0.00040491 | 0.00045062 | 0.00048272 | 0.00050418
Scenario 1: Reference | SDG&E | Com | WaterHeat | Com - Refrig. Warehouse | Electric Energy (GWh/year) | Energy Efficiency | 0.00076142 | 0.00081928 | 0.00087731 | 0.0009292 | 0.00098433 | 0.0010407 | 0.0010996 | 0.0011586 | 0.0012207 | 0.0012814 | 0.0013454 | 0.0014113 | 0.0014772
Scenario 1: Reference | SDG&E | Com | WaterHeat | Com - Refrig. Warehouse | Electric Energy (GWh/year) | Fuel Substitution | -0.0017519 | -0.0019116 | -0.0020685 | -0.0022236 | -0.0023772 | 0.003191 | 0.0036546 | 0.0040781 | 0.0044257 | 0.0048682 | 0.0054174 | 0.0058028 | 0.0060601
Scenario 1: Reference | SDG&E | Com | WaterHeat | Com - Refrig. Warehouse | Gas Energy (MMTherm/year) | Energy Efficiency | 3.7613e-06 | 3.9599e-06 | 4.1549e-06 | 4.2921e-06 | 4.4571e-06 | 0 | 0 | 0.00010958 | 0 | 0 | 0.00010895 | 0.00010865 | 0.00010831
Scenario 1: Reference | SDG&E | Com | WaterHeat | Com - Refrig. Warehouse | Gas Energy (MMTherm/year) | Fuel Substitution | 0.0002045 | 0.00022287 | 0.00024092 | 0.00025875 | 0.00027643 | 0 | 0 | 0 | 0 | 0 | 0 | 0 | 0
Scenario 1: Reference | SDG&E | Com | WaterHeat | Com - Restaurant | Electric Demand (MW) | Energy Efficiency | 0.029376 | 0.030882 | 0.03236 | 0.033657 | 0.041234 | 0.043733 | 0.046183 | 0.048637 | 0.05104 | 0.053458 | 0.055901 | 0.058356 | 0.060807
Scenario 1: Reference | SDG&E | Com | WaterHeat | Com - Restaurant | Electric Demand (MW) | Fuel Substitution | 0 | 0 | 0 | 0 | 0 | 1.5232 | 1.7355 | 1.9277 | 2.0845 | 2.3229 | 2.5801 | 2.7602 | 2.88
Scenario 1: Reference | SDG&E | Com | WaterHeat | Com - Restaurant | Electric Energy (GWh/year) | Energy Efficiency | 0.15073 | 0.15845 | 0.16604 | 0.17269 | 0.2116 | 0.22443 | 0.237 | 0.24959 | 0.26192 | 0.27433 | 0.28687 | 0.29947 | 0.31205
Scenario 1: Reference | SDG&E | Com | WaterHeat | Com - Restaurant | Electric Energy (GWh/year) | Fuel Substitution | -3.7025 | -4.0465 | -4.3804 | -4.7054 | -5.0422 | 8.1766 | 9.3157 | 10.3464 | 11.1869 | 12.4655 | 13.8447 | 14.8099 | 15.4509
Scenario 1: Reference | SDG&E | Com | WaterHeat | Com - Restaurant | Gas Energy (MMTherm/year) | Energy Efficiency | 0.0058886 | 0.0060229 | 0.006158 | 0.0062592 | 0.0078491 | 0.0016177 | 0.0016349 | 0.0034024 | 0.0016663 | 0.0016811 | 0.0033997 | 0.0033972 | 0.0033937
Scenario 1: Reference | SDG&E | Com | WaterHeat | Com - Restaurant | Gas Energy (MMTherm/year) | Fuel Substitution | 0.42814 | 0.46773 | 0.50615 | 0.54356 | 0.58237 | 0 | 0 | 0 | 0 | 0 | 0 | 0 | 0
Scenario 1: Reference | SDG&E | Com | WaterHeat | Com - Retail | Electric Demand (MW) | Energy Efficiency | 0.0065526 | 0.0068948 | 0.0072221 | 0.0075155 | 0.0077591 | 0.0080245 | 0.0082514 | 0.008462 | 0.0085733 | 0.008783 | 0.0089817 | 0.0091883 | 0.0093934
Scenario 1: Reference | SDG&E | Com | WaterHeat | Com - Retail | Electric Demand (MW) | Fuel Substitution | 0 | 0 | 0 | 0 | 0 | 0.057377 | 0.065293 | 0.072344 | 0.077931 | 0.084079 | 0.092383 | 0.097828 | 0.10115
Scenario 1: Reference | SDG&E | Com | WaterHeat | Com - Retail | Electric Energy (GWh/year) | Energy Efficiency | 0.040635 | 0.042775 | 0.044823 | 0.046661 | 0.048187 | 0.049852 | 0.051275 | 0.052597 | 0.053587 | 0.054899 | 0.056141 | 0.057433 | 0.058715
Scenario 1: Reference | SDG&E | Com | WaterHeat | Com - Retail | Electric Energy (GWh/year) | Fuel Substitution | -0.18325 | -0.20045 | -0.21718 | -0.2335 | -0.24939 | 0.37527 | 0.42701 | 0.47307 | 0.50955 | 0.54968 | 0.60392 | 0.63946 | 0.66114
Scenario 1: Reference | SDG&E | Com | WaterHeat | Com - Retail | Gas Energy (MMTherm/year) | Energy Efficiency | 0.011073 | 0.011048 | 0.011012 | 0.010966 | 0.010913 | 0.010635 | 0.010567 | 0.010494 | 0 | 0 | 0.010241 | 0.010152 | 0.010058
Scenario 1: Reference | SDG&E | Com | WaterHeat | Com - Retail | Gas Energy (MMTherm/year) | Fuel Substitution | 0.019917 | 0.021784 | 0.0236 | 0.02537 | 0.027094 | 0 | 0 | 0 | 0 | 0 | 0 | 0 | 0
Scenario 1: Reference | SDG&E | Com | WaterHeat | Com - School | Electric Demand (MW) | Energy Efficiency | 0.0041667 | 0.0044912 | 0.0048161 | 0.0051409 | 0.0054725 | 0.0058079 | 0.006132 | 0.006459 | 0.0067912 | 0.007122 | 0.0074559 | 0.0077903 | 0.008123
Scenario 1: Reference | SDG&E | Com | WaterHeat | Com - School | Electric Demand (MW) | Fuel Substitution | 0 | 0 | 0 | 0 | 0 | 0.15391 | 0.17492 | 0.19387 | 0.20927 | 0.23956 | 0.26637 | 0.28509 | 0.29739
Scenario 1: Reference | SDG&E | Com | WaterHeat | Com - School | Electric Energy (GWh/year) | Energy Efficiency | 0.056565 | 0.06097 | 0.065381 | 0.06979 | 0.074292 | 0.078861 | 0.083262 | 0.087703 | 0.092212 | 0.096705 | 0.10124 | 0.10578 | 0.1103
Scenario 1: Reference | SDG&E | Com | WaterHeat | Com - School | Electric Energy (GWh/year) | Fuel Substitution | -1.0123 | -1.1105 | -1.2076 | -1.3042 | -1.4007 | 2.1888 | 2.4874 | 2.7566 | 2.9752 | 3.4058 | 3.7866 | 4.0522 | 4.2266
Scenario 1: Reference | SDG&E | Com | WaterHeat | Com - School | Gas Energy (MMTherm/year) | Energy Efficiency | 0.0076877 | 0.0077231 | 0.0077537 | 0.0077812 | 0.0078152 | 0.0035066 | 0.0033872 | 0.0032689 | 0.0003336 | 0.00033632 | 0.0029204 | 0.0028063 | 0.0026933
Scenario 1: Reference | SDG&E | Com | WaterHeat | Com - School | Gas Energy (MMTherm/year) | Fuel Substitution | 0.11564 | 0.12682 | 0.13787 | 0.14888 | 0.15986 | 0 | 0 | 0 | 0 | 0 | 0 | 0 | 0
Scenario 1: Reference | SDG&E | Com | WaterHeat | Com - Warehouse | Electric Demand (MW) | Energy Efficiency | 0.000361 | 0.00038137 | 0.00040182 | 0.00042307 | 0.00044322 | 0.0004643 | 0.0004849 | 0.00050559 | 0.00041797 | 0.0004392 | 0.00046005 | 0.00048108 | 0.00050282
Scenario 1: Reference | SDG&E | Com | WaterHeat | Com - Warehouse | Electric Demand (MW) | Fuel Substitution | 0 | 0 | 0 | 0 | 0 | 0.0008235 | 0.00094417 | 0.0010551 | 0.0011472 | 0.0012812 | 0.0014282 | 0.0015323 | 0.0016029
Scenario 1: Reference | SDG&E | Com | WaterHeat | Com - Warehouse | Electric Energy (GWh/year) | Energy Efficiency | 0.0070591 | 0.0075859 | 0.0081169 | 0.0086718 | 0.0092004 | 0.0097555 | 0.010301 | 0.010851 | 0.011061 | 0.011624 | 0.012175 | 0.012732 | 0.013307
Scenario 1: Reference | SDG&E | Com | WaterHeat | Com - Warehouse | Electric Energy (GWh/year) | Fuel Substitution | -0.013796 | -0.01512 | -0.016434 | -0.01775 | -0.019065 | 0.022832 | 0.026175 | 0.029249 | 0.031797 | 0.035509 | 0.03958 | 0.042462 | 0.044412
Scenario 1: Reference | SDG&E | Com | WaterHeat | Com - Warehouse | Gas Energy (MMTherm/year) | Energy Efficiency | 0.0087127 | 0.0087564 | 0.0087924 | 0.0088235 | 0.0088489 | 0.00872 | 0.0087336 | 0.0087439 | 0 | 0 | 0.0085954 | 0.0085932 | 0.0085876
Scenario 1: Reference | SDG&E | Com | WaterHeat | Com - Warehouse | Gas Energy (MMTherm/year) | Fuel Substitution | 0.0015635 | 0.0017119 | 0.001859 | 0.0020063 | 0.0021538 | 0 | 0 | 0 | 0 | 0 | 0 | 0 | 0
Scenario 1: Reference | SDG&E | Com | WholeBlg | Com - College | Electric Demand (MW) | Energy Efficiency | 0.031626 | 0.032632 | 0.033701 | 0.034981 | 0.036406 | 0.037875 | 0.039554 | 0.041203 | 0.042907 | 0.044687 | 0.046409 | 0.047953 | 0.048774
Scenario 1: Reference | SDG&E | Com | WholeBlg | Com - College | Electric Energy (GWh/year) | Energy Efficiency | 0.28821 | 0.29738 | 0.30712 | 0.31879 | 0.33177 | 0.34516 | 0.36046 | 0.37548 | 0.39102 | 0.40724 | 0.42293 | 0.43701 | 0.44449
Scenario 1: Reference | SDG&E | Com | WholeBlg | Com - College | Gas Energy (MMTherm/year) | Energy Efficiency | 0.0032688 | 0.0032606 | 0.0032449 | 0.0032337 | 0.003218 | 0.0031906 | 0.0031654 | 0.003133 | 0.0031007 | 0.0030743 | 0.0030422 | 0.0030072 | 0.0030093
Scenario 1: Reference | SDG&E | Com | WholeBlg | Com - Grocery | Electric Demand (MW) | Energy Efficiency | 0.076189 | 0.078457 | 0.0809 | 0.083808 | 0.087038 | 0.090368 | 0.093865 | 0.097403 | 0.1011 | 0.10477 | 0.10843 | 0.11168 | 0.11167
Scenario 1: Reference | SDG&E | Com | WholeBlg | Com - Grocery | Electric Energy (GWh/year) | Energy Efficiency | 0.69432 | 0.71498 | 0.73725 | 0.76375 | 0.79319 | 0.82354 | 0.8554 | 0.88765 | 0.92134 | 0.95482 | 0.98816 | 1.0177 | 1.0177
Scenario 1: Reference | SDG&E | Com | WholeBlg | Com - Grocery | Gas Energy (MMTherm/year) | Energy Efficiency | 0.0011322 | 0.0011457 | 0.0011574 | 0.0011713 | 0.0011839 | 0.0011912 | 0.0011983 | 0.0012042 | 0.0012109 | 0.0012164 | 0.0012225 | 0.0012279 | 0.0012295
Scenario 1: Reference | SDG&E | Com | WholeBlg | Com - Health | Electric Demand (MW) | Energy Efficiency | 0.088077 | 0.090653 | 0.093331 | 0.096484 | 0.099923 | 0.10335 | 0.10714 | 0.11073 | 0.11444 | 0.11839 | 0.12224 | 0.12548 | 0.12835
Scenario 1: Reference | SDG&E | Com | WholeBlg | Com - Health | Electric Energy (GWh/year) | Energy Efficiency | 0.80266 | 0.82613 | 0.85054 | 0.87927 | 0.91061 | 0.94183 | 0.97635 | 1.0091 | 1.0429 | 1.0789 | 1.114 | 1.1435 | 1.1697
Scenario 1: Reference | SDG&E | Com | WholeBlg | Com - Health | Gas Energy (MMTherm/year) | Energy Efficiency | 0.0054812 | 0.0055973 | 0.0057026 | 0.0058152 | 0.0059189 | 0.005987 | 0.0060376 | 0.0060824 | 0.0061333 | 0.0061721 | 0.0062319 | 0.0062809 | 0.0062938
Scenario 1: Reference | SDG&E | Com | WholeBlg | Com - Lodging | Electric Demand (MW) | Energy Efficiency | 0.044237 | 0.045275 | 0.04637 | 0.047754 | 0.049258 | 0.050767 | 0.052481 | 0.054104 | 0.055756 | 0.057453 | 0.059004 | 0.060258 | 0.061409
Scenario 1: Reference | SDG&E | Com | WholeBlg | Com - Lodging | Electric Energy (GWh/year) | Energy Efficiency | 0.40314 | 0.4126 | 0.42258 | 0.43518 | 0.44889 | 0.46265 | 0.47827 | 0.49306 | 0.50811 | 0.52357 | 0.53771 | 0.54914 | 0.55963
Scenario 1: Reference | SDG&E | Com | WholeBlg | Com - Lodging | Gas Energy (MMTherm/year) | Energy Efficiency | 0.0040204 | 0.0040488 | 0.0040698 | 0.0040981 | 0.0041191 | 0.0041238 | 0.0041284 | 0.0041255 | 0.0041241 | 0.0041255 | 0.0041228 | 0.0041167 | 0.0041202
Scenario 1: Reference | SDG&E | Com | WholeBlg | Com - Office (Large) | Electric Demand (MW) | Energy Efficiency | 0.15161 | 0.15509 | 0.1587 | 0.16304 | 0.16781 | 0.17259 | 0.17825 | 0.18353 | 0.18886 | 0.19432 | 0.19926 | 0.20333 | 0.20903
Scenario 1: Reference | SDG&E | Com | WholeBlg | Com - Office (Large) | Electric Energy (GWh/year) | Energy Efficiency | 1.3816 | 1.4134 | 1.4462 | 1.4858 | 1.5292 | 1.5729 | 1.6244 | 1.6725 | 1.7211 | 1.7709 | 1.8159 | 1.853 | 1.9049
Scenario 1: Reference | SDG&E | Com | WholeBlg | Com - Office (Large) | Gas Energy (MMTherm/year) | Energy Efficiency | 0.0069284 | 0.0069604 | 0.0069759 | 0.0070003 | 0.007014 | 0.0070059 | 0.0070077 | 0.006994 | 0.0069819 | 0.0069904 | 0.0069807 | 0.0069668 | 0.0069647
Scenario 1: Reference | SDG&E | Com | WholeBlg | Com - Office (Small) | Electric Demand (MW) | Energy Efficiency | 0.045435 | 0.046297 | 0.047231 | 0.048425 | 0.049784 | 0.051156 | 0.052727 | 0.054237 | 0.055791 | 0.057541 | 0.059019 | 0.060252 | 0.061248
Scenario 1: Reference | SDG&E | Com | WholeBlg | Com - Office (Small) | Electric Energy (GWh/year) | Energy Efficiency | 0.41405 | 0.42191 | 0.43042 | 0.4413 | 0.45369 | 0.46619 | 0.4805 | 0.49427 | 0.50843 | 0.52438 | 0.53784 | 0.54909 | 0.55817
Scenario 1: Reference | SDG&E | Com | WholeBlg | Com - Office (Small) | Gas Energy (MMTherm/year) | Energy Efficiency | 0.00060879 | 0.00061669 | 0.00062365 | 0.00063185 | 0.00063943 | 0.00064368 | 0.0006469 | 0.00064989 | 0.00065333 | 0.00065555 | 0.00065841 | 0.00066084 | 0.0006619
Scenario 1: Reference | SDG&E | Com | WholeBlg | Com - Other | Electric Demand (MW) | Energy Efficiency | 0.080177 | 0.082239 | 0.084402 | 0.087068 | 0.089999 | 0.09296 | 0.096476 | 0.099802 | 0.10319 | 0.10669 | 0.10994 | 0.11271 | 0.11603
Scenario 1: Reference | SDG&E | Com | WholeBlg | Com - Other | Electric Energy (GWh/year) | Energy Efficiency | 0.73066 | 0.74946 | 0.76916 | 0.79345 | 0.82017 | 0.84715 | 0.8792 | 0.90951 | 0.94039 | 0.97228 | 1.0019 | 1.0271 | 1.0574
Scenario 1: Reference | SDG&E | Com | WholeBlg | Com - Other | Gas Energy (MMTherm/year) | Energy Efficiency | 0.0090077 | 0.009125 | 0.0092278 | 0.0093487 | 0.0094596 | 0.0095299 | 0.0096017 | 0.0096616 | 0.0097266 | 0.0097891 | 0.0098508 | 0.0099067 | 0.0099182
Scenario 1: Reference | SDG&E | Com | WholeBlg | Com - Refrig. Warehouse | Electric Demand (MW) | Energy Efficiency | 0.0016645 | 0.0017475 | 0.0018376 | 0.0019434 | 0.0020529 | 0.0021507 | 0.0022514 | 0.0023568 | 0.0024692 | 0.0025834 | 0.0027019 | 0.0028129 | 0.0028262
Scenario 1: Reference | SDG&E | Com | WholeBlg | Com - Refrig. Warehouse | Electric Energy (GWh/year) | Energy Efficiency | 0.015169 | 0.015925 | 0.016746 | 0.017711 | 0.018708 | 0.0196 | 0.020517 | 0.021478 | 0.022502 | 0.023543 | 0.024623 | 0.025635 | 0.025756
Scenario 1: Reference | SDG&E | Com | WholeBlg | Com - Refrig. Warehouse | Gas Energy (MMTherm/year) | Energy Efficiency | 3.831e-05 | 3.8687e-05 | 3.9018e-05 | 3.9436e-05 | 3.9828e-05 | 3.9997e-05 | 4.0094e-05 | 4.0191e-05 | 4.0326e-05 | 4.0345e-05 | 4.0452e-05 | 4.0546e-05 | 4.0649e-05
Scenario 1: Reference | SDG&E | Com | WholeBlg | Com - Restaurant | Electric Demand (MW) | Energy Efficiency | 0.072999 | 0.079091 | 0.085816 | 0.049602 | 0.051416 | 0.053277 | 0.05528 | 0.057293 | 0.059392 | 0.06151 | 0.06358 | 0.065384 | 0.065554
Scenario 1: Reference | SDG&E | Com | WholeBlg | Com - Restaurant | Electric Energy (GWh/year) | Energy Efficiency | 1.0277 | 1.1474 | 1.2799 | 0.45203 | 0.46856 | 0.48552 | 0.50377 | 0.52212 | 0.54125 | 0.56055 | 0.57941 | 0.59585 | 0.5974
Scenario 1: Reference | SDG&E | Com | WholeBlg | Com - Restaurant | Gas Energy (MMTherm/year) | Energy Efficiency | -0.00030117 | -0.00096553 | -0.0017149 | 0.0038348 | 0.003878 | 0.0039003 | 0.0039165 | 0.0039318 | 0.0039505 | 0.0039544 | 0.0039702 | 0.0039836 | 0.0039926
Scenario 1: Reference | SDG&E | Com | WholeBlg | Com - Retail | Electric Demand (MW) | Energy Efficiency | 0.05755 | 0.056193 | 0.054726 | 0.053582 | 0.053143 | 0.052517 | 0.052641 | 0.05297 | 0.05365 | 0.054589 | 0.055542 | 0.056166 | 0.058057
Scenario 1: Reference | SDG&E | Com | WholeBlg | Com - Retail | Electric Energy (GWh/year) | Energy Efficiency | 2.7576 | 3.1918 | 3.6543 | 4.1233 | 4.5135 | 4.9295 | 5.3038 | 5.6107 | 5.8588 | 6.0733 | 6.2364 | 6.384 | 6.5418
Scenario 1: Reference | SDG&E | Com | WholeBlg | Com - Retail | Gas Energy (MMTherm/year) | Energy Efficiency | 0.016222 | 0.019292 | 0.022562 | 0.025858 | 0.028568 | 0.031462 | 0.034022 | 0.036105 | 0.037765 | 0.039178 | 0.040236 | 0.041208 | 0.042174
Scenario 1: Reference | SDG&E | Com | WholeBlg | Com - School | Electric Demand (MW) | Energy Efficiency | 0.027604 | 0.028244 | 0.028921 | 0.029777 | 0.030736 | 0.031703 | 0.03288 | 0.033996 | 0.03513 | 0.036307 | 0.037391 | 0.038315 | 0.039274
Scenario 1: Reference | SDG&E | Com | WholeBlg | Com - School | Electric Energy (GWh/year) | Energy Efficiency | 0.25156 | 0.25739 | 0.26356 | 0.27136 | 0.2801 | 0.28891 | 0.29964 | 0.30981 | 0.32014 | 0.33087 | 0.34075 | 0.34917 | 0.35791
Scenario 1: Reference | SDG&E | Com | WholeBlg | Com - School | Gas Energy (MMTherm/year) | Energy Efficiency | 0.0015809 | 0.0015926 | 0.0016018 | 0.0016144 | 0.0016258 | 0.0016305 | 0.0016347 | 0.0016374 | 0.0016412 | 0.0016456 | 0.0016495 | 0.0016527 | 0.0016551
Scenario 1: Reference | SDG&E | Com | WholeBlg | Com - Warehouse | Electric Demand (MW) | Energy Efficiency | 0.025755 | 0.026483 | 0.027258 | 0.028203 | 0.029238 | 0.030274 | 0.031453 | 0.032585 | 0.033751 | 0.034958 | 0.036099 | 0.037085 | 0.038201
Scenario 1: Reference | SDG&E | Com | WholeBlg | Com - Warehouse | Electric Energy (GWh/year) | Energy Efficiency | 0.23471 | 0.24134 | 0.2484 | 0.25702 | 0.26645 | 0.27589 | 0.28663 | 0.29695 | 0.30758 | 0.31857 | 0.32898 | 0.33796 | 0.34813
Scenario 1: Reference | SDG&E | Com | WholeBlg | Com - Warehouse | Gas Energy (MMTherm/year) | Energy Efficiency | 0.0022739 | 0.0023082 | 0.0023396 | 0.002376 | 0.0024099 | 0.0024307 | 0.0024469 | 0.0024629 | 0.0024811 | 0.002492 | 0.0025077 | 0.0025218 | 0.002528
Scenario 1: Reference | SDG&E | Ind | WholeBlg | Ind - All Other Industrial | Electric Demand (MW) | Energy Efficiency | 0.033862 | 0.033848 | 0.033849 | 0.033966 | 0.03402 | 0.034071 | 0.03416 | 0.034206 | 0.03424 | 0.034275 | 0.03426 | 0.034257 | 0.034241
Scenario 1: Reference | SDG&E | Ind | WholeBlg | Ind - All Other Industrial | Electric Energy (GWh/year) | Energy Efficiency | 0.246 | 0.24589 | 0.2459 | 0.24674 | 0.24713 | 0.2475 | 0.24814 | 0.24847 | 0.24871 | 0.24896 | 0.24885 | 0.24882 | 0.2487
Scenario 1: Reference | SDG&E | Ind | WholeBlg | Ind - All Other Industrial | Gas Energy (MMTherm/year) | Energy Efficiency | 0.0051345 | 0.0051593 | 0.0051767 | 0.0051925 | 0.0052058 | 0.0052109 | 0.005213 | 0.0052179 | 0.0052247 | 0.0052344 | 0.0052463 | 0.00526 | 0.0052744
Scenario 1: Reference | SDG&E | Ind | WholeBlg | Ind - Chemicals | Electric Demand (MW) | Energy Efficiency | 0.037323 | 0.037627 | 0.037927 | 0.03833 | 0.038645 | 0.038924 | 0.039203 | 0.039395 | 0.039579 | 0.039759 | 0.039868 | 0.039968 | 0.040038
Scenario 1: Reference | SDG&E | Ind | WholeBlg | Ind - Chemicals | Electric Energy (GWh/year) | Energy Efficiency | 0.27114 | 0.27335 | 0.27552 | 0.27844 | 0.28073 | 0.28275 | 0.28477 | 0.28616 | 0.2875 | 0.2888 | 0.28958 | 0.29031 | 0.29081
Scenario 1: Reference | SDG&E | Ind | WholeBlg | Ind - Chemicals | Gas Energy (MMTherm/year) | Energy Efficiency | 0.0063209 | 0.0063623 | 0.0063985 | 0.0064301 | 0.0064586 | 0.0064802 | 0.0064949 | 0.0065066 | 0.006519 | 0.0065315 | 0.0065425 | 0.0065513 | 0.0065581
Scenario 1: Reference | SDG&E | Ind | WholeBlg | Ind - Electronics | Electric Demand (MW) | Energy Efficiency | 0.11765 | 0.11908 | 0.12056 | 0.12241 | 0.124 | 0.12559 | 0.12732 | 0.12891 | 0.13044 | 0.13194 | 0.13321 | 0.13448 | 0.13566
Scenario 1: Reference | SDG&E | Ind | WholeBlg | Ind - Electronics | Electric Energy (GWh/year) | Energy Efficiency | 0.85473 | 0.86505 | 0.87583 | 0.88923 | 0.90078 | 0.91228 | 0.92489 | 0.9364 | 0.94746 | 0.95838 | 0.96761 | 0.97681 | 0.98532
Scenario 1: Reference | SDG&E | Ind | WholeBlg | Ind - Electronics | Gas Energy (MMTherm/year) | Energy Efficiency | 0.0069633 | 0.0070771 | 0.0071895 | 0.0072987 | 0.0074061 | 0.0075101 | 0.0076136 | 0.0077215 | 0.007831 | 0.0079425 | 0.0080541 | 0.0081651 | 0.0082747
Scenario 1: Reference | SDG&E | Ind | WholeBlg | Ind - Fabricated Metals | Electric Demand (MW) | Energy Efficiency | 0.01941 | 0.019543 | 0.019691 | 0.019846 | 0.019935 | 0.019995 | 0.020057 | 0.020085 | 0.020102 | 0.020118 | 0.020097 | 0.02007 | 0.020025
Scenario 1: Reference | SDG&E | Ind | WholeBlg | Ind - Fabricated Metals | Electric Energy (GWh/year) | Energy Efficiency | 0.14101 | 0.14197 | 0.14304 | 0.14417 | 0.14481 | 0.14525 | 0.14569 | 0.14589 | 0.14602 | 0.14613 | 0.14598 | 0.14578 | 0.14545
Scenario 1: Reference | SDG&E | Ind | WholeBlg | Ind - Fabricated Metals | Gas Energy (MMTherm/year) | Energy Efficiency | 0.0018897 | 0.0019097 | 0.0019291 | 0.0019409 | 0.0019489 | 0.0019521 | 0.0019521 | 0.0019518 | 0.0019512 | 0.0019508 | 0.0019498 | 0.0019475 | 0.001944
Scenario 1: Reference | SDG&E | Ind | WholeBlg | Ind - Food | Electric Demand (MW) | Energy Efficiency | 0.052883 | 0.052718 | 0.052582 | 0.052631 | 0.052581 | 0.052543 | 0.05257 | 0.05252 | 0.052448 | 0.052376 | 0.052219 | 0.052065 | 0.051887
Scenario 1: Reference | SDG&E | Ind | WholeBlg | Ind - Food | Electric Energy (GWh/year) | Energy Efficiency | 0.38418 | 0.38297 | 0.38198 | 0.38233 | 0.38196 | 0.38168 | 0.38187 | 0.3815 | 0.38098 | 0.38045 | 0.3793 | 0.37818 | 0.37688
Scenario 1: Reference | SDG&E | Ind | WholeBlg | Ind - Food | Gas Energy (MMTherm/year) | Energy Efficiency | 0.010219 | 0.010175 | 0.010123 | 0.01007 | 0.010015 | 0.0099523 | 0.0098868 | 0.0098232 | 0.0097627 | 0.0097065 | 0.0096504 | 0.009594 | 0.0095369
Scenario 1: Reference | SDG&E | Ind | WholeBlg | Ind - Industrial Machinery | Electric Demand (MW) | Energy Efficiency | 0.036172 | 0.03646 | 0.036789 | 0.037096 | 0.037243 | 0.037338 | 0.037469 | 0.037544 | 0.037604 | 0.037667 | 0.037654 | 0.037627 | 0.037566
Scenario 1: Reference | SDG&E | Ind | WholeBlg | Ind - Industrial Machinery | Electric Energy (GWh/year) | Energy Efficiency | 0.26278 | 0.26487 | 0.26725 | 0.26948 | 0.27055 | 0.27123 | 0.27217 | 0.27272 | 0.27315 | 0.2736 | 0.2735 | 0.2733 | 0.27286
Scenario 1: Reference | SDG&E | Ind | WholeBlg | Ind - Industrial Machinery | Gas Energy (MMTherm/year) | Energy Efficiency | 0.013021 | 0.01322 | 0.013421 | 0.013537 | 0.0136 | 0.013622 | 0.013636 | 0.013649 | 0.013663 | 0.013682 | 0.013691 | 0.013689 | 0.013676
Scenario 1: Reference | SDG&E | Ind | WholeBlg | Ind - Lumber & Furniture | Electric Demand (MW) | Energy Efficiency | 0.0025797 | 0.0025778 | 0.0025779 | 0.0025867 | 0.0025912 | 0.0025945 | 0.002599 | 0.0026 | 0.0026 | 0.0025997 | 0.0025953 | 0.0025912 | 0.0025857
Scenario 1: Reference | SDG&E | Ind | WholeBlg | Ind - Lumber & Furniture | Electric Energy (GWh/year) | Energy Efficiency | 0.018741 | 0.018727 | 0.018727 | 0.018791 | 0.018823 | 0.018847 | 0.018879 | 0.018887 | 0.018886 | 0.018883 | 0.018851 | 0.018821 | 0.018781
Scenario 1: Reference | SDG&E | Ind | WholeBlg | Ind - Lumber & Furniture | Gas Energy (MMTherm/year) | Energy Efficiency | 6.5547e-05 | 6.6011e-05 | 6.6389e-05 | 6.6712e-05 | 6.7025e-05 | 6.708e-05 | 6.6904e-05 | 6.6754e-05 | 6.6621e-05 | 6.6515e-05 | 6.6429e-05 | 6.6317e-05 | 6.617e-05
Scenario 1: Reference | SDG&E | Ind | WholeBlg | Ind - Paper | Electric Demand (MW) | Energy Efficiency | 0.0033328 | 0.0033092 | 0.0032872 | 0.0032834 | 0.0032743 | 0.0032617 | 0.0032534 | 0.0032435 | 0.0032356 | 0.0032303 | 0.0032211 | 0.0032116 | 0.0032005
Scenario 1: Reference | SDG&E | Ind | WholeBlg | Ind - Paper | Electric Energy (GWh/year) | Energy Efficiency | 0.024212 | 0.02404 | 0.02388 | 0.023852 | 0.023785 | 0.023694 | 0.023633 | 0.023561 | 0.023503 | 0.023464 | 0.023396 | 0.023327 | 0.023247
Scenario 1: Reference | SDG&E | Ind | WholeBlg | Ind - Paper | Gas Energy (MMTherm/year) | Energy Efficiency | 3.6864e-06 | 3.6654e-06 | 3.6421e-06 | 3.6264e-06 | 3.6107e-06 | 3.5886e-06 | 3.5662e-06 | 3.5478e-06 | 3.5335e-06 | 3.523e-06 | 3.5139e-06 | 3.5035e-06 | 3.4926e-06
Scenario 1: Reference | SDG&E | Ind | WholeBlg | Ind - Petroleum | Electric Demand (MW) | Energy Efficiency | 0.0019522 | 0.0019475 | 0.0019448 | 0.001949 | 0.0019499 | 0.0019515 | 0.0019556 | 0.0019569 | 0.0019572 | 0.0019573 | 0.001954 | 0.0019509 | 0.001947
Scenario 1: Reference | SDG&E | Ind | WholeBlg | Ind - Petroleum | Electric Energy (GWh/year) | Energy Efficiency | 0.014183 | 0.014148 | 0.014128 | 0.014158 | 0.014164 | 0.014176 | 0.014205 | 0.014215 | 0.014217 | 0.014217 | 0.014193 | 0.014171 | 0.014142
Scenario 1: Reference | SDG&E | Ind | WholeBlg | Ind - Petroleum | Gas Energy (MMTherm/year) | Energy Efficiency | 4.7142e-06 | 4.7252e-06 | 4.7354e-06 | 4.7446e-06 | 4.7507e-06 | 4.7509e-06 | 4.7477e-06 | 4.7435e-06 | 4.7406e-06 | 4.738e-06 | 4.7332e-06 | 4.7263e-06 | 4.7185e-06
Scenario 1: Reference | SDG&E | Ind | WholeBlg | Ind - Plastics | Electric Demand (MW) | Energy Efficiency | 0.013439 | 0.013444 | 0.013457 | 0.013514 | 0.013546 | 0.01358 | 0.013624 | 0.013643 | 0.013656 | 0.013668 | 0.013656 | 0.013645 | 0.013627
Scenario 1: Reference | SDG&E | Ind | WholeBlg | Ind - Plastics | Electric Energy (GWh/year) | Energy Efficiency | 0.097631 | 0.097663 | 0.097756 | 0.098169 | 0.098404 | 0.098645 | 0.098962 | 0.099101 | 0.099198 | 0.099279 | 0.099193 | 0.099113 | 0.098981
Scenario 1: Reference | SDG&E | Ind | WholeBlg | Ind - Plastics | Gas Energy (MMTherm/year) | Energy Efficiency | 0.0013305 | 0.0013882 | 0.0014404 | 0.0014874 | 0.0015324 | 0.0015687 | 0.0015938 | 0.0016097 | 0.0016277 | 0.0016464 | 0.0016646 | 0.0016803 | 0.001694
Scenario 1: Reference | SDG&E | Ind | WholeBlg | Ind - Primary Metals | Electric Demand (MW) | Energy Efficiency | 0.0045046 | 0.004546 | 0.0045942 | 0.0046514 | 0.0046927 | 0.0047287 | 0.0047703 | 0.0048053 | 0.0048385 | 0.0048712 | 0.0048937 | 0.0049142 | 0.0049304
Scenario 1: Reference | SDG&E | Ind | WholeBlg | Ind - Primary Metals | Electric Energy (GWh/year) | Energy Efficiency | 0.032725 | 0.033025 | 0.033374 | 0.03379 | 0.034089 | 0.03435 | 0.034652 | 0.034905 | 0.035146 | 0.035383 | 0.035546 | 0.035694 | 0.035812
Scenario 1: Reference | SDG&E | Ind | WholeBlg | Ind - Primary Metals | Gas Energy (MMTherm/year) | Energy Efficiency | 0.0067757 | 0.0067989 | 0.0068227 | 0.0068418 | 0.0068562 | 0.0068659 | 0.0068742 | 0.0068831 | 0.0068918 | 0.0069002 | 0.0069066 | 0.0069111 | 0.0069139
Scenario 1: Reference | SDG&E | Ind | WholeBlg | Ind - Printing & Publishing | Electric Demand (MW) | Energy Efficiency | 0.017106 | 0.017079 | 0.017067 | 0.017116 | 0.017131 | 0.017147 | 0.017184 | 0.017198 | 0.017205 | 0.01721 | 0.017186 | 0.017163 | 0.017131
Scenario 1: Reference | SDG&E | Ind | WholeBlg | Ind - Printing & Publishing | Electric Energy (GWh/year) | Energy Efficiency | 0.12427 | 0.12407 | 0.12398 | 0.12434 | 0.12445 | 0.12456 | 0.12482 | 0.12492 | 0.12497 | 0.12501 | 0.12483 | 0.12466 | 0.12443
Scenario 1: Reference | SDG&E | Ind | WholeBlg | Ind - Printing & Publishing | Gas Energy (MMTherm/year) | Energy Efficiency | 0.00044457 | 0.00045063 | 0.00045622 | 0.00046166 | 0.00046632 | 0.00046975 | 0.00047274 | 0.00047589 | 0.00047923 | 0.00048261 | 0.00048572 | 0.00048851 | 0.00049106
Scenario 1: Reference | SDG&E | Ind | WholeBlg | Ind - Stone-Glass-Clay | Electric Demand (MW) | Energy Efficiency | 0.0046715 | 0.0047083 | 0.0047376 | 0.0047778 | 0.0048066 | 0.0048305 | 0.0048544 | 0.0048703 | 0.0048833 | 0.0048959 | 0.004901 | 0.0049066 | 0.0049087
Scenario 1: Reference | SDG&E | Ind | WholeBlg | Ind - Stone-Glass-Clay | Electric Energy (GWh/year) | Energy Efficiency | 0.033938 | 0.034204 | 0.034416 | 0.034708 | 0.034917 | 0.03509 | 0.035262 | 0.035377 | 0.035471 | 0.035563 | 0.035599 | 0.035639 | 0.035654
Scenario 1: Reference | SDG&E | Ind | WholeBlg | Ind - Stone-Glass-Clay | Gas Energy (MMTherm/year) | Energy Efficiency | 0.0055295 | 0.0056307 | 0.0057077 | 0.0057722 | 0.0058295 | 0.0058716 | 0.0058997 | 0.0059256 | 0.00595 | 0.0059751 | 0.0060001 | 0.006024 | 0.0060444
Scenario 1: Reference | SDG&E | Ind | WholeBlg | Ind - Textiles | Electric Demand (MW) | Energy Efficiency | 0.0020004 | 0.0019945 | 0.0019895 | 0.0019879 | 0.0019802 | 0.0019708 | 0.0019628 | 0.0019517 | 0.0019404 | 0.0019297 | 0.0019161 | 0.0019032 | 0.0018897
Scenario 1: Reference | SDG&E | Ind | WholeBlg | Ind - Textiles | Electric Energy (GWh/year) | Energy Efficiency | 0.014532 | 0.014489 | 0.014453 | 0.014441 | 0.014385 | 0.014316 | 0.014258 | 0.014177 | 0.014094 | 0.014017 | 0.013918 | 0.013824 | 0.013726
Scenario 1: Reference | SDG&E | Ind | WholeBlg | Ind - Textiles | Gas Energy (MMTherm/year) | Energy Efficiency | 7.1658e-05 | 7.1861e-05 | 7.2053e-05 | 7.2147e-05 | 7.2165e-05 | 7.2112e-05 | 7.2019e-05 | 7.1922e-05 | 7.1819e-05 | 7.172e-05 | 7.1606e-05 | 7.1479e-05 | 7.1336e-05
Scenario 1: Reference | SDG&E | Ind | WholeBlg | Ind - Transportation Equipment | Electric Demand (MW) | Energy Efficiency | 0.073716 | 0.074051 | 0.074855 | 0.075513 | 0.075779 | 0.075913 | 0.076244 | 0.076508 | 0.076817 | 0.077161 | 0.077321 | 0.077401 | 0.077362
Scenario 1: Reference | SDG&E | Ind | WholeBlg | Ind - Transportation Equipment | Electric Energy (GWh/year) | Energy Efficiency | 0.53553 | 0.53795 | 0.54378 | 0.54856 | 0.55048 | 0.55144 | 0.55384 | 0.55575 | 0.55798 | 0.56048 | 0.56163 | 0.5622 | 0.56191
Scenario 1: Reference | SDG&E | Ind | WholeBlg | Ind - Transportation Equipment | Gas Energy (MMTherm/year) | Energy Efficiency | 0.004166 | 0.0041631 | 0.0041605 | 0.0041571 | 0.0041533 | 0.004149 | 0.0041442 | 0.0041399 | 0.0041355 | 0.0041309 | 0.0041257 | 0.0041201 | 0.0041141
Scenario 1: Reference | SDG&E | Res | AppPlug | Res - Multi Family | Electric Demand (MW) | Energy Efficiency | 5.0177e-06 | 5.1184e-06 | 5.1974e-06 | 3.5582e-05 | 0.00010979 | 0.00011167 | 0.0001137 | 0.00011543 | 0.00011721 | 0.00011946 | 0.00012245 | 0.00012658 | 0.00013138
Scenario 1: Reference | SDG&E | Res | AppPlug | Res - Multi Family | Electric Energy (GWh/year) | Energy Efficiency | 3.5631e-05 | 3.6346e-05 | 3.6907e-05 | 0.00025267 | 0.00077964 | 0.00079298 | 0.00080737 | 0.00081966 | 0.00083232 | 0.0008483 | 0.00086953 | 0.00089882 | 0.0009329
Scenario 1: Reference | SDG&E | Res | AppPlug | Res - Multi Family | Electric Energy (GWh/year) | Fuel Substitution | -3.1589e-06 | -3.4182e-06 | -3.677e-06 | -3.9365e-06 | -4.1933e-06 | 0 | 0 | 0 | 0 | 0 | 0 | 0 | 0
Scenario 1: Reference | SDG&E | Res | AppPlug | Res - Multi Family | Gas Energy (MMTherm/year) | Energy Efficiency | 3.4234e-06 | 3.4921e-06 | 3.546e-06 | 2.4276e-05 | 7.4908e-05 | 7.6189e-05 | 7.7572e-05 | 7.8752e-05 | 7.9969e-05 | 8.1505e-05 | 8.3544e-05 | 8.6359e-05 | 8.9633e-05
Scenario 1: Reference | SDG&E | Res | AppPlug | Res - Multi Family | Gas Energy (MMTherm/year) | Fuel Substitution | 6.6954e-07 | 7.2448e-07 | 7.7934e-07 | 8.3434e-07 | 8.8877e-07 | 0 | 0 | 0 | 0 | 0 | 0 | 0 | 0
Scenario 1: Reference | SDG&E | Res | AppPlug | Res - Single Family | Electric Demand (MW) | Energy Efficiency | 0 | 0 | 0 | 0 | 0 | 7.6597e-07 | 1.8351e-06 | 1.8636e-06 | 1.9023e-06 | 1.9538e-06 | 2.0194e-06 | 2.1032e-06 | 2.1996e-06
Scenario 1: Reference | SDG&E | Res | AppPlug | Res - Single Family | Electric Energy (GWh/year) | Energy Efficiency | 0 | 0 | 0 | 0 | 0 | 4.877e-06 | 1.1684e-05 | 1.1866e-05 | 1.2112e-05 | 1.244e-05 | 1.2858e-05 | 1.3391e-05 | 1.4005e-05
Scenario 1: Reference | SDG&E | Res | AppPlug | Res - Single Family | Electric Energy (GWh/year) | Fuel Substitution | -2.9882e-06 | -3.2125e-06 | -3.4359e-06 | -3.6587e-06 | -3.8805e-06 | 0 | 0 | 0 | 0 | 0 | 0 | 0 | 0
Scenario 1: Reference | SDG&E | Res | AppPlug | Res - Single Family | Gas Energy (MMTherm/year) | Energy Efficiency | 1.1528e-09 | 1.8073e-09 | 2.0191e-09 | 2.1935e-09 | 2.3009e-09 | 9.1879e-07 | 2.2012e-06 | 2.2355e-06 | 2.2818e-06 | 2.3436e-06 | 2.4223e-06 | 2.5228e-06 | 2.6384e-06
Scenario 1: Reference | SDG&E | Res | AppPlug | Res - Single Family | Gas Energy (MMTherm/year) | Fuel Substitution | 6.3395e-07 | 6.8153e-07 | 7.2894e-07 | 7.7621e-07 | 8.2326e-07 | 0 | 0 | 0 | 0 | 0 | 0 | 0 | 0
Scenario 1: Reference | SDG&E | Res | BROs | Income Qualified - Multi Family IQ | Electric Demand (MW) | Energy Efficiency | 0.75079 | 0.77168 | 0.79386 | 0.81959 | 0.84639 | 0.87536 | 0.90326 | 0.933 | 0.96101 | 0.98825 | 1.0114 | 0.96908 | 0.99268
Scenario 1: Reference | SDG&E | Res | BROs | Income Qualified - Multi Family IQ | Electric Energy (GWh/year) | Energy Efficiency | 3.3676 | 3.4808 | 3.6031 | 3.7455 | 3.8972 | 4.0641 | 4.232 | 4.4151 | 4.5975 | 4.7843 | 4.9603 | 4.8829 | 5.0881
Scenario 1: Reference | SDG&E | Res | BROs | Income Qualified - Multi Family IQ | Gas Energy (MMTherm/year) | Energy Efficiency | 0.061453 | 0.062715 | 0.064211 | 0.06593 | 0.067803 | 0.06974 | 0.071817 | 0.074003 | 0.07638 | 0.078911 | 0.081736 | 0.084893 | 0.088418
Scenario 1: Reference | SDG&E | Res | BROs | Income Qualified - Single Family IQ | Electric Demand (MW) | Energy Efficiency | 1.4012 | 1.4302 | 1.4612 | 1.5036 | 1.5477 | 1.5954 | 1.6408 | 1.6894 | 1.7347 | 1.7782 | 1.8142 | 1.744 | 1.7817
Scenario 1: Reference | SDG&E | Res | BROs | Income Qualified - Single Family IQ | Electric Energy (GWh/year) | Energy Efficiency | 6.2891 | 6.4562 | 6.6377 | 6.8781 | 7.1344 | 7.4168 | 7.6991 | 8.0082 | 8.3148 | 8.6278 | 8.9201 | 8.8036 | 9.1517
Scenario 1: Reference | SDG&E | Res | BROs | Income Qualified - Single Family IQ | Gas Energy (MMTherm/year) | Energy Efficiency | 0.20572 | 0.20904 | 0.21307 | 0.21779 | 0.22296 | 0.22831 | 0.23399 | 0.23999 | 0.24653 | 0.25359 | 0.26152 | 0.27042 | 0.28043
Scenario 1: Reference | SDG&E | Res | BROs | Res - Multi Family | Electric Demand (MW) | Energy Efficiency | 4.9533 | 5.0618 | 5.1776 | 5.3325 | 5.494 | 5.6688 | 5.8359 | 6.0149 | 6.1825 | 6.3446 | 6.4804 | 6.6558 | 6.8371
Scenario 1: Reference | SDG&E | Res | BROs | Res - Multi Family | Electric Energy (GWh/year) | Energy Efficiency | 22.2177 | 22.8324 | 23.5 | 24.3693 | 25.297 | 26.319 | 27.3427 | 28.4633 | 29.577 | 30.7156 | 31.7824 | 33.106 | 34.5312
Scenario 1: Reference | SDG&E | Res | BROs | Res - Multi Family | Gas Energy (MMTherm/year) | Energy Efficiency | 0.69719 | 0.70875 | 0.72277 | 0.73911 | 0.75704 | 0.77558 | 0.79528 | 0.81607 | 0.83874 | 0.86316 | 0.89058 | 0.92135 | 0.95587
Scenario 1: Reference | SDG&E | Res | BROs | Res - Single Family | Electric Demand (MW) | Energy Efficiency | 2.0795 | 2.1375 | 2.1989 | 2.2694 | 2.3426 | 2.4218 | 2.4977 | 2.5785 | 2.6544 | 2.7278 | 2.7898 | 2.8686 | 2.9496
Scenario 1: Reference | SDG&E | Res | BROs | Res - Single Family | Electric Energy (GWh/year) | Energy Efficiency | 9.3337 | 9.649 | 9.9894 | 10.3814 | 10.7991 | 11.2584 | 11.7198 | 12.2226 | 12.723 | 13.2352 | 13.7166 | 14.3092 | 14.9459
Scenario 1: Reference | SDG&E | Res | BROs | Res - Single Family | Gas Energy (MMTherm/year) | Energy Efficiency | 0.19225 | 0.19619 | 0.20086 | 0.20622 | 0.21207 | 0.21811 | 0.22459 | 0.23141 | 0.23883 | 0.24673 | 0.25555 | 0.2654 | 0.27641
Scenario 1: Reference | SDG&E | Res | BldgEnv | Res - Multi Family | Electric Demand (MW) | Energy Efficiency | 0 | 0 | 0 | 1.0817e-05 | 1.105e-05 | 9.1174e-05 | 9.294e-05 | 9.4648e-05 | 9.6299e-05 | 9.7893e-05 | 9.9431e-05 | 0.00010091 | 0.00010234
Scenario 1: Reference | SDG&E | Res | BldgEnv | Res - Multi Family | Electric Energy (GWh/year) | Energy Efficiency | 0 | 0 | 0 | 5.0746e-05 | 5.1842e-05 | 0.0001775 | 0.00018094 | 0.00018426 | 0.00018748 | 0.00019058 | 0.00019358 | 0.00019646 | 0.00019923
Scenario 1: Reference | SDG&E | Res | BldgEnv | Res - Multi Family | Gas Energy (MMTherm/year) | Energy Efficiency | 0 | 0 | 0 | 1.8274e-05 | 1.8669e-05 | 9.6104e-05 | 9.7965e-05 | 9.9765e-05 | 0.00010151 | 0.00010319 | 0.00010481 | 0.00010637 | 0.00010787
Scenario 1: Reference | SDG&E | Res | BldgEnv | Res - Single Family | Electric Demand (MW) | Energy Efficiency | 0.0027907 | 0.002975 | 0.0030884 | 0.0031225 | 0.0030433 | 0.0030029 | 0.0029507 | 0.0028915 | 0.0014365 | 7.6374e-05 | 7.7417e-05 | 7.845e-05 | 7.9473e-05
Scenario 1: Reference | SDG&E | Res | BldgEnv | Res - Single Family | Electric Energy (GWh/year) | Energy Efficiency | 0.00078148 | 0.00080419 | 0.00088406 | 0.00099826 | 0.0011584 | 0.0012746 | 0.0013854 | 0.0014926 | -0.00080908 | 0.00058711 | 0.00059513 | 0.00060308 | 0.00061094
Scenario 1: Reference | SDG&E | Res | BldgEnv | Res - Single Family | Gas Energy (MMTherm/year) | Energy Efficiency | 0.00092831 | 0.00098684 | 0.0010299 | 0.0010528 | 0.0010463 | 0.0010476 | 0.001045 | 0.00104 | 0.00036657 | 0.00011284 | 0.00011439 | 0.00011591 | 0.00011742
Scenario 1: Reference | SDG&E | Res | HVAC | Res - Multi Family | Electric Demand (MW) | Energy Efficiency | 0 | 0 | 0 | 0 | 0 | 0 | 0 | 0 | 0 | 0 | 0 | 0 | 0
Scenario 1: Reference | SDG&E | Res | HVAC | Res - Multi Family | Electric Energy (GWh/year) | Energy Efficiency | 0 | 0 | 0 | 0 | 0 | 0.0043647 | 0.0041908 | 0.0039718 | 0.0037303 | 0.0034929 | 0.0032771 | 0.003107 | 0.002955
Scenario 1: Reference | SDG&E | Res | HVAC | Res - Multi Family | Electric Energy (GWh/year) | Fuel Substitution | -0.00085339 | -0.00086929 | -0.00097502 | -0.00098088 | -0.00098765 | 0 | 0 | 0 | 0 | 0 | 0 | 0 | 0
Scenario 1: Reference | SDG&E | Res | HVAC | Res - Multi Family | Gas Energy (MMTherm/year) | Energy Efficiency | 0 | 0 | 0 | 0 | 0 | 0.0005666 | 0.00054402 | 0.00051559 | 0.00048424 | 0.00045342 | 0.00042541 | 0.00040333 | 0.00038359
Scenario 1: Reference | SDG&E | Res | HVAC | Res - Multi Family | Gas Energy (MMTherm/year) | Fuel Substitution | 0.00052354 | 0.00053654 | 0.00060878 | 0.00061254 | 0.00061679 | 0 | 0 | 0 | 0 | 0 | 0 | 0 | 0
Scenario 1: Reference | SDG&E | Res | HVAC | Res - Single Family | Electric Demand (MW) | Energy Efficiency | 0.37288 | 0.38685 | 0.40718 | 0.41445 | 0.40478 | 0.20782 | 0.20526 | 0.20209 | 0.025633 | 0 | 0 | 0 | 0
Scenario 1: Reference | SDG&E | Res | HVAC | Res - Single Family | Electric Demand (MW) | Fuel Substitution | 0 | 0 | 0 | 0 | 0 | 2.7695e-05 | 3.0334e-05 | 3.142e-05 | 0 | 0 | 0 | 0 | 0
Scenario 1: Reference | SDG&E | Res | HVAC | Res - Single Family | Electric Energy (GWh/year) | Energy Efficiency | 0.29732 | 0.31829 | 0.33537 | 0.34123 | 0.33244 | 0.14779 | 0.14549 | 0.14277 | 0.024204 | 0.006536 | 0.0060729 | 0.0056968 | 0.0053598
Scenario 1: Reference | SDG&E | Res | HVAC | Res - Single Family | Electric Energy (GWh/year) | Fuel Substitution | -0.076872 | -0.078904 | -0.080099 | -0.080751 | -0.081076 | 2.8163e-05 | 3.0849e-05 | 3.1955e-05 | 0 | 0 | 0 | 0 | 0
Scenario 1: Reference | SDG&E | Res | HVAC | Res - Single Family | Gas Energy (MMTherm/year) | Energy Efficiency | 0.0028621 | 0.0031996 | 0.0033903 | 0.0034389 | 0.0032939 | 0.00036152 | 0.00029584 | 0.00023028 | 0.00081729 | 0.00084593 | 0.00078599 | 0.00073731 | 0.00069369
Scenario 1: Reference | SDG&E | Res | HVAC | Res - Single Family | Gas Energy (MMTherm/year) | Fuel Substitution | 0.018329 | 0.018791 | 0.019064 | 0.019244 | 0.019301 | 0 | 0 | 0 | 0 | 0 | 0 | 0 | 0
Scenario 1: Reference | SDG&E | Res | WaterHeat | Res - Multi Family | Electric Demand (MW) | Energy Efficiency | 0.33199 | 0.31565 | 0.29786 | 0.28194 | 0.26275 | 0.24764 | 0.23288 | 0.2188 | 0.20565 | 0.19368 | 0.18303 | 0.17395 | 0.16591
Scenario 1: Reference | SDG&E | Res | WaterHeat | Res - Multi Family | Electric Demand (MW) | Fuel Substitution | 0 | 0 | 0 | 0 | 0 | 0.00031818 | 0.00037009 | 0.0004175 | 0.00045107 | 0.00047177 | 0.00048272 | 0.00048704 | 0.0004871
Scenario 1: Reference | SDG&E | Res | WaterHeat | Res - Multi Family | Electric Energy (GWh/year) | Energy Efficiency | 1.6348 | 1.5551 | 1.4672 | 1.3885 | 1.2936 | 1.2189 | 1.1458 | 1.0762 | 1.0111 | 0.95187 | 0.89922 | 0.85432 | 0.81461
Scenario 1: Reference | SDG&E | Res | WaterHeat | Res - Multi Family | Electric Energy (GWh/year) | Fuel Substitution | -0.14844 | -0.14916 | -0.14844 | -0.14716 | -0.14543 | 0.0016433 | 0.0019111 | 0.0021558 | 0.0023289 | 0.0024355 | 0.0024918 | 0.0025139 | 0.002514
Scenario 1: Reference | SDG&E | Res | WaterHeat | Res - Multi Family | Gas Energy (MMTherm/year) | Energy Efficiency | 0.11308 | 0.10708 | 0.10028 | 0.093965 | 0.085839 | 0.043616 | 0.037913 | 0.032698 | 0.028132 | 0.024109 | 0.020661 | 0.017835 | 0.015464
Scenario 1: Reference | SDG&E | Res | WaterHeat | Res - Multi Family | Gas Energy (MMTherm/year) | Fuel Substitution | 0.010799 | 0.010854 | 0.010805 | 0.010715 | 0.010593 | 0 | 0 | 0 | 0 | 0 | 0 | 0 | 0
Scenario 1: Reference | SDG&E | Res | WaterHeat | Res - Single Family | Electric Demand (MW) | Energy Efficiency | 0.18702 | 0.18069 | 0.17176 | 0.16107 | 0.14823 | 0.14086 | 0.13093 | 0.12181 | 0.11358 | 0.10625 | 0.099755 | 0.094107 | 0.089101
Scenario 1: Reference | SDG&E | Res | WaterHeat | Res - Single Family | Electric Demand (MW) | Fuel Substitution | 0 | 0 | 0 | 0 | 0 | 0.0015826 | 0.001767 | 0.0019642 | 0.0021135 | 0.0022037 | 0.0022498 | 0.0022665 | 0.0022647
Scenario 1: Reference | SDG&E | Res | WaterHeat | Res - Single Family | Electric Energy (GWh/year) | Energy Efficiency | 0.96432 | 0.93131 | 0.88476 | 0.82907 | 0.76231 | 0.72508 | 0.67336 | 0.62591 | 0.58317 | 0.54509 | 0.51138 | 0.48211 | 0.4562
Scenario 1: Reference | SDG&E | Res | WaterHeat | Res - Single Family | Electric Energy (GWh/year) | Fuel Substitution | -0.010855 | -0.011034 | -0.011142 | -0.011241 | -0.011342 | 0.008596 | 0.0095969 | 0.010667 | 0.011476 | 0.011965 | 0.012213 | 0.012303 | 0.012293
Scenario 1: Reference | SDG&E | Res | WaterHeat | Res - Single Family | Gas Energy (MMTherm/year) | Energy Efficiency | 0.41579 | 0.41262 | 0.399 | 0.37666 | 0.34454 | 0.13273 | 0.11273 | 0.094933 | 0.079532 | 0.066485 | 0.055603 | 0.046748 | 0.03948
Scenario 1: Reference | SDG&E | Res | WaterHeat | Res - Single Family | Gas Energy (MMTherm/year) | Fuel Substitution | 0.0015607 | 0.0015863 | 0.0016017 | 0.001616 | 0.0016304 | 0 | 0 | 0 | 0 | 0 | 0 | 0 | 0
Scenario 2: High TRC | PG&E | Ag | WholeBlg | Ag - Dairies, fishing, hunting | Electric Demand (MW) | Energy Efficiency | 0.10172 | 0.10281 | 0.10414 | 0.10543 | 0.10689 | 0.10806 | 0.10922 | 0.11028 | 0.11149 | 0.11255 | 0.11363 | 0.11462 | 0.11562
Scenario 2: High TRC | PG&E | Ag | WholeBlg | Ag - Dairies, fishing, hunting | Electric Energy (GWh/year) | Energy Efficiency | 0.43333 | 0.43797 | 0.44363 | 0.44912 | 0.45534 | 0.46033 | 0.46529 | 0.46981 | 0.47495 | 0.47945 | 0.48406 | 0.48826 | 0.49253
Scenario 2: High TRC | PG&E | Ag | WholeBlg | Ag - Dairies, fishing, hunting | Gas Energy (MMTherm/year) | Energy Efficiency | 0.0017339 | 0.0017339 | 0.0017339 | 0.0017339 | 0.0017339 | 0.0017339 | 0.0017339 | 0.0017339 | 0.0017339 | 0.0017339 | 0.0017339 | 0.0017339 | 0.0017339
Scenario 2: High TRC | PG&E | Ag | WholeBlg | Ag - Irrigated Agriculture, vineyards, forestry and greenhouses | Electric Demand (MW) | Energy Efficiency | 0.83085 | 0.85479 | 0.87901 | 0.90266 | 0.9259 | 0.94685 | 0.96783 | 0.98844 | 1.0098 | 1.0299 | 1.0497 | 1.0689 | 1.0878
Scenario 2: High TRC | PG&E | Ag | WholeBlg | Ag - Irrigated Agriculture, vineyards, forestry and greenhouses | Electric Energy (GWh/year) | Energy Efficiency | 3.5394 | 3.6414 | 3.7446 | 3.8453 | 3.9443 | 4.0336 | 4.1229 | 4.2107 | 4.3019 | 4.3874 | 4.4717 | 4.5534 | 4.6338
Scenario 2: High TRC | PG&E | Ag | WholeBlg | Ag - Irrigated Agriculture, vineyards, forestry and greenhouses | Gas Energy (MMTherm/year) | Energy Efficiency | 0.014204 | 0.014204 | 0.014204 | 0.014204 | 0.014204 | 0.014204 | 0.014204 | 0.014204 | 0.014204 | 0.014204 | 0.014204 | 0.014204 | 0.014204
Scenario 2: High TRC | PG&E | Ag | WholeBlg | Ag - Water pumping | Electric Demand (MW) | Energy Efficiency | 0.54978 | 0.5432 | 0.53629 | 0.52927 | 0.52202 | 0.51566 | 0.50978 | 0.50387 | 0.49723 | 0.49002 | 0.48237 | 0.47461 | 0.46665
Scenario 2: High TRC | PG&E | Ag | WholeBlg | Ag - Water pumping | Electric Energy (GWh/year) | Energy Efficiency | 2.342 | 2.314 | 2.2846 | 2.2547 | 2.2238 | 2.1967 | 2.1716 | 2.1465 | 2.1182 | 2.0875 | 2.0549 | 2.0218 | 1.9879
Scenario 2: High TRC | PG&E | Ag | WholeBlg | Ag - Water pumping | Gas Energy (MMTherm/year) | Energy Efficiency | 0.00072949 | 0.00072949 | 0.00072949 | 0.00072949 | 0.00072949 | 0.00072949 | 0.00072949 | 0.00072949 | 0.00072949 | 0.00072949 | 0.00072949 | 0.00072949 | 0.00072949
Scenario 2: High TRC | PG&E | Com | AppPlug | Com - Health | Gas Energy (MMTherm/year) | Energy Efficiency | 0.71921 | 0.76422 | 0.80057 | 0.82049 | 0.65838 | 0.6463 | 1.3539 | 0.86549 | 0.86813 | 0.86281 | 0.84939 | 0.84122 | 0.82817
Scenario 2: High TRC | PG&E | Com | AppPlug | Com - Lodging | Gas Energy (MMTherm/year) | Energy Efficiency | 0.49346 | 0.58949 | 0.60692 | 0.61886 | 0.63204 | 0.6401 | 0.64574 | 0.64819 | 0.64752 | 0.64462 | 0.23132 | 0.36201 | 1.7057
Scenario 2: High TRC | PG&E | Com | AppPlug | Com - Other | Gas Energy (MMTherm/year) | Energy Efficiency | 0.0013845 | 0.0015505 | 0.0017306 | 0.0019045 | 0.0020586 | 0.0022465 | 0.0024392 | 0.0026098 | 0.0027414 | 0.0028829 | 0.0030207 | 0.0031496 | 0.0032751
Scenario 2: High TRC | PG&E | Com | BROs | Com - Lodging | Electric Energy (GWh/year) | Energy Efficiency | 0.0092629 | 0.019041 | 0.029292 | 0.040146 | 0.051741 | 0.064078 | 0.077422 | 0.091167 | 0.10608 | 0.124 | 0.14051 | 0.15693 | 0.17287
Scenario 2: High TRC | PG&E | Com | BROs | Com - Other | Electric Energy (GWh/year) | Energy Efficiency | 0.035729 | 0.077239 | 0.124 | 0.17525 | 0.23403 | 0.30343 | 0.37844 | 0.4442 | 0.52407 | 0.61999 | 0.71147 | 0.80422 | 0.89092
Scenario 2: High TRC | PG&E | Com | BROs | Com - Retail | Electric Demand (MW) | Energy Efficiency | 0.0042778 | 0.008702 | 0.013249 | 0.017971 | 0.022913 | 0.028088 | 0.033645 | 0.040046 | 0.046109 | 0.053325 | 0.059776 | 0.066054 | 0.073417
Scenario 2: High TRC | PG&E | Com | BROs | Com - Retail | Electric Energy (GWh/year) | Energy Efficiency | 0.046249 | 0.094081 | 0.14325 | 0.19429 | 0.24772 | 0.30367 | 0.36375 | 0.43296 | 0.4985 | 0.57652 | 0.64626 | 0.71414 | 0.79374
Scenario 2: High TRC | PG&E | Com | BldgEnv | Com - College | Electric Demand (MW) | Energy Efficiency | 0.00064233 | 0.00066379 | 0.00070879 | 0.00074364 | 0.00076897 | 0.0007873 | 0.0008175 | 0.00083417 | 0.00089438 | 0.00092068 | 0.0009375 | 0.00092274 | 0.00093064
Scenario 2: High TRC | PG&E | Com | BldgEnv | Com - College | Electric Energy (GWh/year) | Energy Efficiency | 0.00018474 | 0.00019153 | 0.00020393 | 0.00021393 | 0.00022119 | 0.00022642 | 0.0002351 | 0.00023989 | 0.00025642 | 0.00026404 | 0.00026896 | 0.00026467 | 0.0002671
Scenario 2: High TRC | PG&E | Com | BldgEnv | Com - College | Gas Energy (MMTherm/year) | Energy Efficiency | 4.2831e-05 | 4.2894e-05 | 4.7259e-05 | 4.9724e-05 | 5.1563e-05 | 5.2942e-05 | 5.5058e-05 | 5.6254e-05 | 6.2171e-05 | 6.385e-05 | 6.4784e-05 | 6.349e-05 | 6.3621e-05
Scenario 2: High TRC | PG&E | Com | BldgEnv | Com - Grocery | Electric Demand (MW) | Energy Efficiency | 0.0011843 | 0.0012203 | 0.0010936 | 0.0010546 | 0.0011112 | 0.0011814 | 0.0012455 | 0.0013073 | 0.0013535 | 0.0013998 | 0.0014457 | 0.0014873 | 0.0015303
Scenario 2: High TRC | PG&E | Com | BldgEnv | Com - Grocery | Electric Energy (GWh/year) | Energy Efficiency | 0.00033975 | 0.00035037 | 0.000299 | 0.00030441 | 0.00032079 | 0.00034105 | 0.00035956 | 0.00037741 | 0.00039076 | 0.00040414 | 0.0004174 | 0.0004294 | 0.00044182
Scenario 2: High TRC | PG&E | Com | BldgEnv | Com - Grocery | Gas Energy (MMTherm/year) | Energy Efficiency | 7.781e-05 | 7.9461e-05 | 7.1543e-05 | 6.8147e-05 | 7.1809e-05 | 7.6343e-05 | 8.0484e-05 | 8.4477e-05 | 8.7463e-05 | 9.0456e-05 | 9.3422e-05 | 9.6107e-05 | 9.8885e-05
Scenario 2: High TRC | PG&E | Com | BldgEnv | Com - Health | Electric Demand (MW) | Energy Efficiency | 0.039548 | 0.040991 | 0.058799 | 0.056399 | 0.05188 | 0.057782 | 0.04878 | 0.039202 | 0.02975 | 0.020954 | 0.01315 | 0.006592 | 0.0019127
Scenario 2: High TRC | PG&E | Com | BldgEnv | Com - Health | Electric Energy (GWh/year) | Energy Efficiency | 0.015333 | 0.015876 | 0.025772 | 0.024677 | 0.022651 | 0.022068 | 0.018557 | 0.014842 | 0.011194 | 0.0078165 | 0.0048339 | 0.0023399 | 0.00068745
Scenario 2: High TRC | PG&E | Com | BldgEnv | Com - Health | Gas Energy (MMTherm/year) | Energy Efficiency | 0.006632 | 0.0068756 | 0.0095367 | 0.009152 | 0.0084111 | 0.0097169 | 0.0082111 | 0.0066067 | 0.0050213 | 0.0035441 | 0.002232 | 0.0011281 | 0.00032669
Scenario 2: High TRC | PG&E | Com | BldgEnv | Com - Lodging | Electric Demand (MW) | Energy Efficiency | 0.054914 | 0.051982 | 0.046921 | 0.04022 | 0.032579 | 0.024653 | 0.017063 | 0.010227 | 0.0043711 | 0.0016054 | 0.0016422 | 0.0016789 | 0.0017116
Scenario 2: High TRC | PG&E | Com | BldgEnv | Com - Lodging | Electric Energy (GWh/year) | Energy Efficiency | 0.027662 | 0.026138 | 0.023538 | 0.020116 | 0.016233 | 0.012222 | 0.0083978 | 0.0049672 | 0.0020405 | 0.00081845 | 0.00083723 | 0.00085592 | 0.00087256
Scenario 2: High TRC | PG&E | Com | BldgEnv | Com - Lodging | Gas Energy (MMTherm/year) | Energy Efficiency | 0.016048 | 0.015197 | 0.013725 | 0.011773 | 0.0095451 | 0.0072315 | 0.0050137 | 0.0030142 | 0.0012996 | 0.00046775 | 0.00047849 | 0.00048925 | 0.00049876
Scenario 2: High TRC | PG&E | Com | BldgEnv | Com - Office (Large) | Electric Demand (MW) | Energy Efficiency | 0.0082507 | 0.0086071 | 0.0090154 | 0.0093078 | 0.0096265 | 0.0098675 | 0.010132 | 0.010262 | 0.010271 | 0.01035 | 0.010377 | 0.010393 | 0.010405
Scenario 2: High TRC | PG&E | Com | BldgEnv | Com - Office (Large) | Electric Energy (GWh/year) | Energy Efficiency | 0.0023819 | 0.0024848 | 0.0026028 | 0.0026872 | 0.0027793 | 0.0028489 | 0.0029253 | 0.0029627 | 0.0029655 | 0.0029882 | 0.0029961 | 0.0030008 | 0.0030042
Scenario 2: High TRC | PG&E | Com | BldgEnv | Com - Office (Large) | Gas Energy (MMTherm/year) | Energy Efficiency | 0.00053315 | 0.00055618 | 0.00058256 | 0.00060145 | 0.00062204 | 0.00063762 | 0.00065471 | 0.00066307 | 0.00066369 | 0.00066877 | 0.00067054 | 0.00067157 | 0.00067234
Scenario 2: High TRC | PG&E | Com | BldgEnv | Com - Office (Small) | Electric Demand (MW) | Energy Efficiency | 0.0014189 | 0.0015145 | 0.0016134 | 3.285e-05 | 0.019022 | 0.0016946 | 0.0017662 | 0.0018307 | 0.0018837 | 0.0019349 | 0.0019829 | 0.0020275 | 0.0020698
Scenario 2: High TRC | PG&E | Com | BldgEnv | Com - Office (Small) | Electric Energy (GWh/year) | Energy Efficiency | 0.00040951 | 0.00043711 | 0.00046569 | 9.2972e-06 | 0.0054929 | 0.00048917 | 0.00050983 | 0.00052848 | 0.00054378 | 0.00055858 | 0.00057246 | 0.00058533 | 0.00059755
Scenario 2: High TRC | PG&E | Com | BldgEnv | Com - Office (Small) | Gas Energy (MMTherm/year) | Energy Efficiency | 9.1703e-05 | 9.7875e-05 | 0.00010427 | 2.1327e-06 | 0.001229 | 0.00010952 | 0.00011414 | 0.00011831 | 0.00012173 | 0.00012504 | 0.00012815 | 0.00013102 | 0.00013376
Scenario 2: High TRC | PG&E | Com | BldgEnv | Com - Other | Electric Demand (MW) | Energy Efficiency | 0.0012004 | 0.001287 | 0.0013803 | 0.0014623 | 0.0015275 | 0.0016147 | 0.0017047 | 0.0017775 | 0.0018173 | 0.0018699 | 0.0019215 | 0.0019666 | 0.0020136
Scenario 2: High TRC | PG&E | Com | BldgEnv | Com - Other | Electric Energy (GWh/year) | Energy Efficiency | 0.00034833 | 0.0003735 | 0.0004006 | 0.00042442 | 0.00044338 | 0.00046873 | 0.00049488 | 0.00051604 | 0.00052759 | 0.00054288 | 0.00055788 | 0.00057098 | 0.00058465
Scenario 2: High TRC | PG&E | Com | BldgEnv | Com - Other | Gas Energy (MMTherm/year) | Energy Efficiency | 7.758e-05 | 8.3177e-05 | 8.9202e-05 | 9.4499e-05 | 9.8713e-05 | 0.00010435 | 0.00011017 | 0.00011487 | 0.00011744 | 0.00012084 | 0.00012417 | 0.00012708 | 0.00013012
Scenario 2: High TRC | PG&E | Com | BldgEnv | Com - Refrig. Warehouse | Electric Demand (MW) | Energy Efficiency | 0.0004177 | 0.00043886 | 0.00045908 | 0.00047854 | 0.00049711 | 0.00051537 | 0.00052893 | 0.00054147 | 0.00054878 | 0.00055623 | 0.0005616 | 0.00056704 | 0.00057254
Scenario 2: High TRC | PG&E | Com | BldgEnv | Com - Refrig. Warehouse | Electric Energy (GWh/year) | Energy Efficiency | 0.00012428 | 0.00013064 | 0.0001366 | 0.0001422 | 0.00014741 | 0.00015238 | 0.0001559 | 0.00015904 | 0.00016065 | 0.0001623 | 0.00016339 | 0.00016454 | 0.00016576
Scenario 2: High TRC | PG&E | Com | BldgEnv | Com - Refrig. Warehouse | Gas Energy (MMTherm/year) | Energy Efficiency | 3.774e-05 | 3.9744e-05 | 4.1349e-05 | 4.2517e-05 | 4.3225e-05 | 4.3546e-05 | 4.3269e-05 | 4.2735e-05 | 4.1781e-05 | 4.0857e-05 | 3.9895e-05 | 3.9083e-05 | 3.8444e-05
Scenario 2: High TRC | PG&E | Com | BldgEnv | Com - Restaurant | Electric Demand (MW) | Energy Efficiency | 0.00057839 | 0.00041995 | 0.00044644 | 0.00047084 | 0.0004932 | 0.00051304 | 0.00053529 | 0.00055427 | 0.00057039 | 0.00058697 | 0.00060164 | 7.8234e-06 | 0.006809
Scenario 2: High TRC | PG&E | Com | BldgEnv | Com - Restaurant | Electric Energy (GWh/year) | Energy Efficiency | 0.00016572 | 0.00012115 | 0.0001288 | 0.00013584 | 0.00014229 | 0.00014801 | 0.00015443 | 0.0001599 | 0.00016455 | 0.00016933 | 0.00017356 | 2.2194e-06 | 0.0019662
Scenario 2: High TRC | PG&E | Com | BldgEnv | Com - Restaurant | Gas Energy (MMTherm/year) | Energy Efficiency | 3.7407e-05 | 2.7104e-05 | 2.8814e-05 | 3.0389e-05 | 3.1832e-05 | 3.3112e-05 | 3.4548e-05 | 3.5773e-05 | 3.6814e-05 | 3.7884e-05 | 3.8831e-05 | 5.076e-07 | 0.0004399
Scenario 2: High TRC | PG&E | Com | BldgEnv | Com - Retail | Electric Demand (MW) | Energy Efficiency | 0.0027643 | 0.0029409 | 0.0025682 | 0.00055487 | 0.027293 | 0.0031119 | 0.0035593 | 0.033266 | 0.0038326 | 0.0039153 | 0.0040004 | 0.0040708 | 0.0040111
Scenario 2: High TRC | PG&E | Com | BldgEnv | Com - Retail | Electric Energy (GWh/year) | Energy Efficiency | 0.00079138 | 0.00084246 | 0.0007412 | 0.00015457 | 0.0078759 | 0.0008887 | 0.0010233 | 0.01316 | 0.001102 | 0.0011268 | 0.0011521 | 0.0011724 | 0.0011398
Scenario 2: High TRC | PG&E | Com | BldgEnv | Com - Retail | Gas Energy (MMTherm/year) | Energy Efficiency | 0.00018967 | 0.00020116 | 0.00016574 | 4.5734e-05 | 0.0017723 | 0.00020909 | 0.00023637 | 0.0019642 | 0.00025425 | 0.00025723 | 0.00026064 | 0.00026347 | 0.00025979
Scenario 2: High TRC | PG&E | Com | BldgEnv | Com - School | Electric Demand (MW) | Energy Efficiency | 0.0022727 | 0.0023969 | 0.0025116 | 0.0026072 | 0.0026698 | 0.0027402 | 0.0027928 | 0.0028471 | 0.0028915 | 0.0029345 | 0.0029729 | 0.0030199 | 0.0030504
Scenario 2: High TRC | PG&E | Com | BldgEnv | Com - School | Electric Energy (GWh/year) | Energy Efficiency | 0.00065607 | 0.00069195 | 0.00072506 | 0.00075268 | 0.00077077 | 0.00079111 | 0.00080629 | 0.00082198 | 0.00083483 | 0.00084725 | 0.00085833 | 0.00087192 | 0.00088073
Scenario 2: High TRC | PG&E | Com | BldgEnv | Com - School | Gas Energy (MMTherm/year) | Energy Efficiency | 0.00014687 | 0.00015489 | 0.0001623 | 0.00016848 | 0.00017252 | 0.00017708 | 0.00018047 | 0.00018398 | 0.00018685 | 0.00018963 | 0.00019211 | 0.00019515 | 0.00019712
Scenario 2: High TRC | PG&E | Com | BldgEnv | Com - Warehouse | Electric Demand (MW) | Energy Efficiency | 0.14451 | 0.14192 | 0.13343 | 0.11981 | 0.10239 | 0.082846 | 0.062799 | 0.04369 | 0.026389 | 0.011524 | 0.0051254 | 0.0052145 | 0.0053049
Scenario 2: High TRC | PG&E | Com | BldgEnv | Com - Warehouse | Electric Energy (GWh/year) | Energy Efficiency | 0.072861 | 0.071466 | 0.067074 | 0.060092 | 0.051208 | 0.041287 | 0.03115 | 0.021525 | 0.012842 | 0.0054132 | 0.0026129 | 0.0026583 | 0.0027044
Scenario 2: High TRC | PG&E | Com | BldgEnv | Com - Warehouse | Gas Energy (MMTherm/year) | Energy Efficiency | 0.042225 | 0.041482 | 0.039016 | 0.035052 | 0.029974 | 0.024274 | 0.018421 | 0.012836 | 0.0077753 | 0.0034227 | 0.0014935 | 0.0015194 | 0.0015458
Scenario 2: High TRC | PG&E | Com | ComRefrig | Com - College | Electric Demand (MW) | Energy Efficiency | 0.00015244 | 9.3025e-05 | 4.9625e-05 | 2.1052e-05 | 8.0941e-06 | 2.7409e-06 | 0 | 0 | 0 | 0 | 0 | 0 | 0
Scenario 2: High TRC | PG&E | Com | ComRefrig | Com - College | Electric Energy (GWh/year) | Energy Efficiency | 0.0010964 | 0.00067703 | 0.00036716 | 0.00016098 | 6.4037e-05 | 2.1685e-05 | 0 | 0 | 0 | 0 | 0 | 0 | 0
Scenario 2: High TRC | PG&E | Com | ComRefrig | Com - College | Gas Energy (MMTherm/year) | Energy Efficiency | 0 | 0 | 0 | 0 | 0 | 0 | 0 | 0 | 0 | 0 | 0 | 0 | 0
Scenario 2: High TRC | PG&E | Com | ComRefrig | Com - Grocery | Electric Demand (MW) | Energy Efficiency | 0.10748 | 0.04646 | 0.016665 | 0.0053496 | 0 | 0 | 0 | 0 | 0 | 0 | 0 | 0 | 0
Scenario 2: High TRC | PG&E | Com | ComRefrig | Com - Grocery | Electric Energy (GWh/year) | Energy Efficiency | 0.78796 | 0.35204 | 0.13185 | 0.042324 | 0 | 0 | 0 | 0 | 0 | 0 | 0 | 0 | 0
Scenario 2: High TRC | PG&E | Com | ComRefrig | Com - Grocery | Gas Energy (MMTherm/year) | Energy Efficiency | 0 | 0 | 0 | 0 | 0 | 0 | 0 | 0 | 0 | 0 | 0 | 0 | 0
Scenario 2: High TRC | PG&E | Com | ComRefrig | Com - Refrig. Warehouse | Electric Demand (MW) | Energy Efficiency | 0.00032539 | 0.00018843 | 9.2738e-05 | 3.2099e-05 | 1.3074e-05 | 2.2391e-06 | 0 | 0 | 0 | 0 | 0 | 0 | 0
Scenario 2: High TRC | PG&E | Com | ComRefrig | Com - Refrig. Warehouse | Electric Energy (GWh/year) | Energy Efficiency | 0.0023459 | 0.001376 | 0.00069065 | 0.00025204 | 0.00010344 | 1.7715e-05 | 0 | 0 | 0 | 0 | 0 | 0 | 0
Scenario 2: High TRC | PG&E | Com | ComRefrig | Com - Refrig. Warehouse | Gas Energy (MMTherm/year) | Energy Efficiency | 0 | 0 | 0 | 0 | 0 | 0 | 0 | 0 | 0 | 0 | 0 | 0 | 0
Scenario 2: High TRC | PG&E | Com | ComRefrig | Com - Restaurant | Electric Demand (MW) | Energy Efficiency | 0.0038075 | 0.0017097 | 0.00062065 | 0.00022337 | 0 | 0 | 0 | 0 | 0 | 0 | 0 | 0 | 0
Scenario 2: High TRC | PG&E | Com | ComRefrig | Com - Restaurant | Electric Energy (GWh/year) | Energy Efficiency | 0.027895 | 0.012918 | 0.0049103 | 0.0017672 | 0 | 0 | 0 | 0 | 0 | 0 | 0 | 0 | 0
Scenario 2: High TRC | PG&E | Com | ComRefrig | Com - Restaurant | Gas Energy (MMTherm/year) | Energy Efficiency | 0 | 0 | 0 | 0 | 0 | 0 | 0 | 0 | 0 | 0 | 0 | 0 | 0
Scenario 2: High TRC | PG&E | Com | ComRefrig | Com - Retail | Electric Demand (MW) | Energy Efficiency | 0.049885 | 0.022526 | 0 | 0.0053572 | 0.001438 | 0 | 0 | 0 | 0 | 0 | 0 | 0 | 0
Scenario 2: High TRC | PG&E | Com | ComRefrig | Com - Retail | Electric Energy (GWh/year) | Energy Efficiency | 0.36496 | 0.16957 | 0 | 0.042384 | 0.011377 | 0 | 0 | 0 | 0 | 0 | 0 | 0 | 0
Scenario 2: High TRC | PG&E | Com | ComRefrig | Com - Retail | Gas Energy (MMTherm/year) | Energy Efficiency | 0 | 0 | 0 | 0 | 0 | 0 | 0 | 0 | 0 | 0 | 0 | 0 | 0
Scenario 2: High TRC | PG&E | Com | ComRefrig | Com - School | Electric Demand (MW) | Energy Efficiency | 4.6425e-07 | 0 | 0 | 0 | 0 | 0 | 0 | 0 | 0 | 0 | 0 | 0 | 0
Scenario 2: High TRC | PG&E | Com | ComRefrig | Com - School | Electric Energy (GWh/year) | Energy Efficiency | 3.673e-06 | 0 | 0 | 0 | 0 | 0 | 0 | 0 | 0 | 0 | 0 | 0 | 0
Scenario 2: High TRC | PG&E | Com | ComRefrig | Com - School | Gas Energy (MMTherm/year) | Energy Efficiency | 0 | 0 | 0 | 0 | 0 | 0 | 0 | 0 | 0 | 0 | 0 | 0 | 0
Scenario 2: High TRC | PG&E | Com | FoodServ | Com - College | Electric Demand (MW) | Energy Efficiency | 0.006379 | 0.0066233 | 0.0071593 | 0.0074604 | 0.0076171 | 0.0077368 | 0.0079181 | 0.0080314 | 0.0082392 | 0.0084063 | 0.0085306 | 0.008534 | 0.00862
Scenario 2: High TRC | PG&E | Com | FoodServ | Com - College | Electric Demand (MW) | Fuel Substitution | -0.0001337 | -0.00014988 | -0.00016909 | -0.00018603 | -0.00020303 | -0.0002201 | -0.00023719 | -0.00025437 | -0.00027154 | -0.00028878 | -0.0003061 | -0.00032362 | -0.0003414
Scenario 2: High TRC | PG&E | Com | FoodServ | Com - College | Electric Energy (GWh/year) | Energy Efficiency | 0.030559 | 0.031805 | 0.034328 | 0.03583 | 0.036679 | 0.037355 | 0.038331 | 0.038978 | 0.040082 | 0.040984 | 0.041672 | 0.041764 | 0.042246
Scenario 2: High TRC | PG&E | Com | FoodServ | Com - College | Electric Energy (GWh/year) | Fuel Substitution | -0.001235 | -0.0013679 | -0.0015127 | -0.0016458 | -0.0017765 | -0.0019056 | -0.0020328 | -0.002219 | -0.0024279 | -0.0026721 | -0.0029594 | -0.0032795 | -0.0036385
Scenario 2: High TRC | PG&E | Com | FoodServ | Com - College | Gas Energy (MMTherm/year) | Energy Efficiency | 0.01264 | 0.012681 | 0.012372 | 0.013968 | 0.012544 | 0.012446 | 0.012429 | 0.012332 | 0.012352 | 0.012343 | 0.012307 | 0.012172 | 0.012144
Scenario 2: High TRC | PG&E | Com | FoodServ | Com - College | Gas Energy (MMTherm/year) | Fuel Substitution | 0.00012755 | 0.00014113 | 0.00015554 | 0.00016905 | 0.0001823 | 0.00019538 | 0.00020825 | 0.00022704 | 0.00024811 | 0.00027271 | 0.00030165 | 0.00033389 | 0.00037006
Scenario 2: High TRC | PG&E | Com | FoodServ | Com - Grocery | Electric Demand (MW) | Energy Efficiency | 0.03155 | 0.032592 | 0.035858 | 0.037523 | 0.038429 | 0.039524 | 0.040552 | 0.041559 | 0.042367 | 0.043173 | 0.04396 | 0.04467 | 0.045371
Scenario 2: High TRC | PG&E | Com | FoodServ | Com - Grocery | Electric Demand (MW) | Fuel Substitution | -0.00068532 | -0.00076614 | -0.00086318 | -0.00094691 | -0.0010303 | -0.0011134 | -0.0011959 | -0.001278 | -0.0013592 | -0.0014398 | -0.0015198 | -0.0015996 | -0.0016795
Scenario 2: High TRC | PG&E | Com | FoodServ | Com - Grocery | Electric Energy (GWh/year) | Energy Efficiency | 0.15043 | 0.15581 | 0.17114 | 0.17942 | 0.18431 | 0.19015 | 0.19569 | 0.20113 | 0.20562 | 0.21006 | 0.21439 | 0.21829 | 0.22209
Scenario 2: High TRC | PG&E | Com | FoodServ | Com - Grocery | Electric Energy (GWh/year) | Fuel Substitution | -0.011861 | -0.013148 | -0.014496 | -0.01577 | -0.017013 | -0.018227 | -0.019416 | -0.020782 | -0.022217 | -0.02375 | -0.025414 | -0.027189 | -0.029103
Scenario 2: High TRC | PG&E | Com | FoodServ | Com - Grocery | Gas Energy (MMTherm/year) | Energy Efficiency | 0.074886 | 0.075318 | 0.075716 | 0.075927 | 0.075742 | 0.075824 | 0.075786 | 0.075683 | 0.075329 | 0.075054 | 0.074853 | 0.074679 | 0.074634
Scenario 2: High TRC | PG&E | Com | FoodServ | Com - Grocery | Gas Energy (MMTherm/year) | Fuel Substitution | 0.0012298 | 0.0013625 | 0.0014994 | 0.0016305 | 0.0017582 | 0.0018829 | 0.0020049 | 0.0021446 | 0.0022911 | 0.0024474 | 0.0026168 | 0.0027975 | 0.0029921
Scenario 2: High TRC | PG&E | Com | FoodServ | Com - Health | Electric Demand (MW) | Energy Efficiency | 0.012455 | 0.013002 | 0.014478 | 0.014993 | 0.015594 | 0.016179 | 0.016704 | 0.017177 | 0.017506 | 0.017629 | 0.017551 | 0.017902 | 0.018239
Scenario 2: High TRC | PG&E | Com | FoodServ | Com - Health | Electric Demand (MW) | Fuel Substitution | -0.00030339 | -0.00034183 | -0.00038623 | -0.00042595 | -0.00046564 | -0.00050539 | -0.00054515 | -0.00058511 | -0.00062512 | -0.00066547 | -0.0007062 | -0.00074759 | -0.00078979
Scenario 2: High TRC | PG&E | Com | FoodServ | Com - Health | Electric Energy (GWh/year) | Energy Efficiency | 0.060842 | 0.063663 | 0.070816 | 0.073464 | 0.076606 | 0.079682 | 0.082475 | 0.085013 | 0.086843 | 0.087653 | 0.087464 | 0.089352 | 0.091151
Scenario 2: High TRC | PG&E | Com | FoodServ | Com - Health | Electric Energy (GWh/year) | Fuel Substitution | -0.0033748 | -0.003791 | -0.0042286 | -0.0046428 | -0.0051079 | -0.0055911 | -0.0061018 | -0.0066569 | -0.0072461 | -0.00788 | -0.008564 | -0.0093111 | -0.010133
Scenario 2: High TRC | PG&E | Com | FoodServ | Com - Health | Gas Energy (MMTherm/year) | Energy Efficiency | 0.032359 | 0.032527 | 0.033265 | 0.033105 | 0.033209 | 0.032706 | 0.034713 | 0.033285 | 0.033127 | 0.032776 | 0.032249 | 0.03229 | 0.032369
Scenario 2: High TRC | PG&E | Com | FoodServ | Com - Health | Gas Energy (MMTherm/year) | Fuel Substitution | 0.00035741 | 0.00040098 | 0.00044594 | 0.00048911 | 0.00053731 | 0.00058728 | 0.00063995 | 0.00069708 | 0.00075762 | 0.0008227 | 0.00089285 | 0.00096944 | 0.0010537
Scenario 2: High TRC | PG&E | Com | FoodServ | Com - Lodging | Electric Demand (MW) | Energy Efficiency | 0.018159 | 0.019099 | 0.020292 | 0.021304 | 0.022425 | 0.023397 | 0.024376 | 0.025321 | 0.026187 | 0.027076 | 0.027878 | 0.028631 | 0.029299
Scenario 2: High TRC | PG&E | Com | FoodServ | Com - Lodging | Electric Demand (MW) | Fuel Substitution | -0.00032409 | -0.00036436 | -0.00040677 | -0.00044803 | -0.00048919 | -0.00053026 | -0.00057111 | -0.00061184 | -0.00065228 | -0.0006926 | -0.00073283 | -0.00077325 | -0.00081556
Scenario 2: High TRC | PG&E | Com | FoodServ | Com - Lodging | Electric Energy (GWh/year) | Energy Efficiency | 0.105 | 0.11018 | 0.11656 | 0.12212 | 0.12839 | 0.13388 | 0.13943 | 0.14482 | 0.14978 | 0.15487 | 0.15948 | 0.1638 | 0.16765
Scenario 2: High TRC | PG&E | Com | FoodServ | Com - Lodging | Electric Energy (GWh/year) | Fuel Substitution | -0.003595 | -0.0040071 | -0.0044239 | -0.0048302 | -0.0052658 | -0.0057093 | -0.0061807 | -0.0066685 | -0.0071712 | -0.0076962 | -0.0082489 | -0.0088397 | -0.0094819
Scenario 2: High TRC | PG&E | Com | FoodServ | Com - Lodging | Gas Energy (MMTherm/year) | Energy Efficiency | 0.027746 | 0.028052 | 0.028311 | 0.028418 | 0.028655 | 0.028686 | 0.028705 | 0.028702 | 0.028648 | 0.028667 | 0.028665 | 0.028454 | 0.029749
Scenario 2: High TRC | PG&E | Com | FoodServ | Com - Lodging | Gas Energy (MMTherm/year) | Fuel Substitution | 0.00036946 | 0.00041143 | 0.00045359 | 0.00049482 | 0.0005389 | 0.00058371 | 0.00063126 | 0.00068041 | 0.00073104 | 0.00078389 | 0.00083952 | 0.00089899 | 0.00096398
Scenario 2: High TRC | PG&E | Com | FoodServ | Com - Office (Large) | Electric Demand (MW) | Energy Efficiency | 0.00099983 | 0.00099585 | 0.00099672 | 0.0009939 | 0.00099441 | 0.0009933 | 0.00099503 | 0.00099268 | 0.00098698 | 0.00098556 | 0.00098338 | 0.00098193 | 0.00098134
Scenario 2: High TRC | PG&E | Com | FoodServ | Com - Office (Large) | Electric Energy (GWh/year) | Energy Efficiency | 0.0087697 | 0.0087348 | 0.0087424 | 0.0087177 | 0.0087222 | 0.0087124 | 0.0087276 | 0.008707 | 0.008657 | 0.0086445 | 0.0086254 | 0.0086127 | 0.0086075
Scenario 2: High TRC | PG&E | Com | FoodServ | Com - Office (Small) | Electric Demand (MW) | Energy Efficiency | 0.00022794 | 0.00022949 | 0.00023136 | 0.00012995 | 0.0010015 | 0.00022824 | 0.00022999 | 0.00023167 | 0.00023309 | 0.00023466 | 0.00023629 | 0.00023798 | 0.00023975
Scenario 2: High TRC | PG&E | Com | FoodServ | Com - Office (Small) | Electric Energy (GWh/year) | Energy Efficiency | 0.0019993 | 0.0020129 | 0.0020293 | 0.0011398 | 0.008784 | 0.0020019 | 0.0020173 | 0.002032 | 0.0020445 | 0.0020582 | 0.0020726 | 0.0020873 | 0.0021029
Scenario 2: High TRC | PG&E | Com | FoodServ | Com - Other | Electric Demand (MW) | Energy Efficiency | 0.054767 | 0.057049 | 0.061398 | 0.064222 | 0.066493 | 0.069114 | 0.071835 | 0.074382 | 0.076524 | 0.078768 | 0.080906 | 0.082827 | 0.084601
Scenario 2: High TRC | PG&E | Com | FoodServ | Com - Other | Electric Demand (MW) | Fuel Substitution | -0.0027531 | -0.0030964 | -0.0034916 | -0.0038518 | -0.0042139 | -0.0045778 | -0.0049423 | -0.0053078 | -0.0056728 | -0.0060383 | -0.0064041 | -0.006772 | -0.0071431
Scenario 2: High TRC | PG&E | Com | FoodServ | Com - Other | Electric Energy (GWh/year) | Energy Efficiency | 0.26493 | 0.27752 | 0.29951 | 0.31489 | 0.32792 | 0.34274 | 0.35812 | 0.37267 | 0.38521 | 0.39816 | 0.41045 | 0.42149 | 0.4316
Scenario 2: High TRC | PG&E | Com | FoodServ | Com - Other | Electric Energy (GWh/year) | Fuel Substitution | -0.015207 | -0.017032 | -0.019077 | -0.020964 | -0.02285 | -0.024735 | -0.026613 | -0.028577 | -0.030703 | -0.032902 | -0.035268 | -0.037749 | -0.040367
Scenario 2: High TRC | PG&E | Com | FoodServ | Com - Other | Gas Energy (MMTherm/year) | Energy Efficiency | 0.095587 | 0.096327 | 0.09695 | 0.0972 | 0.09705 | 0.097224 | 0.097423 | 0.097342 | 0.096765 | 0.096467 | 0.096225 | 0.096005 | 0.095926
Scenario 2: High TRC | PG&E | Com | FoodServ | Com - Other | Gas Energy (MMTherm/year) | Fuel Substitution | 0.0014513 | 0.0016242 | 0.0018134 | 0.0019914 | 0.0021692 | 0.0023467 | 0.0025234 | 0.0027088 | 0.0029104 | 0.0031192 | 0.003345 | 0.0035822 | 0.003833
Scenario 2: High TRC | PG&E | Com | FoodServ | Com - Restaurant | Electric Demand (MW) | Energy Efficiency | 0.084989 | 0.087556 | 0.093312 | 0.096919 | 0.099875 | 0.10276 | 0.10589 | 0.10883 | 0.11158 | 0.1143 | 0.11678 | 0.069641 | 0.53518
Scenario 2: High TRC | PG&E | Com | FoodServ | Com - Restaurant | Electric Demand (MW) | Fuel Substitution | -0.0040763 | -0.0045717 | -0.0051207 | -0.005633 | -0.0061452 | -0.006657 | -0.0071666 | -0.0076746 | -0.0081787 | -0.0086803 | -0.009179 | -0.0085952 | -0.0089636
Scenario 2: High TRC | PG&E | Com | FoodServ | Com - Restaurant | Electric Energy (GWh/year) | Energy Efficiency | 0.43964 | 0.45398 | 0.48295 | 0.50254 | 0.51938 | 0.53595 | 0.55385 | 0.57083 | 0.58676 | 0.60247 | 0.61683 | 0.37628 | 2.7477
Scenario 2: High TRC | PG&E | Com | FoodServ | Com - Restaurant | Electric Energy (GWh/year) | Fuel Substitution | -0.037257 | -0.041526 | -0.04602 | -0.050332 | -0.054591 | -0.058807 | -0.062966 | -0.067289 | -0.071786 | -0.076406 | -0.081239 | -0.076653 | -0.079512
Scenario 2: High TRC | PG&E | Com | FoodServ | Com - Restaurant | Gas Energy (MMTherm/year) | Energy Efficiency | 0.19746 | 0.19761 | 0.19781 | 0.19737 | 0.19642 | 0.1951 | 0.194 | 0.1926 | 0.191 | 0.18962 | 0.18826 | 0.11764 | 0.72628
Scenario 2: High TRC | PG&E | Com | FoodServ | Com - Restaurant | Gas Energy (MMTherm/year) | Fuel Substitution | 0.0037241 | 0.0041481 | 0.0045886 | 0.0050154 | 0.0054366 | 0.0058532 | 0.0062639 | 0.0066909 | 0.0071354 | 0.0075922 | 0.0080705 | 0.007612 | 0.0078705
Scenario 2: High TRC | PG&E | Com | FoodServ | Com - Retail | Electric Demand (MW) | Energy Efficiency | 0.001615 | 0.0017226 | 0.0018432 | 0.00040007 | 0.015324 | 0.0019915 | 0.0021891 | 0.0022979 | 0.0023808 | 0.0024606 | 0.002538 | 0.0026066 | 0.0026753
Scenario 2: High TRC | PG&E | Com | FoodServ | Com - Retail | Electric Energy (GWh/year) | Energy Efficiency | 0.010113 | 0.010654 | 0.011263 | 0.003509 | 0.081896 | 0.011971 | 0.012984 | 0.013535 | 0.013954 | 0.014359 | 0.014754 | 0.015107 | 0.015461
Scenario 2: High TRC | PG&E | Com | FoodServ | Com - Retail | Gas Energy (MMTherm/year) | Energy Efficiency | 0.00024654 | 0.00027102 | 0.00029833 | 0 | 0.0031946 | 0.00033439 | 0.00037822 | 0.00040273 | 0.00042148 | 0.00043939 | 0.00045665 | 0.00047186 | 0.00048694
Scenario 2: High TRC | PG&E | Com | FoodServ | Com - School | Electric Demand (MW) | Energy Efficiency | 0.033802 | 0.03495 | 0.0364 | 0.0376 | 0.038417 | 0.039339 | 0.040165 | 0.041027 | 0.041823 | 0.042599 | 0.043314 | 0.044055 | 0.044622
Scenario 2: High TRC | PG&E | Com | FoodServ | Com - School | Electric Demand (MW) | Fuel Substitution | -0.00015886 | -0.00017562 | -0.00020101 | -0.00021788 | -0.00023416 | -0.00024986 | -0.00026495 | -0.00027948 | -0.0002934 | -0.0003068 | -0.00031972 | -0.00033374 | -0.00035595
Scenario 2: High TRC | PG&E | Com | FoodServ | Com - School | Electric Energy (GWh/year) | Energy Efficiency | 0.16637 | 0.17251 | 0.18005 | 0.18651 | 0.19124 | 0.19652 | 0.20136 | 0.20636 | 0.21103 | 0.21556 | 0.21974 | 0.22397 | 0.22727
Scenario 2: High TRC | PG&E | Com | FoodServ | Com - School | Electric Energy (GWh/year) | Fuel Substitution | -0.001561 | -0.0016818 | -0.0018384 | -0.0020279 | -0.0022582 | -0.0025185 | -0.0027992 | -0.0031142 | -0.0034681 | -0.0038605 | -0.004295 | -0.0047867 | -0.0055437
Scenario 2: High TRC | PG&E | Com | FoodServ | Com - School | Gas Energy (MMTherm/year) | Energy Efficiency | 0.034491 | 0.03451 | 0.034489 | 0.03434 | 0.034025 | 0.033833 | 0.033596 | 0.03344 | 0.03329 | 0.033185 | 0.033107 | 0.033119 | 0.033034
Scenario 2: High TRC | PG&E | Com | FoodServ | Com - School | Gas Energy (MMTherm/year) | Fuel Substitution | 0.00016394 | 0.00017646 | 0.00019141 | 0.0002106 | 0.00023382 | 0.00025997 | 0.00028813 | 0.00031969 | 0.0003551 | 0.00039436 | 0.00043781 | 0.00048728 | 0.00056604
Scenario 2: High TRC | PG&E | Com | HVAC | Com - College | Electric Demand (MW) | Energy Efficiency | 0.071117 | 0.072819 | 0.072622 | 0.075781 | 0.073392 | 0.071388 | 0.071783 | 0.071186 | 0.072273 | 0.07285 | 0.072935 | 0.070852 | 0.070783
Scenario 2: High TRC | PG&E | Com | HVAC | Com - College | Electric Energy (GWh/year) | Energy Efficiency | 0.11092 | 0.11265 | 0.11133 | 0.12028 | 0.11234 | 0.10691 | 0.10707 | 0.10602 | 0.10704 | 0.10745 | 0.10727 | 0.1044 | 0.10406
Scenario 2: High TRC | PG&E | Com | HVAC | Com - College | Electric Energy (GWh/year) | Fuel Substitution | -0.064108 | -0.067169 | -0.070126 | -0.072317 | -0.071847 | 0 | 0 | 0 | 0 | 0 | 0 | 0 | 0
Scenario 2: High TRC | PG&E | Com | HVAC | Com - College | Gas Energy (MMTherm/year) | Energy Efficiency | 0.010125 | 0.010372 | 0.0093204 | 0.016365 | 0.010361 | 0.006879 | 0.0069467 | 0.0069044 | 0.0070467 | 0.0071312 | 0.0071602 | 0.0069429 | 0.006952
Scenario 2: High TRC | PG&E | Com | HVAC | Com - College | Gas Energy (MMTherm/year) | Fuel Substitution | 0.011043 | 0.01227 | 0.012853 | 0.013305 | 0.014077 | 0 | 0 | 0 | 0 | 0 | 0 | 0 | 0
Scenario 2: High TRC | PG&E | Com | HVAC | Com - Grocery | Electric Demand (MW) | Energy Efficiency | 0.16474 | 0.17723 | 0.18865 | 0.19862 | 0.20673 | 0.21396 | 0.22008 | 0.22605 | 0.23033 | 0.2335 | 0.23576 | 0.23713 | 0.23807
Scenario 2: High TRC | PG&E | Com | HVAC | Com - Grocery | Electric Demand (MW) | Fuel Substitution | 0 | 0 | 0 | 0 | 0 | 0.0035624 | 0.0036731 | 0.0037073 | 0.0036969 | 0.003659 | 0.0036035 | 0.0035371 | 0.0034642
Scenario 2: High TRC | PG&E | Com | HVAC | Com - Grocery | Electric Energy (GWh/year) | Energy Efficiency | 0.62835 | 0.67639 | 0.72038 | 0.75887 | 0.7901 | 0.81812 | 0.84212 | 0.86551 | 0.88234 | 0.89487 | 0.90379 | 0.90922 | 0.91289
Scenario 2: High TRC | PG&E | Com | HVAC | Com - Grocery | Electric Energy (GWh/year) | Fuel Substitution | -0.53529 | -0.56555 | -0.59044 | -0.60926 | -0.62142 | 0.032247 | 0.033223 | 0.033512 | 0.033405 | 0.033056 | 0.032552 | 0.031952 | 0.031294
Scenario 2: High TRC | PG&E | Com | HVAC | Com - Grocery | Gas Energy (MMTherm/year) | Energy Efficiency | 0.011571 | 0.012459 | 0.013288 | 0.014019 | 0.014604 | 0.015157 | 0.01564 | 0.016107 | 0.016444 | 0.016707 | 0.016905 | 0.017037 | 0.01714
Scenario 2: High TRC | PG&E | Com | HVAC | Com - Grocery | Gas Energy (MMTherm/year) | Fuel Substitution | 0.080919 | 0.085628 | 0.089549 | 0.09259 | 0.094675 | 1.9282e-08 | 1.989e-08 | 2.0086e-08 | 2.0041e-08 | 1.9849e-08 | 1.9565e-08 | 1.9226e-08 | 1.885e-08
Scenario 2: High TRC | PG&E | Com | HVAC | Com - Health | Electric Demand (MW) | Energy Efficiency | 0.22061 | 0.23021 | 0.2379 | 0.23971 | 0.24072 | 0.23933 | 0.23897 | 0.23923 | 0.23397 | 0.23587 | 0.23608 | 0.23783 | 0.23915
Scenario 2: High TRC | PG&E | Com | HVAC | Com - Health | Electric Demand (MW) | Fuel Substitution | 0 | 0 | 0 | 0 | 0 | 3.5956e-06 | 3.7251e-06 | 3.7782e-06 | 0 | 3.7677e-06 | 3.7308e-06 | 3.6822e-06 | 3.6262e-06
Scenario 2: High TRC | PG&E | Com | HVAC | Com - Health | Electric Energy (GWh/year) | Energy Efficiency | 1.2311 | 1.2715 | 1.2997 | 1.2951 | 1.2862 | 1.2688 | 1.2553 | 1.2458 | 1.0432 | 1.0499 | 1.1361 | 1.2072 | 1.2082
Scenario 2: High TRC | PG&E | Com | HVAC | Com - Health | Electric Energy (GWh/year) | Fuel Substitution | -0.12349 | -0.13077 | -0.13657 | -0.14076 | -0.14327 | 4.2318e-05 | 4.3842e-05 | 4.4467e-05 | 0 | 4.4343e-05 | 4.3909e-05 | 4.3337e-05 | 4.2678e-05
Scenario 2: High TRC | PG&E | Com | HVAC | Com - Health | Gas Energy (MMTherm/year) | Energy Efficiency | 0.047126 | 0.050595 | 0.054158 | 0.0565 | 0.058828 | 0.056986 | 0.058545 | 0.059702 | 0.028664 | 0.028689 | 0.046439 | 0.059148 | 0.058389
Scenario 2: High TRC | PG&E | Com | HVAC | Com - Health | Gas Energy (MMTherm/year) | Fuel Substitution | 0.028322 | 0.030133 | 0.031651 | 0.03285 | 0.033721 | 0 | 0 | 0 | 0 | 0 | 0 | 0 | 0
Scenario 2: High TRC | PG&E | Com | HVAC | Com - Lodging | Electric Demand (MW) | Energy Efficiency | 0.11229 | 0.12114 | 0.12828 | 0.13561 | 0.14265 | 0.14767 | 0.15236 | 0.15639 | 0.14865 | 0.14724 | 0.14924 | 0.15083 | 0.15198
Scenario 2: High TRC | PG&E | Com | HVAC | Com - Lodging | Electric Demand (MW) | Fuel Substitution | 0 | 0 | 0 | 0 | 0 | 0.001208 | 0.001247 | 0.0012601 | 1.9128e-06 | 1.894e-06 | 1.867e-06 | 1.6565e-06 | 1.6246e-06
Scenario 2: High TRC | PG&E | Com | HVAC | Com - Lodging | Electric Energy (GWh/year) | Energy Efficiency | 0.60498 | 0.64198 | 0.66212 | 0.69541 | 0.72695 | 0.74918 | 0.76847 | 0.78337 | 0.583 | 0.57542 | 0.58291 | 0.58896 | 0.59328
Scenario 2: High TRC | PG&E | Com | HVAC | Com - Lodging | Electric Energy (GWh/year) | Fuel Substitution | -0.15069 | -0.15922 | -0.16609 | -0.17115 | -0.17432 | 0.0067645 | 0.0069828 | 0.0070559 | 1.9677e-05 | 1.9483e-05 | 1.9205e-05 | 1.704e-05 | 1.6712e-05
Scenario 2: High TRC | PG&E | Com | HVAC | Com - Lodging | Gas Energy (MMTherm/year) | Energy Efficiency | 0.028421 | 0.030239 | 0.032004 | 0.033305 | 0.034499 | 0.033858 | 0.034458 | 0.034816 | 0.017675 | 0.018 | 0.018246 | 0.018457 | 0.018622
Scenario 2: High TRC | PG&E | Com | HVAC | Com - Lodging | Gas Energy (MMTherm/year) | Fuel Substitution | 0.026229 | 0.027766 | 0.02903 | 0.029996 | 0.030654 | 0 | 0 | 0 | 0 | 0 | 0 | 0 | 0
Scenario 2: High TRC | PG&E | Com | HVAC | Com - Office (Large) | Electric Demand (MW) | Energy Efficiency | 0.015729 | 0.03817 | 0.050344 | 0.051701 | 0.052826 | 0.044734 | 0.045478 | 0.045852 | 0.018833 | 0.0061222 | 0.0060247 | 0.0059269 | 0.0058022
Scenario 2: High TRC | PG&E | Com | HVAC | Com - Office (Large) | Electric Energy (GWh/year) | Energy Efficiency | 0.046325 | 0.13796 | 0.18774 | 0.19349 | 0.19828 | 0.17155 | 0.29402 | 0.29512 | 0.18313 | 0.01458 | 0.014354 | 0.014125 | 0.013835
Scenario 2: High TRC | PG&E | Com | HVAC | Com - Office (Large) | Electric Energy (GWh/year) | Fuel Substitution | -4.8158e-06 | -0.00017266 | -0.00017537 | -0.00017586 | -0.0001743 | 0 | 0 | 0 | 0 | 0 | 0 | 0 | 0
Scenario 2: High TRC | PG&E | Com | HVAC | Com - Office (Large) | Gas Energy (MMTherm/year) | Energy Efficiency | 0.024629 | 0.025604 | 0.02615 | 0.026121 | 0.025982 | 0.0010468 | 0.0060763 | 0.0060634 | 0.0052683 | 2.8513e-05 | 2.8369e-05 | 2.8216e-05 | 2.8052e-05
Scenario 2: High TRC | PG&E | Com | HVAC | Com - Office (Large) | Gas Energy (MMTherm/year) | Fuel Substitution | 4.1467e-06 | 2.2096e-05 | 2.2493e-05 | 2.2617e-05 | 2.2484e-05 | 0 | 0 | 0 | 0 | 0 | 0 | 0 | 0
Scenario 2: High TRC | PG&E | Com | HVAC | Com - Office (Small) | Electric Demand (MW) | Energy Efficiency | 0.045819 | 0.047058 | 0.048194 | 0.007421 | 0.47599 | 0.045588 | 0.046071 | 0.046429 | 0.046571 | 0.046759 | 0.046975 | 0.047155 | 0.047289
Scenario 2: High TRC | PG&E | Com | HVAC | Com - Office (Small) | Electric Energy (GWh/year) | Energy Efficiency | 0.065057 | 0.066633 | 0.068059 | 0.016699 | 0.65047 | 0.064167 | 0.064768 | 0.065185 | 0.065256 | 0.065432 | 0.065736 | 0.065939 | 0.066024
Scenario 2: High TRC | PG&E | Com | HVAC | Com - Office (Small) | Electric Energy (GWh/year) | Fuel Substitution | -0.00081062 | -0.00086143 | 0.00097993 | 0.00082507 | -0.022844 | 0 | 0 | 0 | 0 | 0 | 0 | 0 | 0
Scenario 2: High TRC | PG&E | Com | HVAC | Com - Office (Small) | Gas Energy (MMTherm/year) | Energy Efficiency | 0.0040781 | 0.0042265 | 0.0043632 | 0.0039853 | 0.079224 | 0.004166 | 0.0042277 | 0.004276 | 0.0043003 | 0.0043293 | 0.0043614 | 0.0043909 | 0.004421
Scenario 2: High TRC | PG&E | Com | HVAC | Com - Office (Small) | Gas Energy (MMTherm/year) | Fuel Substitution | 0.00061276 | 0.00065277 | 0.00098474 | 0.00083247 | 0.0043775 | 0 | 0 | 0 | 0 | 0 | 0 | 0 | 0
Scenario 2: High TRC | PG&E | Com | HVAC | Com - Other | Electric Demand (MW) | Energy Efficiency | 1.4865 | 1.0447 | 0.81102 | 0.83522 | 0.85361 | 0.88655 | 0.91447 | 0.93298 | 0.91983 | 0.92607 | 0.93686 | 0.94524 | 0.95451
Scenario 2: High TRC | PG&E | Com | HVAC | Com - Other | Electric Energy (GWh/year) | Energy Efficiency | 2.0729 | 1.5429 | 1.2756 | 1.3077 | 1.339 | 1.4043 | 1.4515 | 1.579 | 1.4411 | 1.4467 | 1.4643 | 1.4781 | 1.4922
Scenario 2: High TRC | PG&E | Com | HVAC | Com - Other | Electric Energy (GWh/year) | Fuel Substitution | -0.90641 | -0.95865 | -1.0007 | -1.0318 | -1.0515 | 0 | 0 | 0 | 0 | 0 | 0 | 0 | 0
Scenario 2: High TRC | PG&E | Com | HVAC | Com - Other | Gas Energy (MMTherm/year) | Energy Efficiency | 0.19208 | 0.13108 | 0.099766 | 0.10311 | 0.10521 | 0.10845 | 0.11169 | 0.12677 | 0.11425 | 0.11547 | 0.11678 | 0.11786 | 0.11905
Scenario 2: High TRC | PG&E | Com | HVAC | Com - Other | Gas Energy (MMTherm/year) | Fuel Substitution | 0.16145 | 0.1711 | 0.17905 | 0.18515 | 0.18937 | 0 | 0 | 0 | 0 | 0 | 0 | 0 | 0
Scenario 2: High TRC | PG&E | Com | HVAC | Com - Restaurant | Electric Demand (MW) | Energy Efficiency | 0.027902 | 0.028427 | 0.029191 | 0.029758 | 0.030178 | 0.030456 | 0.030895 | 0.03118 | 0.031351 | 0.031593 | 0.03178 | 0.0013045 | 0.33803
Scenario 2: High TRC | PG&E | Com | HVAC | Com - Restaurant | Electric Energy (GWh/year) | Energy Efficiency | 0.040398 | 0.041377 | 0.042771 | 0.043911 | 0.044829 | 0.045525 | 0.04642 | 0.047067 | 0.04752 | 0.048045 | 0.048464 | 0.003778 | 0.49982
Scenario 2: High TRC | PG&E | Com | HVAC | Com - Restaurant | Electric Energy (GWh/year) | Fuel Substitution | -0.017474 | -0.037625 | -0.039105 | -0.040119 | -0.040665 | 0 | 0 | 0 | 0 | 0 | 0 | 0 | 0
Scenario 2: High TRC | PG&E | Com | HVAC | Com - Restaurant | Gas Energy (MMTherm/year) | Energy Efficiency | 0.072409 | 0.077126 | 0.081196 | 0.08429 | 0.086366 | 0.087483 | 0.087943 | 0.087648 | 0.086794 | 0.085594 | 0.084102 | 0.053751 | 0.28493
Scenario 2: High TRC | PG&E | Com | HVAC | Com - Restaurant | Gas Energy (MMTherm/year) | Fuel Substitution | 0.004742 | 0.0080375 | 0.0083984 | 0.008672 | 0.0088577 | 0 | 0 | 0 | 0 | 0 | 0 | 0 | 0
Scenario 2: High TRC | PG&E | Com | HVAC | Com - Retail | Electric Demand (MW) | Energy Efficiency | 0.33551 | 0.35869 | 0.37778 | 0.23485 | 1.51 | 0.3879 | 0.4151 | 0.42586 | 0.39463 | 0.39172 | 0.39813 | 0.40329 | 0.40798
Scenario 2: High TRC | PG&E | Com | HVAC | Com - Retail | Electric Demand (MW) | Fuel Substitution | 0 | 0 | 0 | 0 | 0 | 6.538e-06 | 6.7531e-06 | 6.8255e-06 | 0 | 0 | 0 | 0 | 0
Scenario 2: High TRC | PG&E | Com | HVAC | Com - Retail | Electric Energy (GWh/year) | Energy Efficiency | 0.79947 | 0.85316 | 0.83063 | 0.62293 | 2.9318 | 0.92059 | 0.9748 | 0.99977 | 0.85009 | 0.78629 | 0.7987 | 0.83396 | 0.86268
Scenario 2: High TRC | PG&E | Com | HVAC | Com - Retail | Electric Energy (GWh/year) | Fuel Substitution | -0.10644 | -0.10497 | -0.10904 | -0.10093 | -0.098146 | 4.4414e-05 | 4.5876e-05 | 4.6368e-05 | 0 | 0 | 0 | 0 | 0
Scenario 2: High TRC | PG&E | Com | HVAC | Com - Retail | Gas Energy (MMTherm/year) | Energy Efficiency | 0.022696 | 0.02412 | 0.025502 | 0.015174 | 0.11156 | 0.022354 | 0.024025 | 0.024659 | 0.02509 | 0.023633 | 0.024028 | 0.025483 | 0.026676
Scenario 2: High TRC | PG&E | Com | HVAC | Com - Retail | Gas Energy (MMTherm/year) | Fuel Substitution | 0.021823 | 0.023894 | 0.024965 | 0.0233 | 0.024955 | 0 | 0 | 0 | 0 | 0 | 0 | 0 | 0
Scenario 2: High TRC | PG&E | Com | HVAC | Com - School | Electric Demand (MW) | Energy Efficiency | 0.040698 | 0.044291 | 0.04774 | 0.049652 | 0.050341 | 0.047295 | 0.047678 | 0.047984 | 0.044253 | 0.042622 | 0.04269 | 0.046851 | 0.048672
Scenario 2: High TRC | PG&E | Com | HVAC | Com - School | Electric Energy (GWh/year) | Energy Efficiency | 0.29344 | 0.31833 | 0.33497 | 0.34493 | 0.34875 | 0.34014 | 0.34215 | 0.34394 | 0.30487 | 0.28725 | 0.28721 | 0.32936 | 0.34795
Scenario 2: High TRC | PG&E | Com | HVAC | Com - School | Electric Energy (GWh/year) | Fuel Substitution | -0.11578 | -0.12025 | -0.12323 | -0.1247 | -0.12507 | 0 | 0 | 0 | 0 | 0 | 0 | 0 | 0
Scenario 2: High TRC | PG&E | Com | HVAC | Com - School | Gas Energy (MMTherm/year) | Energy Efficiency | 0.030132 | 0.035131 | 0.04099 | 0.043328 | 0.043317 | 0.033147 | 0.033154 | 0.033189 | 0.03158 | 0.030837 | 0.030785 | 0.03247 | 0.033151
Scenario 2: High TRC | PG&E | Com | HVAC | Com - School | Gas Energy (MMTherm/year) | Fuel Substitution | 0.017692 | 0.018398 | 0.018881 | 0.01914 | 0.01996 | 0 | 0 | 0 | 0 | 0 | 0 | 0 | 0
Scenario 2: High TRC | PG&E | Com | HVAC | Com - Warehouse | Electric Demand (MW) | Energy Efficiency | 0.015893 | 0.017659 | 0.018833 | 0.019895 | 0.020821 | 0.026878 | 0.029429 | 0.030205 | 0.015811 | 0.011349 | 0.011463 | 0.011544 | 0.017428
Scenario 2: High TRC | PG&E | Com | HVAC | Com - Warehouse | Electric Energy (GWh/year) | Energy Efficiency | 0.061299 | 0.069077 | 0.07371 | 0.077901 | 0.081557 | 0.098237 | 0.10568 | 0.11307 | 0.065715 | 0.046571 | 0.047063 | 0.047423 | 0.064144
Scenario 2: High TRC | PG&E | Com | HVAC | Com - Warehouse | Electric Energy (GWh/year) | Fuel Substitution | -0.080875 | -0.085912 | -0.090077 | -0.093289 | -0.095507 | 0 | 0 | 0 | 0 | 0 | 0 | 0 | 0
Scenario 2: High TRC | PG&E | Com | HVAC | Com - Warehouse | Gas Energy (MMTherm/year) | Energy Efficiency | 0.001751 | 0.0019916 | 0.0021293 | 0.0022533 | 0.0023612 | 0.0028394 | 0.0030537 | 0.0033178 | 0.0020109 | 0.0014255 | 0.0014425 | 0.0014557 | 0.0019631
Scenario 2: High TRC | PG&E | Com | HVAC | Com - Warehouse | Gas Energy (MMTherm/year) | Fuel Substitution | 0.012814 | 0.013631 | 0.014316 | 0.014857 | 0.015248 | 0 | 0 | 0 | 0 | 0 | 0 | 0 | 0
Scenario 2: High TRC | PG&E | Com | Lighting | Com - College | Electric Demand (MW) | Energy Efficiency | 0 | 0 | 0 | 0 | 0 | 0 | 0 | 0 | 0 | 0 | 0 | 0 | 0
Scenario 2: High TRC | PG&E | Com | Lighting | Com - College | Electric Energy (GWh/year) | Energy Efficiency | 0 | 0 | 0 | 0 | 0 | 0 | 0 | 0 | 0 | 0 | 0 | 0 | 0
Scenario 2: High TRC | PG&E | Com | Lighting | Com - College | Gas Energy (MMTherm/year) | Energy Efficiency | 0 | 0 | 0 | 0 | 0 | 0 | 0 | 0 | 0 | 0 | 0 | 0 | 0
Scenario 2: High TRC | PG&E | Com | Lighting | Com - Grocery | Electric Demand (MW) | Energy Efficiency | 0.0060401 | 0.0063726 | 0.013599 | 0.015556 | 0.015713 | 0.015876 | 0.015989 | 0.016085 | 0.016132 | 0.010244 | 0.0085365 | 0.008727 | 0.0089022
Scenario 2: High TRC | PG&E | Com | Lighting | Com - Grocery | Electric Energy (GWh/year) | Energy Efficiency | 0.034515 | 0.036415 | 0.077756 | 0.08895 | 0.089848 | 0.090777 | 0.09142 | 0.091969 | 0.092235 | 0.058549 | 0.04878 | 0.049868 | 0.05087
Scenario 2: High TRC | PG&E | Com | Lighting | Com - Grocery | Gas Energy (MMTherm/year) | Energy Efficiency | -0.00047563 | -0.00050181 | -0.0010731 | -0.0012278 | -0.0012401 | -0.0012529 | -0.0012618 | -0.0012693 | -0.0012729 | -0.00080729 | -0.00067221 | -0.00068721 | -0.00070101
Scenario 2: High TRC | PG&E | Com | Lighting | Com - Health | Electric Demand (MW) | Energy Efficiency | 0.014758 | 0.015547 | 0.016481 | 0.033307 | 0.03781 | 0.03823 | 0.038514 | 0.03872 | 0.023783 | 0.020097 | 0.020332 | 0.020763 | 0.021158
Scenario 2: High TRC | PG&E | Com | Lighting | Com - Health | Electric Energy (GWh/year) | Energy Efficiency | 0.087754 | 0.092445 | 0.097999 | 0.19851 | 0.22539 | 0.22789 | 0.22957 | 0.23078 | 0.14153 | 0.1195 | 0.1209 | 0.12346 | 0.12581
Scenario 2: High TRC | PG&E | Com | Lighting | Com - Health | Gas Energy (MMTherm/year) | Energy Efficiency | -0.0010659 | -0.0011229 | -0.0011904 | -0.0024084 | -0.0027342 | -0.0027646 | -0.0027851 | -0.0027998 | -0.0017184 | -0.0014515 | -0.0014685 | -0.0014996 | -0.0015281
Scenario 2: High TRC | PG&E | Com | Lighting | Com - Lodging | Electric Demand (MW) | Energy Efficiency | 0 | 0 | 0 | 0 | 0 | 0 | 0 | 0 | 0 | 0 | 0 | 0 | 0
Scenario 2: High TRC | PG&E | Com | Lighting | Com - Lodging | Electric Energy (GWh/year) | Energy Efficiency | 0 | 0 | 0 | 0 | 0 | 0 | 0 | 0 | 0 | 0 | 0 | 0 | 0
Scenario 2: High TRC | PG&E | Com | Lighting | Com - Lodging | Gas Energy (MMTherm/year) | Energy Efficiency | 0 | 0 | 0 | 0 | 0 | 0 | 0 | 0 | 0 | 0 | 0 | 0 | 0
Scenario 2: High TRC | PG&E | Com | Lighting | Com - Office (Large) | Electric Demand (MW) | Energy Efficiency | 0 | 0 | 0 | 0 | 0 | 0 | 0 | 0 | 0 | 0 | 0 | 0 | 0
Scenario 2: High TRC | PG&E | Com | Lighting | Com - Office (Large) | Electric Energy (GWh/year) | Energy Efficiency | 0 | 0 | 0 | 0 | 0 | 0 | 0 | 0 | 0 | 0 | 0 | 0 | 0
Scenario 2: High TRC | PG&E | Com | Lighting | Com - Office (Large) | Gas Energy (MMTherm/year) | Energy Efficiency | 0 | 0 | 0 | 0 | 0 | 0 | 0 | 0 | 0 | 0 | 0 | 0 | 0
Scenario 2: High TRC | PG&E | Com | Lighting | Com - Office (Small) | Electric Demand (MW) | Energy Efficiency | 0 | 0 | 0 | 0 | 0 | 0 | 0 | 0 | 0 | 0 | 0 | 0 | 0
Scenario 2: High TRC | PG&E | Com | Lighting | Com - Office (Small) | Electric Energy (GWh/year) | Energy Efficiency | 0 | 0 | 0 | 0 | 0 | 0 | 0 | 0 | 0 | 0 | 0 | 0 | 0
Scenario 2: High TRC | PG&E | Com | Lighting | Com - Office (Small) | Gas Energy (MMTherm/year) | Energy Efficiency | 0 | 0 | 0 | 0 | 0 | 0 | 0 | 0 | 0 | 0 | 0 | 0 | 0
Scenario 2: High TRC | PG&E | Com | Lighting | Com - Other | Electric Demand (MW) | Energy Efficiency | 0 | 0 | 0 | 0 | 0 | 0 | 0 | 0 | 0 | 0 | 0 | 0 | 0
Scenario 2: High TRC | PG&E | Com | Lighting | Com - Other | Electric Energy (GWh/year) | Energy Efficiency | 0 | 0 | 0 | 0 | 0 | 0 | 0 | 0 | 0 | 0 | 0 | 0 | 0
Scenario 2: High TRC | PG&E | Com | Lighting | Com - Other | Gas Energy (MMTherm/year) | Energy Efficiency | 0 | 0 | 0 | 0 | 0 | 0 | 0 | 0 | 0 | 0 | 0 | 0 | 0
Scenario 2: High TRC | PG&E | Com | Lighting | Com - Refrig. Warehouse | Electric Demand (MW) | Energy Efficiency | 0.00020335 | 0.00020868 | 0.00021301 | 0.00021655 | 0.00021947 | 0.00022197 | 0.00022372 | 0.00022539 | 0.00022635 | 0.00022736 | 0.0002281 | 0.00022887 | 0.0002297
Scenario 2: High TRC | PG&E | Com | Lighting | Com - Refrig. Warehouse | Electric Energy (GWh/year) | Energy Efficiency | 0.0018684 | 0.0019175 | 0.0019573 | 0.0019899 | 0.0020168 | 0.0020398 | 0.002056 | 0.0020714 | 0.0020803 | 0.0020896 | 0.0020965 | 0.0021037 | 0.0021113
Scenario 2: High TRC | PG&E | Com | Lighting | Com - Restaurant | Electric Demand (MW) | Energy Efficiency | 0 | 0 | 0.0029221 | 0.0039084 | 0.0040142 | 0.0040973 | 0.0042376 | 0.0043767 | 0.0044966 | 0.004605 | 0.0046988 | 0.0032398 | 0.016629
Scenario 2: High TRC | PG&E | Com | Lighting | Com - Restaurant | Electric Energy (GWh/year) | Energy Efficiency | 0 | 0 | 0.017525 | 0.023441 | 0.024075 | 0.024573 | 0.025415 | 0.026249 | 0.026968 | 0.027618 | 0.02818 | 0.019431 | 0.099729
Scenario 2: High TRC | PG&E | Com | Lighting | Com - Restaurant | Gas Energy (MMTherm/year) | Energy Efficiency | 0 | 0 | -0.00018992 | -0.00025403 | -0.0002609 | -0.0002663 | -0.00027542 | -0.00028446 | -0.00029225 | -0.0002993 | -0.00030539 | -0.00021057 | -0.0010808
Scenario 2: High TRC | PG&E | Com | Lighting | Com - Retail | Electric Demand (MW) | Energy Efficiency | 0.071097 | 0.072885 | 0.074407 | 0.053773 | 0.21445 | 0.073795 | 0.07526 | 0.075809 | 0.076129 | 0.076448 | 0.076782 | 0.07707 | 0.077399
Scenario 2: High TRC | PG&E | Com | Lighting | Com - Retail | Electric Energy (GWh/year) | Energy Efficiency | 0.42331 | 0.43395 | 0.44302 | 0.32016 | 1.2769 | 0.43939 | 0.44812 | 0.45139 | 0.4533 | 0.45521 | 0.4572 | 0.45892 | 0.46088
Scenario 2: High TRC | PG&E | Com | Lighting | Com - Retail | Gas Energy (MMTherm/year) | Energy Efficiency | -0.0026038 | -0.0026693 | -0.0027252 | -0.0019694 | -0.0078556 | -0.002703 | -0.0027567 | -0.0027769 | -0.0027887 | -0.0028005 | -0.0028127 | -0.0028233 | -0.0028355
Scenario 2: High TRC | PG&E | Com | Lighting | Com - School | Electric Demand (MW) | Energy Efficiency | 0 | 0 | 0 | 0 | 0 | 0 | 0 | 0 | 0 | 0 | 0 | 0 | 0
Scenario 2: High TRC | PG&E | Com | Lighting | Com - School | Electric Energy (GWh/year) | Energy Efficiency | 0 | 0 | 0 | 0 | 0 | 0 | 0 | 0 | 0 | 0 | 0 | 0 | 0
Scenario 2: High TRC | PG&E | Com | Lighting | Com - School | Gas Energy (MMTherm/year) | Energy Efficiency | 0 | 0 | 0 | 0 | 0 | 0 | 0 | 0 | 0 | 0 | 0 | 0 | 0
Scenario 2: High TRC | PG&E | Com | Lighting | Com - Warehouse | Electric Demand (MW) | Energy Efficiency | 0 | 0 | 0 | 0 | 0 | 0 | 0 | 0 | 0 | 0 | 0 | 0 | 0
Scenario 2: High TRC | PG&E | Com | Lighting | Com - Warehouse | Electric Energy (GWh/year) | Energy Efficiency | 0 | 0 | 0 | 0 | 0 | 0 | 0 | 0 | 0 | 0 | 0 | 0 | 0
Scenario 2: High TRC | PG&E | Com | Lighting | Com - Warehouse | Gas Energy (MMTherm/year) | Energy Efficiency | 0 | 0 | 0 | 0 | 0 | 0 | 0 | 0 | 0 | 0 | 0 | 0 | 0
Scenario 2: High TRC | PG&E | Com | WaterHeat | Com - College | Electric Demand (MW) | Energy Efficiency | -7.9513e-06 | -1.261e-05 | -2.6024e-05 | 2.4394e-05 | -2.6897e-05 | 2.1605e-05 | 2.7121e-05 | 3.3967e-05 | 4.2668e-05 | 5.3535e-05 | 6.7093e-05 | 8.3714e-05 | 0.00010482
Scenario 2: High TRC | PG&E | Com | WaterHeat | Com - College | Electric Demand (MW) | Fuel Substitution | 0 | 0 | 0 | 0 | 0 | 0.17578 | 0.22275 | 0.27579 | 0.33274 | 0.42386 | 0.53538 | 0.64586 | 0.75584
Scenario 2: High TRC | PG&E | Com | WaterHeat | Com - College | Electric Energy (GWh/year) | Energy Efficiency | -7.544e-05 | -0.00011947 | -0.00024476 | 0.00021888 | -0.00025742 | 0.00017724 | 0.0002225 | 0.00027866 | 0.00035005 | 0.00043919 | 0.00055042 | 0.00068677 | 0.00085989
Scenario 2: High TRC | PG&E | Com | WaterHeat | Com - College | Electric Energy (GWh/year) | Fuel Substitution | -0.61824 | -0.75846 | -0.92161 | -1.1113 | -1.3306 | 1.5081 | 1.911 | 2.366 | 2.8544 | 3.6361 | 4.5926 | 5.54 | 6.4828
Scenario 2: High TRC | PG&E | Com | WaterHeat | Com - College | Gas Energy (MMTherm/year) | Energy Efficiency | 0.040629 | 0.067123 | 0.059023 | 0.095094 | 0.090714 | 0.092418 | 0.10896 | 0.12415 | 0.085865 | 0.14134 | 0.1392 | 0.12897 | 0.11204
Scenario 2: High TRC | PG&E | Com | WaterHeat | Com - College | Gas Energy (MMTherm/year) | Fuel Substitution | 0.069554 | 0.085306 | 0.10367 | 0.12506 | 0.14983 | 0 | 0 | 0 | 0 | 0 | 0 | 0 | 0
Scenario 2: High TRC | PG&E | Com | WaterHeat | Com - Grocery | Electric Demand (MW) | Energy Efficiency | 3.8444e-05 | 4.6513e-05 | 5.666e-05 | 6.9367e-05 | 8.5162e-05 | 9.8187e-05 | 0.00012334 | 0.00015493 | 0.00019433 | 0.00024381 | 0.00030596 | 0.00038386 | 0.00048177
Scenario 2: High TRC | PG&E | Com | WaterHeat | Com - Grocery | Electric Energy (GWh/year) | Energy Efficiency | 0.00020296 | 0.00024559 | 0.00029919 | 0.00036631 | 0.00044975 | 0.00051867 | 0.00065156 | 0.00081843 | 0.0010266 | 0.0012879 | 0.0016162 | 0.0020277 | 0.0025449
Scenario 2: High TRC | PG&E | Com | WaterHeat | Com - Grocery | Electric Energy (GWh/year) | Fuel Substitution | -0.023303 | -0.028228 | -0.034213 | -0.041456 | -0.050122 | 0 | 0 | 0 | 0 | 0 | 0 | 0 | 0
Scenario 2: High TRC | PG&E | Com | WaterHeat | Com - Grocery | Gas Energy (MMTherm/year) | Energy Efficiency | 0.025742 | 0.030738 | 0.036519 | 0.043108 | 0.050449 | 0.056771 | 0.065085 | 0.073277 | 0.051885 | 0.086678 | 0.090362 | 0.091073 | 0.088443
Scenario 2: High TRC | PG&E | Com | WaterHeat | Com - Grocery | Gas Energy (MMTherm/year) | Fuel Substitution | 0.0031268 | 0.0037876 | 0.0045908 | 0.0055627 | 0.0067255 | 0 | 0 | 0 | 0 | 0 | 0 | 0 | 0
Scenario 2: High TRC | PG&E | Com | WaterHeat | Com - Health | Electric Demand (MW) | Energy Efficiency | 1.8713e-05 | 1.254e-05 | 8.4504e-06 | 6.2077e-06 | 8.4382e-06 | 0.00015196 | 0.00019153 | 0.00024111 | 0.00030287 | 0.0003794 | 0.00047402 | 0.00059548 | 0.00074797
Scenario 2: High TRC | PG&E | Com | WaterHeat | Com - Health | Electric Demand (MW) | Fuel Substitution | 0 | 0 | 0 | 0 | 0 | 0.46034 | 0.5874 | 0.73191 | 0.88803 | 1.1304 | 1.4397 | 1.7486 | 2.0578
Scenario 2: High TRC | PG&E | Com | WaterHeat | Com - Health | Electric Energy (GWh/year) | Energy Efficiency | 0.00012261 | 6.9902e-05 | 3.4027e-05 | 1.4377e-05 | 3.1815e-05 | 0.0012709 | 0.0016018 | 0.0020164 | 0.0025329 | 0.0031729 | 0.0039642 | 0.0049799 | 0.0062553
Scenario 2: High TRC | PG&E | Com | WaterHeat | Com - Health | Electric Energy (GWh/year) | Fuel Substitution | -1.6097 | -1.9872 | -2.4292 | -2.9448 | -3.5435 | 4.0187 | 5.1276 | 6.3887 | 7.7509 | 9.866 | 12.5655 | 15.261 | 17.958
Scenario 2: High TRC | PG&E | Com | WaterHeat | Com - Health | Gas Energy (MMTherm/year) | Energy Efficiency | 0.089458 | 0.10406 | 0.12177 | 0.14092 | 0.15349 | 0.13665 | 0.15469 | 0.16812 | 0.1104 | 0.17284 | 0.16173 | 0.14292 | 0.11932
Scenario 2: High TRC | PG&E | Com | WaterHeat | Com - Health | Gas Energy (MMTherm/year) | Fuel Substitution | 0.18614 | 0.22959 | 0.28062 | 0.34031 | 0.40976 | 0 | 0 | 0 | 0 | 0 | 0 | 0 | 0
Scenario 2: High TRC | PG&E | Com | WaterHeat | Com - Lodging | Electric Demand (MW) | Energy Efficiency | 0.00055843 | 0.00056167 | 0.00055031 | 0.00052286 | 0.00051411 | 0.00018009 | 0.00018665 | 0.00019258 | 5.6581e-05 | 7.1406e-05 | 9.0053e-05 | 0.00011357 | 0.00014318
Scenario 2: High TRC | PG&E | Com | WaterHeat | Com - Lodging | Electric Demand (MW) | Fuel Substitution | 0 | 0 | 0 | 0 | 0 | 0.44775 | 0.56856 | 0.70611 | 0.85484 | 1.103 | 1.4043 | 1.705 | 2.0056
Scenario 2: High TRC | PG&E | Com | WaterHeat | Com - Lodging | Electric Energy (GWh/year) | Energy Efficiency | 0.0043955 | 0.0043658 | 0.0042718 | 0.0040977 | 0.0039839 | 0.0013398 | 0.0013997 | 0.0014561 | 0.00046081 | 0.00058155 | 0.00073341 | 0.00092493 | 0.0011661
Scenario 2: High TRC | PG&E | Com | WaterHeat | Com - Lodging | Electric Energy (GWh/year) | Fuel Substitution | -1.6376 | -2.0118 | -2.451 | -2.9649 | -3.5633 | 3.8071 | 4.8341 | 6.0032 | 7.2672 | 9.3766 | 11.9381 | 14.4936 | 17.0477
Scenario 2: High TRC | PG&E | Com | WaterHeat | Com - Lodging | Gas Energy (MMTherm/year) | Energy Efficiency | 0.28716 | 0.30537 | 0.32451 | 0.34251 | 0.3603 | 0.16623 | 0.17415 | 0.1745 | 0.079888 | 0.11113 | 0.00028433 | 0.078488 | 0.0594
Scenario 2: High TRC | PG&E | Com | WaterHeat | Com - Lodging | Gas Energy (MMTherm/year) | Fuel Substitution | 0.1859 | 0.22828 | 0.27815 | 0.33667 | 0.40499 | 0 | 0 | 0 | 0 | 0 | 0 | 0 | 0
Scenario 2: High TRC | PG&E | Com | WaterHeat | Com - Office (Large) | Electric Demand (MW) | Energy Efficiency | 3.1962e-05 | 3.244e-05 | 3.3499e-05 | 3.5181e-05 | 3.8025e-05 | 3.65e-05 | 4.6173e-05 | 5.823e-05 | 7.3246e-05 | 9.2299e-05 | 0.00011619 | 0.00014623 | 0.00018403
Scenario 2: High TRC | PG&E | Com | WaterHeat | Com - Office (Large) | Electric Demand (MW) | Fuel Substitution | 0 | 0 | 0 | 0 | 0 | 0.053468 | 0.067124 | 0.082542 | 0.099073 | 0.12997 | 0.16422 | 0.19799 | 0.23127
Scenario 2: High TRC | PG&E | Com | WaterHeat | Com - Office (Large) | Electric Energy (GWh/year) | Energy Efficiency | 0.00061696 | 0.00062164 | 0.00063655 | 0.00066231 | 0.00070909 | 0.00066694 | 0.00084369 | 0.001064 | 0.0013384 | 0.0016865 | 0.002123 | 0.0026719 | 0.0033626
Scenario 2: High TRC | PG&E | Com | WaterHeat | Com - Office (Large) | Electric Energy (GWh/year) | Fuel Substitution | -0.35687 | -0.43676 | -0.52929 | -0.63614 | -0.75903 | 1.0216 | 1.2825 | 1.577 | 1.8927 | 2.483 | 3.1373 | 3.782 | 4.4173
Scenario 2: High TRC | PG&E | Com | WaterHeat | Com - Office (Large) | Gas Energy (MMTherm/year) | Energy Efficiency | 0.28702 | 0.30288 | 0.30171 | 0.27997 | 0.23916 | 0.1519 | 0.095333 | 0.04461 | 0.0018216 | 0 | 0 | 0 | 0
Scenario 2: High TRC | PG&E | Com | WaterHeat | Com - Office (Large) | Gas Energy (MMTherm/year) | Fuel Substitution | 0.03947 | 0.048299 | 0.058535 | 0.070366 | 0.083986 | 0 | 0 | 0 | 0 | 0 | 0 | 0 | 0
Scenario 2: High TRC | PG&E | Com | WaterHeat | Com - Office (Small) | Electric Demand (MW) | Energy Efficiency | -1.5026e-07 | -1.3728e-07 | -1.053e-07 | 3.338e-09 | -3.4305e-07 | 1.2208e-06 | 1.5865e-06 | 2.0372e-06 | 2.5947e-06 | 3.2896e-06 | 4.1578e-06 | 5.2442e-06 | 6.6057e-06
Scenario 2: High TRC | PG&E | Com | WaterHeat | Com - Office (Small) | Electric Demand (MW) | Fuel Substitution | 0 | 0 | 0 | 0 | 0 | 0.0021679 | 0.0027496 | 0.0034108 | 0.0041227 | 0.0054651 | 0.0069099 | 0.0083398 | 0.0097595
Scenario 2: High TRC | PG&E | Com | WaterHeat | Com - Office (Small) | Electric Energy (GWh/year) | Energy Efficiency | -2.1399e-05 | -2.0816e-05 | -1.8231e-05 | -4.575e-06 | -6.529e-05 | 0.00013331 | 0.00017324 | 0.00022245 | 0.00028333 | 0.00035921 | 0.00045401 | 0.00057263 | 0.00072131
Scenario 2: High TRC | PG&E | Com | WaterHeat | Com - Office (Small) | Electric Energy (GWh/year) | Fuel Substitution | -0.09501 | -0.1165 | -0.14138 | -0.14223 | -0.17798 | 0.24752 | 0.31392 | 0.38938 | 0.47061 | 0.62386 | 0.78875 | 0.95189 | 1.1138
Scenario 2: High TRC | PG&E | Com | WaterHeat | Com - Office (Small) | Gas Energy (MMTherm/year) | Energy Efficiency | 0.064923 | 0.081235 | 0.00082893 | 0.084509 | 0.10369 | 0.11604 | 0.12909 | 0.1368 | 0.086053 | 0.12812 | 0.11159 | 0.089979 | 0.066883
Scenario 2: High TRC | PG&E | Com | WaterHeat | Com - Office (Small) | Gas Energy (MMTherm/year) | Fuel Substitution | 0.010435 | 0.012793 | 0.015525 | 0.015619 | 0.019617 | 0 | 0 | 0 | 0 | 0 | 0 | 0 | 0
Scenario 2: High TRC | PG&E | Com | WaterHeat | Com - Other | Electric Demand (MW) | Energy Efficiency | -0.00014428 | -0.00015133 | -0.00014607 | -0.00012219 | -7.2051e-05 | 0.00090915 | 0.0011401 | 0.0014279 | 0.0017845 | 0.0022323 | 0.0027927 | 0.0034926 | 0.0043689
Scenario 2: High TRC | PG&E | Com | WaterHeat | Com - Other | Electric Demand (MW) | Fuel Substitution | 0 | 0 | 0 | 0 | 0 | 2.0918 | 2.6458 | 3.2715 | 3.9422 | 4.9986 | 6.3077 | 7.602 | 8.8861
Scenario 2: High TRC | PG&E | Com | WaterHeat | Com - Other | Electric Energy (GWh/year) | Energy Efficiency | -0.00092591 | -0.0009697 | -0.00093343 | -0.00077615 | -0.00044836 | 0.0059018 | 0.0074009 | 0.0092693 | 0.011584 | 0.014491 | 0.018129 | 0.022672 | 0.028361
Scenario 2: High TRC | PG&E | Com | WaterHeat | Com - Other | Electric Energy (GWh/year) | Fuel Substitution | -6.228 | -7.6113 | -9.2199 | -11.0862 | -13.2416 | 14.217 | 17.9819 | 22.2333 | 26.7892 | 33.9681 | 42.8628 | 51.6552 | 60.3757
Scenario 2: High TRC | PG&E | Com | WaterHeat | Com - Other | Gas Energy (MMTherm/year) | Energy Efficiency | 0.19683 | 0.2365 | 0.28269 | 0.3356 | 0.39473 | 0.38682 | 0.44582 | 0.4993 | 0.34281 | 0.55877 | 0.55058 | 0.51318 | 0.45102
Scenario 2: High TRC | PG&E | Com | WaterHeat | Com - Other | Gas Energy (MMTherm/year) | Fuel Substitution | 0.69077 | 0.84392 | 1.0224 | 1.2298 | 1.4699 | 0 | 0 | 0 | 0 | 0 | 0 | 0 | 0
Scenario 2: High TRC | PG&E | Com | WaterHeat | Com - Refrig. Warehouse | Electric Demand (MW) | Energy Efficiency | 1.6747e-06 | 2.0835e-06 | 2.6196e-06 | 3.3221e-06 | 4.2404e-06 | 6.4892e-06 | 8.1921e-06 | 1.034e-05 | 1.3028e-05 | 1.6417e-05 | 2.0673e-05 | 2.6031e-05 | 3.2777e-05
Scenario 2: High TRC | PG&E | Com | WaterHeat | Com - Refrig. Warehouse | Electric Demand (MW) | Fuel Substitution | 0 | 0 | 0 | 0 | 0 | 0.0030643 | 0.0038961 | 0.0048472 | 0.0058788 | 0.0075738 | 0.0096542 | 0.011732 | 0.013805
Scenario 2: High TRC | PG&E | Com | WaterHeat | Com - Refrig. Warehouse | Electric Energy (GWh/year) | Energy Efficiency | 1.9248e-05 | 2.3935e-05 | 3.0091e-05 | 3.8169e-05 | 4.8739e-05 | 7.5062e-05 | 9.476e-05 | 0.0001196 | 0.0001507 | 0.0001899 | 0.00023913 | 0.00030111 | 0.00037913
Scenario 2: High TRC | PG&E | Com | WaterHeat | Com - Refrig. Warehouse | Electric Energy (GWh/year) | Fuel Substitution | -0.015351 | -0.018874 | -0.02302 | -0.027885 | -0.033561 | 0.036954 | 0.046984 | 0.058449 | 0.070883 | 0.091321 | 0.1164 | 0.14144 | 0.16643
Scenario 2: High TRC | PG&E | Com | WaterHeat | Com - Refrig. Warehouse | Gas Energy (MMTherm/year) | Energy Efficiency | 0.0002918 | 0.00030373 | 0.00031614 | 0.0079728 | 0.009847 | 0.018275 | 0.021922 | 0.025697 | 0.018582 | 0.032288 | 0.03422 | 0.034674 | 0.033429
Scenario 2: High TRC | PG&E | Com | WaterHeat | Com - Refrig. Warehouse | Gas Energy (MMTherm/year) | Fuel Substitution | 0.0018051 | 0.0022187 | 0.0027067 | 0.0032809 | 0.0039525 | 0 | 0 | 0 | 0 | 0 | 0 | 0 | 0
Scenario 2: High TRC | PG&E | Com | WaterHeat | Com - Restaurant | Electric Demand (MW) | Energy Efficiency | -0.00027066 | -0.00030904 | -0.00034745 | -0.0003832 | -0.00041368 | 0.00022221 | 0.00027797 | 0.00034746 | 0.0004341 | 0.00054246 | 0.00067767 | 0.00067127 | 0.002252
Scenario 2: High TRC | PG&E | Com | WaterHeat | Com - Restaurant | Electric Demand (MW) | Fuel Substitution | 0 | 0 | 0 | 0 | 0 | 1.5443 | 1.9452 | 2.3954 | 2.876 | 3.6424 | 4.5784 | 4.945 | 6.1518
Scenario 2: High TRC | PG&E | Com | WaterHeat | Com - Restaurant | Electric Energy (GWh/year) | Energy Efficiency | -0.0013836 | -0.00158 | -0.0017765 | -0.0019593 | -0.0021151 | 0.0011387 | 0.0014244 | 0.0017805 | 0.0022245 | 0.0027797 | 0.0034726 | 0.0034398 | 0.01154
Scenario 2: High TRC | PG&E | Com | WaterHeat | Com - Restaurant | Electric Energy (GWh/year) | Fuel Substitution | -2.8364 | -3.4658 | -4.1902 | -5.0219 | -5.9729 | 8.2818 | 10.4316 | 12.8455 | 15.4216 | 19.5309 | 24.5494 | 26.5123 | 32.9832
Scenario 2: High TRC | PG&E | Com | WaterHeat | Com - Restaurant | Gas Energy (MMTherm/year) | Energy Efficiency | 0.026054 | 0.028692 | 0.031576 | 0.059522 | 0.06729 | 0.059064 | 0.064233 | 0.066677 | 0.043276 | 0.06062 | 0.0057152 | 0.045394 | 0.044441
Scenario 2: High TRC | PG&E | Com | WaterHeat | Com - Restaurant | Gas Energy (MMTherm/year) | Fuel Substitution | 0.32291 | 0.39451 | 0.47697 | 0.57172 | 0.68012 | 0 | 0 | 0 | 0 | 0 | 0 | 0 | 0
Scenario 2: High TRC | PG&E | Com | WaterHeat | Com - Retail | Electric Demand (MW) | Energy Efficiency | 0.0026056 | 0.0027193 | 7.1055e-06 | 0.0024611 | 0.0024021 | 0.0022798 | 0.0020763 | 0.0018251 | 0.00011621 | 0.00014627 | 0.00018385 | 0.00023079 | 0.0002896
Scenario 2: High TRC | PG&E | Com | WaterHeat | Com - Retail | Electric Demand (MW) | Fuel Substitution | 0 | 0 | 0 | 0 | 0 | 0.067709 | 0.085632 | 0.10592 | 0.12768 | 0.1643 | 0.20736 | 0.24993 | 0.29216
Scenario 2: High TRC | PG&E | Com | WaterHeat | Com - Retail | Electric Energy (GWh/year) | Energy Efficiency | 0.0082657 | 0.0086323 | 4.3139e-05 | 0.0078323 | 0.0076912 | 0.0074031 | 0.0068094 | 0.0060738 | 0.00073153 | 0.00092076 | 0.0011573 | 0.0014528 | 0.001823
Scenario 2: High TRC | PG&E | Com | WaterHeat | Com - Retail | Electric Energy (GWh/year) | Fuel Substitution | -0.1632 | -0.1995 | -0.24125 | -0.26452 | -0.31964 | 0.44685 | 0.56512 | 0.69894 | 0.84249 | 1.0841 | 1.3682 | 1.649 | 1.9274
Scenario 2: High TRC | PG&E | Com | WaterHeat | Com - Retail | Gas Energy (MMTherm/year) | Energy Efficiency | 0.11754 | 0.14856 | 0.1437 | 0.20351 | 0.24813 | 0.28976 | 0.33215 | 0.36813 | 0.24663 | 0.39679 | 0.38283 | 0.34883 | 0.29921
Scenario 2: High TRC | PG&E | Com | WaterHeat | Com - Retail | Gas Energy (MMTherm/year) | Fuel Substitution | 0.01739 | 0.021256 | 0.025702 | 0.02818 | 0.034062 | 0 | 0 | 0 | 0 | 0 | 0 | 0 | 0
Scenario 2: High TRC | PG&E | Com | WaterHeat | Com - School | Electric Demand (MW) | Energy Efficiency | 1.0678e-06 | 3.296e-07 | -3.6097e-08 | -4.5595e-08 | -5.7432e-08 | -7.2406e-08 | -9.1168e-08 | -1.1483e-07 | -1.4454e-07 | -1.8197e-07 | -2.2904e-07 | -2.8852e-07 | -3.6307e-07
Scenario 2: High TRC | PG&E | Com | WaterHeat | Com - School | Electric Demand (MW) | Fuel Substitution | 0 | 0 | 0 | 0 | 0 | -0.00034805 | -0.00043662 | -0.00053596 | -0.00064192 | -0.00083749 | -0.0010534 | -0.0012662 | -0.0014762
Scenario 2: High TRC | PG&E | Com | WaterHeat | Com - School | Electric Energy (GWh/year) | Energy Efficiency | -0.00023996 | -0.00031991 | -0.00039743 | -0.00046719 | -0.00052276 | 0.00059182 | 0.00074519 | 0.00093857 | 0.0011815 | 0.0014874 | 0.0018722 | 0.0023584 | 0.0029678
Scenario 2: High TRC | PG&E | Com | WaterHeat | Com - School | Electric Energy (GWh/year) | Fuel Substitution | -1.0642 | -1.3015 | -1.576 | -1.8925 | -2.2558 | 2.9658 | 3.7206 | 4.5669 | 5.4696 | 7.136 | 8.976 | 10.7883 | 12.5769
Scenario 2: High TRC | PG&E | Com | WaterHeat | Com - School | Gas Energy (MMTherm/year) | Energy Efficiency | 0.15355 | 0.17247 | 0.18619 | 0.19135 | 0.18541 | 0.13899 | 0.1116 | 0.080088 | 0.030687 | 0.023755 | 0.0041984 | 0.0015928 | 0.0015997
Scenario 2: High TRC | PG&E | Com | WaterHeat | Com - School | Gas Energy (MMTherm/year) | Fuel Substitution | 0.12027 | 0.14708 | 0.1781 | 0.21391 | 0.25504 | 0 | 0 | 0 | 0 | 0 | 0 | 0 | 0
Scenario 2: High TRC | PG&E | Com | WaterHeat | Com - Warehouse | Electric Demand (MW) | Energy Efficiency | 0.0015815 | 0.0018125 | 0.0020377 | 0.0022457 | 0.0024238 | 0.0025576 | 0.0026353 | 0.002647 | 6.7403e-06 | 8.4877e-06 | 1.0675e-05 | 1.3423e-05 | 1.6877e-05
Scenario 2: High TRC | PG&E | Com | WaterHeat | Com - Warehouse | Electric Demand (MW) | Fuel Substitution | 0 | 0 | 0 | 0 | 0 | 0.0012287 | 0.0015639 | 0.0019464 | 0.0023605 | 0.0030673 | 0.0038931 | 0.0047155 | 0.0055366
Scenario 2: High TRC | PG&E | Com | WaterHeat | Com - Warehouse | Electric Energy (GWh/year) | Energy Efficiency | 0.0050518 | 0.0057895 | 0.0065105 | 0.0071791 | 0.0077553 | 0.008188 | 0.0084553 | 0.0085189 | 0.00018151 | 0.00022856 | 0.00028747 | 0.00036147 | 0.00045447
Scenario 2: High TRC | PG&E | Com | WaterHeat | Com - Warehouse | Electric Energy (GWh/year) | Fuel Substitution | -0.016201 | -0.020086 | -0.02464 | -0.029969 | -0.036181 | 0.034635 | 0.044079 | 0.054858 | 0.066524 | 0.086444 | 0.10971 | 0.13288 | 0.156
Scenario 2: High TRC | PG&E | Com | WaterHeat | Com - Warehouse | Gas Energy (MMTherm/year) | Energy Efficiency | 0.083893 | 0.10535 | 0.13078 | 0.16021 | 0.19315 | 0.22717 | 0.26264 | 0.29515 | 0.20113 | 0.33291 | 0.33293 | 0.31675 | 0.28626
Scenario 2: High TRC | PG&E | Com | WaterHeat | Com - Warehouse | Gas Energy (MMTherm/year) | Fuel Substitution | 0.0018377 | 0.0022756 | 0.0027901 | 0.0033937 | 0.0040989 | 0 | 0 | 0 | 0 | 0 | 0 | 0 | 0
Scenario 2: High TRC | PG&E | Com | WholeBlg | Com - College | Electric Demand (MW) | Energy Efficiency | 0.036766 | 0.037468 | 0.038097 | 0.038817 | 0.039643 | 0.040537 | 0.041716 | 0.043006 | 0.044037 | 0.046008 | 0.047473 | 0.048082 | 0.049588
Scenario 2: High TRC | PG&E | Com | WholeBlg | Com - College | Electric Energy (GWh/year) | Energy Efficiency | 0.33505 | 0.34145 | 0.34719 | 0.35374 | 0.36127 | 0.36941 | 0.38017 | 0.39192 | 0.40131 | 0.41928 | 0.44624 | 0.45211 | 0.46636
Scenario 2: High TRC | PG&E | Com | WholeBlg | Com - College | Gas Energy (MMTherm/year) | Energy Efficiency | 0.0093115 | 0.0092326 | 0.009121 | 0.0090177 | 0.0089023 | 0.0087651 | 0.008628 | 0.0084874 | 0.008364 | 0.0082609 | 0.0083873 | 0.0082832 | 0.0083254
Scenario 2: High TRC | PG&E | Com | WholeBlg | Com - Grocery | Electric Demand (MW) | Energy Efficiency | 0.32403 | 0.3327 | 0.34108 | 0.35066 | 0.36146 | 0.37278 | 0.38523 | 0.41008 | 0.42332 | 0.44407 | 0.45668 | 0.46681 | 0.47335
Scenario 2: High TRC | PG&E | Com | WholeBlg | Com - Grocery | Electric Energy (GWh/year) | Energy Efficiency | 2.9529 | 3.032 | 3.1083 | 3.1956 | 3.2941 | 3.3972 | 3.5107 | 3.7371 | 3.8578 | 4.0469 | 4.1618 | 4.2541 | 4.3137
Scenario 2: High TRC | PG&E | Com | WholeBlg | Com - Grocery | Gas Energy (MMTherm/year) | Energy Efficiency | 0.0078308 | 0.0078692 | 0.0078865 | 0.0079163 | 0.0079396 | 0.0079347 | 0.0079374 | 0.0079421 | 0.0079656 | 0.007993 | 0.0080408 | 0.008082 | 0.0081203
Scenario 2: High TRC | PG&E | Com | WholeBlg | Com - Health | Electric Demand (MW) | Energy Efficiency | 0.35798 | 0.36897 | 0.37945 | 0.39121 | 0.40435 | 0.41804 | 0.43344 | 0.45363 | 0.46932 | 0.4947 | 0.50952 | 0.52148 | 0.53144
Scenario 2: High TRC | PG&E | Com | WholeBlg | Com - Health | Electric Energy (GWh/year) | Energy Efficiency | 3.2623 | 3.3624 | 3.458 | 3.5651 | 3.6849 | 3.8096 | 3.95 | 4.134 | 4.277 | 4.5082 | 4.6433 | 4.7523 | 4.8431
Scenario 2: High TRC | PG&E | Com | WholeBlg | Com - Health | Gas Energy (MMTherm/year) | Energy Efficiency | 0.029918 | 0.030417 | 0.03084 | 0.03132 | 0.031782 | 0.032089 | 0.032415 | 0.032763 | 0.033197 | 0.033593 | 0.034107 | 0.034594 | 0.034807
Scenario 2: High TRC | PG&E | Com | WholeBlg | Com - Lodging | Electric Demand (MW) | Energy Efficiency | 0.046737 | 0.048048 | 0.049293 | 0.050682 | 0.05227 | 0.053959 | 0.055898 | 0.057609 | 0.059603 | 0.062723 | 0.064626 | 0.066183 | 0.067316
Scenario 2: High TRC | PG&E | Com | WholeBlg | Com - Lodging | Electric Energy (GWh/year) | Energy Efficiency | 0.42591 | 0.43787 | 0.44921 | 0.46187 | 0.47634 | 0.49174 | 0.5094 | 0.525 | 0.54317 | 0.5716 | 0.58895 | 0.60314 | 0.61346
Scenario 2: High TRC | PG&E | Com | WholeBlg | Com - Lodging | Gas Energy (MMTherm/year) | Energy Efficiency | 0.010613 | 0.010625 | 0.010611 | 0.010618 | 0.010622 | 0.010592 | 0.010568 | 0.010553 | 0.010571 | 0.010607 | 0.010667 | 0.010723 | 0.010784
Scenario 2: High TRC | PG&E | Com | WholeBlg | Com - Office (Large) | Electric Demand (MW) | Energy Efficiency | 0.50711 | 0.5202 | 0.53228 | 0.54575 | 0.56109 | 0.57761 | 0.59728 | 0.60193 | 0.62115 | 0.65191 | 0.67022 | 0.68473 | 0.70068
Scenario 2: High TRC | PG&E | Com | WholeBlg | Com - Office (Large) | Electric Energy (GWh/year) | Energy Efficiency | 4.6213 | 4.7406 | 4.8507 | 4.9735 | 5.1133 | 5.2639 | 5.4431 | 5.4854 | 5.6606 | 5.941 | 6.1078 | 6.2401 | 6.3854
Scenario 2: High TRC | PG&E | Com | WholeBlg | Com - Office (Large) | Gas Energy (MMTherm/year) | Energy Efficiency | 0.032095 | 0.032348 | 0.032511 | 0.032722 | 0.032909 | 0.032995 | 0.033127 | 0.033256 | 0.033462 | 0.033937 | 0.034243 | 0.034523 | 0.034649
Scenario 2: High TRC | PG&E | Com | WholeBlg | Com - Office (Small) | Electric Demand (MW) | Energy Efficiency | 0.091498 | 0.093955 | 0.096314 | 0.098967 | 0.10197 | 0.10515 | 0.1088 | 0.11571 | 0.1194 | 0.12528 | 0.12878 | 0.1316 | 0.13429
Scenario 2: High TRC | PG&E | Com | WholeBlg | Com - Office (Small) | Electric Energy (GWh/year) | Energy Efficiency | 0.83383 | 0.85622 | 0.87772 | 0.9019 | 0.92929 | 0.95823 | 0.99151 | 1.0544 | 1.0881 | 1.1417 | 1.1736 | 1.1992 | 1.2238
Scenario 2: High TRC | PG&E | Com | WholeBlg | Com - Office (Small) | Gas Energy (MMTherm/year) | Energy Efficiency | 0.0047828 | 0.004839 | 0.0048836 | 0.0049371 | 0.004988 | 0.005019 | 0.0050547 | 0.0050936 | 0.0051458 | 0.0051899 | 0.0052594 | 0.0053257 | 0.0053533
Scenario 2: High TRC | PG&E | Com | WholeBlg | Com - Other | Electric Demand (MW) | Energy Efficiency | 0.36054 | 0.38982 | 0.41734 | 0.44248 | 0.47284 | 0.51103 | 0.54646 | 0.56139 | 0.5889 | 0.6272 | 0.65449 | 0.67834 | 0.69386
Scenario 2: High TRC | PG&E | Com | WholeBlg | Com - Other | Electric Energy (GWh/year) | Energy Efficiency | 3.2857 | 3.5525 | 3.8033 | 4.0324 | 4.309 | 4.657 | 4.98 | 5.116 | 5.3667 | 5.7157 | 5.9644 | 6.1818 | 6.3232
Scenario 2: High TRC | PG&E | Com | WholeBlg | Com - Other | Gas Energy (MMTherm/year) | Energy Efficiency | 0.055623 | 0.056191 | 0.056618 | 0.057144 | 0.057633 | 0.057841 | 0.058086 | 0.058381 | 0.05883 | 0.059274 | 0.059897 | 0.060484 | 0.060857
Scenario 2: High TRC | PG&E | Com | WholeBlg | Com - Refrig. Warehouse | Electric Demand (MW) | Energy Efficiency | 0.048373 | 0.050304 | 0.052248 | 0.054379 | 0.056721 | 0.059073 | 0.06158 | 0.067714 | 0.070551 | 0.074472 | 0.077304 | 0.079765 | 0.080465
Scenario 2: High TRC | PG&E | Com | WholeBlg | Com - Refrig. Warehouse | Electric Energy (GWh/year) | Energy Efficiency | 0.44083 | 0.45842 | 0.47614 | 0.49557 | 0.5169 | 0.53834 | 0.56119 | 0.61709 | 0.64294 | 0.67867 | 0.70448 | 0.72691 | 0.73329
Scenario 2: High TRC | PG&E | Com | WholeBlg | Com - Refrig. Warehouse | Gas Energy (MMTherm/year) | Energy Efficiency | 0.00031279 | 0.00032009 | 0.0003267 | 0.00033396 | 0.00034109 | 0.00034643 | 0.000352 | 0.00035793 | 0.00036482 | 0.00037117 | 0.00037921 | 0.00038704 | 0.00038948
Scenario 2: High TRC | PG&E | Com | WholeBlg | Com - Restaurant | Electric Demand (MW) | Energy Efficiency | 0.12233 | 0.12528 | 0.12808 | 0.13124 | 0.13488 | 0.1387 | 0.14292 | 0.14834 | 0.15277 | 0.16062 | 0.16472 | 0.16677 | 0.18163
Scenario 2: High TRC | PG&E | Com | WholeBlg | Com - Restaurant | Electric Energy (GWh/year) | Energy Efficiency | 1.1218 | 1.1492 | 1.1754 | 1.205 | 1.2389 | 1.2743 | 1.3136 | 1.3638 | 1.4049 | 1.4772 | 1.5153 | 1.5198 | 1.8247
Scenario 2: High TRC | PG&E | Com | WholeBlg | Com - Restaurant | Gas Energy (MMTherm/year) | Energy Efficiency | 0.018277 | 0.01854 | 0.018757 | 0.019008 | 0.019245 | 0.019368 | 0.019498 | 0.019646 | 0.019846 | 0.020006 | 0.020257 | 0.020658 | 0.018926
Scenario 2: High TRC | PG&E | Com | WholeBlg | Com - Retail | Electric Demand (MW) | Energy Efficiency | 0.18485 | 0.18803 | 0.19087 | 0.19467 | 0.19379 | 0.2024 | 0.20783 | 0.21649 | 0.2216 | 0.23069 | 0.23512 | 0.23819 | 0.24441
Scenario 2: High TRC | PG&E | Com | WholeBlg | Com - Retail | Electric Energy (GWh/year) | Energy Efficiency | 1.7445 | 1.7801 | 1.8137 | 1.774 | 2.5833 | 1.937 | 1.9949 | 2.0825 | 2.1369 | 2.228 | 2.277 | 2.3136 | 2.3795
Scenario 2: High TRC | PG&E | Com | WholeBlg | Com - Retail | Gas Energy (MMTherm/year) | Energy Efficiency | 0.007687 | 0.0077476 | 0.007795 | 0.0072919 | 0.012901 | 0.0079089 | 0.0079517 | 0.0079986 | 0.0080576 | 0.0081429 | 0.0082344 | 0.008321 | 0.0084108
Scenario 2: High TRC | PG&E | Com | WholeBlg | Com - School | Electric Demand (MW) | Energy Efficiency | 0.057799 | 0.059213 | 0.060558 | 0.062057 | 0.063777 | 0.065679 | 0.067995 | 0.071833 | 0.074103 | 0.077739 | 0.079863 | 0.081569 | 0.083706
Scenario 2: High TRC | PG&E | Com | WholeBlg | Com - School | Electric Energy (GWh/year) | Energy Efficiency | 0.52673 | 0.53961 | 0.55187 | 0.56553 | 0.5812 | 0.59854 | 0.61964 | 0.65462 | 0.67531 | 0.70845 | 0.7278 | 0.74335 | 0.76283
Scenario 2: High TRC | PG&E | Com | WholeBlg | Com - School | Gas Energy (MMTherm/year) | Energy Efficiency | 0.02248 | 0.022366 | 0.022179 | 0.022017 | 0.021827 | 0.02159 | 0.021354 | 0.021111 | 0.020912 | 0.020776 | 0.02064 | 0.020482 | 0.020561
Scenario 2: High TRC | PG&E | Com | WholeBlg | Com - Warehouse | Electric Demand (MW) | Energy Efficiency | 0.2105 | 0.21801 | 0.22545 | 0.23362 | 0.24276 | 0.25237 | 0.2628 | 0.29225 | 0.30397 | 0.32067 | 0.33223 | 0.34209 | 0.34687
Scenario 2: High TRC | PG&E | Com | WholeBlg | Com - Warehouse | Electric Energy (GWh/year) | Energy Efficiency | 1.9183 | 1.9867 | 2.0545 | 2.129 | 2.2123 | 2.2999 | 2.3949 | 2.6633 | 2.7701 | 2.9223 | 3.0276 | 3.1175 | 3.1611
Scenario 2: High TRC | PG&E | Com | WholeBlg | Com - Warehouse | Gas Energy (MMTherm/year) | Energy Efficiency | 0.0049734 | 0.0050256 | 0.0050643 | 0.0051112 | 0.0051544 | 0.0051816 | 0.0052146 | 0.0052484 | 0.0052942 | 0.0053524 | 0.005415 | 0.0054739 | 0.005495
Scenario 2: High TRC | PG&E | Ind | WholeBlg | Ind - All Other Industrial | Electric Demand (MW) | Energy Efficiency | 0.064882 | 0.065282 | 0.065368 | 0.065507 | 0.06548 | 0.06565 | 0.065697 | 0.065871 | 0.065875 | 0.065988 | 0.066015 | 0.066091 | 0.066141
Scenario 2: High TRC | PG&E | Ind | WholeBlg | Ind - All Other Industrial | Electric Energy (GWh/year) | Energy Efficiency | 0.47135 | 0.47425 | 0.47487 | 0.47587 | 0.47567 | 0.47689 | 0.47723 | 0.47848 | 0.47851 | 0.47932 | 0.4795 | 0.48005 | 0.48041
Scenario 2: High TRC | PG&E | Ind | WholeBlg | Ind - All Other Industrial | Gas Energy (MMTherm/year) | Energy Efficiency | 0.011597 | 0.011645 | 0.011682 | 0.011714 | 0.011742 | 0.01176 | 0.011777 | 0.011799 | 0.011824 | 0.011854 | 0.011891 | 0.011932 | 0.011974
Scenario 2: High TRC | PG&E | Ind | WholeBlg | Ind - Chemicals | Electric Demand (MW) | Energy Efficiency | 0.27072 | 0.27475 | 0.27728 | 0.27984 | 0.28156 | 0.28387 | 0.28538 | 0.2872 | 0.28834 | 0.28995 | 0.29109 | 0.2923 | 0.29329
Scenario 2: High TRC | PG&E | Ind | WholeBlg | Ind - Chemicals | Electric Energy (GWh/year) | Energy Efficiency | 1.9667 | 1.9959 | 2.0143 | 2.0329 | 2.0453 | 2.0621 | 2.073 | 2.0862 | 2.0945 | 2.1061 | 2.1144 | 2.1232 | 2.1303
Scenario 2: High TRC | PG&E | Ind | WholeBlg | Ind - Chemicals | Gas Energy (MMTherm/year) | Energy Efficiency | 0.38695 | 0.38958 | 0.39188 | 0.39388 | 0.39565 | 0.39703 | 0.39814 | 0.39901 | 0.39995 | 0.40091 | 0.40182 | 0.40258 | 0.40321
Scenario 2: High TRC | PG&E | Ind | WholeBlg | Ind - Electronics | Electric Demand (MW) | Energy Efficiency | 0.52545 | 0.53077 | 0.53362 | 0.53681 | 0.5386 | 0.54202 | 0.54444 | 0.54786 | 0.54985 | 0.55268 | 0.55462 | 0.55682 | 0.55871
Scenario 2: High TRC | PG&E | Ind | WholeBlg | Ind - Electronics | Electric Energy (GWh/year) | Energy Efficiency | 3.8173 | 3.8559 | 3.8765 | 3.8996 | 3.9125 | 3.9373 | 3.9549 | 3.9796 | 3.9941 | 4.0145 | 4.0285 | 4.0445 | 4.0581
Scenario 2: High TRC | PG&E | Ind | WholeBlg | Ind - Electronics | Gas Energy (MMTherm/year) | Energy Efficiency | 0.049928 | 0.050123 | 0.050301 | 0.050461 | 0.05061 | 0.050743 | 0.050875 | 0.051004 | 0.051133 | 0.051264 | 0.051389 | 0.051506 | 0.051614
Scenario 2: High TRC | PG&E | Ind | WholeBlg | Ind - Fabricated Metals | Electric Demand (MW) | Energy Efficiency | 0.1034 | 0.10495 | 0.10597 | 0.10671 | 0.10701 | 0.10746 | 0.1076 | 0.1079 | 0.10792 | 0.10811 | 0.10811 | 0.10814 | 0.10807
Scenario 2: High TRC | PG&E | Ind | WholeBlg | Ind - Fabricated Metals | Electric Energy (GWh/year) | Energy Efficiency | 0.75118 | 0.76245 | 0.76979 | 0.77516 | 0.77734 | 0.78061 | 0.78163 | 0.78381 | 0.78393 | 0.78527 | 0.78528 | 0.78547 | 0.78494
Scenario 2: High TRC | PG&E | Ind | WholeBlg | Ind - Fabricated Metals | Gas Energy (MMTherm/year) | Energy Efficiency | 0.027211 | 0.027575 | 0.027912 | 0.028127 | 0.028281 | 0.028369 | 0.028422 | 0.028465 | 0.028508 | 0.028554 | 0.028594 | 0.02862 | 0.028627
Scenario 2: High TRC | PG&E | Ind | WholeBlg | Ind - Food | Electric Demand (MW) | Energy Efficiency | 0.63332 | 0.63724 | 0.63806 | 0.63925 | 0.63868 | 0.64005 | 0.64023 | 0.64147 | 0.64103 | 0.64156 | 0.64109 | 0.64092 | 0.64038
Scenario 2: High TRC | PG&E | Ind | WholeBlg | Ind - Food | Electric Energy (GWh/year) | Energy Efficiency | 4.6009 | 4.6293 | 4.6352 | 4.6437 | 4.6395 | 4.6494 | 4.6506 | 4.6596 | 4.6563 | 4.6601 | 4.6567 | 4.6553 | 4.6513
Scenario 2: High TRC | PG&E | Ind | WholeBlg | Ind - Food | Gas Energy (MMTherm/year) | Energy Efficiency | 0.73435 | 0.73673 | 0.7384 | 0.73949 | 0.74007 | 0.74028 | 0.74045 | 0.74045 | 0.74046 | 0.74055 | 0.74054 | 0.74032 | 0.7399
Scenario 2: High TRC | PG&E | Ind | WholeBlg | Ind - Industrial Machinery | Electric Demand (MW) | Energy Efficiency | 0.093429 | 0.094867 | 0.095877 | 0.096568 | 0.096795 | 0.097191 | 0.097396 | 0.097764 | 0.097887 | 0.098177 | 0.098296 | 0.098433 | 0.098479
Scenario 2: High TRC | PG&E | Ind | WholeBlg | Ind - Industrial Machinery | Electric Energy (GWh/year) | Energy Efficiency | 0.67874 | 0.68918 | 0.6965 | 0.70151 | 0.70314 | 0.70601 | 0.70749 | 0.71015 | 0.71104 | 0.71313 | 0.71398 | 0.71497 | 0.71529
Scenario 2: High TRC | PG&E | Ind | WholeBlg | Ind - Industrial Machinery | Gas Energy (MMTherm/year) | Energy Efficiency | 0.01383 | 0.01409 | 0.014348 | 0.01451 | 0.014616 | 0.014684 | 0.01475 | 0.014812 | 0.014878 | 0.014949 | 0.015014 | 0.015068 | 0.01511
Scenario 2: High TRC | PG&E | Ind | WholeBlg | Ind - Lumber & Furniture | Electric Demand (MW) | Energy Efficiency | 0.079637 | 0.079995 | 0.080003 | 0.080088 | 0.079981 | 0.080115 | 0.080084 | 0.080196 | 0.080095 | 0.080114 | 0.080011 | 0.079949 | 0.079848
Scenario 2: High TRC | PG&E | Ind | WholeBlg | Ind - Lumber & Furniture | Electric Energy (GWh/year) | Energy Efficiency | 0.57854 | 0.58114 | 0.58118 | 0.58179 | 0.58101 | 0.58197 | 0.58174 | 0.58254 | 0.5818 | 0.58193 | 0.58117 | 0.58071 | 0.57997
Scenario 2: High TRC | PG&E | Ind | WholeBlg | Ind - Lumber & Furniture | Gas Energy (MMTherm/year) | Energy Efficiency | 0.0076642 | 0.0076987 | 0.0077247 | 0.0077489 | 0.0077697 | 0.0077739 | 0.0077678 | 0.0077645 | 0.007764 | 0.0077671 | 0.0077725 | 0.0077779 | 0.0077819
Scenario 2: High TRC | PG&E | Ind | WholeBlg | Ind - Paper | Electric Demand (MW) | Energy Efficiency | 0.034954 | 0.035088 | 0.035101 | 0.035193 | 0.0352 | 0.035287 | 0.035326 | 0.035478 | 0.035587 | 0.035805 | 0.036015 | 0.036273 | 0.036528
Scenario 2: High TRC | PG&E | Ind | WholeBlg | Ind - Paper | Electric Energy (GWh/year) | Energy Efficiency | 0.25393 | 0.2549 | 0.25499 | 0.25566 | 0.2557 | 0.25633 | 0.25661 | 0.25771 | 0.2585 | 0.26008 | 0.2616 | 0.26347 | 0.26532
Scenario 2: High TRC | PG&E | Ind | WholeBlg | Ind - Paper | Gas Energy (MMTherm/year) | Energy Efficiency | 0.025705 | 0.025869 | 0.026048 | 0.026237 | 0.026405 | 0.026533 | 0.026661 | 0.026808 | 0.02698 | 0.027182 | 0.027406 | 0.02764 | 0.027877
Scenario 2: High TRC | PG&E | Ind | WholeBlg | Ind - Petroleum | Electric Demand (MW) | Energy Efficiency | 0.50195 | 0.50395 | 0.50378 | 0.50413 | 0.50326 | 0.50401 | 0.50382 | 0.50449 | 0.50381 | 0.50386 | 0.5031 | 0.50259 | 0.50185
Scenario 2: High TRC | PG&E | Ind | WholeBlg | Ind - Petroleum | Electric Energy (GWh/year) | Energy Efficiency | 3.6465 | 3.661 | 3.6597 | 3.6622 | 3.6558 | 3.6612 | 3.6598 | 3.6646 | 3.6596 | 3.6599 | 3.6543 | 3.6506 | 3.6451
Scenario 2: High TRC | PG&E | Ind | WholeBlg | Ind - Petroleum | Gas Energy (MMTherm/year) | Energy Efficiency | 1.1016 | 1.1048 | 1.1077 | 1.1103 | 1.112 | 1.1125 | 1.1124 | 1.1119 | 1.1116 | 1.1114 | 1.1107 | 1.1096 | 1.1082
Scenario 2: High TRC | PG&E | Ind | WholeBlg | Ind - Plastics | Electric Demand (MW) | Energy Efficiency | 0.097656 | 0.098415 | 0.09872 | 0.09909 | 0.099208 | 0.099614 | 0.09979 | 0.1001 | 0.10014 | 0.10033 | 0.10036 | 0.10043 | 0.10045
Scenario 2: High TRC | PG&E | Ind | WholeBlg | Ind - Plastics | Electric Energy (GWh/year) | Energy Efficiency | 0.70944 | 0.71495 | 0.71715 | 0.71983 | 0.72067 | 0.72361 | 0.72488 | 0.7271 | 0.72741 | 0.72877 | 0.72896 | 0.72947 | 0.72957
Scenario 2: High TRC | PG&E | Ind | WholeBlg | Ind - Plastics | Gas Energy (MMTherm/year) | Energy Efficiency | 0.010097 | 0.010687 | 0.011249 | 0.011773 | 0.012285 | 0.012742 | 0.013122 | 0.013433 | 0.013763 | 0.014103 | 0.014444 | 0.014771 | 0.015082
Scenario 2: High TRC | PG&E | Ind | WholeBlg | Ind - Primary Metals | Electric Demand (MW) | Energy Efficiency | 0.055326 | 0.056404 | 0.057229 | 0.058003 | 0.058537 | 0.059187 | 0.059737 | 0.060393 | 0.060886 | 0.061465 | 0.061931 | 0.06241 | 0.062831
Scenario 2: High TRC | PG&E | Ind | WholeBlg | Ind - Primary Metals | Electric Energy (GWh/year) | Energy Efficiency | 0.40193 | 0.40975 | 0.41574 | 0.42136 | 0.42523 | 0.42994 | 0.43393 | 0.43869 | 0.44227 | 0.44646 | 0.44984 | 0.45332 | 0.45637
Scenario 2: High TRC | PG&E | Ind | WholeBlg | Ind - Primary Metals | Gas Energy (MMTherm/year) | Energy Efficiency | 0.038596 | 0.038788 | 0.038973 | 0.039125 | 0.039245 | 0.039341 | 0.039438 | 0.03953 | 0.039618 | 0.039704 | 0.039782 | 0.039848 | 0.039903
Scenario 2: High TRC | PG&E | Ind | WholeBlg | Ind - Printing & Publishing | Electric Demand (MW) | Energy Efficiency | 0.056602 | 0.056836 | 0.056824 | 0.056868 | 0.056765 | 0.056834 | 0.056797 | 0.056862 | 0.056782 | 0.05679 | 0.056708 | 0.056656 | 0.056576
Scenario 2: High TRC | PG&E | Ind | WholeBlg | Ind - Printing & Publishing | Electric Energy (GWh/year) | Energy Efficiency | 0.4112 | 0.41289 | 0.4128 | 0.41311 | 0.41236 | 0.41285 | 0.41258 | 0.41305 | 0.41246 | 0.4125 | 0.41191 | 0.41152 | 0.41093
Scenario 2: High TRC | PG&E | Ind | WholeBlg | Ind - Printing & Publishing | Gas Energy (MMTherm/year) | Energy Efficiency | 0.0080454 | 0.0080992 | 0.0081475 | 0.0081936 | 0.0082276 | 0.0082441 | 0.0082579 | 0.0082747 | 0.0082972 | 0.0083232 | 0.0083487 | 0.0083723 | 0.0083941
Scenario 2: High TRC | PG&E | Ind | WholeBlg | Ind - Stone-Glass-Clay | Electric Demand (MW) | Energy Efficiency | 0.18133 | 0.18439 | 0.18619 | 0.18787 | 0.18892 | 0.19032 | 0.19115 | 0.19229 | 0.1929 | 0.19381 | 0.19445 | 0.19521 | 0.19583
Scenario 2: High TRC | PG&E | Ind | WholeBlg | Ind - Stone-Glass-Clay | Electric Energy (GWh/year) | Energy Efficiency | 1.3173 | 1.3395 | 1.3526 | 1.3647 | 1.3724 | 1.3825 | 1.3886 | 1.3968 | 1.4012 | 1.4078 | 1.4124 | 1.4179 | 1.4224
Scenario 2: High TRC | PG&E | Ind | WholeBlg | Ind - Stone-Glass-Clay | Gas Energy (MMTherm/year) | Energy Efficiency | 0.30835 | 0.31258 | 0.31599 | 0.31886 | 0.32143 | 0.32352 | 0.32523 | 0.32684 | 0.32839 | 0.32994 | 0.3315 | 0.33302 | 0.3344
Scenario 2: High TRC | PG&E | Ind | WholeBlg | Ind - Textiles | Electric Demand (MW) | Energy Efficiency | 0.0037419 | 0.0037582 | 0.0037555 | 0.0037456 | 0.0037201 | 0.003702 | 0.003676 | 0.0036564 | 0.0036288 | 0.0036091 | 0.0035855 | 0.0035648 | 0.0035437
Scenario 2: High TRC | PG&E | Ind | WholeBlg | Ind - Textiles | Electric Energy (GWh/year) | Energy Efficiency | 0.027184 | 0.027302 | 0.027282 | 0.02721 | 0.027024 | 0.026892 | 0.026703 | 0.02656 | 0.026359 | 0.026216 | 0.026044 | 0.025893 | 0.025739
Scenario 2: High TRC | PG&E | Ind | WholeBlg | Ind - Textiles | Gas Energy (MMTherm/year) | Energy Efficiency | 0.00099146 | 0.00099235 | 0.0009932 | 0.00099312 | 0.00099231 | 0.00099093 | 0.00098941 | 0.00098775 | 0.00098606 | 0.00098449 | 0.00098287 | 0.00098117 | 0.00097937
Scenario 2: High TRC | PG&E | Ind | WholeBlg | Ind - Transportation Equipment | Electric Demand (MW) | Energy Efficiency | 0.091891 | 0.09301 | 0.094213 | 0.09499 | 0.095236 | 0.095633 | 0.095998 | 0.096586 | 0.097008 | 0.097627 | 0.09804 | 0.098404 | 0.098614
Scenario 2: High TRC | PG&E | Ind | WholeBlg | Ind - Transportation Equipment | Electric Energy (GWh/year) | Energy Efficiency | 0.66756 | 0.67568 | 0.68441 | 0.69005 | 0.69182 | 0.69469 | 0.69734 | 0.70159 | 0.70465 | 0.70914 | 0.71212 | 0.71476 | 0.71627
Scenario 2: High TRC | PG&E | Ind | WholeBlg | Ind - Transportation Equipment | Gas Energy (MMTherm/year) | Energy Efficiency | 0.028305 | 0.028278 | 0.028253 | 0.028221 | 0.028185 | 0.028145 | 0.028106 | 0.028065 | 0.028022 | 0.027979 | 0.027933 | 0.027883 | 0.027829
Scenario 2: High TRC | PG&E | Res | AppPlug | Res - Multi Family | Electric Demand (MW) | Energy Efficiency | 0 | 0 | 0 | 0 | 0 | 0 | 0.002343 | 0.0029019 | 0.0028901 | 0.0028783 | 0.0028703 | 0.0028673 | 0.0028649
Scenario 2: High TRC | PG&E | Res | AppPlug | Res - Multi Family | Electric Energy (GWh/year) | Energy Efficiency | 0 | 0 | 0 | 0 | 0 | 0 | 0.014709 | 0.018218 | 0.018144 | 0.01807 | 0.018019 | 0.018 | 0.017985
Scenario 2: High TRC | PG&E | Res | AppPlug | Res - Multi Family | Electric Energy (GWh/year) | Fuel Substitution | -7.6206e-06 | -8.2277e-06 | -8.8429e-06 | -9.4604e-06 | -1.0076e-05 | 0 | 0 | 0 | 0 | 0 | 0 | 0 | 0
Scenario 2: High TRC | PG&E | Res | AppPlug | Res - Multi Family | Gas Energy (MMTherm/year) | Energy Efficiency | 0 | 0 | 0 | 0 | 0 | 0 | 0.0016846 | 0.0020865 | 0.002078 | 0.0020696 | 0.0020638 | 0.0020616 | 0.0020599
Scenario 2: High TRC | PG&E | Res | AppPlug | Res - Multi Family | Gas Energy (MMTherm/year) | Fuel Substitution | 1.5517e-06 | 1.6753e-06 | 1.8006e-06 | 1.9263e-06 | 2.0518e-06 | 0 | 0 | 0 | 0 | 0 | 0 | 0 | 0
Scenario 2: High TRC | PG&E | Res | AppPlug | Res - Single Family | Electric Energy (GWh/year) | Fuel Substitution | -4.4917e-05 | -4.8377e-05 | -5.1843e-05 | -5.5314e-05 | -5.8788e-05 | 0 | 0 | 0 | 0 | 0 | 0 | 0 | 0
Scenario 2: High TRC | PG&E | Res | AppPlug | Res - Single Family | Gas Energy (MMTherm/year) | Fuel Substitution | 9.1616e-06 | 9.8675e-06 | 1.0574e-05 | 1.1282e-05 | 1.1991e-05 | 0 | 0 | 0 | 0 | 0 | 0 | 0 | 0
Scenario 2: High TRC | PG&E | Res | BROs | Income Qualified - Multi Family IQ | Electric Demand (MW) | Energy Efficiency | 1.623 | 1.6709 | 1.7214 | 1.7831 | 1.8478 | 1.9187 | 1.982 | 2.0541 | 2.1245 | 2.1955 | 2.2587 | 1.8609 | 1.8945
Scenario 2: High TRC | PG&E | Res | BROs | Income Qualified - Multi Family IQ | Electric Energy (GWh/year) | Energy Efficiency | 10.6811 | 10.9986 | 11.335 | 11.7479 | 12.1836 | 12.6629 | 13.0969 | 13.5941 | 14.086 | 14.5894 | 15.0493 | 13.6623 | 14.0609
Scenario 2: High TRC | PG&E | Res | BROs | Income Qualified - Multi Family IQ | Gas Energy (MMTherm/year) | Energy Efficiency | 0.33747 | 0.3416 | 0.34653 | 0.35218 | 0.35848 | 0.36518 | 0.37096 | 0.37786 | 0.38531 | 0.3932 | 0.40185 | 0.37716 | 0.38512
Scenario 2: High TRC | PG&E | Res | BROs | Income Qualified - Single Family IQ | Electric Demand (MW) | Energy Efficiency | 6.1031 | 6.2502 | 6.4032 | 6.6001 | 6.8056 | 7.0298 | 7.2345 | 7.464 | 7.6846 | 7.9 | 8.0855 | 6.766 | 6.8634
Scenario 2: High TRC | PG&E | Res | BROs | Income Qualified - Single Family IQ | Electric Energy (GWh/year) | Energy Efficiency | 40.3232 | 41.3154 | 42.3541 | 43.6939 | 45.1022 | 46.649 | 48.0842 | 49.705 | 51.2902 | 52.8685 | 54.2785 | 49.6746 | 50.9392
Scenario 2: High TRC | PG&E | Res | BROs | Income Qualified - Single Family IQ | Gas Energy (MMTherm/year) | Energy Efficiency | 1.1712 | 1.1841 | 1.1994 | 1.2169 | 1.2365 | 1.2571 | 1.2757 | 1.2974 | 1.3208 | 1.3447 | 1.371 | 1.2945 | 1.3191
Scenario 2: High TRC | PG&E | Res | BROs | Res - Multi Family | Electric Demand (MW) | Energy Efficiency | 14.4651 | 14.8265 | 15.2033 | 15.6855 | 16.1896 | 16.74 | 17.2452 | 17.8118 | 18.3592 | 18.8969 | 19.3653 | 19.9455 | 20.5435
Scenario 2: High TRC | PG&E | Res | BROs | Res - Multi Family | Electric Energy (GWh/year) | Energy Efficiency | 95.1952 | 97.5953 | 100.1119 | 103.3436 | 106.7446 | 110.4812 | 113.9553 | 117.88 | 121.7288 | 125.5728 | 129.0254 | 133.3031 | 137.7944
Scenario 2: High TRC | PG&E | Res | BROs | Res - Multi Family | Gas Energy (MMTherm/year) | Energy Efficiency | 4.0162 | 4.0618 | 4.1158 | 4.1776 | 4.2467 | 4.3194 | 4.3851 | 4.4616 | 4.5442 | 4.6287 | 4.7217 | 4.8246 | 4.9387
Scenario 2: High TRC | PG&E | Res | BROs | Res - Single Family | Electric Demand (MW) | Energy Efficiency | 3.7579 | 3.8667 | 3.9812 | 4.1214 | 4.2681 | 4.4286 | 4.571 | 4.7333 | 4.891 | 5.0499 | 5.1903 | 5.3602 | 5.5342
Scenario 2: High TRC | PG&E | Res | BROs | Res - Single Family | Electric Energy (GWh/year) | Energy Efficiency | 24.8286 | 25.5597 | 26.3341 | 27.2841 | 28.2858 | 29.3876 | 30.3811 | 31.5201 | 32.6449 | 33.7953 | 34.8429 | 36.1128 | 37.4389
Scenario 2: High TRC | PG&E | Res | BROs | Res - Single Family | Gas Energy (MMTherm/year) | Energy Efficiency | 0.99461 | 1.0065 | 1.0208 | 1.0372 | 1.0555 | 1.075 | 1.0917 | 1.1116 | 1.1332 | 1.1561 | 1.1812 | 1.2088 | 1.2395
Scenario 2: High TRC | PG&E | Res | BldgEnv | Res - Single Family | Electric Demand (MW) | Energy Efficiency | 0.014615 | 0.017015 | 0.017898 | 0.017856 | 0.017354 | 0.016661 | 0.015868 | 0.014988 | 0.014145 | 0 | 0 | 0 | 0
Scenario 2: High TRC | PG&E | Res | BldgEnv | Res - Single Family | Electric Energy (GWh/year) | Energy Efficiency | -0.0043969 | -0.0042491 | -0.0041029 | -0.0039577 | -0.0038159 | -0.0036763 | -0.0035383 | -0.0033993 | -0.0032586 | 0 | 0 | 0 | 0
Scenario 2: High TRC | PG&E | Res | BldgEnv | Res - Single Family | Gas Energy (MMTherm/year) | Energy Efficiency | 0.0025923 | 0.0030637 | 0.0032419 | 0.0032421 | 0.0031533 | 0.0030278 | 0.0028832 | 0.002722 | 0.0025681 | 0 | 0 | 0 | 0
Scenario 2: High TRC | PG&E | Res | HVAC | Res - Multi Family | Electric Demand (MW) | Energy Efficiency | 0.0010698 | 0.0012049 | 0.011563 | 0.014965 | 0.016704 | 0.017636 | 0.018245 | 0.018788 | 0.019242 | 0.019676 | 0.020092 | 0.020503 | 0.020883
Scenario 2: High TRC | PG&E | Res | HVAC | Res - Multi Family | Electric Demand (MW) | Fuel Substitution | 0 | 0 | 0 | 0 | 0 | 5.1464e-06 | 5.5694e-06 | 5.9585e-06 | 6.2932e-06 | 6.8231e-06 | 7.2244e-06 | 7.5231e-06 | 7.748e-06
Scenario 2: High TRC | PG&E | Res | HVAC | Res - Multi Family | Electric Energy (GWh/year) | Energy Efficiency | 0.0098814 | 0.011129 | 0.089051 | 0.11472 | 0.12981 | 0.13749 | 0.14224 | 0.14648 | 0.14998 | 0.15337 | 0.15661 | 0.15982 | 0.16278
Scenario 2: High TRC | PG&E | Res | HVAC | Res - Multi Family | Electric Energy (GWh/year) | Fuel Substitution | -6.302e-05 | -6.6932e-05 | -7.0283e-05 | -7.3533e-05 | -8.6742e-05 | 3.9272e-05 | 4.2498e-05 | 4.5466e-05 | 4.8017e-05 | 5.2057e-05 | 5.5117e-05 | 5.7394e-05 | 5.9107e-05
Scenario 2: High TRC | PG&E | Res | HVAC | Res - Multi Family | Gas Energy (MMTherm/year) | Fuel Substitution | 1.6544e-05 | 1.7572e-05 | 1.845e-05 | 1.9305e-05 | 2.2391e-05 | 0 | 0 | 0 | 0 | 0 | 0 | 0 | 0
Scenario 2: High TRC | PG&E | Res | HVAC | Res - Single Family | Electric Demand (MW) | Energy Efficiency | 0.64409 | 0.74005 | 0.80731 | 0.85593 | 0.89297 | 0.48304 | 0.4678 | 0.48026 | 0.07437 | 0.0028567 | 0.0029139 | 0.0029686 | 0.0030185
Scenario 2: High TRC | PG&E | Res | HVAC | Res - Single Family | Electric Demand (MW) | Fuel Substitution | 0 | 0 | 0 | 0 | 0 | 0.00015373 | 0.00016427 | 0.00017414 | 3.136e-05 | 3.407e-05 | 3.6145e-05 | 3.774e-05 | 3.899e-05
Scenario 2: High TRC | PG&E | Res | HVAC | Res - Single Family | Electric Energy (GWh/year) | Energy Efficiency | 0.69294 | 0.79836 | 0.87052 | 0.92244 | 0.96178 | 0.56563 | 0.56597 | 0.58067 | 0.10284 | 0.018977 | 0.019357 | 0.01972 | 0.020051
Scenario 2: High TRC | PG&E | Res | HVAC | Res - Single Family | Electric Energy (GWh/year) | Fuel Substitution | -0.0049608 | -0.0052927 | -0.0059609 | -0.0072912 | -0.0078343 | 0.00073111 | 0.00078167 | 0.00082908 | 0.00014709 | 0.00015981 | 0.00016954 | 0.00017702 | 0.00018289
Scenario 2: High TRC | PG&E | Res | HVAC | Res - Single Family | Gas Energy (MMTherm/year) | Energy Efficiency | 0.01154 | 0.014037 | 0.015668 | 0.016667 | 0.017279 | -0.0032703 | -0.0032036 | -0.0032903 | -0.00049332 | 0 | 0 | 0 | 0
Scenario 2: High TRC | PG&E | Res | HVAC | Res - Single Family | Gas Energy (MMTherm/year) | Fuel Substitution | 0.00067181 | 0.00071751 | 0.00082095 | 0.0010089 | 0.0010911 | 0 | 0 | 0 | 0 | 0 | 0 | 0 | 0
Scenario 2: High TRC | PG&E | Res | WaterHeat | Res - Multi Family | Electric Demand (MW) | Energy Efficiency | 0.0013481 | 0.00147 | 0.0015666 | 0.001556 | 0.0014888 | 0.0019212 | 0.0018541 | 0.0029179 | 0.026265 | 0.0308 | 0.031678 | 0.056653 | 0.061835
Scenario 2: High TRC | PG&E | Res | WaterHeat | Res - Multi Family | Electric Demand (MW) | Fuel Substitution | 0 | 0 | 0 | 0 | 0 | 0.0087419 | 0.010199 | 0.01159 | 0.012805 | 0.014319 | 0.016193 | 0.017852 | 0.019091
Scenario 2: High TRC | PG&E | Res | WaterHeat | Res - Multi Family | Electric Energy (GWh/year) | Energy Efficiency | 0.010311 | 0.011238 | 0.011979 | 0.011941 | 0.01149 | 0.013878 | 0.013394 | 0.019315 | 0.14841 | 0.17339 | 0.17815 | 0.32349 | 0.35337
Scenario 2: High TRC | PG&E | Res | WaterHeat | Res - Multi Family | Electric Energy (GWh/year) | Fuel Substitution | -2.1588 | -2.3521 | -2.5457 | -2.7389 | -2.9297 | 0.052892 | 0.061676 | 0.070062 | 0.077377 | 0.086443 | 0.097714 | 0.1077 | 0.11516
Scenario 2: High TRC | PG&E | Res | WaterHeat | Res - Multi Family | Gas Energy (MMTherm/year) | Energy Efficiency | 0.021636 | 0.045229 | 0.047823 | 0.048973 | 0.04913 | 0.025567 | 0.024628 | 0.023634 | 0.022559 | 0.021505 | 0.02061 | 0.019954 | 0.019372
Scenario 2: High TRC | PG&E | Res | WaterHeat | Res - Multi Family | Gas Energy (MMTherm/year) | Fuel Substitution | 0.16536 | 0.18021 | 0.19508 | 0.20999 | 0.22473 | 0 | 0 | 0 | 0 | 0 | 0 | 0 | 0
Scenario 2: High TRC | PG&E | Res | WaterHeat | Res - Single Family | Electric Demand (MW) | Energy Efficiency | 0.10491 | 0.11539 | 0.12314 | 0.12923 | 0.13438 | 0.14154 | 0.14599 | 0.15014 | 0.02226 | 0.054113 | 0.063187 | 0.064968 | 0.15548
Scenario 2: High TRC | PG&E | Res | WaterHeat | Res - Single Family | Electric Demand (MW) | Fuel Substitution | 0 | 0 | 0 | 0 | 0 | 0.05153 | 0.060006 | 0.068029 | 0.07488 | 0.082312 | 0.092332 | 0.10173 | 0.10879
Scenario 2: High TRC | PG&E | Res | WaterHeat | Res - Single Family | Electric Energy (GWh/year) | Energy Efficiency | 0.71414 | 0.78482 | 0.83752 | 0.87879 | 0.91365 | 0.96405 | 0.99423 | 1.0224 | 0.15292 | 0.37677 | 0.43972 | 0.45205 | 1.0687
Scenario 2: High TRC | PG&E | Res | WaterHeat | Res - Single Family | Electric Energy (GWh/year) | Fuel Substitution | -0.055574 | -0.078512 | -0.09964 | -0.12069 | -0.14255 | 0.37801 | 0.43997 | 0.49859 | 0.54888 | 0.60315 | 0.67642 | 0.74515 | 0.79667
Scenario 2: High TRC | PG&E | Res | WaterHeat | Res - Single Family | Gas Energy (MMTherm/year) | Energy Efficiency | 0.1173 | 0.15929 | 0.25922 | 0.26943 | 0.27354 | 0.10345 | 0.099025 | 0.094277 | 0.089797 | 0.085948 | 0.082573 | 0.079681 | 0.077055
Scenario 2: High TRC | PG&E | Res | WaterHeat | Res - Single Family | Gas Energy (MMTherm/year) | Fuel Substitution | 0.0075249 | 0.010629 | 0.013488 | 0.016334 | 0.01929 | 0 | 0 | 0 | 0 | 0 | 0 | 0 | 0
Scenario 2: High TRC | PG&E | Res | WholeBlg | Res - Multi Family | Electric Demand (MW) | Energy Efficiency | 0 | 0 | 0 | 0 | 0 | 0 | 0 | 0.00087325 | 0.00081788 | 0.00076686 | 0.00071086 | 0.00066819 | 0.00062534
Scenario 2: High TRC | PG&E | Res | WholeBlg | Res - Multi Family | Electric Energy (GWh/year) | Energy Efficiency | 0 | 0 | 0 | 0 | 0 | 0 | 0 | 0.0084357 | 0.0079008 | 0.0074079 | 0.006867 | 0.0064548 | 0.0060408
Scenario 2: High TRC | PG&E | Res | WholeBlg | Res - Multi Family | Gas Energy (MMTherm/year) | Energy Efficiency | 0 | 0 | 0 | 0 | 0 | 0 | 0 | 6.2672e-05 | 5.8698e-05 | 5.5037e-05 | 5.1018e-05 | 4.7955e-05 | 4.488e-05
Scenario 2: High TRC | PG&E | Res | WholeBlg | Res - Single Family | Electric Demand (MW) | Energy Efficiency | 0 | 0 | 0 | 0 | 0 | 0 | 0.0072041 | 0.0067481 | 0.0062019 | 0.0057638 | 0.0052666 | 0.0048537 | 0.0044834
Scenario 2: High TRC | PG&E | Res | WholeBlg | Res - Single Family | Electric Energy (GWh/year) | Energy Efficiency | 0 | 0 | 0 | 0 | 0 | 0 | 0.032251 | 0.03021 | 0.027765 | 0.025803 | 0.023578 | 0.021729 | 0.020072
Scenario 2: High TRC | PG&E | Res | WholeBlg | Res - Single Family | Gas Energy (MMTherm/year) | Energy Efficiency | 0 | 0 | 0 | 0 | 0 | 0 | 0.00018596 | 0.00017419 | 0.00016009 | 0.00014878 | 0.00013595 | 0.00012529 | 0.00011573
Scenario 2: High TRC | SCE | Ag | WholeBlg | Ag - Dairies, fishing, hunting | Electric Demand (MW) | Energy Efficiency | 0.042678 | 0.042932 | 0.043158 | 0.043366 | 0.043565 | 0.043748 | 0.043926 | 0.044113 | 0.044304 | 0.044494 | 0.044674 | 0.044846 | 0.045011
Scenario 2: High TRC | SCE | Ag | WholeBlg | Ag - Dairies, fishing, hunting | Electric Energy (GWh/year) | Energy Efficiency | 0.18181 | 0.18289 | 0.18385 | 0.18474 | 0.18559 | 0.18637 | 0.18712 | 0.18792 | 0.18874 | 0.18954 | 0.19031 | 0.19104 | 0.19175
Scenario 2: High TRC | SCE | Ag | WholeBlg | Ag - Irrigated Agriculture, vineyards, forestry and greenhouses | Electric Demand (MW) | Energy Efficiency | 0.10273 | 0.10807 | 0.113 | 0.11768 | 0.12222 | 0.12645 | 0.13048 | 0.13463 | 0.13886 | 0.14314 | 0.14738 | 0.15158 | 0.15576
Scenario 2: High TRC | SCE | Ag | WholeBlg | Ag - Irrigated Agriculture, vineyards, forestry and greenhouses | Electric Energy (GWh/year) | Energy Efficiency | 0.43761 | 0.46038 | 0.48137 | 0.50133 | 0.52067 | 0.53865 | 0.55584 | 0.5735 | 0.59152 | 0.60977 | 0.62785 | 0.64573 | 0.66354
Scenario 2: High TRC | SCE | Ag | WholeBlg | Ag - Water pumping | Electric Demand (MW) | Energy Efficiency | 0.59452 | 0.59403 | 0.59351 | 0.59294 | 0.59237 | 0.59185 | 0.59143 | 0.59103 | 0.59063 | 0.59014 | 0.58954 | 0.58884 | 0.58804
Scenario 2: High TRC | SCE | Ag | WholeBlg | Ag - Water pumping | Electric Energy (GWh/year) | Energy Efficiency | 2.5326 | 2.5306 | 2.5283 | 2.5259 | 2.5235 | 2.5213 | 2.5195 | 2.5178 | 2.5161 | 2.514 | 2.5114 | 2.5084 | 2.5051
Scenario 2: High TRC | SCE | Com | BROs | Com - Lodging | Electric Energy (GWh/year) | Energy Efficiency | 0.024629 | 0.050421 | 0.07744 | 0.10626 | 0.13713 | 0.16977 | 0.20492 | 0.24148 | 0.27995 | 0.32063 | 0.36258 | 0.40457 | 0.44519
Scenario 2: High TRC | SCE | Com | BROs | Com - Other | Electric Energy (GWh/year) | Energy Efficiency | 0.039575 | 0.080674 | 0.12345 | 0.1687 | 0.21682 | 0.26735 | 0.32173 | 0.3778 | 0.43648 | 0.49809 | 0.56125 | 0.6242 | 0.69509
Scenario 2: High TRC | SCE | Com | BROs | Com - Retail | Electric Demand (MW) | Energy Efficiency | 0.0073178 | 0.014871 | 0.022708 | 0.03091 | 0.039577 | 0.048623 | 0.058302 | 0.068216 | 0.078507 | 0.089219 | 0.10007 | 0.11081 | 0.12253
Scenario 2: High TRC | SCE | Com | BROs | Com - Retail | Electric Energy (GWh/year) | Energy Efficiency | 0.079116 | 0.16077 | 0.2455 | 0.33419 | 0.42788 | 0.52568 | 0.63033 | 0.73751 | 0.84878 | 0.96458 | 1.0819 | 1.198 | 1.3247
Scenario 2: High TRC | SCE | Com | BldgEnv | Com - College | Electric Demand (MW) | Energy Efficiency | 0.0014377 | 0.001523 | 0.0015615 | 0.0015452 | 0.0014709 | 0.0013483 | 0.0011869 | 0.0010011 | 7.2087e-05 | 0 | 0 | 0 | 0
Scenario 2: High TRC | SCE | Com | BldgEnv | Com - College | Electric Energy (GWh/year) | Energy Efficiency | 0.00049063 | 0.00051972 | 0.00053284 | 0.00052724 | 0.00050181 | 0.00045988 | 0.00040469 | 0.00034117 | 2.3744e-05 | 0 | 0 | 0 | 0
Scenario 2: High TRC | SCE | Com | BldgEnv | Com - College | Gas Energy (MMTherm/year) | Energy Efficiency | 0.0015634 | 0.0016562 | 0.0016978 | 0.0016795 | 0.001598 | 0.0014636 | 0.0012869 | 0.0010836 | 6.8947e-05 | 0 | 0 | 0 | 0
Scenario 2: High TRC | SCE | Com | BldgEnv | Com - Grocery | Electric Demand (MW) | Energy Efficiency | 0.0001349 | 0.00014159 | 0.00014619 | 0.00012737 | 0.00013613 | 0.00014383 | 0.00015014 | 0.00015743 | 0.00016367 | 0 | 0 | 0 | 0
Scenario 2: High TRC | SCE | Com | BldgEnv | Com - Grocery | Electric Energy (GWh/year) | Energy Efficiency | 4.4431e-05 | 4.6635e-05 | 4.815e-05 | 4.1954e-05 | 4.484e-05 | 4.7373e-05 | 4.9454e-05 | 5.1854e-05 | 5.391e-05 | 0 | 0 | 0 | 0
Scenario 2: High TRC | SCE | Com | BldgEnv | Com - Grocery | Gas Energy (MMTherm/year) | Energy Efficiency | 9.3973e-05 | 9.8636e-05 | 0.00010184 | 8.8742e-05 | 9.4846e-05 | 0.00010021 | 0.00010461 | 0.00010968 | 0.00011403 | 0 | 0 | 0 | 0
Scenario 2: High TRC | SCE | Com | BldgEnv | Com - Health | Electric Demand (MW) | Energy Efficiency | 0.00013067 | 0.00013615 | 0.000143 | 0.00014549 | 0.00015018 | 0.00015291 | 0.00015619 | 0.00013579 | 0.00013849 | 0 | 0 | 0 | 0
Scenario 2: High TRC | SCE | Com | BldgEnv | Com - Health | Electric Energy (GWh/year) | Energy Efficiency | 6.0331e-05 | 6.2863e-05 | 6.6024e-05 | 6.7173e-05 | 6.9336e-05 | 7.0597e-05 | 7.2112e-05 | 6.2694e-05 | 6.3939e-05 | 0 | 0 | 0 | 0
Scenario 2: High TRC | SCE | Com | BldgEnv | Com - Health | Gas Energy (MMTherm/year) | Energy Efficiency | 0.00010334 | 0.00010768 | 0.00011309 | 0.00011506 | 0.00011877 | 0.00012093 | 0.00012352 | 0.00010739 | 0.00010952 | 0 | 0 | 0 | 0
Scenario 2: High TRC | SCE | Com | BldgEnv | Com - Lodging | Electric Demand (MW) | Energy Efficiency | 0.00012169 | 0.00014756 | 0.00017856 | 0.00021559 | 0.00025971 | 0.00031206 | 0.00037382 | 0.00044624 | 4.3823e-06 | 0 | 0 | 0 | 0
Scenario 2: High TRC | SCE | Com | BldgEnv | Com - Lodging | Electric Energy (GWh/year) | Energy Efficiency | 7.6201e-05 | 9.2394e-05 | 0.0001118 | 0.00013497 | 0.00016259 | 0.00019535 | 0.000234 | 0.00027932 | 2.8312e-06 | 0 | 0 | 0 | 0
Scenario 2: High TRC | SCE | Com | BldgEnv | Com - Lodging | Gas Energy (MMTherm/year) | Energy Efficiency | 4.8239e-05 | 5.8551e-05 | 7.0911e-05 | 8.5685e-05 | 0.00010329 | 0.00012418 | 0.00014884 | 0.00017776 | 7.3242e-07 | 0 | 0 | 0 | 0
Scenario 2: High TRC | SCE | Com | BldgEnv | Com - Office (Large) | Electric Demand (MW) | Energy Efficiency | 0.0029386 | 0.0030553 | 0.0031468 | 0.0032353 | 0.0033428 | 0.0034375 | 0.0034966 | 0.003553 | 0.0035672 | 0 | 0 | 0 | 0
Scenario 2: High TRC | SCE | Com | BldgEnv | Com - Office (Large) | Electric Energy (GWh/year) | Energy Efficiency | 0.00099606 | 0.0010356 | 0.0010666 | 0.0010966 | 0.0011331 | 0.0011652 | 0.0011852 | 0.0012043 | 0.0012091 | 0 | 0 | 0 | 0
Scenario 2: High TRC | SCE | Com | BldgEnv | Com - Office (Large) | Gas Energy (MMTherm/year) | Energy Efficiency | 0.00083131 | 0.00086432 | 0.00089021 | 0.00091526 | 0.00094565 | 0.00097246 | 0.00098916 | 0.0010051 | 0.0010091 | 0 | 0 | 0 | 0
Scenario 2: High TRC | SCE | Com | BldgEnv | Com - Office (Small) | Electric Demand (MW) | Energy Efficiency | 0.00013624 | 0.00014228 | 0.00014727 | 0.00013325 | 1.9727e-07 | 0.00023486 | 1.9361e-05 | 1.9997e-05 | 2.055e-05 | 0 | 0 | 0 | 0
Scenario 2: High TRC | SCE | Com | BldgEnv | Com - Office (Small) | Electric Energy (GWh/year) | Energy Efficiency | 4.4875e-05 | 4.6864e-05 | 4.8508e-05 | 4.3889e-05 | 5.0413e-08 | 6.0021e-05 | 4.9479e-06 | 5.1102e-06 | 5.2515e-06 | 0 | 0 | 0 | 0
Scenario 2: High TRC | SCE | Com | BldgEnv | Com - Office (Small) | Gas Energy (MMTherm/year) | Energy Efficiency | 4.4756e-05 | 4.674e-05 | 4.838e-05 | 4.3771e-05 | 2.8056e-08 | 3.3403e-05 | 2.7536e-06 | 2.844e-06 | 2.9226e-06 | 0 | 0 | 0 | 0
Scenario 2: High TRC | SCE | Com | BldgEnv | Com - Other | Electric Demand (MW) | Energy Efficiency | 0.0059813 | 0.0054516 | 0.0047499 | 0.0039526 | 0.0031409 | 0.0023786 | 0.0017136 | 0.0014 | 0.0013542 | 0 | 0 | 0 | 0
Scenario 2: High TRC | SCE | Com | BldgEnv | Com - Other | Electric Energy (GWh/year) | Energy Efficiency | 0.0020418 | 0.0018605 | 0.0016205 | 0.0013478 | 0.0010702 | 0.00080943 | 0.00058198 | 0.000475 | 0.00045924 | 0 | 0 | 0 | 0
Scenario 2: High TRC | SCE | Com | BldgEnv | Com - Other | Gas Energy (MMTherm/year) | Energy Efficiency | 0.0042105 | 0.0037613 | 0.0031766 | 0.0025184 | 0.00185 | 0.0012221 | 0.00067005 | 0.00041455 | 0.00041069 | 0 | 0 | 0 | 0
Scenario 2: High TRC | SCE | Com | BldgEnv | Com - Refrig. Warehouse | Electric Demand (MW) | Energy Efficiency | 2.3536e-05 | 2.3646e-06 | 2.4635e-06 | 2.5036e-06 | 2.5844e-06 | 2.6907e-06 | 2.8125e-06 | 2.9124e-06 | 3.0298e-06 | 0 | 0 | 0 | 0
Scenario 2: High TRC | SCE | Com | BldgEnv | Com - Refrig. Warehouse | Electric Energy (GWh/year) | Energy Efficiency | 1.0984e-05 | 1.1035e-06 | 1.1496e-06 | 1.1684e-06 | 1.2061e-06 | 1.2557e-06 | 1.3125e-06 | 1.3591e-06 | 1.4139e-06 | 0 | 0 | 0 | 0
Scenario 2: High TRC | SCE | Com | BldgEnv | Com - Refrig. Warehouse | Gas Energy (MMTherm/year) | Energy Efficiency | 1.3285e-05 | 1.3347e-06 | 1.3905e-06 | 1.4132e-06 | 1.4588e-06 | 1.5187e-06 | 1.5875e-06 | 1.6439e-06 | 1.7101e-06 | 0 | 0 | 0 | 0
Scenario 2: High TRC | SCE | Com | BldgEnv | Com - Restaurant | Electric Demand (MW) | Energy Efficiency | 0 | 0 | 0 | 0 | 0 | 0 | 0 | 0 | 0 | 0 | 0 | 0 | 0
Scenario 2: High TRC | SCE | Com | BldgEnv | Com - Restaurant | Electric Energy (GWh/year) | Energy Efficiency | 0 | 0 | 0 | 0 | 0 | 0 | 0 | 0 | 0 | 0 | 0 | 0 | 0
Scenario 2: High TRC | SCE | Com | BldgEnv | Com - Restaurant | Gas Energy (MMTherm/year) | Energy Efficiency | 0 | 0 | 0 | 0 | 0 | 0 | 0 | 0 | 0 | 0 | 0 | 0 | 0
Scenario 2: High TRC | SCE | Com | BldgEnv | Com - Retail | Electric Demand (MW) | Energy Efficiency | 0.00035585 | 0.00036989 | 0.00037961 | 0.00039004 | 0.00040095 | 0.00040504 | 0.00035324 | 0.00035976 | 0.00036112 | 0 | 0 | 0 | 0
Scenario 2: High TRC | SCE | Com | BldgEnv | Com - Retail | Electric Energy (GWh/year) | Energy Efficiency | 0.00012058 | 0.00012542 | 0.00012878 | 0.00013238 | 0.00013616 | 0.00013763 | 0.00012064 | 0.00012287 | 0.00012334 | 0 | 0 | 0 | 0
Scenario 2: High TRC | SCE | Com | BldgEnv | Com - Retail | Gas Energy (MMTherm/year) | Energy Efficiency | 0.0001254 | 0.00013055 | 0.00013414 | 0.000138 | 0.00014204 | 0.0001437 | 0.00012686 | 0.00012921 | 0.00012971 | 0 | 0 | 0 | 0
Scenario 2: High TRC | SCE | Com | BldgEnv | Com - School | Electric Demand (MW) | Energy Efficiency | 0.00016623 | 0.00017446 | 0.00018248 | 0.00018926 | 0.00019437 | 0.00019967 | 0.00020294 | 0.0002065 | 0.00020988 | 0 | 0 | 0 | 0
Scenario 2: High TRC | SCE | Com | BldgEnv | Com - School | Electric Energy (GWh/year) | Energy Efficiency | 5.4752e-05 | 5.7464e-05 | 6.0107e-05 | 6.2339e-05 | 6.4021e-05 | 6.5767e-05 | 6.6845e-05 | 6.8018e-05 | 6.913e-05 | 0 | 0 | 0 | 0
Scenario 2: High TRC | SCE | Com | BldgEnv | Com - School | Gas Energy (MMTherm/year) | Energy Efficiency | 5.4606e-05 | 5.731e-05 | 5.9946e-05 | 6.2172e-05 | 6.385e-05 | 6.5591e-05 | 6.6666e-05 | 6.7836e-05 | 6.8945e-05 | 0 | 0 | 0 | 0
Scenario 2: High TRC | SCE | Com | BldgEnv | Com - Warehouse | Electric Demand (MW) | Energy Efficiency | 0.0015263 | 0.0017429 | 0.0019538 | 0.002153 | 0.0023286 | 0.0024587 | 0.0025323 | 0.0025446 | 0.00021761 | 0 | 0 | 0 | 0
Scenario 2: High TRC | SCE | Com | BldgEnv | Com - Warehouse | Electric Energy (GWh/year) | Energy Efficiency | 0.00073929 | 0.00084292 | 0.00094361 | 0.0010393 | 0.0011248 | 0.0011884 | 0.0012253 | 0.0012338 | 0.00014114 | 0 | 0 | 0 | 0
Scenario 2: High TRC | SCE | Com | BldgEnv | Com - Warehouse | Gas Energy (MMTherm/year) | Energy Efficiency | 0.00086708 | 0.00098986 | 0.0011093 | 0.0012223 | 0.0013222 | 0.0013962 | 0.0014383 | 0.0014458 | 0.00013097 | 0 | 0 | 0 | 0
Scenario 2: High TRC | SCE | Com | ComRefrig | Com - College | Electric Demand (MW) | Energy Efficiency | 0 | 0 | 2.5987e-05 | 2.6266e-05 | 1.0342e-05 | 4.5339e-06 | 1.4344e-06 | 0 | 0 | 0 | 0 | 0 | 0
Scenario 2: High TRC | SCE | Com | ComRefrig | Com - College | Electric Energy (GWh/year) | Energy Efficiency | 0 | 0 | 0.00017459 | 0.00020401 | 8.5692e-05 | 3.8564e-05 | 1.2201e-05 | 0 | 0 | 0 | 0 | 0 | 0
Scenario 2: High TRC | SCE | Com | ComRefrig | Com - College | Gas Energy (MMTherm/year) | Energy Efficiency | 0 | 0 | 0 | 0 | 0 | 0 | 0 | 0 | 0 | 0 | 0 | 0 | 0
Scenario 2: High TRC | SCE | Com | ComRefrig | Com - Grocery | Electric Demand (MW) | Energy Efficiency | 0 | 0 | 0.0091955 | 0.015548 | 0.0049781 | 0 | 0 | 0 | 0 | 0 | 0 | 0 | 0
Scenario 2: High TRC | SCE | Com | ComRefrig | Com - Grocery | Electric Energy (GWh/year) | Energy Efficiency | 0 | 0 | 0.061777 | 0.13224 | 0.042342 | 0 | 0 | 0 | 0 | 0 | 0 | 0 | 0
Scenario 2: High TRC | SCE | Com | ComRefrig | Com - Grocery | Gas Energy (MMTherm/year) | Energy Efficiency | 0 | 0 | 0 | 0 | 0 | 0 | 0 | 0 | 0 | 0 | 0 | 0 | 0
Scenario 2: High TRC | SCE | Com | ComRefrig | Com - Health | Electric Demand (MW) | Energy Efficiency | 0 | 0 | 0 | 0 | 0 | 0 | 0 | 0 | 0 | 0 | 0 | 0 | 0
Scenario 2: High TRC | SCE | Com | ComRefrig | Com - Health | Electric Energy (GWh/year) | Energy Efficiency | 0 | 0 | 0 | 0 | 0 | 0 | 0 | 0 | 0 | 0 | 0 | 0 | 0
Scenario 2: High TRC | SCE | Com | ComRefrig | Com - Health | Gas Energy (MMTherm/year) | Energy Efficiency | 0 | 0 | 0 | 0 | 0 | 0 | 0 | 0 | 0 | 0 | 0 | 0 | 0
Scenario 2: High TRC | SCE | Com | ComRefrig | Com - Refrig. Warehouse | Electric Demand (MW) | Energy Efficiency | 0 | 0 | 8.2873e-05 | 8.3424e-05 | 4.2612e-05 | 1.521e-05 | 6.7707e-06 | 1.582e-06 | 0 | 0 | 0 | 0 | 0
Scenario 2: High TRC | SCE | Com | ComRefrig | Com - Refrig. Warehouse | Electric Energy (GWh/year) | Energy Efficiency | 0 | 0 | 0.00055676 | 0.00063189 | 0.00033169 | 0.00012806 | 5.759e-05 | 1.3456e-05 | 0 | 0 | 0 | 0 | 0
Scenario 2: High TRC | SCE | Com | ComRefrig | Com - Refrig. Warehouse | Gas Energy (MMTherm/year) | Energy Efficiency | 0 | 0 | 0 | 0 | 0 | 0 | 0 | 0 | 0 | 0 | 0 | 0 | 0
Scenario 2: High TRC | SCE | Com | ComRefrig | Com - Restaurant | Electric Demand (MW) | Energy Efficiency | 0 | 0 | 0.00041263 | 0.00059572 | 0.00018354 | 0 | 0 | 0 | 0 | 0 | 0 | 0 | 0
Scenario 2: High TRC | SCE | Com | ComRefrig | Com - Restaurant | Electric Energy (GWh/year) | Energy Efficiency | 0 | 0 | 0.0027721 | 0.005067 | 0.0015611 | 0 | 0 | 0 | 0 | 0 | 0 | 0 | 0
Scenario 2: High TRC | SCE | Com | ComRefrig | Com - Restaurant | Gas Energy (MMTherm/year) | Energy Efficiency | 0 | 0 | 0 | 0 | 0 | 0 | 0 | 0 | 0 | 0 | 0 | 0 | 0
Scenario 2: High TRC | SCE | Com | ComRefrig | Com - Retail | Electric Demand (MW) | Energy Efficiency | 0 | 0 | 0.0064166 | 0.0078197 | 0.0028581 | 0 | 0 | 0 | 0 | 0 | 0 | 0 | 0
Scenario 2: High TRC | SCE | Com | ComRefrig | Com - Retail | Electric Energy (GWh/year) | Energy Efficiency | 0 | 0 | 0.043108 | 0.066512 | 0.02431 | 0 | 0 | 0 | 0 | 0 | 0 | 0 | 0
Scenario 2: High TRC | SCE | Com | ComRefrig | Com - Retail | Gas Energy (MMTherm/year) | Energy Efficiency | 0 | 0 | 0 | 0 | 0 | 0 | 0 | 0 | 0 | 0 | 0 | 0 | 0
Scenario 2: High TRC | SCE | Com | ComRefrig | Com - School | Electric Demand (MW) | Energy Efficiency | 0 | 0 | 0 | 0 | 0 | 0 | 0 | 0 | 0 | 0 | 0 | 0 | 0
Scenario 2: High TRC | SCE | Com | ComRefrig | Com - School | Electric Energy (GWh/year) | Energy Efficiency | 0 | 0 | 0 | 0 | 0 | 0 | 0 | 0 | 0 | 0 | 0 | 0 | 0
Scenario 2: High TRC | SCE | Com | ComRefrig | Com - School | Gas Energy (MMTherm/year) | Energy Efficiency | 0 | 0 | 0 | 0 | 0 | 0 | 0 | 0 | 0 | 0 | 0 | 0 | 0
Scenario 2: High TRC | SCE | Com | FoodServ | Com - College | Electric Demand (MW) | Energy Efficiency | 0 | 0 | 0.0026792 | 0.0028602 | 0.003063 | 0.0046073 | 0.0050651 | 0.0051222 | 0.0051492 | 0.0051276 | 0.0051238 | 0.0053267 | 0.0053121
Scenario 2: High TRC | SCE | Com | FoodServ | Com - College | Electric Demand (MW) | Fuel Substitution | -0.00016547 | -0.00018923 | -0.00021216 | -0.00023437 | -0.00025594 | -0.00028015 | -0.00030118 | -0.00032154 | -0.00034117 | -0.00036003 | -0.00037811 | -0.00039543 | -0.00041363
Scenario 2: High TRC | SCE | Com | FoodServ | Com - College | Electric Energy (GWh/year) | Energy Efficiency | 0 | 0 | 0.013124 | 0.01401 | 0.015564 | 0.024544 | 0.027084 | 0.027361 | 0.02748 | 0.027351 | 0.02731 | 0.028311 | 0.028217
Scenario 2: High TRC | SCE | Com | FoodServ | Com - College | Electric Energy (GWh/year) | Fuel Substitution | -0.001928 | -0.0022205 | -0.0025063 | -0.0027874 | -0.0030654 | -0.0033599 | -0.0036604 | -0.0039722 | -0.0042906 | -0.004619 | -0.0049591 | -0.0053066 | -0.0056686
Scenario 2: High TRC | SCE | Com | FoodServ | Com - College | Gas Energy (MMTherm/year) | Energy Efficiency | 0 | 0 | 0.00029063 | 0.00031026 | 0.00031656 | 0.00033487 | 0.00035048 | 0.00035757 | 0.00036251 | 0.00036321 | 0.00036584 | 0.00038843 | 0.00038983
Scenario 2: High TRC | SCE | Com | FoodServ | Com - College | Gas Energy (MMTherm/year) | Fuel Substitution | 0.00019993 | 0.00023024 | 0.00025984 | 0.00028894 | 0.00031769 | 0.00034765 | 0.00037849 | 0.00041042 | 0.00044299 | 0.00047655 | 0.00051128 | 0.00054672 | 0.00058396
Scenario 2: High TRC | SCE | Com | FoodServ | Com - Grocery | Electric Demand (MW) | Energy Efficiency | 0 | 0 | 0.011979 | 0.012535 | 0.01436 | 0.026215 | 0.029695 | 0.030093 | 0.030286 | 0.030291 | 0.030307 | 0.030229 | 0.030155
Scenario 2: High TRC | SCE | Com | FoodServ | Com - Grocery | Electric Demand (MW) | Fuel Substitution | -0.0010169 | -0.0011643 | -0.0013059 | -0.0014425 | -0.0015747 | -0.001724 | -0.0018529 | -0.0019775 | -0.0020974 | -0.0022125 | -0.0023228 | -0.00243 | -0.0025468
Scenario 2: High TRC | SCE | Com | FoodServ | Com - Grocery | Electric Energy (GWh/year) | Energy Efficiency | 0 | 0 | 0.058677 | 0.061402 | 0.074982 | 0.14506 | 0.16505 | 0.16705 | 0.16794 | 0.16783 | 0.16776 | 0.16721 | 0.16669
Scenario 2: High TRC | SCE | Com | FoodServ | Com - Grocery | Electric Energy (GWh/year) | Fuel Substitution | -0.019916 | -0.022705 | -0.025399 | -0.028017 | -0.030579 | -0.033236 | -0.035827 | -0.038403 | -0.041125 | -0.043909 | -0.046724 | -0.049598 | -0.052757
Scenario 2: High TRC | SCE | Com | FoodServ | Com - Grocery | Gas Energy (MMTherm/year) | Energy Efficiency | 0 | 0 | 0.0012994 | 0.0013598 | 0.0014276 | 0.0014799 | 0.0015154 | 0.0015592 | 0.0015919 | 0.0016124 | 0.0016356 | 0.001651 | 0.001666
Scenario 2: High TRC | SCE | Com | FoodServ | Com - Grocery | Gas Energy (MMTherm/year) | Fuel Substitution | 0.0020687 | 0.0023581 | 0.0026376 | 0.002909 | 0.0031745 | 0.0034466 | 0.0037137 | 0.0039789 | 0.0042594 | 0.0045463 | 0.0048362 | 0.0051326 | 0.0054616
Scenario 2: High TRC | SCE | Com | FoodServ | Com - Health | Electric Demand (MW) | Energy Efficiency | 0 | 0 | 0.008357 | 0.0085111 | 0.0091675 | 0.0127 | 0.013856 | 0.013885 | 0.013854 | 0.013587 | 0.013261 | 0.013361 | 0.013575
Scenario 2: High TRC | SCE | Com | FoodServ | Com - Health | Electric Demand (MW) | Fuel Substitution | -0.00040642 | -0.00046819 | -0.0005281 | -0.00058634 | -0.00064307 | -0.00070498 | -0.00076035 | -0.00081411 | -0.00086611 | -0.0009162 | -0.00096431 | -0.0010126 | -0.0010721
Scenario 2: High TRC | SCE | Com | FoodServ | Com - Health | Electric Energy (GWh/year) | Energy Efficiency | 0 | 0 | 0.040935 | 0.04169 | 0.046279 | 0.067119 | 0.073608 | 0.073743 | 0.073557 | 0.072173 | 0.070485 | 0.070937 | 0.071971
Scenario 2: High TRC | SCE | Com | FoodServ | Com - Health | Electric Energy (GWh/year) | Fuel Substitution | -0.0054935 | -0.0063212 | -0.0071296 | -0.0079236 | -0.008716 | -0.0095496 | -0.010372 | -0.0112 | -0.012056 | -0.012942 | -0.01384 | -0.014758 | -0.015781
Scenario 2: High TRC | SCE | Com | FoodServ | Com - Health | Gas Energy (MMTherm/year) | Energy Efficiency | 0 | 0 | 0.00090652 | 0.00092324 | 0.00095596 | 0.00097286 | 0.0010024 | 0.0010074 | 0.0010089 | 0.00098897 | 0.0009641 | 0.00098072 | 0.0010082
Scenario 2: High TRC | SCE | Com | FoodServ | Com - Health | Gas Energy (MMTherm/year) | Fuel Substitution | 0.00058381 | 0.00067182 | 0.00075775 | 0.0008421 | 0.00092611 | 0.0010133 | 0.0010997 | 0.0011867 | 0.0012764 | 0.0013691 | 0.0014628 | 0.001559 | 0.0016684
Scenario 2: High TRC | SCE | Com | FoodServ | Com - Lodging | Electric Demand (MW) | Energy Efficiency | 0 | 0 | 0.0068758 | 0.007085 | 0.010326 | 0.021777 | 0.025408 | 0.025579 | 0.025586 | 0.025488 | 0.025382 | 0.02525 | 0.025112
Scenario 2: High TRC | SCE | Com | FoodServ | Com - Lodging | Electric Demand (MW) | Fuel Substitution | -0.00042819 | -0.00049094 | -0.00055176 | -0.00061094 | -0.0006687 | -0.00072715 | -0.00078274 | -0.00083696 | -0.00088968 | -0.0009408 | -0.00099021 | -0.0010404 | -0.0010955
Scenario 2: High TRC | SCE | Com | FoodServ | Com - Lodging | Electric Energy (GWh/year) | Energy Efficiency | 0 | 0 | 0.03368 | 0.034705 | 0.062194 | 0.13317 | 0.15429 | 0.15529 | 0.15536 | 0.15485 | 0.1543 | 0.1536 | 0.15287
Scenario 2: High TRC | SCE | Com | FoodServ | Com - Lodging | Electric Energy (GWh/year) | Fuel Substitution | -0.0054077 | -0.0061908 | -0.0069529 | -0.0076992 | -0.0084423 | -0.0091953 | -0.0099415 | -0.010686 | -0.011461 | -0.012255 | -0.013057 | -0.013895 | -0.014803
Scenario 2: High TRC | SCE | Com | FoodServ | Com - Lodging | Gas Energy (MMTherm/year) | Energy Efficiency | 0 | 0 | 0.00074585 | 0.00076854 | 0.00079485 | 0.00081685 | 0.00083458 | 0.0008495 | 0.00085783 | 0.00086192 | 0.00086663 | 0.00086967 | 0.00087175
Scenario 2: High TRC | SCE | Com | FoodServ | Com - Lodging | Gas Energy (MMTherm/year) | Fuel Substitution | 0.00055954 | 0.00064054 | 0.00071936 | 0.00079651 | 0.00087326 | 0.00095066 | 0.0010275 | 0.001104 | 0.0011837 | 0.0012654 | 0.0013478 | 0.0014344 | 0.0015297
Scenario 2: High TRC | SCE | Com | FoodServ | Com - Office (Large) | Electric Demand (MW) | Energy Efficiency | 0 | 0 | 0 | 0 | 0.00062235 | 0.0010638 | 0.0010605 | 0.0010586 | 0.0010531 | 0.0010465 | 0.0010426 | 0.0010374 | 0.0010337
Scenario 2: High TRC | SCE | Com | FoodServ | Com - Office (Large) | Electric Energy (GWh/year) | Energy Efficiency | 0 | 0 | 0 | 0 | 0.0054587 | 0.0093311 | 0.0093021 | 0.0092853 | 0.0092369 | 0.009179 | 0.0091449 | 0.009099 | 0.009067
Scenario 2: High TRC | SCE | Com | FoodServ | Com - Office (Small) | Electric Demand (MW) | Energy Efficiency | 0 | 0 | 0 | 0 | 0.0001459 | 0.0011256 | 0.00025137 | 0.00025279 | 0.00025409 | 0.00025523 | 0.00025648 | 0.00025768 | 0.00025894
Scenario 2: High TRC | SCE | Com | FoodServ | Com - Office (Small) | Electric Energy (GWh/year) | Energy Efficiency | 0 | 0 | 0 | 0 | 0.0012797 | 0.0098728 | 0.0022048 | 0.0022172 | 0.0022287 | 0.0022386 | 0.0022496 | 0.0022601 | 0.0022712
Scenario 2: High TRC | SCE | Com | FoodServ | Com - Other | Electric Demand (MW) | Energy Efficiency | 0 | 0 | 0.011886 | 0.012458 | 0.012965 | 0.065053 | 0.08151 | 0.081878 | 0.081582 | 0.081189 | 0.080666 | 0.080023 | 0.079468
Scenario 2: High TRC | SCE | Com | FoodServ | Com - Other | Electric Demand (MW) | Fuel Substitution | -0.0040547 | -0.0046459 | -0.0052177 | -0.0057737 | -0.0062904 | -0.0069054 | -0.0074392 | -0.0079603 | -0.0084672 | -0.0089591 | -0.0094356 | -0.0099085 | -0.010375
Scenario 2: High TRC | SCE | Com | FoodServ | Com - Other | Electric Energy (GWh/year) | Energy Efficiency | 0 | 0 | 0.058222 | 0.061024 | 0.063507 | 0.3663 | 0.46166 | 0.46348 | 0.46157 | 0.45904 | 0.45575 | 0.45181 | 0.44836
Scenario 2: High TRC | SCE | Com | FoodServ | Com - Other | Electric Energy (GWh/year) | Fuel Substitution | -0.024368 | -0.027982 | -0.031492 | -0.034933 | -0.038192 | -0.042011 | -0.045481 | -0.048939 | -0.052409 | -0.055893 | -0.059367 | -0.062888 | -0.066485
Scenario 2: High TRC | SCE | Com | FoodServ | Com - Other | Gas Energy (MMTherm/year) | Energy Efficiency | 0 | 0 | 0.0012893 | 0.0013514 | 0.0014064 | 0.0014546 | 0.0015053 | 0.0015424 | 0.0015648 | 0.0015938 | 0.0016219 | 0.0016453 | 0.0016711
Scenario 2: High TRC | SCE | Com | FoodServ | Com - Other | Gas Energy (MMTherm/year) | Fuel Substitution | 0.0023461 | 0.0026945 | 0.003033 | 0.0033649 | 0.0036799 | 0.004041 | 0.0043747 | 0.0047074 | 0.0050419 | 0.0053784 | 0.0057144 | 0.0060583 | 0.0064128
Scenario 2: High TRC | SCE | Com | FoodServ | Com - Restaurant | Electric Demand (MW) | Energy Efficiency | 0 | 0 | 0.059606 | 0.061853 | 0.074681 | 0.17431 | 0.20514 | 0.20599 | 0.20585 | 0.20482 | 0.20369 | 0.20212 | 0.20072
Scenario 2: High TRC | SCE | Com | FoodServ | Com - Restaurant | Electric Demand (MW) | Fuel Substitution | -0.0095793 | -0.010961 | -0.012299 | -0.0136 | -0.014873 | -0.016223 | -0.017466 | -0.018681 | -0.019865 | -0.021016 | -0.022132 | -0.02323 | -0.024342
Scenario 2: High TRC | SCE | Com | FoodServ | Com - Restaurant | Electric Energy (GWh/year) | Energy Efficiency | 0 | 0 | 0.29197 | 0.30298 | 0.40634 | 0.99958 | 1.1787 | 1.1832 | 1.182 | 1.176 | 1.1693 | 1.1603 | 1.1522
Scenario 2: High TRC | SCE | Com | FoodServ | Com - Restaurant | Electric Energy (GWh/year) | Fuel Substitution | -0.093492 | -0.10679 | -0.11969 | -0.13227 | -0.14468 | -0.15746 | -0.1698 | -0.18202 | -0.19456 | -0.20734 | -0.22014 | -0.2333 | -0.24734
Scenario 2: High TRC | SCE | Com | FoodServ | Com - Restaurant | Gas Energy (MMTherm/year) | Energy Efficiency | 0 | 0 | 0.0064658 | 0.0067095 | 0.0069659 | 0.0070996 | 0.00718 | 0.0072857 | 0.0073672 | 0.0074152 | 0.0074684 | 0.0074939 | 0.0075254
Scenario 2: High TRC | SCE | Com | FoodServ | Com - Restaurant | Gas Energy (MMTherm/year) | Fuel Substitution | 0.009393 | 0.010728 | 0.012022 | 0.013285 | 0.01453 | 0.015798 | 0.017032 | 0.018254 | 0.01951 | 0.020792 | 0.022077 | 0.023404 | 0.024835
Scenario 2: High TRC | SCE | Com | FoodServ | Com - Retail | Electric Demand (MW) | Energy Efficiency | 0 | 0 | 0.0037465 | 0.0039007 | 0.0047363 | 0.0051563 | 0.0052396 | 0.0053379 | 0.0053986 | 0.0054358 | 0.0054763 | 0.0054932 | 0.0055106
Scenario 2: High TRC | SCE | Com | FoodServ | Com - Retail | Electric Energy (GWh/year) | Energy Efficiency | 0 | 0 | 0.018352 | 0.019107 | 0.025803 | 0.029031 | 0.029464 | 0.029978 | 0.0303 | 0.030504 | 0.030726 | 0.030829 | 0.030935
Scenario 2: High TRC | SCE | Com | FoodServ | Com - Retail | Gas Energy (MMTherm/year) | Energy Efficiency | 0 | 0 | 0.0004064 | 0.00042312 | 0.00044086 | 0.00045361 | 0.00046196 | 0.00047172 | 0.0004776 | 0.00048105 | 0.00048477 | 0.00048606 | 0.00048735
Scenario 2: High TRC | SCE | Com | FoodServ | Com - School | Electric Demand (MW) | Energy Efficiency | 0 | 0 | 0.010181 | 0.010382 | 0.01176 | 0.0237 | 0.027967 | 0.027797 | 0.027551 | 0.027256 | 0.026878 | 0.026579 | 0.026195
Scenario 2: High TRC | SCE | Com | FoodServ | Com - School | Electric Demand (MW) | Fuel Substitution | -0.00022719 | -0.00025883 | -0.00028915 | -0.0003183 | -0.00034638 | -0.00038505 | -0.00041356 | -0.00044084 | -0.00046676 | -0.00049132 | -0.00051455 | -0.00053713 | -0.00056485
Scenario 2: High TRC | SCE | Com | FoodServ | Com - School | Electric Energy (GWh/year) | Energy Efficiency | 0 | 0 | 0.04987 | 0.050857 | 0.0626 | 0.13413 | 0.15898 | 0.15799 | 0.15658 | 0.15488 | 0.15274 | 0.15103 | 0.14887
Scenario 2: High TRC | SCE | Com | FoodServ | Com - School | Electric Energy (GWh/year) | Fuel Substitution | -0.0031591 | -0.0036308 | -0.0040895 | -0.0045392 | -0.0049924 | -0.0055207 | -0.0060229 | -0.0065404 | -0.0070799 | -0.0076338 | -0.008201 | -0.0087888 | -0.009422
Scenario 2: High TRC | SCE | Com | FoodServ | Com - School | Gas Energy (MMTherm/year) | Energy Efficiency | 0 | 0 | 0.0011044 | 0.0011262 | 0.0011356 | 0.0011447 | 0.0011415 | 0.0011401 | 0.0011384 | 0.0011359 | 0.0011285 | 0.0011264 | 0.0011172
Scenario 2: High TRC | SCE | Com | FoodServ | Com - School | Gas Energy (MMTherm/year) | Fuel Substitution | 0.00033139 | 0.00038074 | 0.00042872 | 0.00047569 | 0.00052292 | 0.00057617 | 0.00062783 | 0.00068099 | 0.00073635 | 0.00079313 | 0.0008512 | 0.00091145 | 0.00097758
Scenario 2: High TRC | SCE | Com | HVAC | Com - College | Electric Demand (MW) | Energy Efficiency | 0.021015 | 0.022152 | 0.023856 | 0.02572 | 0.026783 | 0.028685 | 0.030459 | 0.031664 | 0.032711 | 0.033425 | 0.034251 | 0.036602 | 0.037298
Scenario 2: High TRC | SCE | Com | HVAC | Com - College | Electric Energy (GWh/year) | Energy Efficiency | 0.04199 | 0.043923 | 0.04663 | 0.049504 | 0.051156 | 0.05398 | 0.056575 | 0.058318 | 0.059807 | 0.0608 | 0.061937 | 0.065226 | 0.066159
Scenario 2: High TRC | SCE | Com | HVAC | Com - College | Electric Energy (GWh/year) | Fuel Substitution | 0.0069653 | 0.0070689 | 0.007096 | 0.0079841 | 0.0079011 | 0 | 0 | 0 | 0 | 0 | 0 | 0 | 0
Scenario 2: High TRC | SCE | Com | HVAC | Com - College | Gas Energy (MMTherm/year) | Energy Efficiency | 0.00098161 | 0.0010452 | 0.0011463 | 0.0012595 | 0.0013238 | 0.0014427 | 0.0015548 | 0.0016316 | 0.0016991 | 0.0017458 | 0.0018002 | 0.0019534 | 0.002
Scenario 2: High TRC | SCE | Com | HVAC | Com - College | Gas Energy (MMTherm/year) | Fuel Substitution | 0.00093751 | 0.00094866 | 0.00094952 | 0.0010129 | 0.0010001 | 0 | 0 | 0 | 0 | 0 | 0 | 0 | 0
Scenario 2: High TRC | SCE | Com | HVAC | Com - Grocery | Electric Demand (MW) | Energy Efficiency | 0.0036603 | 0.0038322 | 0.0040035 | 0.0041608 | 0.0043091 | 0.0044394 | 0.044971 | 0.05863 | 0.015943 | 0.0041462 | 0.0041899 | 0.0042235 | 0.0042539
Scenario 2: High TRC | SCE | Com | HVAC | Com - Grocery | Electric Demand (MW) | Fuel Substitution | 0 | 0 | 0 | 0 | 0 | 0.010898 | 0.010801 | 0.010624 | 0.010396 | 0.01014 | 0.0098695 | 0.005351 | 0.0052095
Scenario 2: High TRC | SCE | Com | HVAC | Com - Grocery | Electric Energy (GWh/year) | Energy Efficiency | 0.0085219 | 0.0089794 | 0.009424 | 0.00985 | 0.010269 | 0.010651 | 0.17424 | 0.22929 | 0.05638 | 0.0085388 | 0.0086286 | 0.0086979 | 0.0087605
Scenario 2: High TRC | SCE | Com | HVAC | Com - Grocery | Electric Energy (GWh/year) | Fuel Substitution | -0.49274 | -0.48295 | -0.46813 | -0.4509 | -0.43281 | 0.061763 | 0.061296 | 0.060356 | 0.059113 | 0.057701 | 0.056207 | 0.041486 | 0.040389
Scenario 2: High TRC | SCE | Com | HVAC | Com - Grocery | Gas Energy (MMTherm/year) | Energy Efficiency | 0.0001057 | 0.00011692 | 0.00012821 | 0.00013999 | 0.00015238 | 0.00016488 | 0.00060319 | 0.00075884 | 0.00016487 | 0 | 0 | 0 | 0
Scenario 2: High TRC | SCE | Com | HVAC | Com - Grocery | Gas Energy (MMTherm/year) | Fuel Substitution | 0.089343 | 0.088321 | 0.08638 | 0.083927 | 0.081224 | 1.2148e-07 | 1.2104e-07 | 1.1956e-07 | 1.1748e-07 | 1.1511e-07 | 1.1264e-07 | 3.9994e-08 | 3.9038e-08
Scenario 2: High TRC | SCE | Com | HVAC | Com - Health | Electric Demand (MW) | Energy Efficiency | 0.014173 | 0.014725 | 0.015289 | 0.01583 | 0.016284 | 0.01658 | 0.016922 | 0.017111 | 0.016942 | 0.01686 | 0.016804 | 0.016954 | 0.017152
Scenario 2: High TRC | SCE | Com | HVAC | Com - Health | Electric Demand (MW) | Fuel Substitution | 0 | 0 | 0 | 0 | 0 | 0.0088521 | 0.0088664 | 0.0088047 | 0.0081572 | 0.0080152 | 0.007854 | 0.0043473 | 0.0042565
Scenario 2: High TRC | SCE | Com | HVAC | Com - Health | Electric Energy (GWh/year) | Energy Efficiency | 0.093122 | 0.096752 | 0.10046 | 0.10378 | 0.10668 | 0.1086 | 0.11083 | 0.11205 | 0.11124 | 0.11078 | 0.11041 | 0.11139 | 0.11269
Scenario 2: High TRC | SCE | Com | HVAC | Com - Health | Electric Energy (GWh/year) | Fuel Substitution | -0.027068 | -0.0017636 | 0.00050368 | -0.010463 | -0.0080471 | 0.05308 | 0.053209 | 0.052871 | 0.049906 | 0.04906 | 0.048098 | 0.034615 | 0.033892
Scenario 2: High TRC | SCE | Com | HVAC | Com - Health | Gas Energy (MMTherm/year) | Energy Efficiency | 0 | 0 | 0 | 6.603e-05 | 8.7915e-05 | 9.5078e-05 | 0.00010259 | 0.00010971 | 2.146e-05 | 0 | 0 | 0 | 0
Scenario 2: High TRC | SCE | Com | HVAC | Com - Health | Gas Energy (MMTherm/year) | Fuel Substitution | 0.016675 | 0.017873 | 0.017599 | 0.018928 | 0.018412 | 0 | 0 | 0 | 0 | 0 | 0 | 0 | 0
Scenario 2: High TRC | SCE | Com | HVAC | Com - Lodging | Electric Demand (MW) | Energy Efficiency | 0.019655 | 0.021206 | 0.022786 | 0.026485 | 0.031175 | 0.033851 | 0.035972 | 0.038078 | 0.01678 | 0.0099595 | 0.010039 | 0.010102 | 0.010154
Scenario 2: High TRC | SCE | Com | HVAC | Com - Lodging | Electric Demand (MW) | Fuel Substitution | 0 | 0 | 0 | 0 | 0 | 0.0045984 | 0.0045696 | 0.0045049 | 0.0019989 | 0.0019563 | 0.0019104 | 0.0018634 | 0.0018167
Scenario 2: High TRC | SCE | Com | HVAC | Com - Lodging | Electric Energy (GWh/year) | Energy Efficiency | 0.090325 | 0.096647 | 0.10302 | 0.11764 | 0.13689 | 0.14768 | 0.15608 | 0.16433 | 0.085053 | 0.059714 | 0.060188 | 0.060569 | 0.060881
Scenario 2: High TRC | SCE | Com | HVAC | Com - Lodging | Electric Energy (GWh/year) | Fuel Substitution | -0.060461 | -0.058765 | -0.056453 | -0.053855 | -0.051185 | 0.022671 | 0.022549 | 0.022246 | 0.012933 | 0.012657 | 0.01236 | 0.012056 | 0.011754
Scenario 2: High TRC | SCE | Com | HVAC | Com - Lodging | Gas Energy (MMTherm/year) | Energy Efficiency | 0.00074594 | 0.00082749 | 0.00091232 | 0.00099765 | 0.0012057 | 0.0013424 | 0.0014473 | 0.0015536 | 0.000372 | 0 | 0 | 0 | 0
Scenario 2: High TRC | SCE | Com | HVAC | Com - Lodging | Gas Energy (MMTherm/year) | Fuel Substitution | 0.014639 | 0.014493 | 0.014196 | 0.013809 | 0.013377 | 6.0632e-09 | 6.0347e-09 | 5.9579e-09 | 0 | 0 | 0 | 0 | 0
Scenario 2: High TRC | SCE | Com | HVAC | Com - Office (Large) | Electric Demand (MW) | Energy Efficiency | 0.013265 | 0.013543 | 0.013748 | 0.013929 | 0.014129 | 0.01429 | 0.014374 | 0.014444 | 0.014432 | 0.014378 | 0.014341 | 0.014265 | 0.014197
Scenario 2: High TRC | SCE | Com | HVAC | Com - Office (Large) | Electric Energy (GWh/year) | Energy Efficiency | 0.032142 | 0.032816 | 0.033313 | 0.033751 | 0.034237 | 0.034627 | 0.034829 | 0.034999 | 0.03497 | 0.034839 | 0.034751 | 0.034567 | 0.034401
Scenario 2: High TRC | SCE | Com | HVAC | Com - Office (Large) | Electric Energy (GWh/year) | Fuel Substitution | -1.4204e-05 | -1.4019e-05 | -1.3678e-05 | -0.0003943 | -0.0003693 | 0 | 0 | 0 | 0 | 0 | 0 | 0 | 0
Scenario 2: High TRC | SCE | Com | HVAC | Com - Office (Large) | Gas Energy (MMTherm/year) | Energy Efficiency | 0 | 0 | 0 | 0 | 0 | 0 | 0 | 0 | 0 | 0 | 0 | 0 | 0
Scenario 2: High TRC | SCE | Com | HVAC | Com - Office (Large) | Gas Energy (MMTherm/year) | Fuel Substitution | 1.215e-05 | 1.1967e-05 | 1.1657e-05 | 5.1672e-05 | 4.863e-05 | 0 | 0 | 0 | 0 | 0 | 0 | 0 | 0
Scenario 2: High TRC | SCE | Com | HVAC | Com - Office (Small) | Electric Demand (MW) | Energy Efficiency | 0.02162 | 0.022893 | 0.024109 | 0.025269 | 0.0043574 | 0.2593 | 0.026134 | 0.027082 | 0.027922 | 0.028632 | 0.029301 | 0.029878 | 0.030406
Scenario 2: High TRC | SCE | Com | HVAC | Com - Office (Small) | Electric Energy (GWh/year) | Energy Efficiency | 0.036612 | 0.038656 | 0.040595 | 0.042432 | 0.0093359 | 0.40697 | 0.043749 | 0.04522 | 0.046517 | 0.047609 | 0.048635 | 0.049518 | 0.050323
Scenario 2: High TRC | SCE | Com | HVAC | Com - Office (Small) | Electric Energy (GWh/year) | Fuel Substitution | -0.00044862 | -0.00044094 | -0.0004287 | -0.00042266 | -0.00034664 | 0 | 0 | 0 | 0 | 0 | 0 | 0 | 0
Scenario 2: High TRC | SCE | Com | HVAC | Com - Office (Small) | Gas Energy (MMTherm/year) | Energy Efficiency | 0.00092484 | 0.00098998 | 0.0010536 | 0.0011155 | 0 | 0.014159 | 0.0011668 | 0.0012204 | 0.0012684 | 0.0013092 | 0.001348 | 0.0013818 | 0.0014128
Scenario 2: High TRC | SCE | Com | HVAC | Com - Office (Small) | Gas Energy (MMTherm/year) | Fuel Substitution | 5.6479e-05 | 5.5694e-05 | 5.433e-05 | 5.6533e-05 | 4.6569e-05 | 0 | 0 | 0 | 0 | 0 | 0 | 0 | 0
Scenario 2: High TRC | SCE | Com | HVAC | Com - Other | Electric Demand (MW) | Energy Efficiency | 0.37292 | 0.40603 | 0.43984 | 0.47275 | 0.50538 | 0.53734 | 0.57156 | 0.60159 | 0.62102 | 0.64873 | 0.67601 | 0.70095 | 0.72636
Scenario 2: High TRC | SCE | Com | HVAC | Com - Other | Electric Demand (MW) | Fuel Substitution | 0 | 0 | 0 | 0 | 0 | 0 | 3.6342e-05 | 0 | 0 | 0 | 0 | 0 | 0
Scenario 2: High TRC | SCE | Com | HVAC | Com - Other | Electric Energy (GWh/year) | Energy Efficiency | 0.63917 | 0.68931 | 0.73863 | 0.78468 | 0.82839 | 0.86934 | 0.91198 | 0.94741 | 0.90254 | 0.94215 | 0.98132 | 1.0171 | 1.0536
Scenario 2: High TRC | SCE | Com | HVAC | Com - Other | Electric Energy (GWh/year) | Fuel Substitution | -0.033731 | -0.031641 | 0.033133 | 0.03505 | 0.044844 | 0 | 0.00027017 | 0 | 0 | 0 | 0 | 0 | 0
Scenario 2: High TRC | SCE | Com | HVAC | Com - Other | Gas Energy (MMTherm/year) | Energy Efficiency | 0.040409 | 0.043273 | 0.045973 | 0.048366 | 0.050501 | 0.052365 | 0.054217 | 0.055599 | 0.047988 | 0.050126 | 0.052262 | 0.054215 | 0.056205
Scenario 2: High TRC | SCE | Com | HVAC | Com - Other | Gas Energy (MMTherm/year) | Fuel Substitution | 0.028057 | 0.028052 | 0.034521 | 0.033955 | 0.034447 | 0 | 0 | 0 | 0 | 0 | 0 | 0 | 0
Scenario 2: High TRC | SCE | Com | HVAC | Com - Restaurant | Electric Demand (MW) | Energy Efficiency | 0.026208 | 0.028305 | 0.03043 | 0.032609 | 0.0349 | 0.036611 | 0.038047 | 0.039579 | 0.040917 | 0.041997 | 0.043033 | 0.043811 | 0.044537
Scenario 2: High TRC | SCE | Com | HVAC | Com - Restaurant | Electric Demand (MW) | Fuel Substitution | 0 | 0 | 0 | 0 | 0 | 5.0575e-06 | 5.0066e-06 | 4.9217e-06 | 4.8174e-06 | 4.7034e-06 | 4.5857e-06 | 4.4678e-06 | 4.352e-06
Scenario 2: High TRC | SCE | Com | HVAC | Com - Restaurant | Electric Energy (GWh/year) | Energy Efficiency | 0.023233 | 0.024826 | 0.026412 | 0.028014 | 0.029674 | 0.030913 | 0.031946 | 0.033035 | 0.033983 | 0.034748 | 0.035479 | 0.036031 | 0.036547
Scenario 2: High TRC | SCE | Com | HVAC | Com - Restaurant | Electric Energy (GWh/year) | Fuel Substitution | 0.010585 | 0.010703 | 0.010704 | 0.010618 | 0.01047 | 4.1314e-05 | 4.0898e-05 | 4.0205e-05 | 3.9353e-05 | 3.8422e-05 | 3.746e-05 | 3.6497e-05 | 3.5551e-05
Scenario 2: High TRC | SCE | Com | HVAC | Com - Restaurant | Gas Energy (MMTherm/year) | Energy Efficiency | 0.0014676 | 0.0015928 | 0.0017205 | 0.0018523 | 0.0019917 | 0.0020964 | 0.0021847 | 0.0022793 | 0.0023625 | 0.0024303 | 0.0024955 | 0.0025453 | 0.0025921
Scenario 2: High TRC | SCE | Com | HVAC | Com - Restaurant | Gas Energy (MMTherm/year) | Fuel Substitution | 0.0011162 | 0.0011248 | 0.0011211 | 0.0011086 | 0.00109 | 0 | 0 | 0 | 0 | 0 | 0 | 0 | 0
Scenario 2: High TRC | SCE | Com | HVAC | Com - Retail | Electric Demand (MW) | Energy Efficiency | 0.10996 | 0.11955 | 0.1285 | 0.13801 | 0.14819 | 0.15914 | 0.1684 | 0.1777 | 0.11351 | 0.097887 | 0.10021 | 0.10181 | 0.1032
Scenario 2: High TRC | SCE | Com | HVAC | Com - Retail | Electric Demand (MW) | Fuel Substitution | 0 | 0 | 0 | 0 | 0 | 0.017232 | 0.017272 | 0.017138 | 0 | 0 | 0 | 0 | 0
Scenario 2: High TRC | SCE | Com | HVAC | Com - Retail | Electric Energy (GWh/year) | Energy Efficiency | 0.21479 | 0.23301 | 0.25021 | 0.2678 | 0.28602 | 0.30757 | 0.32513 | 0.34181 | 0.1488 | 0.10235 | 0.10427 | 0.10548 | 0.10649
Scenario 2: High TRC | SCE | Com | HVAC | Com - Retail | Electric Energy (GWh/year) | Fuel Substitution | 0.04141 | 0.041861 | 0.041858 | 0.041517 | 0.040838 | 0.063994 | 0.064163 | 0.063685 | 0 | 0 | 0 | 0 | 0
Scenario 2: High TRC | SCE | Com | HVAC | Com - Retail | Gas Energy (MMTherm/year) | Energy Efficiency | 0.003311 | 0.0035166 | 0.0036844 | 0.0038395 | 0.0039825 | 0.0040912 | 0.0041679 | 0.0042425 | 0.0022747 | 0.0020883 | 0.0021417 | 0.002179 | 0.0022118
Scenario 2: High TRC | SCE | Com | HVAC | Com - Retail | Gas Energy (MMTherm/year) | Fuel Substitution | 0.0027174 | 0.0027398 | 0.0027325 | 0.0027037 | 0.0026535 | 0 | 0 | 0 | 0 | 0 | 0 | 0 | 0
Scenario 2: High TRC | SCE | Com | HVAC | Com - School | Electric Demand (MW) | Energy Efficiency | 0.055584 | 0.058485 | 0.061423 | 0.064045 | 0.066184 | 0.068436 | 0.070052 | 0.071787 | 0.073475 | 0.07506 | 0.076253 | 0.0777 | 0.078573
Scenario 2: High TRC | SCE | Com | HVAC | Com - School | Electric Energy (GWh/year) | Energy Efficiency | 0.04957 | 0.052049 | 0.054546 | 0.056764 | 0.058565 | 0.060453 | 0.061799 | 0.06324 | 0.064637 | 0.065944 | 0.066921 | 0.068108 | 0.068814
Scenario 2: High TRC | SCE | Com | HVAC | Com - School | Electric Energy (GWh/year) | Fuel Substitution | -0.00086359 | -0.00083168 | -0.00079226 | -0.00075011 | -0.00070798 | 0 | 0 | 0 | 0 | 0 | 0 | 0 | 0
Scenario 2: High TRC | SCE | Com | HVAC | Com - School | Gas Energy (MMTherm/year) | Energy Efficiency | 0.0030372 | 0.0032022 | 0.0033702 | 0.0035207 | 0.003644 | 0.0037743 | 0.0038683 | 0.0039695 | 0.0040682 | 0.0041611 | 0.0042315 | 0.0043167 | 0.0043686
Scenario 2: High TRC | SCE | Com | HVAC | Com - School | Gas Energy (MMTherm/year) | Fuel Substitution | 0.00086979 | 0.00086186 | 0.0008446 | 0.00082103 | 0.0007935 | 0 | 0 | 0 | 0 | 0 | 0 | 0 | 0
Scenario 2: High TRC | SCE | Com | HVAC | Com - Warehouse | Electric Demand (MW) | Energy Efficiency | 0.0008901 | 0.00093315 | 0.00096979 | 0.0010071 | 0.0010468 | 0.0010793 | 0.0011065 | 0.001133 | 0.0011146 | 0.0011295 | 0.0011431 | 0.0011527 | 0.0011627
Scenario 2: High TRC | SCE | Com | HVAC | Com - Warehouse | Electric Demand (MW) | Fuel Substitution | 0 | 0 | 0 | 0 | 0 | 1.9978e-06 | 1.9917e-06 | 1.9705e-06 | 0 | 0 | 0 | 0 | 0
Scenario 2: High TRC | SCE | Com | HVAC | Com - Warehouse | Electric Energy (GWh/year) | Energy Efficiency | 0.0027777 | 0.0029121 | 0.0030264 | 0.0031429 | 0.0032667 | 0.0033681 | 0.003453 | 0.0035357 | 0.0034859 | 0.0035328 | 0.0035752 | 0.0036054 | 0.0036367
Scenario 2: High TRC | SCE | Com | HVAC | Com - Warehouse | Electric Energy (GWh/year) | Fuel Substitution | -0.082142 | -0.080858 | -0.07416 | -0.071592 | -0.068845 | 2.7643e-05 | 2.7558e-05 | 2.7264e-05 | 0 | 0 | 0 | 0 | 0
Scenario 2: High TRC | SCE | Com | HVAC | Com - Warehouse | Gas Energy (MMTherm/year) | Energy Efficiency | 0 | 0 | 0 | 0 | 0 | 0 | 0 | 0 | 0 | 0 | 0 | 0 | 0
Scenario 2: High TRC | SCE | Com | HVAC | Com - Warehouse | Gas Energy (MMTherm/year) | Fuel Substitution | 0.015364 | 0.015257 | 0.015933 | 0.015558 | 0.015127 | 0 | 0 | 0 | 0 | 0 | 0 | 0 | 0
Scenario 2: High TRC | SCE | Com | Lighting | Com - College | Electric Demand (MW) | Energy Efficiency | 0 | 0 | 0 | 0 | 0 | 0 | 0 | 0.0061761 | 0.0022813 | 0 | 0 | 0 | 0
Scenario 2: High TRC | SCE | Com | Lighting | Com - College | Electric Energy (GWh/year) | Energy Efficiency | 0 | 0 | 0 | 0 | 0 | 0 | 0 | 0.023209 | 0.0085729 | 0 | 0 | 0 | 0
Scenario 2: High TRC | SCE | Com | Lighting | Com - College | Gas Energy (MMTherm/year) | Energy Efficiency | 0 | 0 | 0 | 0 | 0 | 0 | 0 | -0.00012856 | -4.7488e-05 | 0 | 0 | 0 | 0
Scenario 2: High TRC | SCE | Com | Lighting | Com - Grocery | Electric Demand (MW) | Energy Efficiency | 0.022284 | 0.023428 | 0.024396 | 0.025309 | 0.026197 | 0.026957 | 0.027581 | 0.028196 | 0.028709 | 0.029116 | 0.029495 | 0.029794 | 0.030067
Scenario 2: High TRC | SCE | Com | Lighting | Com - Grocery | Electric Energy (GWh/year) | Energy Efficiency | 0.12503 | 0.13145 | 0.13687 | 0.14199 | 0.14696 | 0.15122 | 0.15471 | 0.15816 | 0.16103 | 0.16331 | 0.16543 | 0.1671 | 0.16862
Scenario 2: High TRC | SCE | Com | Lighting | Com - Grocery | Gas Energy (MMTherm/year) | Energy Efficiency | -0.0013211 | -0.0013889 | -0.0014463 | -0.0015004 | -0.0015531 | -0.0015981 | -0.0016351 | -0.0016715 | -0.001702 | -0.0017261 | -0.0017486 | -0.0017662 | -0.0017824
Scenario 2: High TRC | SCE | Com | Lighting | Com - Health | Electric Demand (MW) | Energy Efficiency | 0.023401 | 0.024646 | 0.02587 | 0.026745 | 0.027661 | 0.028398 | 0.029164 | 0.029687 | 0.030121 | 0.030328 | 0.030433 | 0.030813 | 0.031264
Scenario 2: High TRC | SCE | Com | Lighting | Com - Health | Electric Energy (GWh/year) | Energy Efficiency | 0.13688 | 0.14416 | 0.15133 | 0.15645 | 0.16182 | 0.16613 | 0.17062 | 0.17368 | 0.17622 | 0.17744 | 0.17806 | 0.18028 | 0.18293
Scenario 2: High TRC | SCE | Com | Lighting | Com - Health | Gas Energy (MMTherm/year) | Energy Efficiency | -0.00089642 | -0.00094414 | -0.00099106 | -0.0010246 | -0.0010597 | -0.001088 | -0.0011173 | -0.0011374 | -0.001154 | -0.001162 | -0.001166 | -0.0011806 | -0.0011979
Scenario 2: High TRC | SCE | Com | Lighting | Com - Lodging | Electric Demand (MW) | Energy Efficiency | 0 | 0 | 0 | 0 | 0 | 0 | 0 | 0 | 0 | 0 | 0 | 0 | 0
Scenario 2: High TRC | SCE | Com | Lighting | Com - Lodging | Electric Energy (GWh/year) | Energy Efficiency | 0 | 0 | 0 | 0 | 0 | 0 | 0 | 0 | 0 | 0 | 0 | 0 | 0
Scenario 2: High TRC | SCE | Com | Lighting | Com - Lodging | Gas Energy (MMTherm/year) | Energy Efficiency | 0 | 0 | 0 | 0 | 0 | 0 | 0 | 0 | 0 | 0 | 0 | 0 | 0
Scenario 2: High TRC | SCE | Com | Lighting | Com - Office (Large) | Electric Demand (MW) | Energy Efficiency | 0 | 0 | 0 | 0 | 0 | 0 | 0 | 0.011285 | 0.0077268 | 0 | 0 | 0 | 0
Scenario 2: High TRC | SCE | Com | Lighting | Com - Office (Large) | Electric Energy (GWh/year) | Energy Efficiency | 0 | 0 | 0 | 0 | 0 | 0 | 0 | 0.078428 | 0.053698 | 0 | 0 | 0 | 0
Scenario 2: High TRC | SCE | Com | Lighting | Com - Office (Large) | Gas Energy (MMTherm/year) | Energy Efficiency | 0 | 0 | 0 | 0 | 0 | 0 | 0 | -0.00018588 | -0.00012726 | 0 | 0 | 0 | 0
Scenario 2: High TRC | SCE | Com | Lighting | Com - Office (Small) | Electric Demand (MW) | Energy Efficiency | 0 | 0 | 0 | 0 | 0 | 0 | 0 | 0 | 0 | 0 | 0 | 0 | 0
Scenario 2: High TRC | SCE | Com | Lighting | Com - Office (Small) | Electric Energy (GWh/year) | Energy Efficiency | 0 | 0 | 0 | 0 | 0 | 0 | 0 | 0 | 0 | 0 | 0 | 0 | 0
Scenario 2: High TRC | SCE | Com | Lighting | Com - Office (Small) | Gas Energy (MMTherm/year) | Energy Efficiency | 0 | 0 | 0 | 0 | 0 | 0 | 0 | 0 | 0 | 0 | 0 | 0 | 0
Scenario 2: High TRC | SCE | Com | Lighting | Com - Other | Electric Demand (MW) | Energy Efficiency | 0 | 0 | 0 | 0 | 0 | 0 | 0 | 0 | 0 | 0 | 0 | 0 | 0
Scenario 2: High TRC | SCE | Com | Lighting | Com - Other | Electric Energy (GWh/year) | Energy Efficiency | 0 | 0 | 0 | 0 | 0 | 0 | 0 | 0 | 0 | 0 | 0 | 0 | 0
Scenario 2: High TRC | SCE | Com | Lighting | Com - Other | Gas Energy (MMTherm/year) | Energy Efficiency | 0 | 0 | 0 | 0 | 0 | 0 | 0 | 0 | 0 | 0 | 0 | 0 | 0
Scenario 2: High TRC | SCE | Com | Lighting | Com - Refrig. Warehouse | Electric Demand (MW) | Energy Efficiency | 0.00095049 | 0.00029357 | 0.00030544 | 0.0003142 | 0.00032302 | 0.00033155 | 0.0003396 | 0.00034614 | 0.00035246 | 0.00035791 | 0.00036228 | 0.00036694 | 0.00037111
Scenario 2: High TRC | SCE | Com | Lighting | Com - Refrig. Warehouse | Electric Energy (GWh/year) | Energy Efficiency | 0.009027 | 0.0027878 | 0.0029007 | 0.0029841 | 0.0030679 | 0.0031491 | 0.0032257 | 0.0032879 | 0.003348 | 0.0033999 | 0.0034415 | 0.003486 | 0.0035258
Scenario 2: High TRC | SCE | Com | Lighting | Com - Restaurant | Electric Demand (MW) | Energy Efficiency | 0.0036405 | 0.0055014 | 0.005925 | 0.0063339 | 0.013596 | 0.016341 | 0.016735 | 0.017106 | 0.017424 | 0.017686 | 0.01792 | 0.018107 | 0.018275
Scenario 2: High TRC | SCE | Com | Lighting | Com - Restaurant | Electric Energy (GWh/year) | Energy Efficiency | 0.022117 | 0.033422 | 0.035995 | 0.03848 | 0.082445 | 0.099072 | 0.10146 | 0.10372 | 0.10565 | 0.10724 | 0.10866 | 0.1098 | 0.11082
Scenario 2: High TRC | SCE | Com | Lighting | Com - Restaurant | Gas Energy (MMTherm/year) | Energy Efficiency | -0.00010853 | -0.00016401 | -0.00017664 | -0.00018883 | -0.00040479 | -0.00048646 | -0.0004982 | -0.00050925 | -0.00051874 | -0.00052652 | -0.00053351 | -0.00053909 | -0.0005441
Scenario 2: High TRC | SCE | Com | Lighting | Com - Retail | Electric Demand (MW) | Energy Efficiency | 0.085127 | 0.089487 | 0.093188 | 0.096653 | 0.099951 | 0.10273 | 0.10503 | 0.10721 | 0.10895 | 0.11036 | 0.11161 | 0.11254 | 0.1134
Scenario 2: High TRC | SCE | Com | Lighting | Com - Retail | Electric Energy (GWh/year) | Energy Efficiency | 0.50668 | 0.53262 | 0.55464 | 0.57526 | 0.59488 | 0.61142 | 0.62507 | 0.63806 | 0.64843 | 0.65677 | 0.6642 | 0.66974 | 0.67483
Scenario 2: High TRC | SCE | Com | Lighting | Com - Retail | Gas Energy (MMTherm/year) | Energy Efficiency | -0.0012947 | -0.001361 | -0.0014173 | -0.00147 | -0.0015202 | -0.0015625 | -0.0015974 | -0.0016307 | -0.0016572 | -0.0016785 | -0.0016975 | -0.0017117 | -0.0017248
Scenario 2: High TRC | SCE | Com | Lighting | Com - School | Electric Demand (MW) | Energy Efficiency | 0 | 0 | 0 | 0 | 0 | 0 | 0 | 0 | 0 | 0 | 0 | 0 | 0
Scenario 2: High TRC | SCE | Com | Lighting | Com - School | Electric Energy (GWh/year) | Energy Efficiency | 0 | 0 | 0 | 0 | 0 | 0 | 0 | 0 | 0 | 0 | 0 | 0 | 0
Scenario 2: High TRC | SCE | Com | Lighting | Com - School | Gas Energy (MMTherm/year) | Energy Efficiency | 0 | 0 | 0 | 0 | 0 | 0 | 0 | 0 | 0 | 0 | 0 | 0 | 0
Scenario 2: High TRC | SCE | Com | Lighting | Com - Warehouse | Electric Demand (MW) | Energy Efficiency | 0 | 0 | 0 | 0 | 0 | 0.0012254 | 0.0016981 | 0.0017758 | 0.00047165 | 0 | 0 | 0 | 0
Scenario 2: High TRC | SCE | Com | Lighting | Com - Warehouse | Electric Energy (GWh/year) | Energy Efficiency | 0 | 0 | 0 | 0 | 0 | 0.010267 | 0.014228 | 0.014879 | 0.0039519 | 0 | 0 | 0 | 0
Scenario 2: High TRC | SCE | Com | Lighting | Com - Warehouse | Gas Energy (MMTherm/year) | Energy Efficiency | 0 | 0 | 0 | 0 | 0 | -3.9652e-05 | -5.4947e-05 | -5.746e-05 | -1.5262e-05 | 0 | 0 | 0 | 0
Scenario 2: High TRC | SCE | Com | WaterHeat | Com - College | Electric Demand (MW) | Energy Efficiency | 0.00010598 | 0.00012755 | 0.00015378 | 0.00018524 | 0.00022167 | 0.00026644 | 0.00031976 | 0.00038231 | 0.00045657 | 0.00054416 | 0.00064883 | 0.0007795 | 0.00092872
Scenario 2: High TRC | SCE | Com | WaterHeat | Com - College | Electric Demand (MW) | Fuel Substitution | 0 | 0 | 0 | 0 | 0 | 0.296 | 0.36486 | 0.42486 | 0.46705 | 0.49165 | 0.50283 | 0.50523 | 0.50205
Scenario 2: High TRC | SCE | Com | WaterHeat | Com - College | Electric Energy (GWh/year) | Energy Efficiency | 0.00043374 | 0.000522 | 0.00062935 | 0.00075813 | 0.00090722 | 0.0010904 | 0.0013087 | 0.0015647 | 0.0018686 | 0.002227 | 0.0026554 | 0.0031902 | 0.0038009
Scenario 2: High TRC | SCE | Com | WaterHeat | Com - College | Electric Energy (GWh/year) | Fuel Substitution | -1.5228 | -1.4959 | -1.4701 | -1.4466 | -1.4263 | 1.255 | 1.5473 | 1.8019 | 1.9809 | 2.0852 | 2.1326 | 2.1428 | 2.1294
Scenario 2: High TRC | SCE | Com | WaterHeat | Com - College | Gas Energy (MMTherm/year) | Fuel Substitution | 0.16707 | 0.16405 | 0.16116 | 0.15854 | 0.15628 | 0 | 0 | 0 | 0 | 0 | 0 | 0 | 0
Scenario 2: High TRC | SCE | Com | WaterHeat | Com - Grocery | Electric Demand (MW) | Energy Efficiency | 0.00031034 | 0.00037354 | 0.00044813 | 0.00053767 | 0.00064558 | 0.00077376 | 0.00092564 | 0.0011084 | 0.0013255 | 0.001583 | 0.0018909 | 0.0022564 | 0.0026919
Scenario 2: High TRC | SCE | Com | WaterHeat | Com - Grocery | Electric Energy (GWh/year) | Energy Efficiency | 0.001747 | 0.0021028 | 0.0025227 | 0.0030268 | 0.0036342 | 0.0043558 | 0.0052108 | 0.0062395 | 0.007462 | 0.0089115 | 0.010645 | 0.012702 | 0.015154
Scenario 2: High TRC | SCE | Com | WaterHeat | Com - Grocery | Electric Energy (GWh/year) | Fuel Substitution | -0.048602 | -0.047336 | -0.046168 | -0.045215 | -0.04446 | 0 | 0 | 0 | 0 | 0 | 0 | 0 | 0
Scenario 2: High TRC | SCE | Com | WaterHeat | Com - Grocery | Gas Energy (MMTherm/year) | Fuel Substitution | 0.0064463 | 0.0062784 | 0.0061234 | 0.0059971 | 0.0058969 | 0 | 0 | 0 | 0 | 0 | 0 | 0 | 0
Scenario 2: High TRC | SCE | Com | WaterHeat | Com - Health | Electric Demand (MW) | Energy Efficiency | 0.00031074 | 0.00037585 | 0.00045472 | 0.00054602 | 0.00065712 | 0.00078847 | 0.00094771 | 0.0011343 | 0.0013565 | 0.0016161 | 0.0019227 | 0.0023008 | 0.0027567
Scenario 2: High TRC | SCE | Com | WaterHeat | Com - Health | Electric Demand (MW) | Fuel Substitution | 0 | 0 | 0 | 0 | 0 | 0.3364 | 0.41788 | 0.49053 | 0.543 | 0.57475 | 0.59033 | 0.59523 | 0.59346
Scenario 2: High TRC | SCE | Com | WaterHeat | Com - Health | Electric Energy (GWh/year) | Energy Efficiency | 0.0027463 | 0.0033218 | 0.0040188 | 0.0048257 | 0.0058076 | 0.0069685 | 0.0083758 | 0.010025 | 0.011989 | 0.014283 | 0.016993 | 0.020335 | 0.024364
Scenario 2: High TRC | SCE | Com | WaterHeat | Com - Health | Electric Energy (GWh/year) | Fuel Substitution | -3.784 | -3.7244 | -3.6675 | -3.6163 | -3.5714 | 3.092 | 3.8415 | 4.5097 | 4.9922 | 5.2841 | 5.4272 | 5.4723 | 5.4562
Scenario 2: High TRC | SCE | Com | WaterHeat | Com - Health | Gas Energy (MMTherm/year) | Fuel Substitution | 0.42212 | 0.4153 | 0.40882 | 0.40303 | 0.39798 | 0 | 0 | 0 | 0 | 0 | 0 | 0 | 0
Scenario 2: High TRC | SCE | Com | WaterHeat | Com - Lodging | Electric Demand (MW) | Energy Efficiency | 6.4664e-05 | 7.8387e-05 | 9.485e-05 | 0.00011439 | 0.00013801 | 0.00016626 | 0.00020004 | 0.00024045 | 0.0002885 | 0.00034571 | 0.00041418 | 0.00049582 | 0.00059319
Scenario 2: High TRC | SCE | Com | WaterHeat | Com - Lodging | Electric Demand (MW) | Fuel Substitution | 0 | 0 | 0 | 0 | 0 | 0.34794 | 0.43416 | 0.51117 | 0.56704 | 0.60127 | 0.61856 | 0.62425 | 0.62247
Scenario 2: High TRC | SCE | Com | WaterHeat | Com - Lodging | Electric Energy (GWh/year) | Energy Efficiency | 0.00055695 | 0.00067516 | 0.00081695 | 0.00098528 | 0.0011887 | 0.001432 | 0.0017229 | 0.002071 | 0.0024849 | 0.0029776 | 0.0035673 | 0.0042705 | 0.0051092
Scenario 2: High TRC | SCE | Com | WaterHeat | Com - Lodging | Electric Energy (GWh/year) | Fuel Substitution | -3.8306 | -3.7642 | -3.7008 | -3.6708 | -3.6801 | 3.1168 | 3.8897 | 4.58 | 5.0806 | 5.387 | 5.5418 | 5.5927 | 5.5768
Scenario 2: High TRC | SCE | Com | WaterHeat | Com - Lodging | Gas Energy (MMTherm/year) | Fuel Substitution | 0.42076 | 0.41334 | 0.40628 | 0.40282 | 0.40355 | 0 | 0 | 0 | 0 | 0 | 0 | 0 | 0
Scenario 2: High TRC | SCE | Com | WaterHeat | Com - Office (Large) | Electric Demand (MW) | Energy Efficiency | 8.2039e-05 | 9.9329e-05 | 0.00011966 | 0.00014383 | 0.00017294 | 0.00020755 | 0.00024831 | 0.00029695 | 0.00035399 | 0.00042131 | 0.00050176 | 0.0005966 | 0.00070943
Scenario 2: High TRC | SCE | Com | WaterHeat | Com - Office (Large) | Electric Demand (MW) | Fuel Substitution | 0 | 0 | 0 | 0 | 0 | 0.047588 | 0.05916 | 0.06925 | 0.076344 | 0.080469 | 0.082305 | 0.082568 | 0.081817
Scenario 2: High TRC | SCE | Com | WaterHeat | Com - Office (Large) | Electric Energy (GWh/year) | Energy Efficiency | 0.0015708 | 0.0019019 | 0.0022911 | 0.002754 | 0.0033113 | 0.0039741 | 0.0047545 | 0.0056858 | 0.006778 | 0.008067 | 0.0096073 | 0.011423 | 0.013584
Scenario 2: High TRC | SCE | Com | WaterHeat | Com - Office (Large) | Electric Energy (GWh/year) | Fuel Substitution | -0.99936 | -0.98057 | -0.97929 | -0.98225 | -0.98604 | 0.95009 | 1.1813 | 1.3829 | 1.5246 | 1.6069 | 1.6435 | 1.6487 | 1.6336
Scenario 2: High TRC | SCE | Com | WaterHeat | Com - Office (Large) | Gas Energy (MMTherm/year) | Fuel Substitution | 0.10854 | 0.10649 | 0.10632 | 0.10662 | 0.107 | 0 | 0 | 0 | 0 | 0 | 0 | 0 | 0
Scenario 2: High TRC | SCE | Com | WaterHeat | Com - Office (Small) | Electric Demand (MW) | Energy Efficiency | 3.0391e-06 | 3.6587e-06 | 4.3954e-06 | 5.2711e-06 | 4.2873e-06 | 2.1548e-05 | 8.7001e-06 | 1.0659e-05 | 1.2942e-05 | 1.5613e-05 | 1.8757e-05 | 2.2462e-05 | 2.6838e-05
Scenario 2: High TRC | SCE | Com | WaterHeat | Com - Office (Small) | Electric Demand (MW) | Fuel Substitution | 0 | 0 | 0 | 0 | 0 | 0.0018012 | 0.002237 | 0.0026149 | 0.0028799 | 0.0030342 | 0.003104 | 0.0031168 | 0.0030938
Scenario 2: High TRC | SCE | Com | WaterHeat | Com - Office (Small) | Electric Energy (GWh/year) | Energy Efficiency | 0.00034959 | 0.00042086 | 0.00050559 | 0.00060633 | 0.00049317 | 0.0024786 | 0.0010008 | 0.0012261 | 0.0014888 | 0.0017959 | 0.0021576 | 0.0025837 | 0.0030872
Scenario 2: High TRC | SCE | Com | WaterHeat | Com - Office (Small) | Electric Energy (GWh/year) | Fuel Substitution | -0.2546 | -0.24961 | -0.24478 | -0.2403 | -0.20527 | 0.2157 | 0.26795 | 0.31324 | 0.34499 | 0.36346 | 0.3718 | 0.37333 | 0.37058
Scenario 2: High TRC | SCE | Com | WaterHeat | Com - Office (Small) | Gas Energy (MMTherm/year) | Fuel Substitution | 0.027368 | 0.026828 | 0.026307 | 0.025823 | 0.02206 | 0 | 0 | 0 | 0 | 0 | 0 | 0 | 0
Scenario 2: High TRC | SCE | Com | WaterHeat | Com - Other | Electric Demand (MW) | Energy Efficiency | 0.0032255 | 0.0038964 | 0.0046982 | 0.0056538 | 0.0067952 | 0.0081585 | 0.0097968 | 0.011744 | 0.014051 | 0.016822 | 0.020133 | 0.024077 | 0.028796
Scenario 2: High TRC | SCE | Com | WaterHeat | Com - Other | Electric Demand (MW) | Fuel Substitution | 0 | 0 | 0 | 0 | 0 | 2.13 | 2.6348 | 3.0819 | 3.4026 | 3.5961 | 3.6906 | 3.7171 | 3.7002
Scenario 2: High TRC | SCE | Com | WaterHeat | Com - Other | Electric Energy (GWh/year) | Energy Efficiency | 0.022065 | 0.026655 | 0.03214 | 0.038677 | 0.046485 | 0.055811 | 0.067018 | 0.080337 | 0.096123 | 0.11508 | 0.13772 | 0.16471 | 0.19699
Scenario 2: High TRC | SCE | Com | WaterHeat | Com - Other | Electric Energy (GWh/year) | Fuel Substitution | -19.6561 | -19.3047 | -18.9687 | -18.664 | -18.2741 | 15.1441 | 18.7359 | 21.9164 | 24.198 | 25.5736 | 26.2448 | 26.4339 | 26.3141
Scenario 2: High TRC | SCE | Com | WaterHeat | Com - Other | Gas Energy (MMTherm/year) | Fuel Substitution | 2.1129 | 2.0746 | 2.038 | 2.005 | 1.9621 | 0 | 0 | 0 | 0 | 0 | 0 | 0 | 0
Scenario 2: High TRC | SCE | Com | WaterHeat | Com - Refrig. Warehouse | Electric Demand (MW) | Energy Efficiency | 2.3585e-05 | 1.1337e-05 | 1.3883e-05 | 1.6806e-05 | 2.0288e-05 | 2.4436e-05 | 2.9379e-05 | 3.5212e-05 | 4.2184e-05 | 5.0467e-05 | 6.0279e-05 | 7.2038e-05 | 8.5996e-05
Scenario 2: High TRC | SCE | Com | WaterHeat | Com - Refrig. Warehouse | Electric Demand (MW) | Fuel Substitution | 0 | 0 | 0 | 0 | 0 | 0.0014145 | 0.0017705 | 0.0020868 | 0.0023147 | 0.0024524 | 0.0025196 | 0.0025393 | 0.002529
Scenario 2: High TRC | SCE | Com | WaterHeat | Com - Refrig. Warehouse | Electric Energy (GWh/year) | Energy Efficiency | 0.00028811 | 0.00013849 | 0.0001696 | 0.00020531 | 0.00024785 | 0.00029852 | 0.0003589 | 0.00043015 | 0.00051533 | 0.00061651 | 0.00073638 | 0.00088003 | 0.0010505
Scenario 2: High TRC | SCE | Com | WaterHeat | Com - Refrig. Warehouse | Electric Energy (GWh/year) | Fuel Substitution | -0.02162 | -0.021241 | -0.018829 | -0.02058 | -0.020633 | 0.017958 | 0.022481 | 0.026499 | 0.029392 | 0.031138 | 0.03199 | 0.032239 | 0.032108
Scenario 2: High TRC | SCE | Com | WaterHeat | Com - Refrig. Warehouse | Gas Energy (MMTherm/year) | Fuel Substitution | 0.0024588 | 0.0024143 | 0.0021393 | 0.002342 | 0.0023449 | 0 | 0 | 0 | 0 | 0 | 0 | 0 | 0
Scenario 2: High TRC | SCE | Com | WaterHeat | Com - Restaurant | Electric Demand (MW) | Energy Efficiency | 0.0012195 | 0.0014768 | 0.001784 | 0.0021516 | 0.0025927 | 0.0031117 | 0.0037272 | 0.0044645 | 0.0053411 | 0.0063808 | 0.0076199 | 0.0090883 | 0.010835
Scenario 2: High TRC | SCE | Com | WaterHeat | Com - Restaurant | Electric Demand (MW) | Fuel Substitution | 0 | 0 | 0 | 0 | 0 | 2.4112 | 2.9871 | 3.4914 | 3.8512 | 4.0681 | 4.1751 | 4.2073 | 4.1912
Scenario 2: High TRC | SCE | Com | WaterHeat | Com - Restaurant | Electric Energy (GWh/year) | Energy Efficiency | 0.0066581 | 0.0080631 | 0.0097408 | 0.011748 | 0.014157 | 0.016992 | 0.020354 | 0.024383 | 0.029172 | 0.034853 | 0.041625 | 0.04965 | 0.059199
Scenario 2: High TRC | SCE | Com | WaterHeat | Com - Restaurant | Electric Energy (GWh/year) | Fuel Substitution | -13.3202 | -13.0969 | -12.9875 | -13.0487 | -13.1534 | 13.7024 | 16.9788 | 19.8467 | 21.8919 | 23.1244 | 23.7323 | 23.9147 | 23.8238
Scenario 2: High TRC | SCE | Com | WaterHeat | Com - Restaurant | Gas Energy (MMTherm/year) | Fuel Substitution | 1.4965 | 1.4712 | 1.4587 | 1.4653 | 1.4767 | 0 | 0 | 0 | 0 | 0 | 0 | 0 | 0
Scenario 2: High TRC | SCE | Com | WaterHeat | Com - Retail | Electric Demand (MW) | Energy Efficiency | 0.00020326 | 0.00024467 | 0.00029352 | 0.000352 | 0.00042216 | 0.00050517 | 0.00060336 | 0.00072088 | 0.00085972 | 0.0010241 | 0.0012195 | 0.0014502 | 0.0017237
Scenario 2: High TRC | SCE | Com | WaterHeat | Com - Retail | Electric Demand (MW) | Fuel Substitution | 0 | 0 | 0 | 0 | 0 | 0.073573 | 0.090763 | 0.10592 | 0.11675 | 0.12323 | 0.12633 | 0.12714 | 0.12646
Scenario 2: High TRC | SCE | Com | WaterHeat | Com - Retail | Electric Energy (GWh/year) | Energy Efficiency | 0.0013559 | 0.0016322 | 0.0019582 | 0.0023484 | 0.0028166 | 0.0033707 | 0.0040261 | 0.0048106 | 0.0057376 | 0.0068348 | 0.0081397 | 0.0096805 | 0.011508
Scenario 2: High TRC | SCE | Com | WaterHeat | Com - Retail | Electric Energy (GWh/year) | Fuel Substitution | -0.57645 | -0.56614 | -0.55614 | -0.54685 | -0.5347 | 0.51121 | 0.63076 | 0.73619 | 0.81146 | 0.85647 | 0.87805 | 0.88364 | 0.87897
Scenario 2: High TRC | SCE | Com | WaterHeat | Com - Retail | Gas Energy (MMTherm/year) | Fuel Substitution | 0.060949 | 0.059856 | 0.058795 | 0.057812 | 0.056525 | 0 | 0 | 0 | 0 | 0 | 0 | 0 | 0
Scenario 2: High TRC | SCE | Com | WaterHeat | Com - School | Electric Demand (MW) | Energy Efficiency | 0.00010108 | 0.0001225 | 0.00014793 | 0.00017794 | 0.00021329 | 0.00025545 | 0.00030508 | 0.00036428 | 0.00043473 | 0.00051851 | 0.00061764 | 0.00073614 | 0.00087592
Scenario 2: High TRC | SCE | Com | WaterHeat | Com - School | Electric Demand (MW) | Fuel Substitution | 0 | 0 | 0 | 0 | 0 | 0.15993 | 0.19788 | 0.23046 | 0.25305 | 0.26603 | 0.27172 | 0.27251 | 0.27018
Scenario 2: High TRC | SCE | Com | WaterHeat | Com - School | Electric Energy (GWh/year) | Energy Efficiency | 0.0014975 | 0.0018149 | 0.0021916 | 0.0026363 | 0.00316 | 0.0037847 | 0.0045199 | 0.005397 | 0.0064408 | 0.007682 | 0.0091508 | 0.010906 | 0.012977
Scenario 2: High TRC | SCE | Com | WaterHeat | Com - School | Electric Energy (GWh/year) | Fuel Substitution | -2.5632 | -2.5219 | -2.5201 | -2.5289 | -2.5387 | 2.4432 | 3.0238 | 3.522 | 3.8673 | 4.0656 | 4.1523 | 4.1643 | 4.1288
Scenario 2: High TRC | SCE | Com | WaterHeat | Com - School | Gas Energy (MMTherm/year) | Fuel Substitution | 0.28465 | 0.28002 | 0.27975 | 0.28065 | 0.28166 | 0 | 0 | 0 | 0 | 0 | 0 | 0 | 0
Scenario 2: High TRC | SCE | Com | WaterHeat | Com - Warehouse | Electric Demand (MW) | Energy Efficiency | 9.7416e-06 | 1.1725e-05 | 1.4068e-05 | 1.6887e-05 | 2.0301e-05 | 2.4336e-05 | 2.9121e-05 | 3.4854e-05 | 4.1069e-05 | 4.8937e-05 | 5.8289e-05 | 6.9322e-05 | 8.2464e-05
Scenario 2: High TRC | SCE | Com | WaterHeat | Com - Warehouse | Electric Demand (MW) | Fuel Substitution | 0 | 0 | 0 | 0 | 0 | 0.0013742 | 0.0016932 | 0.0019753 | 0.0021769 | 0.0022973 | 0.0023548 | 0.0023694 | 0.0023571
Scenario 2: High TRC | SCE | Com | WaterHeat | Com - Warehouse | Electric Energy (GWh/year) | Energy Efficiency | 0.00027571 | 0.00033185 | 0.00039815 | 0.00047795 | 0.00057457 | 0.00068877 | 0.00082418 | 0.00098644 | 0.0011629 | 0.0013858 | 0.0016507 | 0.0019633 | 0.0023357
Scenario 2: High TRC | SCE | Com | WaterHeat | Com - Warehouse | Electric Energy (GWh/year) | Fuel Substitution | -0.058188 | -0.057134 | -0.056128 | -0.055224 | -0.054429 | 0.040375 | 0.049754 | 0.058049 | 0.063975 | 0.067514 | 0.069201 | 0.069633 | 0.069274
Scenario 2: High TRC | SCE | Com | WaterHeat | Com - Warehouse | Gas Energy (MMTherm/year) | Fuel Substitution | 0.006379 | 0.0062603 | 0.0061474 | 0.0060465 | 0.0059582 | 0 | 0 | 0 | 0 | 0 | 0 | 0 | 0
Scenario 2: High TRC | SCE | Com | WholeBlg | Com - College | Electric Demand (MW) | Energy Efficiency | 0.080354 | 0.082146 | 0.084109 | 0.086488 | 0.089198 | 0.091997 | 0.095225 | 0.098192 | 0.1012 | 0.10438 | 0.10725 | 0.10976 | 0.11209
Scenario 2: High TRC | SCE | Com | WholeBlg | Com - College | Electric Energy (GWh/year) | Energy Efficiency | 0.73228 | 0.7486 | 0.76649 | 0.78818 | 0.81287 | 0.83838 | 0.86779 | 0.89483 | 0.92222 | 0.95125 | 0.9774 | 1.0003 | 1.0215
Scenario 2: High TRC | SCE | Com | WholeBlg | Com - Grocery | Electric Demand (MW) | Energy Efficiency | 0.27552 | 0.2819 | 0.28921 | 0.29758 | 0.30731 | 0.31718 | 0.32724 | 0.33699 | 0.3471 | 0.35704 | 0.36686 | 0.37525 | 0.37304
Scenario 2: High TRC | SCE | Com | WholeBlg | Com - Grocery | Electric Energy (GWh/year) | Energy Efficiency | 2.5108 | 2.569 | 2.6356 | 2.7119 | 2.8006 | 2.8905 | 2.9821 | 3.071 | 3.1632 | 3.2538 | 3.3432 | 3.4197 | 3.3996
Scenario 2: High TRC | SCE | Com | WholeBlg | Com - Health | Electric Demand (MW) | Energy Efficiency | 0.2627 | 0.2698 | 0.27747 | 0.28633 | 0.29643 | 0.30659 | 0.31796 | 0.32848 | 0.3392 | 0.3502 | 0.36065 | 0.36962 | 0.37778
Scenario 2: High TRC | SCE | Com | WholeBlg | Com - Health | Electric Energy (GWh/year) | Energy Efficiency | 2.394 | 2.4587 | 2.5286 | 2.6094 | 2.7014 | 2.794 | 2.8976 | 2.9935 | 3.0912 | 3.1914 | 3.2866 | 3.3684 | 3.4427
Scenario 2: High TRC | SCE | Com | WholeBlg | Com - Lodging | Electric Demand (MW) | Energy Efficiency | 0.12427 | 0.12724 | 0.13032 | 0.13415 | 0.13853 | 0.14296 | 0.14795 | 0.15259 | 0.15729 | 0.16218 | 0.16677 | 0.17062 | 0.17336
Scenario 2: High TRC | SCE | Com | WholeBlg | Com - Lodging | Electric Energy (GWh/year) | Energy Efficiency | 1.1325 | 1.1595 | 1.1876 | 1.2225 | 1.2625 | 1.3028 | 1.3483 | 1.3906 | 1.4334 | 1.478 | 1.5198 | 1.5549 | 1.5799
Scenario 2: High TRC | SCE | Com | WholeBlg | Com - Office (Large) | Electric Demand (MW) | Energy Efficiency | 0.52284 | 0.53094 | 0.53986 | 0.55059 | 0.56341 | 0.57617 | 0.5912 | 0.60426 | 0.61727 | 0.63059 | 0.64244 | 0.65157 | 0.66763
Scenario 2: High TRC | SCE | Com | WholeBlg | Com - Office (Large) | Electric Energy (GWh/year) | Energy Efficiency | 4.7646 | 4.8385 | 4.9198 | 5.0176 | 5.1344 | 5.2507 | 5.3876 | 5.5067 | 5.6253 | 5.7467 | 5.8547 | 5.9379 | 6.0842
Scenario 2: High TRC | SCE | Com | WholeBlg | Com - Office (Small) | Electric Demand (MW) | Energy Efficiency | 0.091786 | 0.093458 | 0.095344 | 0.097584 | 0.10021 | 0.10283 | 0.10575 | 0.10839 | 0.11107 | 0.11386 | 0.11636 | 0.11838 | 0.12013
Scenario 2: High TRC | SCE | Com | WholeBlg | Com - Office (Small) | Electric Energy (GWh/year) | Energy Efficiency | 0.83645 | 0.85169 | 0.86888 | 0.88929 | 0.91323 | 0.93714 | 0.96367 | 0.98775 | 1.0122 | 1.0376 | 1.0604 | 1.0789 | 1.0947
Scenario 2: High TRC | SCE | Com | WholeBlg | Com - Other | Electric Demand (MW) | Energy Efficiency | 0.39936 | 0.40716 | 0.41546 | 0.42594 | 0.43807 | 0.45027 | 0.46457 | 0.47747 | 0.49047 | 0.50388 | 0.5163 | 0.52649 | 0.54134
Scenario 2: High TRC | SCE | Com | WholeBlg | Com - Other | Electric Energy (GWh/year) | Energy Efficiency | 3.6394 | 3.7105 | 3.7862 | 3.8817 | 3.9922 | 4.1034 | 4.2337 | 4.3513 | 4.4697 | 4.5919 | 4.7051 | 4.798 | 4.9333
Scenario 2: High TRC | SCE | Com | WholeBlg | Com - Refrig. Warehouse | Electric Demand (MW) | Energy Efficiency | 0.030728 | 0.031863 | 0.033082 | 0.034527 | 0.036123 | 0.037675 | 0.039215 | 0.040768 | 0.042391 | 0.043972 | 0.045604 | 0.047056 | 0.046593
Scenario 2: High TRC | SCE | Com | WholeBlg | Com - Refrig. Warehouse | Electric Energy (GWh/year) | Energy Efficiency | 0.28003 | 0.29037 | 0.30148 | 0.31465 | 0.32919 | 0.34333 | 0.35737 | 0.37153 | 0.38632 | 0.40072 | 0.4156 | 0.42882 | 0.42461
Scenario 2: High TRC | SCE | Com | WholeBlg | Com - Restaurant | Electric Demand (MW) | Energy Efficiency | 0.23361 | 0.24097 | 0.249 | 0.25859 | 0.26951 | 0.28053 | 0.29204 | 0.30356 | 0.31551 | 0.32748 | 0.33955 | 0.35047 | 0.35352
Scenario 2: High TRC | SCE | Com | WholeBlg | Com - Restaurant | Electric Energy (GWh/year) | Energy Efficiency | 2.2343 | 2.3188 | 2.4117 | 2.5212 | 2.6458 | 2.7708 | 2.9014 | 3.0353 | 3.1753 | 3.3169 | 3.4625 | 3.5994 | 3.6682
Scenario 2: High TRC | SCE | Com | WholeBlg | Com - Restaurant | Gas Energy (MMTherm/year) | Energy Efficiency | -0.0011657 | -0.0013579 | -0.0015756 | -0.0018201 | -0.0020968 | -0.0023695 | -0.0026524 | -0.002973 | -0.003316 | -0.003675 | -0.0040685 | -0.004483 | -0.0049353
Scenario 2: High TRC | SCE | Com | WholeBlg | Com - Retail | Electric Demand (MW) | Energy Efficiency | 0.31335 | 0.31796 | 0.32325 | 0.3295 | 0.33692 | 0.34432 | 0.35326 | 0.3609 | 0.3684 | 0.37595 | 0.38237 | 0.38702 | 0.39393
Scenario 2: High TRC | SCE | Com | WholeBlg | Com - Retail | Electric Energy (GWh/year) | Energy Efficiency | 3.4426 | 3.5808 | 3.7303 | 3.9052 | 4.1106 | 4.3246 | 4.5609 | 4.8094 | 5.0658 | 5.3343 | 5.6144 | 5.8908 | 6.2095
Scenario 2: High TRC | SCE | Com | WholeBlg | Com - Retail | Gas Energy (MMTherm/year) | Energy Efficiency | 0.0040287 | 0.0046885 | 0.0053838 | 0.0061932 | 0.0071386 | 0.0081448 | 0.0092076 | 0.010435 | 0.011726 | 0.013096 | 0.014617 | 0.016223 | 0.017978
Scenario 2: High TRC | SCE | Com | WholeBlg | Com - School | Electric Demand (MW) | Energy Efficiency | 0.096541 | 0.098266 | 0.10011 | 0.10247 | 0.10519 | 0.10792 | 0.11113 | 0.11399 | 0.11683 | 0.11977 | 0.12236 | 0.12441 | 0.12717
Scenario 2: High TRC | SCE | Com | WholeBlg | Com - School | Electric Energy (GWh/year) | Energy Efficiency | 0.87978 | 0.89551 | 0.91229 | 0.93378 | 0.95865 | 0.98353 | 1.0127 | 1.0388 | 1.0647 | 1.0915 | 1.1151 | 1.1337 | 1.159
Scenario 2: High TRC | SCE | Com | WholeBlg | Com - Warehouse | Electric Demand (MW) | Energy Efficiency | 0.16086 | 0.16429 | 0.16795 | 0.17256 | 0.17788 | 0.18324 | 0.18922 | 0.19865 | 0.20476 | 0.21117 | 0.21722 | 0.22238 | 0.22832
Scenario 2: High TRC | SCE | Com | WholeBlg | Com - Warehouse | Electric Energy (GWh/year) | Energy Efficiency | 1.4659 | 1.4972 | 1.5306 | 1.5726 | 1.621 | 1.6699 | 1.7244 | 2.1419 | 2.2409 | 2.3461 | 2.4527 | 2.5532 | 2.668
Scenario 2: High TRC | SCE | Com | WholeBlg | Com - Warehouse | Gas Energy (MMTherm/year) | Energy Efficiency | 0 | 0 | 0 | 0 | 0 | 0 | 0 | -0.0036239 | -0.0040968 | -0.004609 | -0.0051715 | -0.0057558 | -0.0064188
Scenario 2: High TRC | SCE | Ind | WholeBlg | Ind - All Other Industrial | Electric Demand (MW) | Energy Efficiency | 0.12727 | 0.12712 | 0.12728 | 0.12765 | 0.12791 | 0.1281 | 0.12826 | 0.12839 | 0.12851 | 0.12858 | 0.12857 | 0.12859 | 0.12857
Scenario 2: High TRC | SCE | Ind | WholeBlg | Ind - All Other Industrial | Electric Energy (GWh/year) | Energy Efficiency | 0.92461 | 0.92345 | 0.92463 | 0.9273 | 0.92918 | 0.93054 | 0.93168 | 0.93263 | 0.93346 | 0.934 | 0.93391 | 0.93399 | 0.93385
Scenario 2: High TRC | SCE | Ind | WholeBlg | Ind - Chemicals | Electric Demand (MW) | Energy Efficiency | 0.38538 | 0.38816 | 0.39186 | 0.39601 | 0.39973 | 0.40288 | 0.40558 | 0.40783 | 0.41011 | 0.41223 | 0.41397 | 0.41559 | 0.41696
Scenario 2: High TRC | SCE | Ind | WholeBlg | Ind - Chemicals | Electric Energy (GWh/year) | Energy Efficiency | 2.7997 | 2.8198 | 2.8467 | 2.8768 | 2.9037 | 2.9266 | 2.9461 | 2.9624 | 2.979 | 2.9944 | 3.0069 | 3.0186 | 3.0286
Scenario 2: High TRC | SCE | Ind | WholeBlg | Ind - Electronics | Electric Demand (MW) | Energy Efficiency | 0.18946 | 0.18962 | 0.19037 | 0.19146 | 0.1924 | 0.19327 | 0.19413 | 0.19495 | 0.19574 | 0.19643 | 0.19695 | 0.19746 | 0.1979
Scenario 2: High TRC | SCE | Ind | WholeBlg | Ind - Electronics | Electric Energy (GWh/year) | Energy Efficiency | 1.3764 | 1.3775 | 1.3829 | 1.3908 | 1.3976 | 1.404 | 1.4101 | 1.4161 | 1.4218 | 1.4268 | 1.4306 | 1.4343 | 1.4374
Scenario 2: High TRC | SCE | Ind | WholeBlg | Ind - Fabricated Metals | Electric Demand (MW) | Energy Efficiency | 0.26179 | 0.26355 | 0.26624 | 0.26859 | 0.27038 | 0.27167 | 0.27272 | 0.27359 | 0.27437 | 0.27505 | 0.27542 | 0.27567 | 0.27572
Scenario 2: High TRC | SCE | Ind | WholeBlg | Ind - Fabricated Metals | Electric Energy (GWh/year) | Energy Efficiency | 1.9019 | 1.9146 | 1.9341 | 1.9512 | 1.9641 | 1.9735 | 1.9811 | 1.9873 | 1.993 | 1.9978 | 2.0005 | 2.0023 | 2.0027
Scenario 2: High TRC | SCE | Ind | WholeBlg | Ind - Food | Electric Demand (MW) | Energy Efficiency | 0.54495 | 0.54278 | 0.5422 | 0.54258 | 0.54253 | 0.54232 | 0.54215 | 0.54178 | 0.54133 | 0.54069 | 0.5396 | 0.53849 | 0.53719
Scenario 2: High TRC | SCE | Ind | WholeBlg | Ind - Food | Electric Energy (GWh/year) | Energy Efficiency | 3.9589 | 3.9431 | 3.9388 | 3.9415 | 3.9411 | 3.9395 | 3.9382 | 3.9354 | 3.9322 | 3.9274 | 3.9194 | 3.9113 | 3.9018
Scenario 2: High TRC | SCE | Ind | WholeBlg | Ind - Industrial Machinery | Electric Demand (MW) | Energy Efficiency | 0.081888 | 0.082494 | 0.083427 | 0.084178 | 0.084669 | 0.085011 | 0.085355 | 0.085656 | 0.085948 | 0.086213 | 0.086371 | 0.086485 | 0.08653
Scenario 2: High TRC | SCE | Ind | WholeBlg | Ind - Industrial Machinery | Electric Energy (GWh/year) | Energy Efficiency | 0.5949 | 0.59929 | 0.60606 | 0.6115 | 0.61506 | 0.61753 | 0.62003 | 0.6222 | 0.62431 | 0.62623 | 0.62736 | 0.62818 | 0.6285
Scenario 2: High TRC | SCE | Ind | WholeBlg | Ind - Lumber & Furniture | Electric Demand (MW) | Energy Efficiency | 0.045111 | 0.045032 | 0.045092 | 0.045228 | 0.045335 | 0.045392 | 0.045408 | 0.045415 | 0.045415 | 0.045399 | 0.04535 | 0.0453 | 0.045232
Scenario 2: High TRC | SCE | Ind | WholeBlg | Ind - Lumber & Furniture | Electric Energy (GWh/year) | Energy Efficiency | 0.32772 | 0.32714 | 0.32757 | 0.32855 | 0.32932 | 0.32974 | 0.32985 | 0.32989 | 0.32989 | 0.32977 | 0.32941 | 0.32904 | 0.32854
Scenario 2: High TRC | SCE | Ind | WholeBlg | Ind - Paper | Electric Demand (MW) | Energy Efficiency | 0.17664 | 0.17325 | 0.1708 | 0.16916 | 0.16758 | 0.16592 | 0.16453 | 0.16334 | 0.16241 | 0.1617 | 0.16104 | 0.1605 | 0.16001
Scenario 2: High TRC | SCE | Ind | WholeBlg | Ind - Paper | Electric Energy (GWh/year) | Energy Efficiency | 1.2832 | 1.2586 | 1.2408 | 1.2288 | 1.2173 | 1.2053 | 1.1952 | 1.1865 | 1.1798 | 1.1745 | 1.1697 | 1.1658 | 1.1622
Scenario 2: High TRC | SCE | Ind | WholeBlg | Ind - Petroleum | Electric Demand (MW) | Energy Efficiency | 0.67636 | 0.67347 | 0.67274 | 0.67336 | 0.67348 | 0.67344 | 0.67326 | 0.67297 | 0.67256 | 0.67185 | 0.67055 | 0.66926 | 0.66778
Scenario 2: High TRC | SCE | Ind | WholeBlg | Ind - Petroleum | Electric Energy (GWh/year) | Energy Efficiency | 4.9135 | 4.8925 | 4.8871 | 4.8916 | 4.8924 | 4.892 | 4.8906 | 4.8884 | 4.8854 | 4.8801 | 4.8706 | 4.8612 | 4.8503
Scenario 2: High TRC | SCE | Ind | WholeBlg | Ind - Plastics | Electric Demand (MW) | Energy Efficiency | 0.31056 | 0.31022 | 0.31081 | 0.31192 | 0.31276 | 0.31344 | 0.31393 | 0.31423 | 0.31449 | 0.31461 | 0.31445 | 0.31427 | 0.31398
Scenario 2: High TRC | SCE | Ind | WholeBlg | Ind - Plastics | Electric Energy (GWh/year) | Energy Efficiency | 2.2561 | 2.2537 | 2.2579 | 2.2659 | 2.272 | 2.2769 | 2.2804 | 2.2825 | 2.2844 | 2.2852 | 2.2841 | 2.2827 | 2.2806
Scenario 2: High TRC | SCE | Ind | WholeBlg | Ind - Primary Metals | Electric Demand (MW) | Energy Efficiency | 0.14736 | 0.14901 | 0.15135 | 0.15374 | 0.15577 | 0.15759 | 0.15947 | 0.16129 | 0.16309 | 0.16481 | 0.16631 | 0.16772 | 0.16901
Scenario 2: High TRC | SCE | Ind | WholeBlg | Ind - Primary Metals | Electric Energy (GWh/year) | Energy Efficiency | 1.0705 | 1.0825 | 1.0995 | 1.1168 | 1.1315 | 1.1448 | 1.1584 | 1.1716 | 1.1846 | 1.1971 | 1.208 | 1.2182 | 1.2276
Scenario 2: High TRC | SCE | Ind | WholeBlg | Ind - Printing & Publishing | Electric Demand (MW) | Energy Efficiency | 0.052172 | 0.051966 | 0.051929 | 0.051991 | 0.052001 | 0.051966 | 0.051932 | 0.051892 | 0.051863 | 0.051824 | 0.05174 | 0.05165 | 0.051538
Scenario 2: High TRC | SCE | Ind | WholeBlg | Ind - Printing & Publishing | Electric Energy (GWh/year) | Energy Efficiency | 0.37902 | 0.37751 | 0.37724 | 0.37769 | 0.37775 | 0.37749 | 0.37724 | 0.37694 | 0.37672 | 0.37644 | 0.37582 | 0.37516 | 0.37434
Scenario 2: High TRC | SCE | Ind | WholeBlg | Ind - Stone-Glass-Clay | Electric Demand (MW) | Energy Efficiency | 0.26418 | 0.26735 | 0.27076 | 0.27424 | 0.27731 | 0.27996 | 0.28229 | 0.28451 | 0.2866 | 0.28858 | 0.29035 | 0.29215 | 0.29379
Scenario 2: High TRC | SCE | Ind | WholeBlg | Ind - Stone-Glass-Clay | Electric Energy (GWh/year) | Energy Efficiency | 1.9192 | 1.9422 | 1.967 | 1.9922 | 2.0144 | 2.0337 | 2.0506 | 2.0667 | 2.0818 | 2.0962 | 2.109 | 2.1221 | 2.1339
Scenario 2: High TRC | SCE | Ind | WholeBlg | Ind - Textiles | Electric Demand (MW) | Energy Efficiency | 0.036978 | 0.036893 | 0.03691 | 0.036933 | 0.036908 | 0.036846 | 0.036787 | 0.036701 | 0.036619 | 0.036535 | 0.036424 | 0.036318 | 0.036205
Scenario 2: High TRC | SCE | Ind | WholeBlg | Ind - Textiles | Electric Energy (GWh/year) | Energy Efficiency | 0.26863 | 0.26801 | 0.26813 | 0.26829 | 0.26811 | 0.26766 | 0.26722 | 0.2666 | 0.266 | 0.26538 | 0.26457 | 0.26379 | 0.26297
Scenario 2: High TRC | SCE | Ind | WholeBlg | Ind - Transportation Equipment | Electric Demand (MW) | Energy Efficiency | 0.31145 | 0.31232 | 0.31602 | 0.31858 | 0.31998 | 0.32073 | 0.32208 | 0.32338 | 0.32497 | 0.32661 | 0.32774 | 0.3285 | 0.3288
Scenario 2: High TRC | SCE | Ind | WholeBlg | Ind - Transportation Equipment | Electric Energy (GWh/year) | Energy Efficiency | 2.2626 | 2.2689 | 2.2957 | 2.3143 | 2.3244 | 2.3299 | 2.3396 | 2.349 | 2.3606 | 2.3724 | 2.3805 | 2.386 | 2.3882
Scenario 2: High TRC | SCE | Res | AppPlug | Res - Multi Family | Electric Demand (MW) | Energy Efficiency | 0 | 0 | 0 | 0 | 0 | 0 | 0 | 0 | 0 | 0 | 0 | 0 | 0
Scenario 2: High TRC | SCE | Res | AppPlug | Res - Multi Family | Electric Energy (GWh/year) | Energy Efficiency | 0 | 0 | 0 | 0 | 0 | 0 | 0 | 0 | 0 | 0 | 0 | 0 | 0
Scenario 2: High TRC | SCE | Res | AppPlug | Res - Multi Family | Electric Energy (GWh/year) | Fuel Substitution | -0.011429 | -0.012332 | -0.01324 | -0.014154 | -0.015074 | 0 | 0 | 0 | 0 | 0 | 0 | 0 | 0
Scenario 2: High TRC | SCE | Res | AppPlug | Res - Multi Family | Gas Energy (MMTherm/year) | Energy Efficiency | 0 | 0 | 0 | 0 | 0 | 0 | 0 | 0 | 0 | 0 | 0 | 0 | 0
Scenario 2: High TRC | SCE | Res | AppPlug | Res - Multi Family | Gas Energy (MMTherm/year) | Fuel Substitution | 0.0023277 | 0.0025117 | 0.0026966 | 0.0028828 | 0.0030702 | 0 | 0 | 0 | 0 | 0 | 0 | 0 | 0
Scenario 2: High TRC | SCE | Res | AppPlug | Res - Single Family | Electric Demand (MW) | Energy Efficiency | 0 | 0 | 0 | 0 | 0 | 0 | 0 | 0 | 0 | 0 | 0 | 0 | 0
Scenario 2: High TRC | SCE | Res | AppPlug | Res - Single Family | Electric Energy (GWh/year) | Energy Efficiency | 0 | 0 | 0 | 0 | 0 | 0 | 0 | 0 | 0 | 0 | 0 | 0 | 0
Scenario 2: High TRC | SCE | Res | AppPlug | Res - Single Family | Electric Energy (GWh/year) | Fuel Substitution | -0.079925 | -0.086333 | -0.092708 | -0.099092 | -0.10551 | 0 | 0 | 0 | 0 | 0 | 0 | 0 | 0
Scenario 2: High TRC | SCE | Res | AppPlug | Res - Single Family | Gas Energy (MMTherm/year) | Energy Efficiency | 0 | 0 | 0 | 0 | 0 | 0 | 0 | 0 | 0 | 0 | 0 | 0 | 0
Scenario 2: High TRC | SCE | Res | AppPlug | Res - Single Family | Gas Energy (MMTherm/year) | Fuel Substitution | 0.016224 | 0.017524 | 0.018818 | 0.020114 | 0.021417 | 0 | 0 | 0 | 0 | 0 | 0 | 0 | 0
Scenario 2: High TRC | SCE | Res | BROs | Income Qualified - Multi Family IQ | Electric Demand (MW) | Energy Efficiency | 2.6492 | 2.7675 | 2.8929 | 3.0048 | 3.0809 | 3.1625 | 3.2358 | 3.3198 | 3.4 | 3.4841 | 3.5569 | 3.6463 | 3.7381
Scenario 2: High TRC | SCE | Res | BROs | Income Qualified - Multi Family IQ | Electric Energy (GWh/year) | Energy Efficiency | 11.846 | 12.4085 | 13.0114 | 13.5709 | 13.9959 | 14.4595 | 14.8998 | 15.4065 | 15.9147 | 16.4624 | 16.9806 | 17.605 | 18.2718
Scenario 2: High TRC | SCE | Res | BROs | Income Qualified - Single Family IQ | Electric Demand (MW) | Energy Efficiency | 9.0294 | 9.3687 | 9.7261 | 10.067 | 10.2865 | 10.5247 | 10.7392 | 10.9854 | 11.2183 | 11.4547 | 11.6538 | 11.9071 | 12.1677
Scenario 2: High TRC | SCE | Res | BROs | Income Qualified - Single Family IQ | Electric Energy (GWh/year) | Energy Efficiency | 40.3774 | 42.0082 | 43.7462 | 45.4696 | 46.7327 | 48.1237 | 49.4539 | 50.9844 | 52.5144 | 54.1291 | 55.6414 | 57.4964 | 59.4833
Scenario 2: High TRC | SCE | Res | BROs | Res - Multi Family | Electric Demand (MW) | Energy Efficiency | 19.6664 | 20.4106 | 21.195 | 21.9413 | 22.4232 | 22.9459 | 23.4166 | 23.9569 | 24.4684 | 24.9885 | 25.4271 | 25.9842 | 26.5574
Scenario 2: High TRC | SCE | Res | BROs | Res - Multi Family | Electric Energy (GWh/year) | Energy Efficiency | 87.9402 | 91.5157 | 95.3273 | 99.0972 | 101.8653 | 104.9126 | 107.8264 | 111.1788 | 114.5307 | 118.0714 | 121.3894 | 125.4558 | 129.8108
Scenario 2: High TRC | SCE | Res | BROs | Res - Single Family | Electric Demand (MW) | Energy Efficiency | 4.7019 | 4.913 | 5.1369 | 5.336 | 5.4716 | 5.6171 | 5.7476 | 5.8972 | 6.0401 | 6.19 | 6.3198 | 6.4792 | 6.6427
Scenario 2: High TRC | SCE | Res | BROs | Res - Single Family | Electric Energy (GWh/year) | Energy Efficiency | 21.0259 | 22.0293 | 23.1049 | 24.101 | 24.8581 | 25.6837 | 26.4676 | 27.3698 | 28.2747 | 29.2506 | 30.174 | 31.2862 | 32.4738
Scenario 2: High TRC | SCE | Res | BldgEnv | Res - Single Family | Electric Demand (MW) | Energy Efficiency | 0.022623 | 0.025907 | 0.027346 | 0.027694 | 0.028122 | 0.027758 | 0.027036 | 0.025681 | 0.015919 | 0 | 0 | 0 | 0
Scenario 2: High TRC | SCE | Res | BldgEnv | Res - Single Family | Electric Energy (GWh/year) | Energy Efficiency | 0.010421 | 0.012143 | 0.013404 | 0.014336 | 0.01527 | 0.015968 | 0.016553 | 0.016562 | -0.0067389 | 0 | 0 | 0 | 0
Scenario 2: High TRC | SCE | Res | BldgEnv | Res - Single Family | Gas Energy (MMTherm/year) | Energy Efficiency | 0.0064075 | 0.0071407 | 0.0074846 | 0.007591 | 0.0077144 | 0.007665 | 0.0075374 | 0.0072547 | 0.0034988 | 0 | 0 | 0 | 0
Scenario 2: High TRC | SCE | Res | HVAC | Res - Multi Family | Electric Demand (MW) | Energy Efficiency | 0.0038053 | 1.3512 | 1.0758 | 0.83745 | 0.0047172 | 0.47783 | 0.35416 | 0.25581 | 0.17972 | 0.12189 | 0.078267 | 0.045564 | 0.021152
Scenario 2: High TRC | SCE | Res | HVAC | Res - Multi Family | Electric Demand (MW) | Fuel Substitution | 0 | 0 | 0 | 0 | 0 | 1.3863e-07 | 1.4842e-07 | 1.5592e-07 | 1.6074e-07 | 1.6345e-07 | 1.6468e-07 | 1.6495e-07 | 1.646e-07
Scenario 2: High TRC | SCE | Res | HVAC | Res - Multi Family | Electric Energy (GWh/year) | Energy Efficiency | 0.035149 | 1.5164 | 1.2161 | 0.95625 | 0.043572 | 0.56423 | 0.46066 | 0.36038 | 0.27816 | 0.21561 | 0.16837 | 0.13291 | 0.10631
Scenario 2: High TRC | SCE | Res | HVAC | Res - Multi Family | Electric Energy (GWh/year) | Fuel Substitution | 4.5249e-06 | 3.9058e-06 | 3.9258e-06 | 7.4214e-06 | 7.4346e-06 | 1.3113e-06 | 1.4041e-06 | 1.4754e-06 | 1.5212e-06 | 1.547e-06 | 1.5589e-06 | 1.5615e-06 | 1.5584e-06
Scenario 2: High TRC | SCE | Res | HVAC | Res - Multi Family | Gas Energy (MMTherm/year) | Fuel Substitution | 7.6475e-06 | 8.1818e-06 | 8.2452e-06 | 1.0306e-05 | 1.0316e-05 | 0 | 0 | 0 | 0 | 0 | 0 | 0 | 0
Scenario 2: High TRC | SCE | Res | HVAC | Res - Single Family | Electric Demand (MW) | Energy Efficiency | 0.87511 | 16.242 | 13.3167 | 10.7713 | 1.1605 | 6.9184 | 5.4995 | 4.4139 | 2.5561 | 1.7221 | 1.2335 | 0.86563 | 0.58995
Scenario 2: High TRC | SCE | Res | HVAC | Res - Single Family | Electric Demand (MW) | Fuel Substitution | 0 | 0 | 0 | 0 | 0 | 5.032e-06 | 5.3346e-06 | 5.5862e-06 | 1.0237e-06 | 1.055e-06 | 1.0741e-06 | 1.0848e-06 | 1.0901e-06
Scenario 2: High TRC | SCE | Res | HVAC | Res - Single Family | Electric Energy (GWh/year) | Energy Efficiency | 0.81128 | 9.8565 | 8.1668 | 6.6942 | 1.0769 | 4.4674 | 3.6261 | 2.9925 | 1.566 | 1.0139 | 0.72733 | 0.51163 | 0.34996
Scenario 2: High TRC | SCE | Res | HVAC | Res - Single Family | Electric Energy (GWh/year) | Fuel Substitution | -0.0007263 | -0.00075493 | -0.00076535 | -0.00077908 | -0.00081968 | 3.1774e-05 | 3.3625e-05 | 3.5269e-05 | 7.0612e-06 | 7.2772e-06 | 7.4088e-06 | 7.4828e-06 | 7.5194e-06
Scenario 2: High TRC | SCE | Res | HVAC | Res - Single Family | Gas Energy (MMTherm/year) | Energy Efficiency | -0.0022129 | -0.0024567 | -0.0026487 | -0.0027989 | -0.0029399 | -0.003042 | -0.002895 | -0.0028999 | -0.00045554 | 0 | 0 | 0 | 0
Scenario 2: High TRC | SCE | Res | HVAC | Res - Single Family | Gas Energy (MMTherm/year) | Fuel Substitution | 0.00020672 | 0.00021427 | 0.0002171 | 0.00022166 | 0.00024005 | 0 | 0 | 0 | 0 | 0 | 0 | 0 | 0
Scenario 2: High TRC | SCE | Res | WaterHeat | Res - Multi Family | Electric Demand (MW) | Energy Efficiency | 0.00027313 | 0.00071654 | 0.00081356 | 0.00084123 | 0.0062477 | 0.018604 | 0.02354 | 0.024547 | 0.025519 | 0.026465 | 0.027407 | 0.028844 | 0.030512
Scenario 2: High TRC | SCE | Res | WaterHeat | Res - Multi Family | Electric Demand (MW) | Fuel Substitution | 0 | 0 | 0 | 0 | 0 | 0.12086 | 0.14567 | 0.16995 | 0.1872 | 0.19785 | 0.20353 | 0.20588 | 0.20614
Scenario 2: High TRC | SCE | Res | WaterHeat | Res - Multi Family | Electric Energy (GWh/year) | Energy Efficiency | 0.0019621 | 0.0044706 | 0.0050289 | 0.0051853 | 0.032321 | 0.097882 | 0.12412 | 0.12941 | 0.13451 | 0.13947 | 0.14442 | 0.15201 | 0.16083
Scenario 2: High TRC | SCE | Res | WaterHeat | Res - Multi Family | Electric Energy (GWh/year) | Fuel Substitution | -11.1444 | -11.0065 | -43.0899 | -42.8637 | -42.5776 | 0.67022 | 0.80827 | 0.94302 | 1.0388 | 1.0978 | 1.1291 | 1.1421 | 1.1434
Scenario 2: High TRC | SCE | Res | WaterHeat | Res - Multi Family | Gas Energy (MMTherm/year) | Fuel Substitution | 0.88607 | 0.87339 | 3.0678 | 3.0494 | 3.0276 | 0 | 0 | 0 | 0 | 0 | 0 | 0 | 0
Scenario 2: High TRC | SCE | Res | WaterHeat | Res - Single Family | Electric Demand (MW) | Energy Efficiency | 0.015103 | 0.017239 | 0.0189 | 0.020318 | 0.021738 | 0.022948 | 0.024036 | 0.025056 | 0.023499 | 0.023987 | 0.024949 | 0.026042 | 0.027156
Scenario 2: High TRC | SCE | Res | WaterHeat | Res - Single Family | Electric Demand (MW) | Fuel Substitution | 0 | 0 | 0 | 0 | 0 | 0.87421 | 1.0433 | 1.2135 | 1.3335 | 1.4073 | 1.4464 | 1.4626 | 1.4644
Scenario 2: High TRC | SCE | Res | WaterHeat | Res - Single Family | Electric Energy (GWh/year) | Energy Efficiency | 0.077402 | 0.088302 | 0.096841 | 0.10413 | 0.11142 | 0.11764 | 0.12322 | 0.12845 | 0.122 | 0.12476 | 0.12975 | 0.13541 | 0.14118
Scenario 2: High TRC | SCE | Res | WaterHeat | Res - Single Family | Electric Energy (GWh/year) | Fuel Substitution | -7.5066 | -7.2448 | -6.95 | -6.7243 | -6.5754 | 4.8093 | 5.7406 | 6.6771 | 7.3376 | 7.7426 | 7.9574 | 8.0456 | 8.0548
Scenario 2: High TRC | SCE | Res | WaterHeat | Res - Single Family | Gas Energy (MMTherm/year) | Fuel Substitution | 1.0428 | 1.0062 | 0.965 | 0.93348 | 0.91271 | 0 | 0 | 0 | 0 | 0 | 0 | 0 | 0
Scenario 2: High TRC | SCE | Res | WholeBlg | Res - Multi Family | Electric Demand (MW) | Energy Efficiency | 0 | 0 | 0 | 0 | 0 | 0 | 0 | 0 | 0 | 0 | 0 | 0 | 0
Scenario 2: High TRC | SCE | Res | WholeBlg | Res - Multi Family | Electric Energy (GWh/year) | Energy Efficiency | 0 | 0 | 0 | 0 | 0 | 0 | 0 | 0 | 0 | 0 | 0 | 0 | 0
Scenario 2: High TRC | SCE | Res | WholeBlg | Res - Multi Family | Gas Energy (MMTherm/year) | Energy Efficiency | 0 | 0 | 0 | 0 | 0 | 0 | 0 | 0 | 0 | 0 | 0 | 0 | 0
Scenario 2: High TRC | SCE | Res | WholeBlg | Res - Single Family | Electric Demand (MW) | Energy Efficiency | 0 | 0 | 0 | 0 | 0 | 0 | 0 | 0 | 0.06255 | 0.056604 | 0.051415 | 0.047124 | 0.043171
Scenario 2: High TRC | SCE | Res | WholeBlg | Res - Single Family | Electric Energy (GWh/year) | Energy Efficiency | 0 | 0 | 0 | 0 | 0 | 0 | 0 | 0 | 0.28002 | 0.25341 | 0.23018 | 0.21097 | 0.19327
Scenario 2: High TRC | SCE | Res | WholeBlg | Res - Single Family | Gas Energy (MMTherm/year) | Energy Efficiency | 0 | 0 | 0 | 0 | 0 | 0 | 0 | 0 | 0.0016146 | 0.0014611 | 0.0013272 | 0.0012164 | 0.0011144
Scenario 2: High TRC | SCG | Ag | WholeBlg | Ag - Dairies, fishing, hunting | Gas Energy (MMTherm/year) | Energy Efficiency | 0.0049239 | 0.0049239 | 0.0049239 | 0.0049239 | 0.0049239 | 0.0049239 | 0.0049239 | 0.0049239 | 0.0049239 | 0.0049239 | 0.0049239 | 0.0049239 | 0.0049239
Scenario 2: High TRC | SCG | Ag | WholeBlg | Ag - Irrigated Agriculture, vineyards, forestry and greenhouses | Gas Energy (MMTherm/year) | Energy Efficiency | 0.021124 | 0.021124 | 0.021124 | 0.021124 | 0.021124 | 0.021124 | 0.021124 | 0.021124 | 0.021124 | 0.021124 | 0.021124 | 0.021124 | 0.021124
Scenario 2: High TRC | SCG | Ag | WholeBlg | Ag - Water pumping | Gas Energy (MMTherm/year) | Energy Efficiency | 0.0069376 | 0.0069376 | 0.0069376 | 0.0069376 | 0.0069376 | 0.0069376 | 0.0069376 | 0.0069376 | 0.0069376 | 0.0069376 | 0.0069376 | 0.0069376 | 0.0069376
Scenario 2: High TRC | SCG | Com | AppPlug | Com - Health | Gas Energy (MMTherm/year) | Energy Efficiency | 0.88118 | 0.9768 | 1.0673 | 1.1297 | 1.1888 | 1.2347 | 1.2715 | 1.2873 | 1.2852 | 1.2611 | 1.2188 | 1.1711 | 1.1122
Scenario 2: High TRC | SCG | Com | AppPlug | Com - Lodging | Gas Energy (MMTherm/year) | Energy Efficiency | 0.61486 | 0.67733 | 0.73754 | 0.7717 | 0.80371 | 0.83067 | 0.85495 | 0.86521 | 0.86503 | 0.85462 | 0.83525 | 0.80659 | 0.77021
Scenario 2: High TRC | SCG | Com | AppPlug | Com - Other | Gas Energy (MMTherm/year) | Energy Efficiency | 0.0019687 | 0.0022813 | 0.002613 | 0.0029519 | 0.00013947 | 0.007061 | 0.0039923 | 0.018042 | 0.015486 | 0.01313 | 0.01106 | 0.0093022 | 0.007886
Scenario 2: High TRC | SCG | Com | BldgEnv | Com - College | Electric Demand (MW) | Energy Efficiency | 0.0042218 | 0.0042063 | 0.0040509 | 0.0037642 | 0.0033638 | 0.0029066 | 0.0024523 | 0.001967 | 0.0015199 | 0.0011242 | 0.00079239 | 0.00053854 | 0.00050454
Scenario 2: High TRC | SCG | Com | BldgEnv | Com - College | Electric Energy (GWh/year) | Energy Efficiency | 0.0014365 | 0.0014312 | 0.0013784 | 0.0012809 | 0.0011447 | 0.00098915 | 0.00083226 | 0.00066776 | 0.00051622 | 0.00038211 | 0.00026966 | 0.00018367 | 0.00017219
Scenario 2: High TRC | SCG | Com | BldgEnv | Com - College | Gas Energy (MMTherm/year) | Energy Efficiency | 0.0038306 | 0.0038046 | 0.0036404 | 0.0033492 | 0.0029551 | 0.0025007 | 0.0020267 | 0.0015574 | 0.0011255 | 0.00074567 | 0.00042584 | 0.00016987 | 0.00013495
Scenario 2: High TRC | SCG | Com | BldgEnv | Com - Grocery | Electric Demand (MW) | Energy Efficiency | 0.0042404 | 0.0029403 | 0.0016683 | 0.00086289 | 0.00088135 | 0.00081136 | 0.00084764 | 0.00088711 | 0.00091973 | 0.00094645 | 0.00097416 | 0.00099679 | 0.0010187
Scenario 2: High TRC | SCG | Com | BldgEnv | Com - Grocery | Electric Energy (GWh/year) | Energy Efficiency | 0.0014433 | 0.001001 | 0.00056836 | 0.00029447 | 0.00030076 | 0.00027683 | 0.0002892 | 0.00030267 | 0.0003138 | 0.00032292 | 0.00033237 | 0.00034009 | 0.00034757
Scenario 2: High TRC | SCG | Com | BldgEnv | Com - Grocery | Gas Energy (MMTherm/year) | Energy Efficiency | 0.0029028 | 0.0018464 | 0.00081727 | 0.00015934 | 0.00016625 | 0.00016612 | 0.00017358 | 0.0001817 | 0.00018841 | 0.00019391 | 0.00019961 | 0.00020426 | 0.00020876
Scenario 2: High TRC | SCG | Com | BldgEnv | Com - Health | Electric Demand (MW) | Energy Efficiency | 0.0060866 | 0.0054975 | 0.0047354 | 0.0038537 | 0.002979 | 0.0021518 | 0.0014429 | 0.0010524 | 0.00099671 | 0.00091515 | 0.00090958 | 0.00094889 | 0.00099405
Scenario 2: High TRC | SCG | Com | BldgEnv | Com - Health | Electric Energy (GWh/year) | Energy Efficiency | 0.0029019 | 0.0026215 | 0.0022587 | 0.0018388 | 0.0014223 | 0.0010285 | 0.00069096 | 0.00050496 | 0.0004782 | 0.00043902 | 0.00043635 | 0.0004552 | 0.00047687
Scenario 2: High TRC | SCG | Com | BldgEnv | Com - Health | Gas Energy (MMTherm/year) | Energy Efficiency | 0.0037239 | 0.0033066 | 0.0027698 | 0.0021645 | 0.0015572 | 0.00098695 | 0.00048924 | 0.00021947 | 0.00021377 | 0.00020275 | 0.0002015 | 0.00021021 | 0.00022022
Scenario 2: High TRC | SCG | Com | BldgEnv | Com - Lodging | Electric Demand (MW) | Energy Efficiency | 0.00016434 | 0.00019883 | 0.00024006 | 0.00028918 | 0.00034753 | 0.00041647 | 0.00049745 | 0.00059184 | 0.001228 | 0.0014464 | 0.0016923 | 0.0019641 | 0.0022577
Scenario 2: High TRC | SCG | Com | BldgEnv | Com - Lodging | Electric Energy (GWh/year) | Energy Efficiency | 0.00010566 | 0.00012782 | 0.00015433 | 0.00018589 | 0.00022339 | 0.00026771 | 0.00031975 | 0.00038041 | 0.00079491 | 0.00093633 | 0.0010955 | 0.0012714 | 0.0014615
Scenario 2: High TRC | SCG | Com | BldgEnv | Com - Lodging | Gas Energy (MMTherm/year) | Energy Efficiency | 6.1967e-05 | 7.5073e-05 | 9.0751e-05 | 0.00010944 | 0.00013165 | 0.00015791 | 0.00018877 | 0.00022475 | 0.00046235 | 0.00054479 | 0.00063758 | 0.00074015 | 0.00085094
Scenario 2: High TRC | SCG | Com | BldgEnv | Com - Office (Large) | Electric Demand (MW) | Energy Efficiency | 0.0044593 | 0.0046327 | 0.0047628 | 0.004887 | 0.0050237 | 0.0051514 | 0.0052353 | 0.0053068 | 0.0053214 | 0.0053115 | 0.0053129 | 0.0052862 | 0.0052622
Scenario 2: High TRC | SCG | Com | BldgEnv | Com - Office (Large) | Electric Energy (GWh/year) | Energy Efficiency | 0.0015214 | 0.0015806 | 0.001625 | 0.0016674 | 0.001714 | 0.0017576 | 0.0017862 | 0.0018106 | 0.0018156 | 0.0018122 | 0.0018127 | 0.0018036 | 0.0017954
Scenario 2: High TRC | SCG | Com | BldgEnv | Com - Office (Large) | Gas Energy (MMTherm/year) | Energy Efficiency | 0.00057006 | 0.00059231 | 0.00060899 | 0.00062492 | 0.00064247 | 0.00065886 | 0.00066966 | 0.00067887 | 0.0006808 | 0.00067958 | 0.0006798 | 0.00067641 | 0.00067335
Scenario 2: High TRC | SCG | Com | BldgEnv | Com - Office (Small) | Electric Demand (MW) | Energy Efficiency | 0.0025867 | 0.0018887 | 0.00122 | 0.00074915 | 9.6687e-05 | 0.0075342 | 0.00077527 | 0.00079866 | 0.00081887 | 0.00083567 | 0.00085151 | 0.00086456 | 0.00087675
Scenario 2: High TRC | SCG | Com | BldgEnv | Com - Office (Small) | Electric Energy (GWh/year) | Energy Efficiency | 0.00087862 | 0.00064209 | 0.00041549 | 0.0002556 | 3.3031e-05 | 0.0025706 | 0.00026451 | 0.00027249 | 0.00027939 | 0.00028512 | 0.00029053 | 0.00029498 | 0.00029914
Scenario 2: High TRC | SCG | Com | BldgEnv | Com - Office (Small) | Gas Energy (MMTherm/year) | Energy Efficiency | 0.00073384 | 0.00048011 | 0.00023774 | 9.5615e-05 | 8.0188e-06 | 0.00096212 | 9.8972e-05 | 0.00010197 | 0.00010456 | 0.00010671 | 0.00010874 | 0.00011042 | 0.00011198
Scenario 2: High TRC | SCG | Com | BldgEnv | Com - Other | Electric Demand (MW) | Energy Efficiency | 0.011844 | 0.010666 | 0.0091259 | 0.0073898 | 0.0041899 | 0.0054622 | 0.0025344 | 0.0017639 | 0.0018239 | 0.0018885 | 0.0019519 | 0.0020073 | 0.0020645
Scenario 2: High TRC | SCG | Com | BldgEnv | Com - Other | Electric Energy (GWh/year) | Energy Efficiency | 0.0040326 | 0.0036316 | 0.0031076 | 0.0025168 | 0.0014263 | 0.0018625 | 0.00086371 | 0.00060221 | 0.00062271 | 0.00064474 | 0.0006664 | 0.00068531 | 0.00070484
Scenario 2: High TRC | SCG | Com | BldgEnv | Com - Other | Gas Energy (MMTherm/year) | Energy Efficiency | 0.0087139 | 0.0077339 | 0.0064667 | 0.0050462 | 0.0031752 | 0.0027033 | 0.0010702 | 0.00052947 | 0.0005475 | 0.00056687 | 0.00058591 | 0.00060254 | 0.00061972
Scenario 2: High TRC | SCG | Com | BldgEnv | Com - Refrig. Warehouse | Electric Demand (MW) | Energy Efficiency | 0.00085803 | 9.4359e-05 | 1.4058e-05 | 0.00091279 | 0.00036754 | 0.0004113 | 0.00045683 | 0.00050096 | 0.00086796 | 0.00092943 | 0.00097621 | 0.0010056 | 0.0010124
Scenario 2: High TRC | SCG | Com | BldgEnv | Com - Refrig. Warehouse | Electric Energy (GWh/year) | Energy Efficiency | 0.00029495 | 3.2297e-05 | 6.153e-06 | 0.00031401 | 0.00012749 | 0.00014271 | 0.00015856 | 0.00017392 | 0.00029957 | 0.0003208 | 0.00033694 | 0.00034706 | 0.00034942
Scenario 2: High TRC | SCG | Com | BldgEnv | Com - Refrig. Warehouse | Gas Energy (MMTherm/year) | Energy Efficiency | 0.00016833 | 1.8082e-05 | 6.7111e-06 | 0.00017951 | 0.00011757 | 0.00013299 | 0.00014897 | 0.00016457 | 0.00029608 | 0.00031775 | 0.00033416 | 0.00034403 | 0.0003458
Scenario 2: High TRC | SCG | Com | BldgEnv | Com - Restaurant | Electric Demand (MW) | Energy Efficiency | 0.00066666 | 0.0007195 | 0.0007714 | 0.00082331 | 0.00087673 | 0.00092016 | 0.00095754 | 0.00099614 | 0.0010314 | 0.0010618 | 0.0010916 | 0.0011171 | 0.0011423
Scenario 2: High TRC | SCG | Com | BldgEnv | Com - Restaurant | Electric Energy (GWh/year) | Energy Efficiency | 0.0002275 | 0.00024553 | 0.00026324 | 0.00028095 | 0.00029918 | 0.000314 | 0.00032676 | 0.00033993 | 0.00035196 | 0.00036232 | 0.0003725 | 0.00038121 | 0.0003898
Scenario 2: High TRC | SCG | Com | BldgEnv | Com - Restaurant | Gas Energy (MMTherm/year) | Energy Efficiency | 0.00017695 | 0.00019097 | 0.00020475 | 0.00021853 | 0.00023271 | 0.00024424 | 0.00025416 | 0.0002644 | 0.00027377 | 0.00028182 | 0.00028974 | 0.00029651 | 0.0003032
Scenario 2: High TRC | SCG | Com | BldgEnv | Com - Retail | Electric Demand (MW) | Energy Efficiency | 0.021345 | 0.018425 | 0.014937 | 0.0031779 | 0.0064359 | 0.0095029 | 0.0035937 | 0.0036949 | 0.0034955 | 0.0035992 | 0.0037035 | 0.00379 | 0.003875
Scenario 2: High TRC | SCG | Com | BldgEnv | Com - Retail | Electric Energy (GWh/year) | Energy Efficiency | 0.0072639 | 0.0062706 | 0.0050843 | 0.0010846 | 0.0021896 | 0.0032399 | 0.0012265 | 0.001261 | 0.0011928 | 0.0012282 | 0.0012638 | 0.0012933 | 0.0013223
Scenario 2: High TRC | SCG | Com | BldgEnv | Com - Retail | Gas Energy (MMTherm/year) | Energy Efficiency | 0.02883 | 0.024247 | 0.018853 | 0.0010643 | 0.0090764 | 0.0063243 | 0.0012222 | 0.0012675 | 0.0012613 | 0.0012986 | 0.0013362 | 0.0013673 | 0.001398
Scenario 2: High TRC | SCG | Com | BldgEnv | Com - School | Electric Demand (MW) | Energy Efficiency | 0.0009696 | 0.0010161 | 0.0010621 | 0.0011019 | 0.0011226 | 0.0011536 | 0.0011708 | 0.0011856 | 0.0012015 | 0.0012189 | 0.0012298 | 0.001246 | 0.0012533
Scenario 2: High TRC | SCG | Com | BldgEnv | Com - School | Electric Energy (GWh/year) | Energy Efficiency | 0.00033081 | 0.00034667 | 0.00036238 | 0.00037597 | 0.00038303 | 0.00039358 | 0.00039947 | 0.00040449 | 0.00040994 | 0.00041588 | 0.0004196 | 0.0004251 | 0.00042761
Scenario 2: High TRC | SCG | Com | BldgEnv | Com - School | Gas Energy (MMTherm/year) | Energy Efficiency | 0.00012394 | 0.0001299 | 0.0001358 | 0.00014091 | 0.00014356 | 0.00014753 | 0.00014976 | 0.00015165 | 0.00015371 | 0.00015595 | 0.00015736 | 0.00015943 | 0.00016037
Scenario 2: High TRC | SCG | Com | BldgEnv | Com - Warehouse | Electric Demand (MW) | Energy Efficiency | 0.0072054 | 0.0082026 | 0.0091677 | 0.010078 | 0.010876 | 0.011475 | 0.011815 | 0.011874 | 0.019033 | 0.018044 | 0.016646 | 0.014944 | 0.01309
Scenario 2: High TRC | SCG | Com | BldgEnv | Com - Warehouse | Electric Energy (GWh/year) | Energy Efficiency | 0.0046018 | 0.0052378 | 0.0058532 | 0.006434 | 0.0069439 | 0.0073268 | 0.0075451 | 0.0075843 | 0.012268 | 0.011632 | 0.010733 | 0.0096378 | 0.008445
Scenario 2: High TRC | SCG | Com | BldgEnv | Com - Warehouse | Gas Energy (MMTherm/year) | Energy Efficiency | 0.0039327 | 0.0044981 | 0.0050495 | 0.0055622 | 0.0060009 | 0.0063231 | 0.0064949 | 0.0064967 | 0.010786 | 0.010165 | 0.0092985 | 0.0082541 | 0.0071164
Scenario 2: High TRC | SCG | Com | FoodServ | Com - College | Electric Demand (MW) | Energy Efficiency | 0.0022199 | 0.0023973 | 0.002608 | 0.0028302 | 0.0029977 | 0.0032218 | 0.0034444 | 0.0036206 | 0.0037907 | 0.003933 | 0.0040872 | 0.0043541 | 0.0045033
Scenario 2: High TRC | SCG | Com | FoodServ | Com - College | Electric Energy (GWh/year) | Energy Efficiency | 0.010873 | 0.011736 | 0.012761 | 0.013844 | 0.01466 | 0.015752 | 0.016837 | 0.017695 | 0.018523 | 0.019215 | 0.019965 | 0.021266 | 0.021991
Scenario 2: High TRC | SCG | Com | FoodServ | Com - College | Gas Energy (MMTherm/year) | Energy Efficiency | 0.011797 | 0.012353 | 0.012911 | 0.013436 | 0.013824 | 0.01425 | 0.014605 | 0.014843 | 0.015038 | 0.015162 | 0.016089 | 0.016624 | 0.01673
Scenario 2: High TRC | SCG | Com | FoodServ | Com - Grocery | Electric Demand (MW) | Energy Efficiency | 0.013503 | 0.014698 | 0.015762 | 0.016845 | 0.01794 | 0.01903 | 0.020037 | 0.021107 | 0.02209 | 0.022999 | 0.02394 | 0.024816 | 0.025695
Scenario 2: High TRC | SCG | Com | FoodServ | Com - Grocery | Electric Energy (GWh/year) | Energy Efficiency | 0.066142 | 0.071936 | 0.077098 | 0.082355 | 0.087671 | 0.092964 | 0.097859 | 0.10305 | 0.10783 | 0.11224 | 0.1168 | 0.12105 | 0.1253
Scenario 2: High TRC | SCG | Com | FoodServ | Com - Grocery | Gas Energy (MMTherm/year) | Energy Efficiency | 0.092806 | 0.097899 | 0.10233 | 0.10655 | 0.11052 | 0.11411 | 0.11716 | 0.12011 | 0.12239 | 0.12422 | 0.1448 | 0.15477 | 0.15728
Scenario 2: High TRC | SCG | Com | FoodServ | Com - Health | Electric Demand (MW) | Energy Efficiency | 0.0057823 | 0.0063689 | 0.0070068 | 0.0074477 | 0.0080093 | 0.0084997 | 0.0091437 | 0.0096159 | 0.010068 | 0.010346 | 0.010557 | 0.011179 | 0.011873
Scenario 2: High TRC | SCG | Com | FoodServ | Com - Health | Electric Energy (GWh/year) | Energy Efficiency | 0.028183 | 0.031031 | 0.034132 | 0.036273 | 0.039005 | 0.04139 | 0.044527 | 0.046824 | 0.049025 | 0.050375 | 0.051397 | 0.054422 | 0.057804
Scenario 2: High TRC | SCG | Com | FoodServ | Com - Health | Gas Energy (MMTherm/year) | Energy Efficiency | 0.031774 | 0.033593 | 0.035368 | 0.03666 | 0.038028 | 0.03913 | 0.04036 | 0.041206 | 0.041902 | 0.04223 | 0.046484 | 0.048737 | 0.049658
Scenario 2: High TRC | SCG | Com | FoodServ | Com - Lodging | Electric Demand (MW) | Energy Efficiency | 0.007247 | 0.0078187 | 0.0083803 | 0.0088845 | 0.0094215 | 0.0099618 | 0.010492 | 0.011002 | 0.011456 | 0.011873 | 0.012296 | 0.012698 | 0.013089
Scenario 2: High TRC | SCG | Com | FoodServ | Com - Lodging | Electric Energy (GWh/year) | Energy Efficiency | 0.035424 | 0.038198 | 0.040927 | 0.043377 | 0.045987 | 0.048612 | 0.051187 | 0.053665 | 0.055868 | 0.057886 | 0.059938 | 0.061888 | 0.063781
Scenario 2: High TRC | SCG | Com | FoodServ | Com - Lodging | Gas Energy (MMTherm/year) | Energy Efficiency | 0.027797 | 0.029345 | 0.030809 | 0.032099 | 0.033348 | 0.034508 | 0.035569 | 0.036524 | 0.037284 | 0.03791 | 0.043238 | 0.045957 | 0.046664
Scenario 2: High TRC | SCG | Com | FoodServ | Com - Other | Electric Demand (MW) | Energy Efficiency | 0.04165 | 0.045119 | 0.048348 | 0.051314 | 0.032673 | 0.078497 | 0.059263 | 0.061644 | 0.063765 | 0.065945 | 0.068116 | 0.070182 | 0.072303
Scenario 2: High TRC | SCG | Com | FoodServ | Com - Other | Electric Energy (GWh/year) | Energy Efficiency | 0.2026 | 0.21925 | 0.23476 | 0.24901 | 0.15862 | 0.38048 | 0.2872 | 0.29863 | 0.3088 | 0.31924 | 0.32964 | 0.33952 | 0.34965
Scenario 2: High TRC | SCG | Com | FoodServ | Com - Other | Gas Energy (MMTherm/year) | Energy Efficiency | 0.13774 | 0.14653 | 0.15476 | 0.16234 | 0.12345 | 0.22184 | 0.18191 | 0.18748 | 0.19226 | 0.1969 | 0.20715 | 0.21369 | 0.2178
Scenario 2: High TRC | SCG | Com | FoodServ | Com - Restaurant | Electric Demand (MW) | Energy Efficiency | 0.11676 | 0.12568 | 0.13395 | 0.14217 | 0.15048 | 0.15785 | 0.16465 | 0.17155 | 0.17815 | 0.18416 | 0.19016 | 0.1958 | 0.2015
Scenario 2: High TRC | SCG | Com | FoodServ | Com - Restaurant | Electric Energy (GWh/year) | Energy Efficiency | 0.57688 | 0.62042 | 0.66088 | 0.70099 | 0.74157 | 0.77748 | 0.81052 | 0.84406 | 0.87606 | 0.90525 | 0.93429 | 0.96162 | 0.98915
Scenario 2: High TRC | SCG | Com | FoodServ | Com - Restaurant | Gas Energy (MMTherm/year) | Energy Efficiency | 0.43453 | 0.46123 | 0.48632 | 0.51034 | 0.5335 | 0.55371 | 0.5718 | 0.58921 | 0.6046 | 0.6179 | 0.70385 | 0.75054 | 0.76624
Scenario 2: High TRC | SCG | Com | FoodServ | Com - Retail | Electric Demand (MW) | Energy Efficiency | 0.001628 | 0.0018062 | 0.0019744 | 0.0021592 | 0 | 0.0054135 | 0.0027544 | 0.0029686 | 0.003168 | 0.0033624 | 0.0035639 | 0.003754 | 0.0039471
Scenario 2: High TRC | SCG | Com | FoodServ | Com - Retail | Electric Energy (GWh/year) | Energy Efficiency | 0.0079745 | 0.0088474 | 0.0096714 | 0.010576 | 0 | 0.026517 | 0.013492 | 0.014541 | 0.015518 | 0.01647 | 0.017457 | 0.018388 | 0.019334
Scenario 2: High TRC | SCG | Com | FoodServ | Com - Retail | Gas Energy (MMTherm/year) | Energy Efficiency | 0.0001766 | 0.00019593 | 0.00021418 | 0.00023422 | 0 | 0.00058722 | 0.00029878 | 0.00032202 | 0.00034365 | 0.00036473 | 0.00038659 | 0.00040721 | 0.00042816
Scenario 2: High TRC | SCG | Com | FoodServ | Com - School | Electric Demand (MW) | Energy Efficiency | 0.013803 | 0.014643 | 0.015483 | 0.01627 | 0.016885 | 0.017596 | 0.018181 | 0.01874 | 0.019311 | 0.019896 | 0.020415 | 0.020986 | 0.021462
Scenario 2: High TRC | SCG | Com | FoodServ | Com - School | Electric Energy (GWh/year) | Energy Efficiency | 0.065985 | 0.070008 | 0.07403 | 0.077803 | 0.080748 | 0.084154 | 0.086955 | 0.089635 | 0.092372 | 0.095179 | 0.097665 | 0.10041 | 0.10269
Scenario 2: High TRC | SCG | Com | FoodServ | Com - School | Gas Energy (MMTherm/year) | Energy Efficiency | 0.03233 | 0.033733 | 0.035038 | 0.036181 | 0.036989 | 0.037812 | 0.038395 | 0.038882 | 0.039322 | 0.039735 | 0.041663 | 0.042812 | 0.043045
Scenario 2: High TRC | SCG | Com | HVAC | Com - College | Electric Demand (MW) | Energy Efficiency | 0.039708 | 0.039774 | 0.040818 | 0.042151 | 0.042327 | 0.042639 | 0.043925 | 0.044347 | 0.04469 | 0.044617 | 0.044784 | 0.046634 | 0.04673
Scenario 2: High TRC | SCG | Com | HVAC | Com - College | Electric Energy (GWh/year) | Energy Efficiency | 0.051161 | 0.051126 | 0.052269 | 0.053764 | 0.053871 | 0.050197 | 0.051711 | 0.052208 | 0.052611 | 0.052526 | 0.052722 | 0.0549 | 0.055013
Scenario 2: High TRC | SCG | Com | HVAC | Com - College | Gas Energy (MMTherm/year) | Energy Efficiency | 0.006005 | 0.0059225 | 0.005925 | 0.0059554 | 0.0058894 | 0.0027914 | 0.0028756 | 0.0029033 | 0.0029257 | 0.002921 | 0.0029319 | 0.0030531 | 0.0030594
Scenario 2: High TRC | SCG | Com | HVAC | Com - Grocery | Gas Energy (MMTherm/year) | Energy Efficiency | 0.0038679 | 0.0039618 | 0.0040085 | 0.0041901 | 0.0042653 | 0.0043411 | 0.0043894 | 0.0044605 | 0.0044362 | 0.0044714 | 0.0045196 | 0.0045516 | 0.0046118
Scenario 2: High TRC | SCG | Com | HVAC | Com - Health | Electric Demand (MW) | Energy Efficiency | 0.0012734 | 0.0012515 | 0.0012332 | 0.0012012 | 0.0011796 | 0 | 0 | 0 | 0 | 0 | 0 | 0 | 0
Scenario 2: High TRC | SCG | Com | HVAC | Com - Health | Electric Energy (GWh/year) | Energy Efficiency | 0.0063598 | 0.0062505 | 0.0061592 | 0.0059989 | 0.0058913 | 0 | 0 | 0 | 0 | 0 | 0 | 0 | 0
Scenario 2: High TRC | SCG | Com | HVAC | Com - Health | Gas Energy (MMTherm/year) | Energy Efficiency | 0.11414 | 0.117 | 0.11766 | 0.11529 | 0.1109 | 0.1008 | 0.092964 | 0.083699 | 0.065312 | 0.06388 | 0.054218 | 0.046032 | 0.038872
Scenario 2: High TRC | SCG | Com | HVAC | Com - Lodging | Electric Demand (MW) | Energy Efficiency | 0.00052636 | 0.00051591 | 0.00050623 | 0.00049563 | 0.00048717 | 0 | 0 | 0 | 0 | 0 | 0 | 0 | 0
Scenario 2: High TRC | SCG | Com | HVAC | Com - Lodging | Electric Energy (GWh/year) | Energy Efficiency | 0.0026288 | 0.0025766 | 0.0025282 | 0.0024752 | 0.002433 | 0 | 0 | 0 | 0 | 0 | 0 | 0 | 0
Scenario 2: High TRC | SCG | Com | HVAC | Com - Lodging | Gas Energy (MMTherm/year) | Energy Efficiency | 0.058624 | 0.059396 | 0.05888 | 0.056981 | 0.053906 | 0.048374 | 0.043568 | 0.038343 | 0.0072379 | 0.0072386 | 0.0072951 | 0.0072894 | 0.0072838
Scenario 2: High TRC | SCG | Com | HVAC | Com - Office (Large) | Electric Demand (MW) | Energy Efficiency | 0.0095609 | 0.0092422 | 0.0089129 | 0.0086178 | 0.0083731 | 0 | 0 | 0 | 0 | 0 | 0 | 0 | 0
Scenario 2: High TRC | SCG | Com | HVAC | Com - Office (Large) | Electric Energy (GWh/year) | Energy Efficiency | 0.047749 | 0.046157 | 0.044513 | 0.043038 | 0.041816 | 0 | 0 | 0 | 0 | 0 | 0 | 0 | 0
Scenario 2: High TRC | SCG | Com | HVAC | Com - Office (Large) | Gas Energy (MMTherm/year) | Energy Efficiency | 0.028846 | 0.027886 | 0.026893 | 0.026003 | 0.025265 | 5.5695e-05 | 5.4873e-05 | 5.4124e-05 | 5.2983e-05 | 5.1778e-05 | 5.0845e-05 | 4.9778e-05 | 4.8862e-05
Scenario 2: High TRC | SCG | Com | HVAC | Com - Office (Small) | Electric Demand (MW) | Energy Efficiency | 0.044216 | 0.044216 | 0.044134 | 0.04412 | 0.0018927 | 0.38076 | 0.037578 | 0.037643 | 0.03766 | 0.037613 | 0.037608 | 0.037556 | 0.037536
Scenario 2: High TRC | SCG | Com | HVAC | Com - Office (Small) | Electric Energy (GWh/year) | Energy Efficiency | 0.077098 | 0.076776 | 0.076325 | 0.075988 | 0.0094522 | 0.54322 | 0.053612 | 0.053705 | 0.053729 | 0.053661 | 0.053654 | 0.05358 | 0.053551
Scenario 2: High TRC | SCG | Com | HVAC | Com - Office (Small) | Gas Energy (MMTherm/year) | Energy Efficiency | 0.014149 | 0.013883 | 0.013602 | 0.013339 | 0.0056983 | 0.021932 | 0.0021646 | 0.0021683 | 0.0021693 | 0.0021666 | 0.0021663 | 0.0021633 | 0.0021622
Scenario 2: High TRC | SCG | Com | HVAC | Com - Other | Electric Demand (MW) | Energy Efficiency | 0.93742 | 0.95759 | 0.97888 | 0.99823 | 0.043029 | 2.0075 | 1.0581 | 1.0754 | 1.0853 | 1.0998 | 1.1155 | 1.1284 | 1.1438
Scenario 2: High TRC | SCG | Com | HVAC | Com - Other | Electric Energy (GWh/year) | Energy Efficiency | 1.3109 | 1.3391 | 1.3689 | 1.3959 | 0.060172 | 2.8073 | 1.4797 | 1.5039 | 1.5176 | 1.538 | 1.56 | 1.5779 | 1.5995
Scenario 2: High TRC | SCG | Com | HVAC | Com - Other | Gas Energy (MMTherm/year) | Energy Efficiency | 0.066457 | 0.067876 | 0.073503 | 0.075664 | 0.0035244 | 0.15181 | 0.080095 | 0.081365 | 0.082074 | 0.077655 | 0.083485 | 0.085254 | 0.086405
Scenario 2: High TRC | SCG | Com | HVAC | Com - Restaurant | Electric Demand (MW) | Energy Efficiency | 0.069849 | 0.071176 | 0.07256 | 0.074093 | 0.075888 | 0.076942 | 0.077659 | 0.078648 | 0.079527 | 0.080174 | 0.080926 | 0.081493 | 0.082164
Scenario 2: High TRC | SCG | Com | HVAC | Com - Restaurant | Electric Energy (GWh/year) | Energy Efficiency | 0.044728 | 0.045577 | 0.046464 | 0.047445 | 0.048595 | 0.04927 | 0.049729 | 0.050363 | 0.050926 | 0.051341 | 0.051823 | 0.052186 | 0.052615
Scenario 2: High TRC | SCG | Com | HVAC | Com - Restaurant | Gas Energy (MMTherm/year) | Energy Efficiency | 0.24661 | 0.24584 | 0.2425 | 0.23805 | 0.23389 | 0.23109 | 0.22581 | 0.22125 | 0.21707 | 0.21315 | 0.2098 | 0.20671 | 0.20414
Scenario 2: High TRC | SCG | Com | HVAC | Com - Retail | Electric Demand (MW) | Energy Efficiency | 0.16701 | 0.16956 | 0.17067 | 0.17281 | 0.00095105 | 0.37363 | 0.17872 | 0.1815 | 0.1832 | 0.18455 | 0.18628 | 0.18744 | 0.18884
Scenario 2: High TRC | SCG | Com | HVAC | Com - Retail | Electric Energy (GWh/year) | Energy Efficiency | 0.14873 | 0.15077 | 0.15156 | 0.15324 | 0.0047496 | 0.31725 | 0.15175 | 0.15412 | 0.15556 | 0.1567 | 0.15817 | 0.15916 | 0.16034
Scenario 2: High TRC | SCG | Com | HVAC | Com - Retail | Gas Energy (MMTherm/year) | Energy Efficiency | 0.0089837 | 0.0089518 | 0.0088698 | 0.0088255 | 0.0028633 | 0.0089432 | 0.0042778 | 0.0043446 | 0.0043853 | 0.0044177 | 0.0044592 | 0.004487 | 0.0045205
Scenario 2: High TRC | SCG | Com | HVAC | Com - School | Electric Demand (MW) | Energy Efficiency | 0.15324 | 0.15124 | 0.14999 | 0.14859 | 0.14534 | 0.14102 | 0.13872 | 0.13664 | 0.13516 | 0.13423 | 0.1329 | 0.13244 | 0.1313
Scenario 2: High TRC | SCG | Com | HVAC | Com - School | Electric Energy (GWh/year) | Energy Efficiency | 0.13285 | 0.13088 | 0.12952 | 0.12805 | 0.12509 | 0.10853 | 0.10676 | 0.10515 | 0.10402 | 0.1033 | 0.10228 | 0.10193 | 0.10105
Scenario 2: High TRC | SCG | Com | HVAC | Com - School | Gas Energy (MMTherm/year) | Energy Efficiency | 0.034994 | 0.034387 | 0.033939 | 0.03346 | 0.032636 | 0.023012 | 0.022643 | 0.02231 | 0.022075 | 0.021929 | 0.02172 | 0.021652 | 0.021473
Scenario 2: High TRC | SCG | Com | HVAC | Com - Warehouse | Gas Energy (MMTherm/year) | Energy Efficiency | 0 | 0 | 0 | 0 | 0 | 2.201e-06 | 2.2771e-06 | 2.3592e-06 | 2.4182e-06 | 0 | 0 | 2.5764e-06 | 2.6321e-06
Scenario 2: High TRC | SCG | Com | WaterHeat | Com - College | Electric Demand (MW) | Energy Efficiency | -0.00032687 | -0.00032226 | -0.00031984 | -0.00031843 | -0.00031489 | 0 | 0 | 0 | 0 | 0 | 0 | 0 | 0
Scenario 2: High TRC | SCG | Com | WaterHeat | Com - College | Electric Energy (GWh/year) | Energy Efficiency | -0.0012884 | -0.0012702 | -0.0012607 | -0.0012551 | -0.0012412 | 0 | 0 | 0 | 0 | 0 | 0 | 0 | 0
Scenario 2: High TRC | SCG | Com | WaterHeat | Com - College | Gas Energy (MMTherm/year) | Energy Efficiency | 0.023301 | 0.021769 | 0.021621 | 0.021545 | 0.021303 | 9.3457e-05 | 9.421e-05 | 0.00010451 | 9.5331e-05 | 9.5887e-05 | 9.6508e-05 | 9.7641e-05 | 9.8274e-05
Scenario 2: High TRC | SCG | Com | WaterHeat | Com - Grocery | Electric Demand (MW) | Energy Efficiency | 8.3412e-06 | 8.2802e-06 | 8.1936e-06 | 8.1373e-06 | 8.1031e-06 | 0 | 0 | 0 | 0 | 0 | 0 | 0 | 0
Scenario 2: High TRC | SCG | Com | WaterHeat | Com - Grocery | Electric Energy (GWh/year) | Energy Efficiency | 4.5356e-05 | 4.5024e-05 | 4.4553e-05 | 4.4247e-05 | 4.4061e-05 | 0 | 0 | 0 | 0 | 0 | 0 | 0 | 0
Scenario 2: High TRC | SCG | Com | WaterHeat | Com - Grocery | Gas Energy (MMTherm/year) | Energy Efficiency | 0.042607 | 0.018202 | 0.0046255 | 0.0042268 | 0.0042412 | 0.0022951 | 0.0023155 | 0.0023383 | 0.0023587 | 0.0023773 | 0.0023972 | 0.0024158 | 0.002435
Scenario 2: High TRC | SCG | Com | WaterHeat | Com - Health | Electric Demand (MW) | Energy Efficiency | -0.00037094 | -0.00036909 | -0.00036868 | -0.00036481 | -0.00036391 | 0 | 0 | 0 | 0 | 0 | 0 | 0 | 0
Scenario 2: High TRC | SCG | Com | WaterHeat | Com - Health | Electric Energy (GWh/year) | Energy Efficiency | -0.0032446 | -0.0032283 | -0.0032247 | -0.0031907 | -0.0031827 | 0 | 0 | 0 | 0 | 0 | 0 | 0 | 0
Scenario 2: High TRC | SCG | Com | WaterHeat | Com - Health | Gas Energy (MMTherm/year) | Energy Efficiency | 0.070503 | 0.058769 | 0.057049 | 0.056804 | 0.05637 | 0.00051966 | 0.00043415 | 0.00037695 | 0.00034266 | 0.00034444 | 0.00034584 | 0.00035 | 0.00035463
Scenario 2: High TRC | SCG | Com | WaterHeat | Com - Lodging | Electric Demand (MW) | Energy Efficiency | -2.0523e-05 | -2.2185e-05 | -2.3574e-05 | -2.0045e-05 | -1.6693e-05 | 0 | 0 | 0 | 0 | 0 | 0 | 0 | 0
Scenario 2: High TRC | SCG | Com | WaterHeat | Com - Lodging | Electric Energy (GWh/year) | Energy Efficiency | -0.00017052 | -0.00018419 | -0.00019562 | -0.00016655 | -0.00013897 | 0 | 0 | 0 | 0 | 0 | 0 | 0 | 0
Scenario 2: High TRC | SCG | Com | WaterHeat | Com - Lodging | Gas Energy (MMTherm/year) | Energy Efficiency | 0.36751 | 0.32381 | 0.28434 | 0.25371 | 0.23297 | 0.0075493 | 0.00028604 | 0.00028908 | 0.00029179 | 0.00029432 | 0.00029697 | 0.00029954 | 0.00030211
Scenario 2: High TRC | SCG | Com | WaterHeat | Com - Office (Large) | Electric Demand (MW) | Energy Efficiency | -4.4938e-05 | -4.362e-05 | -4.2086e-05 | -4.0809e-05 | -3.9802e-05 | 0 | 0 | 0 | 0 | 0 | 0 | 0 | 0
Scenario 2: High TRC | SCG | Com | WaterHeat | Com - Office (Large) | Electric Energy (GWh/year) | Energy Efficiency | -0.00091873 | -0.00089178 | -0.00086042 | -0.0008343 | -0.00081372 | 0 | 0 | 0 | 0 | 0 | 0 | 0 | 0
Scenario 2: High TRC | SCG | Com | WaterHeat | Com - Office (Large) | Gas Energy (MMTherm/year) | Energy Efficiency | 0.048339 | 0.047133 | 0.045848 | 0.044762 | 0.04394 | 0 | 0 | 0 | 0 | 0 | 0 | 0 | 0
Scenario 2: High TRC | SCG | Com | WaterHeat | Com - Office (Small) | Electric Demand (MW) | Energy Efficiency | -2.432e-06 | -2.4065e-06 | -2.3813e-06 | -2.3599e-06 | -1.3169e-06 | 0 | 0 | 0 | 0 | 0 | 0 | 0 | 0
Scenario 2: High TRC | SCG | Com | WaterHeat | Com - Office (Small) | Electric Energy (GWh/year) | Energy Efficiency | -0.00029607 | -0.00029296 | -0.0002899 | -0.00028729 | -0.00016032 | 0 | 0 | 0 | 0 | 0 | 0 | 0 | 0
Scenario 2: High TRC | SCG | Com | WaterHeat | Com - Office (Small) | Gas Energy (MMTherm/year) | Energy Efficiency | 0.0028886 | 0.0028583 | 0.0028284 | 0.002803 | 0.0015641 | 0 | 0 | 0 | 0 | 0 | 0 | 0 | 0
Scenario 2: High TRC | SCG | Com | WaterHeat | Com - Other | Electric Demand (MW) | Energy Efficiency | -0.0029003 | -0.002887 | -0.0028775 | -0.0028697 | -0.0019242 | 0 | 0 | 0 | 0 | 0 | 0 | 0 | 0
Scenario 2: High TRC | SCG | Com | WaterHeat | Com - Other | Electric Energy (GWh/year) | Energy Efficiency | -0.019268 | -0.01918 | -0.019117 | -0.019065 | -0.012783 | 0 | 0 | 0 | 0 | 0 | 0 | 0 | 0
Scenario 2: High TRC | SCG | Com | WaterHeat | Com - Other | Gas Energy (MMTherm/year) | Energy Efficiency | 0.22351 | 0.21096 | 0.20815 | 0.20613 | 0.13576 | 0.00835 | 0.0072491 | 0.007332 | 0.0074058 | 0.007486 | 0.0075684 | 0.0076481 | 0.0077321
Scenario 2: High TRC | SCG | Com | WaterHeat | Com - Refrig. Warehouse | Electric Demand (MW) | Energy Efficiency | -5.6635e-06 | -1.6712e-06 | -1.0703e-06 | -5.1028e-06 | -1.5249e-06 | 0 | 0 | 0 | 0 | 0 | 0 | 0 | 0
Scenario 2: High TRC | SCG | Com | WaterHeat | Com - Refrig. Warehouse | Electric Energy (GWh/year) | Energy Efficiency | -6.911e-05 | -2.0399e-05 | -1.3066e-05 | -6.2268e-05 | -1.8614e-05 | 0 | 0 | 0 | 0 | 0 | 0 | 0 | 0
Scenario 2: High TRC | SCG | Com | WaterHeat | Com - Refrig. Warehouse | Gas Energy (MMTherm/year) | Energy Efficiency | 0.0047404 | 0.00029792 | 0.0003572 | 0.0010368 | 0.0002719 | 0 | 0 | 0 | 0 | 0 | 0 | 0 | 0
Scenario 2: High TRC | SCG | Com | WaterHeat | Com - Restaurant | Electric Demand (MW) | Energy Efficiency | -0.0033076 | -0.0032989 | -0.0032619 | -0.0032287 | -0.0032045 | 0 | 0 | 0 | 0 | 0 | 0 | 0 | 0
Scenario 2: High TRC | SCG | Com | WaterHeat | Com - Restaurant | Electric Energy (GWh/year) | Energy Efficiency | -0.017454 | -0.017408 | -0.017212 | -0.017037 | -0.016909 | 0 | 0 | 0 | 0 | 0 | 0 | 0 | 0
Scenario 2: High TRC | SCG | Com | WaterHeat | Com - Restaurant | Gas Energy (MMTherm/year) | Energy Efficiency | 0.18453 | 0.18423 | 0.18251 | 0.181 | 0.17997 | 0.012244 | 0.012375 | 0.012515 | 0.012653 | 0.012786 | 0.012923 | 0.013055 | 0.013193
Scenario 2: High TRC | SCG | Com | WaterHeat | Com - Retail | Electric Demand (MW) | Energy Efficiency | -0.00010352 | -0.00010289 | -0.00010206 | -0.00010154 | -6.502e-05 | 0 | 0 | 0 | 0 | 0 | 0 | 0 | 0
Scenario 2: High TRC | SCG | Com | WaterHeat | Com - Retail | Electric Energy (GWh/year) | Energy Efficiency | -0.00067563 | -0.00067151 | -0.00066605 | -0.00066267 | -0.00042434 | 0 | 0 | 0 | 0 | 0 | 0 | 0 | 0
Scenario 2: High TRC | SCG | Com | WaterHeat | Com - Retail | Gas Energy (MMTherm/year) | Energy Efficiency | 0.033521 | 0.010372 | 0.0089069 | 0.0062647 | 0.0051059 | 0.00041253 | 0 | 0 | 0 | 0 | 0 | 0 | 0
Scenario 2: High TRC | SCG | Com | WaterHeat | Com - School | Electric Demand (MW) | Energy Efficiency | -0.00021975 | -0.00021446 | -0.00020904 | -0.00020427 | -0.00019894 | 0 | 0 | 0 | 0 | 0 | 0 | 0 | 0
Scenario 2: High TRC | SCG | Com | WaterHeat | Com - School | Electric Energy (GWh/year) | Energy Efficiency | -0.0034136 | -0.0033314 | -0.0032474 | -0.0031732 | -0.0030905 | 0 | 0 | 0 | 0 | 0 | 0 | 0 | 0
Scenario 2: High TRC | SCG | Com | WaterHeat | Com - School | Gas Energy (MMTherm/year) | Energy Efficiency | 0.05314 | 0.052006 | 0.050904 | 0.049906 | 0.04872 | 0.0015216 | 0.0015236 | 0.0015261 | 0.0015302 | 0.0015357 | 0.0015404 | 0.0015475 | 0.001553
Scenario 2: High TRC | SCG | Com | WaterHeat | Com - Warehouse | Electric Demand (MW) | Energy Efficiency | -6.2108e-07 | -6.1331e-07 | -6.058e-07 | -6.0075e-07 | -5.985e-07 | 0 | 0 | 0 | 0 | 0 | 0 | 0 | 0
Scenario 2: High TRC | SCG | Com | WaterHeat | Com - Warehouse | Electric Energy (GWh/year) | Energy Efficiency | -1.8914e-05 | -1.8676e-05 | -1.8447e-05 | -1.8292e-05 | -1.8223e-05 | 0 | 0 | 0 | 0 | 0 | 0 | 0 | 0
Scenario 2: High TRC | SCG | Com | WaterHeat | Com - Warehouse | Gas Energy (MMTherm/year) | Energy Efficiency | 0.051 | 0.008233 | 0.0023619 | 0.0021149 | 0.0019525 | 0.00011491 | 0.00022839 | 0 | 0 | 0 | 0 | 0 | 0
Scenario 2: High TRC | SCG | Com | WholeBlg | Com - College | Electric Demand (MW) | Energy Efficiency | 0 | 0 | 0 | 0 | 0 | 0 | 0 | 0 | 0 | 0 | 0 | 0 | 0
Scenario 2: High TRC | SCG | Com | WholeBlg | Com - College | Electric Energy (GWh/year) | Energy Efficiency | 0 | 0 | 0 | 0 | 0 | 0 | 0 | 0 | 0 | 0 | 0 | 0 | 0
Scenario 2: High TRC | SCG | Com | WholeBlg | Com - College | Gas Energy (MMTherm/year) | Energy Efficiency | 0.013975 | 0.013971 | 0.013929 | 0.013922 | 0.013921 | 0.013941 | 0.013974 | 0.013977 | 0.013977 | 0.013996 | 0.013966 | 0.013903 | 0.013892
Scenario 2: High TRC | SCG | Com | WholeBlg | Com - Grocery | Gas Energy (MMTherm/year) | Energy Efficiency | 0.0052561 | 0.0053235 | 0.0053786 | 0.0054476 | 0.005521 | 0.005573 | 0.0056265 | 0.0056773 | 0.0057295 | 0.0057658 | 0.0058 | 0.0058182 | 0.0058326
Scenario 2: High TRC | SCG | Com | WholeBlg | Com - Health | Gas Energy (MMTherm/year) | Energy Efficiency | 0.019297 | 0.019609 | 0.019876 | 0.020192 | 0.020526 | 0.020801 | 0.021087 | 0.02135 | 0.021616 | 0.021826 | 0.022025 | 0.022159 | 0.022193
Scenario 2: High TRC | SCG | Com | WholeBlg | Com - Lodging | Electric Demand (MW) | Energy Efficiency | 0 | 0 | 0 | 0 | 0 | 0 | 0 | 0 | 0 | 0 | 0 | 0 | 0
Scenario 2: High TRC | SCG | Com | WholeBlg | Com - Lodging | Electric Energy (GWh/year) | Energy Efficiency | 0 | 0 | 0 | 0 | 0 | 0 | 0 | 0 | 0 | 0 | 0 | 0 | 0
Scenario 2: High TRC | SCG | Com | WholeBlg | Com - Lodging | Gas Energy (MMTherm/year) | Energy Efficiency | 0.0094452 | 0.0095802 | 0.0096926 | 0.0098292 | 0.0099745 | 0.01009 | 0.010209 | 0.010322 | 0.010437 | 0.010534 | 0.01062 | 0.010677 | 0.010697
Scenario 2: High TRC | SCG | Com | WholeBlg | Com - Office (Large) | Electric Demand (MW) | Energy Efficiency | 0 | 0 | 0 | 0 | 0 | 0 | 0 | 0 | 0 | 0 | 0 | 0 | 0
Scenario 2: High TRC | SCG | Com | WholeBlg | Com - Office (Large) | Electric Energy (GWh/year) | Energy Efficiency | 0 | 0 | 0 | 0 | 0 | 0 | 0 | 0 | 0 | 0 | 0 | 0 | 0
Scenario 2: High TRC | SCG | Com | WholeBlg | Com - Office (Large) | Gas Energy (MMTherm/year) | Energy Efficiency | 0.030241 | 0.030392 | 0.030453 | 0.030579 | 0.030726 | 0.030862 | 0.031046 | 0.031169 | 0.031284 | 0.031523 | 0.031556 | 0.031501 | 0.031462
Scenario 2: High TRC | SCG | Com | WholeBlg | Com - Office (Small) | Electric Demand (MW) | Energy Efficiency | 0 | 0 | 0 | 0 | 0 | 0 | 0 | 0 | 0 | 0 | 0 | 0 | 0
Scenario 2: High TRC | SCG | Com | WholeBlg | Com - Office (Small) | Electric Energy (GWh/year) | Energy Efficiency | 0 | 0 | 0 | 0 | 0 | 0 | 0 | 0 | 0 | 0 | 0 | 0 | 0
Scenario 2: High TRC | SCG | Com | WholeBlg | Com - Office (Small) | Gas Energy (MMTherm/year) | Energy Efficiency | 0.0036009 | 0.0036395 | 0.0036699 | 0.00371 | 0.0037528 | 0.0037794 | 0.0038062 | 0.0038314 | 0.0038577 | 0.0038818 | 0.0038961 | 0.0039003 | 0.0039092
Scenario 2: High TRC | SCG | Com | WholeBlg | Com - Other | Electric Demand (MW) | Energy Efficiency | 0 | 0 | 0 | 0 | 0 | 0 | 0 | 0 | 0 | 0 | 0 | 0 | 0
Scenario 2: High TRC | SCG | Com | WholeBlg | Com - Other | Electric Energy (GWh/year) | Energy Efficiency | 0 | 0 | 0 | 0 | 0 | 0 | 0 | 0 | 0 | 0 | 0 | 0 | 0
Scenario 2: High TRC | SCG | Com | WholeBlg | Com - Other | Gas Energy (MMTherm/year) | Energy Efficiency | 0.062905 | 0.0638 | 0.064563 | 0.065503 | 0.0665 | 0.067266 | 0.068074 | 0.068836 | 0.069617 | 0.070243 | 0.070823 | 0.071209 | 0.071349
Scenario 2: High TRC | SCG | Com | WholeBlg | Com - Refrig. Warehouse | Gas Energy (MMTherm/year) | Energy Efficiency | 0.0012197 | 0.0012422 | 0.0012623 | 0.0012858 | 0.0013104 | 0.0013283 | 0.0013462 | 0.0013638 | 0.001382 | 0.001395 | 0.0014087 | 0.0014184 | 0.0014227
Scenario 2: High TRC | SCG | Com | WholeBlg | Com - Restaurant | Electric Demand (MW) | Energy Efficiency | 0 | 0 | 0 | 0 | 0 | 0 | 0 | 0 | 0 | 0 | 0 | 0 | 0
Scenario 2: High TRC | SCG | Com | WholeBlg | Com - Restaurant | Electric Energy (GWh/year) | Energy Efficiency | 0 | 0 | 0 | 0 | 0 | 0 | 0 | 0 | 0 | 0 | 0 | 0 | 0
Scenario 2: High TRC | SCG | Com | WholeBlg | Com - Restaurant | Gas Energy (MMTherm/year) | Energy Efficiency | 0.026753 | 0.027253 | 0.027699 | 0.02822 | 0.028769 | 0.029181 | 0.029595 | 0.030003 | 0.030423 | 0.030741 | 0.031063 | 0.031299 | 0.03139
Scenario 2: High TRC | SCG | Com | WholeBlg | Com - Retail | Electric Demand (MW) | Energy Efficiency | 0 | 0 | 0 | 0 | 0 | 0 | 0 | 0 | 0 | 0 | 0 | 0 | 0
Scenario 2: High TRC | SCG | Com | WholeBlg | Com - Retail | Electric Energy (GWh/year) | Energy Efficiency | 0 | 0 | 0 | 0 | 0 | 0 | 0 | 0 | 0 | 0 | 0 | 0 | 0
Scenario 2: High TRC | SCG | Com | WholeBlg | Com - Retail | Gas Energy (MMTherm/year) | Energy Efficiency | 0.007249 | 0.0073547 | 0.0074443 | 0.0075539 | 0.0076702 | 0.0077543 | 0.0078393 | 0.0079221 | 0.0080075 | 0.0080734 | 0.0081335 | 0.0081714 | 0.0081921
Scenario 2: High TRC | SCG | Com | WholeBlg | Com - School | Electric Demand (MW) | Energy Efficiency | 0 | 0 | 0 | 0 | 0 | 0 | 0 | 0 | 0 | 0 | 0 | 0 | 0
Scenario 2: High TRC | SCG | Com | WholeBlg | Com - School | Electric Energy (GWh/year) | Energy Efficiency | 0 | 0 | 0 | 0 | 0 | 0 | 0 | 0 | 0 | 0 | 0 | 0 | 0
Scenario 2: High TRC | SCG | Com | WholeBlg | Com - School | Gas Energy (MMTherm/year) | Energy Efficiency | 0.011625 | 0.011671 | 0.011688 | 0.011735 | 0.011786 | 0.011821 | 0.011854 | 0.011873 | 0.011892 | 0.011911 | 0.011898 | 0.011853 | 0.011872
Scenario 2: High TRC | SCG | Com | WholeBlg | Com - Warehouse | Electric Demand (MW) | Energy Efficiency | 0 | 0 | 0 | 0 | 0 | 0 | 0 | 0 | 0 | 0 | 0 | 0 | 0
Scenario 2: High TRC | SCG | Com | WholeBlg | Com - Warehouse | Electric Energy (GWh/year) | Energy Efficiency | 0 | 0 | 0 | 0 | 0 | 0 | 0 | 0 | 0 | 0 | 0 | 0 | 0
Scenario 2: High TRC | SCG | Com | WholeBlg | Com - Warehouse | Gas Energy (MMTherm/year) | Energy Efficiency | 0.023804 | 0.024156 | 0.024458 | 0.024829 | 0.025225 | 0.025498 | 0.025773 | 0.026044 | 0.026327 | 0.026524 | 0.026722 | 0.026847 | 0.026928
Scenario 2: High TRC | SCG | Ind | WholeBlg | Ind - All Other Industrial | Gas Energy (MMTherm/year) | Energy Efficiency | 0.033334 | 0.033553 | 0.033721 | 0.03387 | 0.034008 | 0.034111 | 0.034201 | 0.034295 | 0.034396 | 0.034513 | 0.034642 | 0.034781 | 0.034929
Scenario 2: High TRC | SCG | Ind | WholeBlg | Ind - Chemicals | Gas Energy (MMTherm/year) | Energy Efficiency | 0.40303 | 0.406 | 0.40876 | 0.41129 | 0.41364 | 0.41561 | 0.41723 | 0.4186 | 0.42001 | 0.42143 | 0.42276 | 0.42395 | 0.42509
Scenario 2: High TRC | SCG | Ind | WholeBlg | Ind - Electronics | Gas Energy (MMTherm/year) | Energy Efficiency | 0.019253 | 0.019399 | 0.019544 | 0.019682 | 0.019816 | 0.019944 | 0.020071 | 0.0202 | 0.020328 | 0.020456 | 0.020582 | 0.020704 | 0.020824
Scenario 2: High TRC | SCG | Ind | WholeBlg | Ind - Fabricated Metals | Gas Energy (MMTherm/year) | Energy Efficiency | 0.11556 | 0.11701 | 0.11851 | 0.11957 | 0.12042 | 0.12102 | 0.12147 | 0.12188 | 0.12227 | 0.12266 | 0.12301 | 0.12328 | 0.12349
Scenario 2: High TRC | SCG | Ind | WholeBlg | Ind - Food | Gas Energy (MMTherm/year) | Energy Efficiency | 0.55403 | 0.55379 | 0.55344 | 0.55304 | 0.55252 | 0.5519 | 0.55127 | 0.55057 | 0.54987 | 0.54923 | 0.54851 | 0.54769 | 0.54687
Scenario 2: High TRC | SCG | Ind | WholeBlg | Ind - Industrial Machinery | Gas Energy (MMTherm/year) | Energy Efficiency | 0.012017 | 0.01223 | 0.012459 | 0.012613 | 0.012721 | 0.0128 | 0.012875 | 0.012949 | 0.013024 | 0.013101 | 0.01317 | 0.013228 | 0.013277
Scenario 2: High TRC | SCG | Ind | WholeBlg | Ind - Lumber & Furniture | Gas Energy (MMTherm/year) | Energy Efficiency | 0.0054055 | 0.005446 | 0.0054845 | 0.0055205 | 0.0055565 | 0.0055768 | 0.005583 | 0.005591 | 0.0056004 | 0.005612 | 0.0056252 | 0.0056372 | 0.0056479
Scenario 2: High TRC | SCG | Ind | WholeBlg | Ind - Paper | Gas Energy (MMTherm/year) | Energy Efficiency | 0.084456 | 0.084588 | 0.084741 | 0.085035 | 0.085358 | 0.085611 | 0.085901 | 0.086274 | 0.086736 | 0.087284 | 0.08787 | 0.088458 | 0.089054
Scenario 2: High TRC | SCG | Ind | WholeBlg | Ind - Petroleum | Gas Energy (MMTherm/year) | Energy Efficiency | 1.6438 | 1.6486 | 1.6532 | 1.6577 | 1.6611 | 1.6627 | 1.6634 | 1.6634 | 1.6639 | 1.6645 | 1.6644 | 1.6636 | 1.6627
Scenario 2: High TRC | SCG | Ind | WholeBlg | Ind - Plastics | Gas Energy (MMTherm/year) | Energy Efficiency | 0.018896 | 0.019817 | 0.020707 | 0.021543 | 0.022362 | 0.023085 | 0.023667 | 0.024121 | 0.024608 | 0.025111 | 0.025609 | 0.02608 | 0.026529
Scenario 2: High TRC | SCG | Ind | WholeBlg | Ind - Primary Metals | Gas Energy (MMTherm/year) | Energy Efficiency | 0.12366 | 0.12427 | 0.12494 | 0.12553 | 0.12603 | 0.12646 | 0.1269 | 0.12734 | 0.12776 | 0.12817 | 0.12855 | 0.12888 | 0.12921
Scenario 2: High TRC | SCG | Ind | WholeBlg | Ind - Printing & Publishing | Gas Energy (MMTherm/year) | Energy Efficiency | 0.0068443 | 0.0068732 | 0.0069012 | 0.006928 | 0.0069444 | 0.0069434 | 0.0069414 | 0.0069437 | 0.0069553 | 0.0069729 | 0.0069891 | 0.0070007 | 0.0070094
Scenario 2: High TRC | SCG | Ind | WholeBlg | Ind - Stone-Glass-Clay | Gas Energy (MMTherm/year) | Energy Efficiency | 0.13076 | 0.13177 | 0.13261 | 0.13331 | 0.13394 | 0.13444 | 0.13483 | 0.1352 | 0.13555 | 0.1359 | 0.13625 | 0.13659 | 0.13692
Scenario 2: High TRC | SCG | Ind | WholeBlg | Ind - Textiles | Gas Energy (MMTherm/year) | Energy Efficiency | 0.062477 | 0.062571 | 0.062662 | 0.062713 | 0.062735 | 0.06273 | 0.062719 | 0.0627 | 0.062677 | 0.062655 | 0.062623 | 0.062583 | 0.062544
Scenario 2: High TRC | SCG | Ind | WholeBlg | Ind - Transportation Equipment | Gas Energy (MMTherm/year) | Energy Efficiency | 0.046491 | 0.046473 | 0.046463 | 0.046443 | 0.046419 | 0.046389 | 0.046362 | 0.046333 | 0.046301 | 0.046269 | 0.046229 | 0.046185 | 0.046142
Scenario 2: High TRC | SCG | Res | AppPlug | Res - Multi Family | Electric Demand (MW) | Energy Efficiency | 0 | 0 | 0 | 0 | 0 | 0 | 0 | 0 | 0 | 0 | 0 | 0 | 0
Scenario 2: High TRC | SCG | Res | AppPlug | Res - Multi Family | Electric Energy (GWh/year) | Energy Efficiency | 0 | 0 | 0 | 0 | 0 | 0 | 0 | 0 | 0 | 0 | 0 | 0 | 0
Scenario 2: High TRC | SCG | Res | AppPlug | Res - Multi Family | Gas Energy (MMTherm/year) | Energy Efficiency | 0 | 0 | 0 | 0 | 0 | 0 | 0 | 0 | 0 | 0 | 0 | 0 | 0
Scenario 2: High TRC | SCG | Res | AppPlug | Res - Single Family | Electric Demand (MW) | Energy Efficiency | 0 | 0 | 0 | 0 | 0 | 0 | 0 | 0 | 0 | 0 | 0 | 0 | 0
Scenario 2: High TRC | SCG | Res | AppPlug | Res - Single Family | Electric Energy (GWh/year) | Energy Efficiency | 0 | 0 | 0 | 0 | 0 | 0 | 0 | 0 | 0 | 0 | 0 | 0 | 0
Scenario 2: High TRC | SCG | Res | AppPlug | Res - Single Family | Gas Energy (MMTherm/year) | Energy Efficiency | 0 | 0 | 0 | 0 | 0 | 0 | 0 | 0 | 0 | 0 | 0 | 0 | 0
Scenario 2: High TRC | SCG | Res | BROs | Income Qualified - Multi Family IQ | Gas Energy (MMTherm/year) | Energy Efficiency | 0.23348 | 0.2365 | 0.24016 | 0.24449 | 0.24945 | 0.25506 | 0.26114 | 0.26853 | 0.27677 | 0.2863 | 0.29665 | 0.30796 | 0.32045
Scenario 2: High TRC | SCG | Res | BROs | Income Qualified - Single Family IQ | Gas Energy (MMTherm/year) | Energy Efficiency | 0.72066 | 0.72917 | 0.73953 | 0.75176 | 0.76591 | 0.78207 | 0.80011 | 0.82174 | 0.84593 | 0.87291 | 0.90228 | 0.93442 | 0.96995
Scenario 2: High TRC | SCG | Res | BROs | Res - Multi Family | Gas Energy (MMTherm/year) | Energy Efficiency | 2.4695 | 2.4988 | 2.5345 | 2.5767 | 2.6254 | 2.681 | 2.743 | 2.8174 | 2.9005 | 2.9935 | 3.0946 | 3.2053 | 3.3277
Scenario 2: High TRC | SCG | Res | BROs | Res - Single Family | Gas Energy (MMTherm/year) | Energy Efficiency | 0.70639 | 0.71555 | 0.7267 | 0.73985 | 0.75495 | 0.77198 | 0.79043 | 0.81285 | 0.83786 | 0.86681 | 0.89829 | 0.93269 | 0.97065
Scenario 2: High TRC | SCG | Res | BldgEnv | Res - Multi Family | Electric Demand (MW) | Energy Efficiency | 0 | 0 | 0 | 0 | 0 | 0 | 0 | 0 | 0 | 0 | 0 | 0 | 6.298e-05
Scenario 2: High TRC | SCG | Res | BldgEnv | Res - Multi Family | Electric Energy (GWh/year) | Energy Efficiency | 0 | 0 | 0 | 0 | 0 | 0 | 0 | 0 | 0 | 0 | 0 | 0 | 9.6692e-05
Scenario 2: High TRC | SCG | Res | BldgEnv | Res - Multi Family | Gas Energy (MMTherm/year) | Energy Efficiency | 0 | 0 | 0 | 0 | 0 | 0 | 0 | 0 | 0 | 0 | 0 | 0 | 3.0281e-05
Scenario 2: High TRC | SCG | Res | BldgEnv | Res - Single Family | Electric Demand (MW) | Energy Efficiency | 0.01741 | 0.020185 | 0.02135 | 0.021484 | 0.021491 | 0.020916 | 0.020008 | 0.018991 | 0.018024 | 0 | 0 | 0 | 0
Scenario 2: High TRC | SCG | Res | BldgEnv | Res - Single Family | Electric Energy (GWh/year) | Energy Efficiency | -0.014794 | -0.014164 | -0.013576 | -0.013073 | -0.01259 | -0.01215 | -0.011739 | -0.011342 | -0.010951 | 0 | 0 | 0 | 0
Scenario 2: High TRC | SCG | Res | BldgEnv | Res - Single Family | Gas Energy (MMTherm/year) | Energy Efficiency | 0.0037316 | 0.0043573 | 0.0046248 | 0.0046619 | 0.0046701 | 0.0045476 | 0.00435 | 0.0041277 | 0.0039164 | 0 | 0 | 0 | 0
Scenario 2: High TRC | SCG | Res | HVAC | Res - Multi Family | Electric Demand (MW) | Energy Efficiency | -2.8415e-05 | -2.8888e-05 | -2.8656e-05 | -2.8102e-05 | -2.7484e-05 | 0 | 0 | 0 | 0 | 0 | 0 | 0 | 0
Scenario 2: High TRC | SCG | Res | HVAC | Res - Multi Family | Electric Energy (GWh/year) | Energy Efficiency | -2.6807e-09 | -2.7254e-09 | -2.7035e-09 | -2.6512e-09 | -2.5929e-09 | 0 | 0 | 0 | 0 | 0 | 0 | 0 | 0
Scenario 2: High TRC | SCG | Res | HVAC | Res - Multi Family | Gas Energy (MMTherm/year) | Energy Efficiency | 6.7083e-06 | 6.8201e-06 | 6.7653e-06 | 6.6344e-06 | 6.4886e-06 | 0 | 0 | 0 | 0 | 0 | 0 | 0 | 0
Scenario 2: High TRC | SCG | Res | HVAC | Res - Single Family | Electric Demand (MW) | Energy Efficiency | 0.005882 | 0.0061877 | 0.0062998 | 0.0062689 | 0.0061983 | 0 | 0 | 0 | 0 | 0 | 0 | 0 | 0
Scenario 2: High TRC | SCG | Res | HVAC | Res - Single Family | Electric Energy (GWh/year) | Energy Efficiency | 0.068091 | 0.074991 | 0.078236 | 0.079199 | 0.07968 | 0 | 0 | 0 | 0 | 0 | 0 | 0 | 0
Scenario 2: High TRC | SCG | Res | HVAC | Res - Single Family | Gas Energy (MMTherm/year) | Energy Efficiency | 0.0078246 | 0.0086827 | 0.0090756 | 0.0091991 | 0.0092666 | 0 | 0 | 0 | 0 | 0 | 0 | 0 | 0
Scenario 2: High TRC | SCG | Res | WaterHeat | Res - Multi Family | Electric Demand (MW) | Energy Efficiency | -0.0032682 | -0.003294 | -0.0033522 | -0.0033622 | -0.0033478 | 0 | 0 | 0 | 0 | 0 | 0 | 0 | 0
Scenario 2: High TRC | SCG | Res | WaterHeat | Res - Multi Family | Electric Energy (GWh/year) | Energy Efficiency | -0.016841 | -0.016975 | -0.017275 | -0.017326 | -0.017251 | 0 | 0 | 0 | 0 | 0 | 0 | 0 | 0
Scenario 2: High TRC | SCG | Res | WaterHeat | Res - Multi Family | Gas Energy (MMTherm/year) | Energy Efficiency | 0.29164 | 0.27034 | 0.24872 | 0.23181 | 0.2191 | 0.048303 | 0.045354 | 0.043056 | 0.040701 | 0.038378 | 0.036262 | 0.034499 | 0.032817
Scenario 2: High TRC | SCG | Res | WaterHeat | Res - Single Family | Electric Demand (MW) | Energy Efficiency | -0.020044 | -0.021237 | -0.021917 | -0.022117 | -0.022172 | 0 | 0 | 0 | 0 | 0 | 0 | 0 | 0
Scenario 2: High TRC | SCG | Res | WaterHeat | Res - Single Family | Electric Energy (GWh/year) | Energy Efficiency | -0.11394 | -0.1208 | -0.12466 | -0.12579 | -0.1261 | 0 | 0 | 0 | 0 | 0 | 0 | 0 | 0
Scenario 2: High TRC | SCG | Res | WaterHeat | Res - Single Family | Gas Energy (MMTherm/year) | Energy Efficiency | 1.8096 | 1.7335 | 1.6773 | 1.6209 | 1.5806 | 0.2113 | 0.18353 | 0.16122 | 0.14807 | 0.13813 | 0.1293 | 0.12148 | 0.11421
Scenario 2: High TRC | SCG | Res | WholeBlg | Res - Multi Family | Electric Demand (MW) | Energy Efficiency | 0 | 0 | 0 | 0 | 0 | 0 | 0 | 0 | 0 | 0 | 0 | 0 | 0
Scenario 2: High TRC | SCG | Res | WholeBlg | Res - Multi Family | Electric Energy (GWh/year) | Energy Efficiency | 0 | 0 | 0 | 0 | 0 | 0 | 0 | 0 | 0 | 0 | 0 | 0 | 0
Scenario 2: High TRC | SCG | Res | WholeBlg | Res - Multi Family | Gas Energy (MMTherm/year) | Energy Efficiency | 0 | 0 | 0 | 0 | 0 | 0 | 0 | 0 | 0 | 0 | 0 | 0 | 0
Scenario 2: High TRC | SCG | Res | WholeBlg | Res - Single Family | Electric Demand (MW) | Energy Efficiency | 0 | 0 | 0 | 0 | 0 | 0 | 0 | 0 | 0 | 0 | 0 | 0 | 0
Scenario 2: High TRC | SCG | Res | WholeBlg | Res - Single Family | Electric Energy (GWh/year) | Energy Efficiency | 0 | 0 | 0 | 0 | 0 | 0 | 0 | 0 | 0 | 0 | 0 | 0 | 0
Scenario 2: High TRC | SCG | Res | WholeBlg | Res - Single Family | Gas Energy (MMTherm/year) | Energy Efficiency | 0 | 0 | 0 | 0 | 0 | 0 | 0 | 0 | 0 | 0 | 0 | 0 | 0
Scenario 2: High TRC | SDG&E | Ag | WholeBlg | Ag - Dairies, fishing, hunting | Electric Demand (MW) | Energy Efficiency | 0.0018919 | 0.0019052 | 0.0019178 | 0.0019298 | 0.0019409 | 0.0019509 | 0.0019603 | 0.0019696 | 0.0019789 | 0.0019881 | 0.0019971 | 0.0020059 | 0.0020145
Scenario 2: High TRC | SDG&E | Ag | WholeBlg | Ag - Dairies, fishing, hunting | Electric Energy (GWh/year) | Energy Efficiency | 0.0080594 | 0.0081163 | 0.0081697 | 0.0082209 | 0.0082681 | 0.0083107 | 0.0083508 | 0.0083906 | 0.0084301 | 0.0084693 | 0.0085075 | 0.0085451 | 0.0085817
Scenario 2: High TRC | SDG&E | Ag | WholeBlg | Ag - Dairies, fishing, hunting | Gas Energy (MMTherm/year) | Energy Efficiency | 1.6867e-05 | 1.6867e-05 | 1.6867e-05 | 1.6867e-05 | 1.6867e-05 | 1.6867e-05 | 1.6867e-05 | 1.6867e-05 | 1.6867e-05 | 1.6867e-05 | 1.6867e-05 | 1.6867e-05 | 1.6867e-05
Scenario 2: High TRC | SDG&E | Ag | WholeBlg | Ag - Irrigated Agriculture, vineyards, forestry and greenhouses | Electric Demand (MW) | Energy Efficiency | 0.013304 | 0.013773 | 0.014216 | 0.014647 | 0.015052 | 0.015421 | 0.015774 | 0.016128 | 0.016486 | 0.016845 | 0.017198 | 0.017547 | 0.01789
Scenario 2: High TRC | SDG&E | Ag | WholeBlg | Ag - Irrigated Agriculture, vineyards, forestry and greenhouses | Electric Energy (GWh/year) | Energy Efficiency | 0.056675 | 0.058673 | 0.060559 | 0.062395 | 0.064121 | 0.065693 | 0.067196 | 0.068703 | 0.07023 | 0.071758 | 0.073261 | 0.07475 | 0.076209
Scenario 2: High TRC | SDG&E | Ag | WholeBlg | Ag - Irrigated Agriculture, vineyards, forestry and greenhouses | Gas Energy (MMTherm/year) | Energy Efficiency | 0.0012197 | 0.0012197 | 0.0012197 | 0.0012197 | 0.0012197 | 0.0012197 | 0.0012197 | 0.0012197 | 0.0012197 | 0.0012197 | 0.0012197 | 0.0012197 | 0.0012197
Scenario 2: High TRC | SDG&E | Ag | WholeBlg | Ag - Water pumping | Electric Demand (MW) | Energy Efficiency | 0.041617 | 0.041536 | 0.041457 | 0.041374 | 0.041291 | 0.041212 | 0.041132 | 0.04105 | 0.040961 | 0.040869 | 0.040777 | 0.040684 | 0.04059
Scenario 2: High TRC | SDG&E | Ag | WholeBlg | Ag - Water pumping | Electric Energy (GWh/year) | Energy Efficiency | 0.17729 | 0.17694 | 0.1766 | 0.17625 | 0.1759 | 0.17556 | 0.17522 | 0.17487 | 0.17449 | 0.1741 | 0.17371 | 0.17331 | 0.17291
Scenario 2: High TRC | SDG&E | Ag | WholeBlg | Ag - Water pumping | Gas Energy (MMTherm/year) | Energy Efficiency | 0.00034934 | 0.00034934 | 0.00034934 | 0.00034934 | 0.00034934 | 0.00034934 | 0.00034934 | 0.00034934 | 0.00034934 | 0.00034934 | 0.00034934 | 0.00034934 | 0.00034934
Scenario 2: High TRC | SDG&E | Com | AppPlug | Com - Health | Gas Energy (MMTherm/year) | Energy Efficiency | 0.02624 | 0.029763 | 0.058146 | 0.065617 | 0.071887 | 0.077663 | 0.16469 | 0.1776 | 0.19246 | 0.20834 | 0.22313 | 0.22335 | 0.22586
Scenario 2: High TRC | SDG&E | Com | AppPlug | Com - Lodging | Gas Energy (MMTherm/year) | Energy Efficiency | 0.023829 | 0.025971 | 0.028373 | 0.031749 | 0.033641 | 0.05353 | 0.13246 | 0.14112 | 0.15016 | 0.15868 | 0.16512 | 0.16843 | 0.1717
Scenario 2: High TRC | SDG&E | Com | AppPlug | Com - Other | Gas Energy (MMTherm/year) | Energy Efficiency | 0 | 0 | 0.00024281 | 0.00027836 | 0.00031298 | 0.00035374 | 0.00039676 | 0.0004408 | 0.00048571 | 0.00053285 | 0.00057955 | 0.00062763 | 0.00067753
Scenario 2: High TRC | SDG&E | Com | BROs | Com - Lodging | Electric Energy (GWh/year) | Energy Efficiency | 0.0087675 | 0.017942 | 0.027556 | 0.037827 | 0.048759 | 0.060287 | 0.07269 | 0.08562 | 0.099235 | 0.11359 | 0.12828 | 0.14288 | 0.1577
Scenario 2: High TRC | SDG&E | Com | BROs | Com - Other | Electric Energy (GWh/year) | Energy Efficiency | 0.0079453 | 0.016295 | 0.025078 | 0.034484 | 0.044544 | 0.055196 | 0.066813 | 0.078968 | 0.091831 | 0.10546 | 0.11952 | 0.13362 | 0.14899
Scenario 2: High TRC | SDG&E | Com | BROs | Com - Retail | Electric Demand (MW) | Energy Efficiency | 0.0016338 | 0.0033258 | 0.0050803 | 0.0069276 | 0.008875 | 0.010905 | 0.013094 | 0.015353 | 0.017704 | 0.020162 | 0.022645 | 0.025101 | 0.027999
Scenario 2: High TRC | SDG&E | Com | BROs | Com - Retail | Electric Energy (GWh/year) | Energy Efficiency | 0.017664 | 0.035957 | 0.054926 | 0.074897 | 0.095951 | 0.1179 | 0.14157 | 0.16598 | 0.19141 | 0.21798 | 0.24482 | 0.27138 | 0.30271
Scenario 2: High TRC | SDG&E | Com | BldgEnv | Com - College | Electric Demand (MW) | Energy Efficiency | 9.4089e-07 | 9.4132e-07 | 9.419e-07 | 1.5185e-06 | 1.5138e-06 | 1.5147e-06 | 1.5161e-06 | 1.5157e-06 | 1.5159e-06 | 1.5175e-06 | 1.5173e-06 | 1.5338e-06 | 1.5363e-06
Scenario 2: High TRC | SDG&E | Com | BldgEnv | Com - College | Electric Energy (GWh/year) | Energy Efficiency | 3.2147e-07 | 3.2162e-07 | 3.2182e-07 | 5.1881e-07 | 5.1721e-07 | 5.1752e-07 | 5.18e-07 | 5.1786e-07 | 5.1793e-07 | 5.1848e-07 | 5.1842e-07 | 5.2404e-07 | 5.249e-07
Scenario 2: High TRC | SDG&E | Com | BldgEnv | Com - College | Gas Energy (MMTherm/year) | Energy Efficiency | 6.5083e-07 | 6.4769e-07 | 6.4451e-07 | 1.097e-06 | 1.0901e-06 | 1.0848e-06 | 1.0796e-06 | 1.0738e-06 | 1.0682e-06 | 1.063e-06 | 1.0573e-06 | 1.0567e-06 | 1.0519e-06
Scenario 2: High TRC | SDG&E | Com | BldgEnv | Com - Grocery | Electric Demand (MW) | Energy Efficiency | 4.9899e-06 | 4.8327e-06 | 4.6783e-06 | 4.5478e-06 | 4.4171e-06 | 4.3179e-06 | 4.2334e-06 | 4.1563e-06 | 4.0782e-06 | 4.0157e-06 | 3.9526e-06 | 3.8953e-06 | 3.8461e-06
Scenario 2: High TRC | SDG&E | Com | BldgEnv | Com - Grocery | Electric Energy (GWh/year) | Energy Efficiency | 1.7049e-06 | 1.6512e-06 | 1.5984e-06 | 1.5538e-06 | 1.5092e-06 | 1.4753e-06 | 1.4464e-06 | 1.4201e-06 | 1.3934e-06 | 1.372e-06 | 1.3505e-06 | 1.3309e-06 | 1.3141e-06
Scenario 2: High TRC | SDG&E | Com | BldgEnv | Com - Grocery | Gas Energy (MMTherm/year) | Energy Efficiency | 1.2899e-06 | 1.2504e-06 | 1.2099e-06 | 1.1751e-06 | 1.1402e-06 | 1.1138e-06 | 1.091e-06 | 1.07e-06 | 1.0487e-06 | 1.0316e-06 | 1.0147e-06 | 9.9958e-07 | 9.8701e-07
Scenario 2: High TRC | SDG&E | Com | BldgEnv | Com - Health | Electric Demand (MW) | Energy Efficiency | 8.1833e-06 | 7.5755e-06 | 6.9153e-06 | 6.2405e-06 | 5.4499e-06 | 4.5729e-06 | 3.8301e-06 | 3.7167e-06 | 3.6608e-06 | 3.693e-06 | 3.7879e-06 | 3.5471e-06 | 3.3838e-06
Scenario 2: High TRC | SDG&E | Com | BldgEnv | Com - Health | Electric Energy (GWh/year) | Energy Efficiency | 3.931e-06 | 3.639e-06 | 3.3219e-06 | 2.9977e-06 | 2.6179e-06 | 2.1967e-06 | 1.8399e-06 | 1.7854e-06 | 1.7585e-06 | 1.774e-06 | 1.8196e-06 | 1.7039e-06 | 1.6255e-06
Scenario 2: High TRC | SDG&E | Com | BldgEnv | Com - Health | Gas Energy (MMTherm/year) | Energy Efficiency | 3.3994e-06 | 3.1343e-06 | 2.8478e-06 | 2.5563e-06 | 2.2201e-06 | 1.8541e-06 | 1.5501e-06 | 1.5041e-06 | 1.4816e-06 | 1.4951e-06 | 1.5343e-06 | 1.4362e-06 | 1.3699e-06
Scenario 2: High TRC | SDG&E | Com | BldgEnv | Com - Lodging | Electric Demand (MW) | Energy Efficiency | 1.4917e-06 | 1.4775e-06 | 1.4634e-06 | 1.4586e-06 | 1.4404e-06 | 1.4323e-06 | 1.4199e-06 | 1.4077e-06 | 3.9659e-07 | 4.0247e-07 | 4.0389e-07 | 4.0566e-07 | 4.1108e-07
Scenario 2: High TRC | SDG&E | Com | BldgEnv | Com - Lodging | Electric Energy (GWh/year) | Energy Efficiency | 9.7476e-07 | 9.6544e-07 | 9.5627e-07 | 9.531e-07 | 9.4122e-07 | 9.3591e-07 | 9.2781e-07 | 9.1985e-07 | 2.5915e-07 | 2.6299e-07 | 2.6392e-07 | 2.6508e-07 | 2.6862e-07
Scenario 2: High TRC | SDG&E | Com | BldgEnv | Com - Lodging | Gas Energy (MMTherm/year) | Energy Efficiency | 4.9072e-07 | 4.8488e-07 | 4.791e-07 | 4.7511e-07 | 4.6861e-07 | 4.6408e-07 | 4.5877e-07 | 4.5355e-07 | 7.6145e-08 | 7.7266e-08 | 7.7535e-08 | 7.7873e-08 | 7.8914e-08
Scenario 2: High TRC | SDG&E | Com | BldgEnv | Com - Office (Large) | Electric Demand (MW) | Energy Efficiency | 1.3932e-05 | 1.356e-05 | 1.3204e-05 | 1.2873e-05 | 1.2516e-05 | 1.2262e-05 | 1.2052e-05 | 1.1811e-05 | 1.1488e-05 | 1.1219e-05 | 1.095e-05 | 1.0709e-05 | 1.0491e-05
Scenario 2: High TRC | SDG&E | Com | BldgEnv | Com - Office (Large) | Electric Energy (GWh/year) | Energy Efficiency | 4.7602e-06 | 4.6331e-06 | 4.5114e-06 | 4.3982e-06 | 4.2764e-06 | 4.1896e-06 | 4.1179e-06 | 4.0353e-06 | 3.9252e-06 | 3.8331e-06 | 3.7414e-06 | 3.6589e-06 | 3.5844e-06
Scenario 2: High TRC | SDG&E | Com | BldgEnv | Com - Office (Large) | Gas Energy (MMTherm/year) | Energy Efficiency | 1.7525e-06 | 1.707e-06 | 1.6642e-06 | 1.6246e-06 | 1.5813e-06 | 1.551e-06 | 1.5261e-06 | 1.497e-06 | 1.4566e-06 | 1.423e-06 | 1.3896e-06 | 1.3598e-06 | 1.3329e-06
Scenario 2: High TRC | SDG&E | Com | BldgEnv | Com - Office (Small) | Electric Demand (MW) | Energy Efficiency | 5.6524e-06 | 5.4627e-06 | 5.2847e-06 | 5.1173e-06 | 4.9577e-06 | 4.8108e-06 | 4.6735e-06 | 4.5424e-06 | 4.4198e-06 | 4.3037e-06 | 4.196e-06 | 4.0962e-06 | 4.0042e-06
Scenario 2: High TRC | SDG&E | Com | BldgEnv | Com - Office (Small) | Electric Energy (GWh/year) | Energy Efficiency | 1.9312e-06 | 1.8664e-06 | 1.8056e-06 | 1.7484e-06 | 1.6939e-06 | 1.6437e-06 | 1.5968e-06 | 1.552e-06 | 1.5101e-06 | 1.4704e-06 | 1.4336e-06 | 1.3995e-06 | 1.3681e-06
Scenario 2: High TRC | SDG&E | Com | BldgEnv | Com - Office (Small) | Gas Energy (MMTherm/year) | Energy Efficiency | 7.0599e-07 | 6.827e-07 | 6.6085e-07 | 6.4035e-07 | 6.2084e-07 | 6.0293e-07 | 5.8624e-07 | 5.7034e-07 | 5.5546e-07 | 5.4138e-07 | 5.2832e-07 | 5.1623e-07 | 5.0508e-07
Scenario 2: High TRC | SDG&E | Com | BldgEnv | Com - Other | Electric Demand (MW) | Energy Efficiency | 8.7714e-06 | 8.5814e-06 | 8.7517e-06 | 8.5395e-06 | 8.2964e-06 | 8.0545e-06 | 7.798e-06 | 7.5242e-06 | 6.9511e-06 | 6.6754e-06 | 6.3859e-06 | 6.088e-06 | 5.7816e-06
Scenario 2: High TRC | SDG&E | Com | BldgEnv | Com - Other | Electric Energy (GWh/year) | Energy Efficiency | 2.9984e-06 | 2.9334e-06 | 2.9916e-06 | 2.9191e-06 | 2.836e-06 | 2.7533e-06 | 2.6656e-06 | 2.572e-06 | 2.3761e-06 | 2.2819e-06 | 2.1829e-06 | 2.0811e-06 | 1.9764e-06
Scenario 2: High TRC | SDG&E | Com | BldgEnv | Com - Other | Gas Energy (MMTherm/year) | Energy Efficiency | 1.1404e-06 | 1.1156e-06 | 1.2224e-06 | 1.1941e-06 | 1.1609e-06 | 1.1268e-06 | 1.0898e-06 | 1.0499e-06 | 9.0506e-07 | 8.6871e-07 | 8.307e-07 | 7.917e-07 | 7.5163e-07
Scenario 2: High TRC | SDG&E | Com | BldgEnv | Com - Refrig. Warehouse | Electric Demand (MW) | Energy Efficiency | 1.5741e-07 | 1.5489e-07 | 1.524e-07 | 1.4924e-07 | 1.4646e-07 | 1.4381e-07 | 1.4142e-07 | 1.3906e-07 | 1.3697e-07 | 1.3477e-07 | 1.3288e-07 | 1.3117e-07 | 1.2946e-07
Scenario 2: High TRC | SDG&E | Com | BldgEnv | Com - Refrig. Warehouse | Electric Energy (GWh/year) | Energy Efficiency | 5.3783e-08 | 5.292e-08 | 5.2069e-08 | 5.0991e-08 | 5.0042e-08 | 4.9135e-08 | 4.832e-08 | 4.7511e-08 | 4.6799e-08 | 4.6047e-08 | 4.5402e-08 | 4.4815e-08 | 4.4233e-08
Scenario 2: High TRC | SDG&E | Com | BldgEnv | Com - Refrig. Warehouse | Gas Energy (MMTherm/year) | Energy Efficiency | 2.0331e-08 | 1.9993e-08 | 1.9658e-08 | 1.9239e-08 | 1.8871e-08 | 1.8519e-08 | 1.8204e-08 | 1.7892e-08 | 1.7617e-08 | 1.7327e-08 | 1.7078e-08 | 1.6851e-08 | 1.6625e-08
Scenario 2: High TRC | SDG&E | Com | BldgEnv | Com - Restaurant | Electric Demand (MW) | Energy Efficiency | 1.7432e-06 | 1.8727e-06 | 1.8241e-06 | 1.7797e-06 | 1.7398e-06 | 1.7008e-06 | 1.6679e-06 | 1.6377e-06 | 1.6073e-06 | 1.5803e-06 | 1.5571e-06 | 1.5368e-06 | 1.5187e-06
Scenario 2: High TRC | SDG&E | Com | BldgEnv | Com - Restaurant | Electric Energy (GWh/year) | Energy Efficiency | 5.9558e-07 | 6.3984e-07 | 6.2324e-07 | 6.0807e-07 | 5.9444e-07 | 5.8112e-07 | 5.6987e-07 | 5.5954e-07 | 5.4914e-07 | 5.3993e-07 | 5.3199e-07 | 5.2506e-07 | 5.1888e-07
Scenario 2: High TRC | SDG&E | Com | BldgEnv | Com - Restaurant | Gas Energy (MMTherm/year) | Energy Efficiency | 2.0809e-07 | 2.3386e-07 | 2.2794e-07 | 2.2257e-07 | 2.1777e-07 | 2.1308e-07 | 2.0916e-07 | 2.0558e-07 | 2.0196e-07 | 1.9877e-07 | 1.9604e-07 | 1.9367e-07 | 1.9156e-07
Scenario 2: High TRC | SDG&E | Com | BldgEnv | Com - Retail | Electric Demand (MW) | Energy Efficiency | 1.7761e-05 | 1.5547e-05 | 1.3238e-05 | 1.0638e-05 | 7.6686e-06 | 5.6406e-06 | 5.2035e-06 | 4.7952e-06 | 4.4286e-06 | 4.1125e-06 | 3.8274e-06 | 3.5878e-06 | 3.3786e-06
Scenario 2: High TRC | SDG&E | Com | BldgEnv | Com - Retail | Electric Energy (GWh/year) | Energy Efficiency | 6.0683e-06 | 5.3118e-06 | 4.5231e-06 | 3.6347e-06 | 2.6201e-06 | 1.9272e-06 | 1.7779e-06 | 1.6384e-06 | 1.5131e-06 | 1.4051e-06 | 1.3077e-06 | 1.2258e-06 | 1.1544e-06
Scenario 2: High TRC | SDG&E | Com | BldgEnv | Com - Retail | Gas Energy (MMTherm/year) | Energy Efficiency | 4.308e-06 | 3.7468e-06 | 3.1481e-06 | 2.5063e-06 | 1.749e-06 | 1.2512e-06 | 1.1667e-06 | 1.0877e-06 | 1.0158e-06 | 9.5207e-07 | 8.9363e-07 | 8.4238e-07 | 7.9619e-07
Scenario 2: High TRC | SDG&E | Com | BldgEnv | Com - School | Electric Demand (MW) | Energy Efficiency | 2.4161e-06 | 2.4092e-06 | 2.4046e-06 | 2.4021e-06 | 2.4074e-06 | 2.4079e-06 | 2.4096e-06 | 2.4156e-06 | 2.4274e-06 | 2.4397e-06 | 2.4558e-06 | 2.4736e-06 | 2.4916e-06
Scenario 2: High TRC | SDG&E | Com | BldgEnv | Com - School | Electric Energy (GWh/year) | Energy Efficiency | 8.2551e-07 | 8.2314e-07 | 8.2159e-07 | 8.2072e-07 | 8.2252e-07 | 8.2271e-07 | 8.2329e-07 | 8.2534e-07 | 8.2935e-07 | 8.3356e-07 | 8.3906e-07 | 8.4515e-07 | 8.5128e-07
Scenario 2: High TRC | SDG&E | Com | BldgEnv | Com - School | Gas Energy (MMTherm/year) | Energy Efficiency | 3.067e-07 | 3.0613e-07 | 3.0584e-07 | 3.058e-07 | 3.0677e-07 | 3.0713e-07 | 3.0763e-07 | 3.087e-07 | 3.1049e-07 | 3.1235e-07 | 3.1469e-07 | 3.1723e-07 | 3.1977e-07
Scenario 2: High TRC | SDG&E | Com | BldgEnv | Com - Warehouse | Electric Demand (MW) | Energy Efficiency | 9.4342e-06 | 9.3072e-06 | 9.179e-06 | 9.5399e-06 | 9.4149e-06 | 9.2988e-06 | 9.1684e-06 | 9.0347e-06 | 8.3527e-06 | 8.2052e-06 | 8.0515e-06 | 7.9003e-06 | 7.7588e-06
Scenario 2: High TRC | SDG&E | Com | BldgEnv | Com - Warehouse | Electric Energy (GWh/year) | Energy Efficiency | 6.1648e-06 | 6.0818e-06 | 5.998e-06 | 6.2338e-06 | 6.1521e-06 | 6.0763e-06 | 5.9911e-06 | 5.9037e-06 | 5.4581e-06 | 5.3617e-06 | 5.2612e-06 | 5.1624e-06 | 5.07e-06
Scenario 2: High TRC | SDG&E | Com | BldgEnv | Com - Warehouse | Gas Energy (MMTherm/year) | Energy Efficiency | 2.0503e-06 | 2.0225e-06 | 1.9942e-06 | 2.2577e-06 | 2.2375e-06 | 2.2185e-06 | 2.1956e-06 | 2.1713e-06 | 1.8168e-06 | 1.7838e-06 | 1.7495e-06 | 1.716e-06 | 1.6847e-06
Scenario 2: High TRC | SDG&E | Com | ComRefrig | Com - College | Electric Demand (MW) | Energy Efficiency | 7.1745e-05 | 4.855e-05 | 2.8894e-05 | 1.4811e-05 | 5.7901e-06 | 2.3984e-06 | 7.2956e-07 | 0 | 0 | 0 | 0 | 0 | 0
Scenario 2: High TRC | SDG&E | Com | ComRefrig | Com - College | Electric Energy (GWh/year) | Energy Efficiency | 0.00052639 | 0.00036223 | 0.00022013 | 0.00011617 | 4.8311e-05 | 2.0572e-05 | 6.2576e-06 | 0 | 0 | 0 | 0 | 0 | 0
Scenario 2: High TRC | SDG&E | Com | ComRefrig | Com - College | Gas Energy (MMTherm/year) | Energy Efficiency | 0 | 0 | 0 | 0 | 0 | 0 | 0 | 0 | 0 | 0 | 0 | 0 | 0
Scenario 2: High TRC | SDG&E | Com | ComRefrig | Com - Grocery | Electric Demand (MW) | Energy Efficiency | 0.065963 | 0.034271 | 0.012666 | 0.0051124 | 0.0011996 | 0 | 0 | 0 | 0 | 0 | 0 | 0 | 0
Scenario 2: High TRC | SDG&E | Com | ComRefrig | Com - Grocery | Electric Energy (GWh/year) | Energy Efficiency | 0.4958 | 0.26624 | 0.1059 | 0.043851 | 0.01029 | 0 | 0 | 0 | 0 | 0 | 0 | 0 | 0
Scenario 2: High TRC | SDG&E | Com | ComRefrig | Com - Grocery | Gas Energy (MMTherm/year) | Energy Efficiency | 0 | 0 | 0 | 0 | 0 | 0 | 0 | 0 | 0 | 0 | 0 | 0 | 0
Scenario 2: High TRC | SDG&E | Com | ComRefrig | Com - Refrig. Warehouse | Electric Demand (MW) | Energy Efficiency | 2.1987e-05 | 1.4219e-05 | 7.9988e-06 | 3.748e-06 | 1.2817e-06 | 5.1927e-07 | 6.0664e-08 | 0 | 0 | 0 | 0 | 0 | 0
Scenario 2: High TRC | SDG&E | Com | ComRefrig | Com - Refrig. Warehouse | Electric Energy (GWh/year) | Energy Efficiency | 0.00016187 | 0.00010654 | 6.129e-05 | 2.9744e-05 | 1.0993e-05 | 4.454e-06 | 5.2034e-07 | 0 | 0 | 0 | 0 | 0 | 0
Scenario 2: High TRC | SDG&E | Com | ComRefrig | Com - Refrig. Warehouse | Gas Energy (MMTherm/year) | Energy Efficiency | 0 | 0 | 0 | 0 | 0 | 0 | 0 | 0 | 0 | 0 | 0 | 0 | 0
Scenario 2: High TRC | SDG&E | Com | ComRefrig | Com - Restaurant | Electric Demand (MW) | Energy Efficiency | 0.0025375 | 0.0013459 | 0.00052578 | 0.00021378 | 6.1202e-05 | 0 | 0 | 0 | 0 | 0 | 0 | 0 | 0
Scenario 2: High TRC | SDG&E | Com | ComRefrig | Com - Restaurant | Electric Energy (GWh/year) | Energy Efficiency | 0.019064 | 0.010443 | 0.0043623 | 0.0018336 | 0.00052495 | 0 | 0 | 0 | 0 | 0 | 0 | 0 | 0
Scenario 2: High TRC | SDG&E | Com | ComRefrig | Com - Restaurant | Gas Energy (MMTherm/year) | Energy Efficiency | 0 | 0 | 0 | 0 | 0 | 0 | 0 | 0 | 0 | 0 | 0 | 0 | 0
Scenario 2: High TRC | SDG&E | Com | ComRefrig | Com - Retail | Electric Demand (MW) | Energy Efficiency | 0.028556 | 0.015233 | 0.0060785 | 0.002298 | 0.00065053 | 0 | 0 | 0 | 0 | 0 | 0 | 0 | 0
Scenario 2: High TRC | SDG&E | Com | ComRefrig | Com - Retail | Electric Energy (GWh/year) | Energy Efficiency | 0.21413 | 0.11772 | 0.04986 | 0.019711 | 0.0055798 | 0 | 0 | 0 | 0 | 0 | 0 | 0 | 0
Scenario 2: High TRC | SDG&E | Com | ComRefrig | Com - Retail | Gas Energy (MMTherm/year) | Energy Efficiency | 0 | 0 | 0 | 0 | 0 | 0 | 0 | 0 | 0 | 0 | 0 | 0 | 0
Scenario 2: High TRC | SDG&E | Com | ComRefrig | Com - School | Electric Demand (MW) | Energy Efficiency | 2.8948e-06 | 0 | 0 | 0 | 0 | 0 | 0 | 0 | 0 | 0 | 0 | 0 | 0
Scenario 2: High TRC | SDG&E | Com | ComRefrig | Com - School | Electric Energy (GWh/year) | Energy Efficiency | 2.483e-05 | 0 | 0 | 0 | 0 | 0 | 0 | 0 | 0 | 0 | 0 | 0 | 0
Scenario 2: High TRC | SDG&E | Com | ComRefrig | Com - School | Gas Energy (MMTherm/year) | Energy Efficiency | 0 | 0 | 0 | 0 | 0 | 0 | 0 | 0 | 0 | 0 | 0 | 0 | 0
Scenario 2: High TRC | SDG&E | Com | FoodServ | Com - College | Electric Demand (MW) | Energy Efficiency | 0.00073122 | 0.00078684 | 0.00083213 | 0.00089186 | 0.00093146 | 0.00098913 | 0.0010474 | 0.0010988 | 0.0011512 | 0.0012068 | 0.0017825 | 0.0020817 | 0.0021546
Scenario 2: High TRC | SDG&E | Com | FoodServ | Com - College | Electric Demand (MW) | Fuel Substitution | -0.00016258 | -0.00018895 | -0.00021869 | -0.00024536 | -0.00027201 | -0.00029864 | -0.00032531 | -0.00035196 | -0.00037852 | -0.00040498 | -0.00043119 | -0.00045714 | -0.00048272
Scenario 2: High TRC | SDG&E | Com | FoodServ | Com - College | Electric Energy (GWh/year) | Energy Efficiency | 0.0039085 | 0.0041951 | 0.0044334 | 0.0047444 | 0.0049536 | 0.0052539 | 0.0055569 | 0.0058252 | 0.0060983 | 0.0063876 | 0.0089124 | 0.010282 | 0.010645
Scenario 2: High TRC | SDG&E | Com | FoodServ | Com - College | Electric Energy (GWh/year) | Fuel Substitution | -0.0017497 | -0.0020356 | -0.0023374 | -0.0026287 | -0.0029236 | -0.0032225 | -0.0035266 | -0.0038359 | -0.0041503 | -0.0044698 | -0.0047933 | -0.0051531 | -0.0055316
Scenario 2: High TRC | SDG&E | Com | FoodServ | Com - College | Gas Energy (MMTherm/year) | Energy Efficiency | 0.0027929 | 0.0031468 | 0.0033326 | 0.0034673 | 0.0035562 | 0.0036718 | 0.0037816 | 0.0038729 | 0.0039603 | 0.0040479 | 0.0041192 | 0.0042619 | 0.0043278
Scenario 2: High TRC | SDG&E | Com | FoodServ | Com - College | Gas Energy (MMTherm/year) | Fuel Substitution | 0.00018136 | 0.00021109 | 0.00024196 | 0.00027215 | 0.00030267 | 0.00033358 | 0.00036499 | 0.0003969 | 0.0004293 | 0.00046218 | 0.00049544 | 0.0005323 | 0.00057099
Scenario 2: High TRC | SDG&E | Com | FoodServ | Com - Grocery | Electric Demand (MW) | Energy Efficiency | 0.0038534 | 0.0042277 | 0.0045098 | 0.0048054 | 0.0050604 | 0.0053554 | 0.0056496 | 0.0059333 | 0.0061889 | 0.006463 | 0.010441 | 0.012229 | 0.012638
Scenario 2: High TRC | SDG&E | Com | FoodServ | Com - Grocery | Electric Demand (MW) | Fuel Substitution | -0.00095858 | -0.0011098 | -0.0012823 | -0.0014342 | -0.0015855 | -0.0017364 | -0.0018871 | -0.0020374 | -0.0021869 | -0.0023355 | -0.0024825 | -0.0026274 | -0.0027699
Scenario 2: High TRC | SDG&E | Com | FoodServ | Com - Grocery | Electric Energy (GWh/year) | Energy Efficiency | 0.021258 | 0.023203 | 0.024711 | 0.026287 | 0.027654 | 0.029226 | 0.030794 | 0.032307 | 0.033674 | 0.035135 | 0.052543 | 0.060515 | 0.062558
Scenario 2: High TRC | SDG&E | Com | FoodServ | Com - Grocery | Electric Energy (GWh/year) | Fuel Substitution | -0.018617 | -0.021293 | -0.024047 | -0.026716 | -0.029391 | -0.032073 | -0.034775 | -0.037493 | -0.040222 | -0.042963 | -0.045701 | -0.048454 | -0.051324
Scenario 2: High TRC | SDG&E | Com | FoodServ | Com - Grocery | Gas Energy (MMTherm/year) | Energy Efficiency | 0.013713 | 0.019454 | 0.021983 | 0.022888 | 0.023639 | 0.024467 | 0.025258 | 0.025986 | 0.026607 | 0.027246 | 0.027819 | 0.028368 | 0.028899
Scenario 2: High TRC | SDG&E | Com | FoodServ | Com - Grocery | Gas Energy (MMTherm/year) | Fuel Substitution | 0.0019344 | 0.0022126 | 0.0024954 | 0.0027722 | 0.0030494 | 0.0033273 | 0.003607 | 0.0038881 | 0.0041703 | 0.0044535 | 0.0047362 | 0.0050202 | 0.0053155
Scenario 2: High TRC | SDG&E | Com | FoodServ | Com - Health | Electric Demand (MW) | Energy Efficiency | 0.002239 | 0.0023866 | 0.0024995 | 0.002666 | 0.0027564 | 0.0028167 | 0.0026749 | 0.0027593 | 0.0029136 | 0.0031852 | 0.0044853 | 0.0046897 | 0.0046587
Scenario 2: High TRC | SDG&E | Com | FoodServ | Com - Health | Electric Demand (MW) | Fuel Substitution | -0.00042368 | -0.00049509 | -0.00057453 | -0.00064753 | -0.00072091 | -0.00079459 | -0.0008685 | -0.00094238 | -0.0010161 | -0.0010896 | -0.0011627 | -0.001235 | -0.001306
Scenario 2: High TRC | SDG&E | Com | FoodServ | Com - Health | Electric Energy (GWh/year) | Energy Efficiency | 0.011831 | 0.012589 | 0.013185 | 0.014051 | 0.014532 | 0.014863 | 0.014174 | 0.014624 | 0.015425 | 0.016817 | 0.022701 | 0.023507 | 0.02337
Scenario 2: High TRC | SDG&E | Com | FoodServ | Com - Health | Electric Energy (GWh/year) | Fuel Substitution | -0.005572 | -0.0064424 | -0.0073538 | -0.0082484 | -0.0091576 | -0.010082 | -0.011026 | -0.011983 | -0.012951 | -0.013928 | -0.014912 | -0.015909 | -0.016966
Scenario 2: High TRC | SDG&E | Com | FoodServ | Com - Health | Gas Energy (MMTherm/year) | Energy Efficiency | 0.0071871 | 0.0087083 | 0.0095167 | 0.0099147 | 0.010152 | 0.01032 | 0.010118 | 0.010307 | 0.0106 | 0.011074 | 0.011666 | 0.011446 | 0.011371
Scenario 2: High TRC | SDG&E | Com | FoodServ | Com - Health | Gas Energy (MMTherm/year) | Fuel Substitution | 0.00059211 | 0.0006851 | 0.00078117 | 0.00087642 | 0.00097312 | 0.0010714 | 0.0011715 | 0.001273 | 0.0013753 | 0.0014786 | 0.0015825 | 0.0016874 | 0.0017984
Scenario 2: High TRC | SDG&E | Com | FoodServ | Com - Lodging | Electric Demand (MW) | Energy Efficiency | 0.0044399 | 0.0046697 | 0.0048431 | 0.0050732 | 0.0052029 | 0.0053928 | 0.0055465 | 0.0056943 | 0.0058612 | 0.0060116 | 0.0071785 | 0.0075704 | 0.0077229
Scenario 2: High TRC | SDG&E | Com | FoodServ | Com - Lodging | Electric Demand (MW) | Fuel Substitution | -0.00059521 | -0.00068798 | -0.00078302 | -0.0008751 | -0.00096676 | -0.001058 | -0.001149 | -0.0012394 | -0.001329 | -0.0014177 | -0.001505 | -0.0015906 | -0.0016743
Scenario 2: High TRC | SDG&E | Com | FoodServ | Com - Lodging | Electric Energy (GWh/year) | Energy Efficiency | 0.028502 | 0.02983 | 0.030886 | 0.032265 | 0.033054 | 0.034186 | 0.035103 | 0.03598 | 0.036961 | 0.037843 | 0.043053 | 0.044917 | 0.04577
Scenario 2: High TRC | SDG&E | Com | FoodServ | Com - Lodging | Electric Energy (GWh/year) | Fuel Substitution | -0.00748 | -0.0085775 | -0.0096824 | -0.010777 | -0.011874 | -0.012972 | -0.014076 | -0.015181 | -0.016286 | -0.01739 | -0.018486 | -0.019572 | -0.020646
Scenario 2: High TRC | SDG&E | Com | FoodServ | Com - Lodging | Gas Energy (MMTherm/year) | Energy Efficiency | 0.0059456 | 0.0077702 | 0.0084886 | 0.008772 | 0.0089161 | 0.0091271 | 0.0092835 | 0.009424 | 0.0095786 | 0.009705 | 0.0097854 | 0.0098559 | 0.0099386
Scenario 2: High TRC | SDG&E | Com | FoodServ | Com - Lodging | Gas Energy (MMTherm/year) | Fuel Substitution | 0.00077356 | 0.00088727 | 0.0010013 | 0.0011146 | 0.001228 | 0.0013416 | 0.0014556 | 0.0015697 | 0.0016837 | 0.0017975 | 0.0019105 | 0.0020222 | 0.0021328
Scenario 2: High TRC | SDG&E | Com | FoodServ | Com - Office (Large) | Electric Demand (MW) | Energy Efficiency | 0.00025422 | 0.00026082 | 0.00026645 | 0.00027157 | 0.0002752 | 0.00028012 | 0.00028517 | 0.00028882 | 0.00029023 | 0.00029203 | 0.00029325 | 0.00029444 | 0.00029556
Scenario 2: High TRC | SDG&E | Com | FoodServ | Com - Office (Large) | Electric Energy (GWh/year) | Energy Efficiency | 0.0022298 | 0.0022877 | 0.0023371 | 0.002382 | 0.0024138 | 0.002457 | 0.0025013 | 0.0025333 | 0.0025457 | 0.0025615 | 0.0025722 | 0.0025826 | 0.0025924
Scenario 2: High TRC | SDG&E | Com | FoodServ | Com - Office (Small) | Electric Demand (MW) | Energy Efficiency | 9.032e-05 | 9.3648e-05 | 9.665e-05 | 9.936e-05 | 0.00010176 | 0.00010397 | 0.00010597 | 0.00010771 | 0.00010926 | 0.00011062 | 0.00011183 | 0.00011291 | 0.00011389
Scenario 2: High TRC | SDG&E | Com | FoodServ | Com - Office (Small) | Electric Energy (GWh/year) | Energy Efficiency | 0.00079221 | 0.0008214 | 0.00084773 | 0.00087151 | 0.00089252 | 0.00091192 | 0.00092946 | 0.00094475 | 0.00095838 | 0.00097026 | 0.00098088 | 0.0009904 | 0.00099895
Scenario 2: High TRC | SDG&E | Com | FoodServ | Com - Other | Electric Demand (MW) | Energy Efficiency | 0.0088294 | 0.0098593 | 0.010589 | 0.011311 | 0.011966 | 0.012666 | 0.013357 | 0.014028 | 0.014684 | 0.015346 | 0.020418 | 0.023007 | 0.02385
Scenario 2: High TRC | SDG&E | Com | FoodServ | Com - Other | Electric Demand (MW) | Fuel Substitution | -0.0030102 | -0.0034838 | -0.0040094 | -0.0044908 | -0.0049741 | -0.0054598 | -0.0059488 | -0.0064404 | -0.0069334 | -0.0074275 | -0.0079201 | -0.0084101 | -0.0088958
Scenario 2: High TRC | SDG&E | Com | FoodServ | Com - Other | Electric Energy (GWh/year) | Energy Efficiency | 0.046095 | 0.051302 | 0.055122 | 0.05891 | 0.062381 | 0.066087 | 0.069755 | 0.073331 | 0.07684 | 0.080389 | 0.10293 | 0.11478 | 0.11912
Scenario 2: High TRC | SDG&E | Com | FoodServ | Com - Other | Electric Energy (GWh/year) | Fuel Substitution | -0.017583 | -0.020351 | -0.023347 | -0.026162 | -0.028998 | -0.031859 | -0.034753 | -0.037677 | -0.040626 | -0.043599 | -0.046612 | -0.049721 | -0.052853
Scenario 2: High TRC | SDG&E | Com | FoodServ | Com - Other | Gas Energy (MMTherm/year) | Energy Efficiency | 0.019558 | 0.022395 | 0.024137 | 0.025277 | 0.026267 | 0.027313 | 0.028313 | 0.029247 | 0.030125 | 0.030986 | 0.031781 | 0.032547 | 0.033312
Scenario 2: High TRC | SDG&E | Com | FoodServ | Com - Other | Gas Energy (MMTherm/year) | Fuel Substitution | 0.0016885 | 0.0019549 | 0.0022375 | 0.0025076 | 0.0027797 | 0.003054 | 0.0033316 | 0.0036119 | 0.0038947 | 0.0041797 | 0.0044688 | 0.0047673 | 0.0050682
Scenario 2: High TRC | SDG&E | Com | FoodServ | Com - Restaurant | Electric Demand (MW) | Energy Efficiency | 0.016833 | 0.021171 | 0.022585 | 0.023965 | 0.025327 | 0.0266 | 0.027904 | 0.029173 | 0.030346 | 0.03151 | 0.038837 | 0.042226 | 0.043551
Scenario 2: High TRC | SDG&E | Com | FoodServ | Com - Restaurant | Electric Demand (MW) | Fuel Substitution | -0.0060784 | -0.0070041 | -0.0079918 | -0.0089103 | -0.0098239 | -0.010733 | -0.011641 | -0.012546 | -0.013445 | -0.014338 | -0.015221 | -0.016092 | -0.016947
Scenario 2: High TRC | SDG&E | Com | FoodServ | Com - Restaurant | Electric Energy (GWh/year) | Energy Efficiency | 0.095405 | 0.11826 | 0.12592 | 0.13341 | 0.14079 | 0.14771 | 0.15479 | 0.16169 | 0.16808 | 0.17442 | 0.20731 | 0.22321 | 0.23021
Scenario 2: High TRC | SDG&E | Com | FoodServ | Com - Restaurant | Electric Energy (GWh/year) | Fuel Substitution | -0.060622 | -0.069273 | -0.078133 | -0.086682 | -0.095201 | -0.1037 | -0.11221 | -0.12072 | -0.12921 | -0.13767 | -0.14607 | -0.15439 | -0.16277
Scenario 2: High TRC | SDG&E | Com | FoodServ | Com - Restaurant | Gas Energy (MMTherm/year) | Energy Efficiency | 0.034712 | 0.052507 | 0.05836 | 0.060912 | 0.063359 | 0.065587 | 0.067798 | 0.06988 | 0.071742 | 0.07352 | 0.075233 | 0.076861 | 0.078356
Scenario 2: High TRC | SDG&E | Com | FoodServ | Com - Restaurant | Gas Energy (MMTherm/year) | Fuel Substitution | 0.0060937 | 0.006962 | 0.007842 | 0.0086985 | 0.0095517 | 0.010403 | 0.011255 | 0.012106 | 0.012955 | 0.013801 | 0.014641 | 0.015471 | 0.016309
Scenario 2: High TRC | SDG&E | Com | FoodServ | Com - Retail | Electric Demand (MW) | Energy Efficiency | 0.00030074 | 0.00029939 | 0.00029794 | 0.00029252 | 0.0002794 | 0.000274 | 0.00026474 | 0.00025522 | 0.00024728 | 0.00024281 | 0.00023852 | 0.00023817 | 0.00023989
Scenario 2: High TRC | SDG&E | Com | FoodServ | Com - Retail | Electric Energy (GWh/year) | Energy Efficiency | 0.0020796 | 0.0020849 | 0.0020878 | 0.0020675 | 0.0020038 | 0.0019808 | 0.0019355 | 0.0018877 | 0.0018475 | 0.0018249 | 0.0018025 | 0.0018004 | 0.0018087
Scenario 2: High TRC | SDG&E | Com | FoodServ | Com - Retail | Gas Energy (MMTherm/year) | Energy Efficiency | 1.246e-05 | 1.2078e-05 | 1.1727e-05 | 1.112e-05 | 9.9726e-06 | 9.4318e-06 | 8.6285e-06 | 7.8299e-06 | 7.1745e-06 | 6.8023e-06 | 6.4636e-06 | 6.4421e-06 | 6.595e-06
Scenario 2: High TRC | SDG&E | Com | FoodServ | Com - School | Electric Demand (MW) | Energy Efficiency | 0.0040503 | 0.0044403 | 0.0046934 | 0.0049394 | 0.0051867 | 0.0054188 | 0.0056469 | 0.0058773 | 0.0061131 | 0.0063444 | 0.0090189 | 0.010636 | 0.010945
Scenario 2: High TRC | SDG&E | Com | FoodServ | Com - School | Electric Demand (MW) | Fuel Substitution | -0.00020144 | -0.00023209 | -0.00027419 | -0.00030558 | -0.00033674 | -0.0003677 | -0.00039855 | -0.00042922 | -0.00045965 | -0.00048983 | -0.00051958 | -0.00054885 | -0.00057753
Scenario 2: High TRC | SDG&E | Com | FoodServ | Com - School | Electric Energy (GWh/year) | Energy Efficiency | 0.022332 | 0.02434 | 0.025707 | 0.027037 | 0.028377 | 0.029637 | 0.030874 | 0.032124 | 0.0334 | 0.034652 | 0.046433 | 0.053656 | 0.055233
Scenario 2: High TRC | SDG&E | Com | FoodServ | Com - School | Electric Energy (GWh/year) | Fuel Substitution | -0.0025531 | -0.0029455 | -0.0033878 | -0.0037881 | -0.0041926 | -0.0046029 | -0.0050216 | -0.0054485 | -0.0058853 | -0.0063643 | -0.0068737 | -0.0074029 | -0.0079511
Scenario 2: High TRC | SDG&E | Com | FoodServ | Com - School | Gas Energy (MMTherm/year) | Energy Efficiency | 0.0067978 | 0.0076033 | 0.0081305 | 0.0083798 | 0.0086222 | 0.0088317 | 0.0090249 | 0.0092109 | 0.0093936 | 0.0095555 | 0.0097095 | 0.0098539 | 0.009985
Scenario 2: High TRC | SDG&E | Com | FoodServ | Com - School | Gas Energy (MMTherm/year) | Fuel Substitution | 0.00026823 | 0.00030954 | 0.00035433 | 0.00039615 | 0.00043836 | 0.00048112 | 0.00052467 | 0.000569 | 0.00061429 | 0.00066377 | 0.00071623 | 0.00077062 | 0.00082685
Scenario 2: High TRC | SDG&E | Com | HVAC | Com - College | Electric Demand (MW) | Energy Efficiency | 0.0032664 | 0.0034918 | 0.0037235 | 0.0040581 | 0.0042631 | 0.0045941 | 0.0049321 | 0.0052235 | 0.0055212 | 0.00584 | 0.0061081 | 0.0067294 | 0.0070297
Scenario 2: High TRC | SDG&E | Com | HVAC | Com - College | Electric Energy (GWh/year) | Energy Efficiency | 0.0029419 | 0.0031508 | 0.0033621 | 0.00364 | 0.0038287 | 0.0040991 | 0.0043714 | 0.0046099 | 0.0048496 | 0.0051006 | 0.005315 | 0.0057609 | 0.0059915
Scenario 2: High TRC | SDG&E | Com | HVAC | Com - College | Electric Energy (GWh/year) | Fuel Substitution | 2.2378e-07 | 2.4645e-07 | 2.6975e-07 | 2.9373e-07 | 3.1842e-07 | 0 | 0 | 0 | 0 | 0 | 0 | 0 | 0
Scenario 2: High TRC | SDG&E | Com | HVAC | Com - College | Gas Energy (MMTherm/year) | Energy Efficiency | 0.00028845 | 0.00030816 | 0.00032854 | 0.00035882 | 0.00037679 | 0.00040691 | 0.00043778 | 0.00046428 | 0.00049148 | 0.00052079 | 0.00054534 | 0.00060385 | 0.00063165
Scenario 2: High TRC | SDG&E | Com | HVAC | Com - College | Gas Energy (MMTherm/year) | Fuel Substitution | 5.4187e-08 | 5.9675e-08 | 6.5315e-08 | 7.112e-08 | 7.7098e-08 | 0 | 0 | 0 | 0 | 0 | 0 | 0 | 0
Scenario 2: High TRC | SDG&E | Com | HVAC | Com - Grocery | Electric Demand (MW) | Energy Efficiency | 0.00084624 | 0.00094168 | 0.0010399 | 0.0003477 | 0.00013876 | 0.00014679 | 0.00015461 | 0.00016203 | 0.00016879 | 0.00017555 | 0.00018183 | 0.00018788 | 0.00019382
Scenario 2: High TRC | SDG&E | Com | HVAC | Com - Grocery | Electric Energy (GWh/year) | Energy Efficiency | 0.0051758 | 0.0057167 | 0.0062668 | 0.0032099 | 0.0023469 | 0.0025171 | 0.0026929 | 0.0028655 | 0.003019 | 0.0031929 | 0.0033589 | 0.0035319 | 0.0037193
Scenario 2: High TRC | SDG&E | Com | HVAC | Com - Grocery | Electric Energy (GWh/year) | Fuel Substitution | -8.184e-05 | -8.9379e-05 | -9.7058e-05 | -0.00010504 | -0.00011335 | 0 | 0 | 0 | 0 | 0 | 0 | 0 | 0
Scenario 2: High TRC | SDG&E | Com | HVAC | Com - Grocery | Gas Energy (MMTherm/year) | Energy Efficiency | 0.00028344 | 0.00030599 | 0.00032774 | 0.00035537 | 0.00037699 | 0.00040511 | 0.00043435 | 0.00046315 | 0.00048871 | 0.000518 | 0.00054603 | 0.00057543 | 0.00060753
Scenario 2: High TRC | SDG&E | Com | HVAC | Com - Grocery | Gas Energy (MMTherm/year) | Fuel Substitution | 1.2484e-05 | 1.3638e-05 | 1.4814e-05 | 1.6032e-05 | 1.7293e-05 | 0 | 0 | 0 | 0 | 0 | 0 | 0 | 0
Scenario 2: High TRC | SDG&E | Com | HVAC | Com - Health | Electric Demand (MW) | Energy Efficiency | 0.0063566 | 0.0069896 | 0.0076449 | 0.0083474 | 0.0090154 | 0.0096675 | 0.010184 | 0.010828 | 0.0024796 | 0.0017718 | 0.0019195 | 0.0019712 | 0.0020424
Scenario 2: High TRC | SDG&E | Com | HVAC | Com - Health | Electric Energy (GWh/year) | Energy Efficiency | 0.051091 | 0.055504 | 0.060073 | 0.065224 | 0.069781 | 0.074097 | 0.076562 | 0.080966 | 0.024222 | 0.020805 | 0.023181 | 0.022531 | 0.022508
Scenario 2: High TRC | SDG&E | Com | HVAC | Com - Health | Electric Energy (GWh/year) | Fuel Substitution | 5.1598e-06 | 5.6825e-06 | 3.4942e-06 | 3.791e-06 | 4.098e-06 | 0 | 0 | 0 | 0 | 0 | 0 | 0 | 0
Scenario 2: High TRC | SDG&E | Com | HVAC | Com - Health | Gas Energy (MMTherm/year) | Energy Efficiency | 0.0019494 | 0.0020062 | 0.0020669 | 0.0021915 | 0.0022342 | 0.0022477 | 0.0020423 | 0.0020923 | 0.0020734 | 0.0022741 | 0.0026055 | 0.002409 | 0.0023231
Scenario 2: High TRC | SDG&E | Com | HVAC | Com - Health | Gas Energy (MMTherm/year) | Fuel Substitution | 3.5952e-07 | 3.9598e-07 | 7.9158e-07 | 8.6517e-07 | 9.4121e-07 | 0 | 0 | 0 | 0 | 0 | 0 | 0 | 0
Scenario 2: High TRC | SDG&E | Com | HVAC | Com - Lodging | Electric Demand (MW) | Energy Efficiency | 0.0033361 | 0.0042771 | 0.0048875 | 0.0053177 | 0.0057043 | 0.0060408 | 0.0064253 | 0.0068006 | 0.0011917 | 0.0008334 | 0.00098405 | 0.0010312 | 0.0010806
Scenario 2: High TRC | SDG&E | Com | HVAC | Com - Lodging | Electric Energy (GWh/year) | Energy Efficiency | 0.032182 | 0.037414 | 0.041067 | 0.043979 | 0.046445 | 0.048596 | 0.051034 | 0.053378 | 0.010583 | 0.0086828 | 0.0094049 | 0.009686 | 0.010028
Scenario 2: High TRC | SDG&E | Com | HVAC | Com - Lodging | Electric Energy (GWh/year) | Fuel Substitution | -1.1472e-05 | -1.2552e-05 | -1.3668e-05 | -1.4832e-05 | -1.6047e-05 | 0 | 0 | 0 | 0 | 0 | 0 | 0 | 0
Scenario 2: High TRC | SDG&E | Com | HVAC | Com - Lodging | Gas Energy (MMTherm/year) | Energy Efficiency | 0.0018168 | 0.001935 | 0.0020392 | 0.0021546 | 0.0022411 | 0.0020635 | 0.0021469 | 0.0022307 | 0.00059987 | 0.00059847 | 0.00061434 | 0.00062501 | 0.00064223
Scenario 2: High TRC | SDG&E | Com | HVAC | Com - Lodging | Gas Energy (MMTherm/year) | Fuel Substitution | 2.8402e-06 | 3.1086e-06 | 3.3849e-06 | 3.6706e-06 | 3.9661e-06 | 0 | 0 | 0 | 0 | 0 | 0 | 0 | 0
Scenario 2: High TRC | SDG&E | Com | HVAC | Com - Office (Large) | Electric Demand (MW) | Energy Efficiency | 0.0001685 | 0.00017908 | 0.00018915 | 0.00047533 | 0.00072314 | 0.00021732 | 0.00022709 | 0.00023566 | 0.0002422 | 0.00024886 | 0.00025477 | 0.00026038 | 0.00026564
Scenario 2: High TRC | SDG&E | Com | HVAC | Com - Office (Large) | Electric Energy (GWh/year) | Energy Efficiency | 0.00043114 | 0.00045822 | 0.00048398 | 0.0025086 | 0.0042606 | 0.00055604 | 0.00058104 | 0.00060298 | 0.00061971 | 0.00063675 | 0.00065187 | 0.00066623 | 0.00067969
Scenario 2: High TRC | SDG&E | Com | HVAC | Com - Office (Large) | Gas Energy (MMTherm/year) | Energy Efficiency | 0 | 0 | 0 | 0.0010704 | 0.0019963 | 0 | 0 | 0 | 0 | 0 | 0 | 0 | 0
Scenario 2: High TRC | SDG&E | Com | HVAC | Com - Office (Small) | Electric Demand (MW) | Energy Efficiency | 0.0033739 | 0.0036372 | 0.0039014 | 0.0041673 | 0.0044257 | 0.0046927 | 0.004959 | 0.005212 | 0.0054587 | 0.0056928 | 0.0059202 | 0.0061412 | 0.0063552
Scenario 2: High TRC | SDG&E | Com | HVAC | Com - Office (Small) | Electric Energy (GWh/year) | Energy Efficiency | 0.0026478 | 0.0028521 | 0.0030553 | 0.0032579 | 0.0034537 | 0.0036532 | 0.0038502 | 0.0040367 | 0.0042172 | 0.0043875 | 0.0045517 | 0.0047098 | 0.0048616
Scenario 2: High TRC | SDG&E | Com | HVAC | Com - Office (Small) | Gas Energy (MMTherm/year) | Energy Efficiency | 0.0001963 | 0.00021172 | 0.00022727 | 0.00024299 | 0.00025831 | 0.00027426 | 0.00029025 | 0.00030547 | 0.00032035 | 0.00033451 | 0.00034832 | 0.00036179 | 0.00037489
Scenario 2: High TRC | SDG&E | Com | HVAC | Com - Other | Electric Demand (MW) | Energy Efficiency | 0.040874 | 0.044907 | 0.049121 | 0.053533 | 0.057393 | 0.064507 | 0.070169 | 0.074976 | 0.075621 | 0.078853 | 0.083012 | 0.087235 | 0.091616
Scenario 2: High TRC | SDG&E | Com | HVAC | Com - Other | Electric Energy (GWh/year) | Energy Efficiency | 0.037129 | 0.040767 | 0.044568 | 0.048549 | 0.052046 | 0.065408 | 0.073116 | 0.078296 | 0.070279 | 0.064973 | 0.073207 | 0.076941 | 0.08082
Scenario 2: High TRC | SDG&E | Com | HVAC | Com - Other | Electric Energy (GWh/year) | Fuel Substitution | -4.5169e-06 | -4.9808e-06 | -5.4885e-05 | -5.9899e-05 | -6.5059e-05 | 0 | 0 | 0 | 0 | 0 | 0 | 0 | 0
Scenario 2: High TRC | SDG&E | Com | HVAC | Com - Other | Gas Energy (MMTherm/year) | Energy Efficiency | 0.0056464 | 0.0061996 | 0.0067775 | 0.0073827 | 0.0079111 | 0.0087704 | 0.009484 | 0.010127 | 0.010472 | 0.010566 | 0.01152 | 0.012108 | 0.012718
Scenario 2: High TRC | SDG&E | Com | HVAC | Com - Other | Gas Energy (MMTherm/year) | Fuel Substitution | 2.5875e-06 | 2.8436e-06 | 9.1386e-06 | 9.9612e-06 | 1.0808e-05 | 0 | 0 | 0 | 0 | 0 | 0 | 0 | 0
Scenario 2: High TRC | SDG&E | Com | HVAC | Com - Restaurant | Electric Demand (MW) | Energy Efficiency | 0.00097447 | 0.0023331 | 0.0025597 | 0.002797 | 0.0030482 | 0.0032896 | 0.0035547 | 0.0038213 | 0.0040681 | 0.0043189 | 0.0045755 | 0.0048314 | 0.0050808
Scenario 2: High TRC | SDG&E | Com | HVAC | Com - Restaurant | Electric Energy (GWh/year) | Energy Efficiency | -0.00031971 | -0.00038085 | -0.0004254 | -0.00047146 | 5.5107e-06 | 0.00012363 | 0.00014732 | 0.00017335 | 0.00020212 | 0.00023363 | 0.00026827 | 0.00030669 | 0.00034914
Scenario 2: High TRC | SDG&E | Com | HVAC | Com - Restaurant | Electric Energy (GWh/year) | Fuel Substitution | 3.9546e-08 | 4.3427e-08 | 4.7383e-08 | 5.1421e-08 | 5.5548e-08 | 0 | 0 | 0 | 0 | 0 | 0 | 0 | 0
Scenario 2: High TRC | SDG&E | Com | HVAC | Com - Restaurant | Gas Energy (MMTherm/year) | Energy Efficiency | 0.0027391 | 0.0033039 | 0.0036841 | 0.0040918 | 0.0045658 | 0.0050401 | 0.0055475 | 0.006088 | 0.0066545 | 0.0072578 | 0.0078997 | 0.0085788 | 0.0092925
Scenario 2: High TRC | SDG&E | Com | HVAC | Com - Restaurant | Gas Energy (MMTherm/year) | Fuel Substitution | 9.0948e-09 | 9.9873e-09 | 1.0897e-08 | 1.1826e-08 | 1.2775e-08 | 0 | 0 | 0 | 0 | 0 | 0 | 0 | 0
Scenario 2: High TRC | SDG&E | Com | HVAC | Com - Retail | Electric Demand (MW) | Energy Efficiency | 0.0076234 | 0.0078058 | 0.0079881 | 0.008052 | 0.0078993 | 0.0078665 | 0.0077921 | 0.0077096 | 0.00085813 | 0.00051437 | 0.00026736 | 0.00013584 | 6.2178e-05
Scenario 2: High TRC | SDG&E | Com | HVAC | Com - Retail | Electric Energy (GWh/year) | Energy Efficiency | 0.020307 | 0.021667 | 0.023025 | 0.023793 | 0.024799 | 0.025326 | 0.026321 | 0.027275 | 0.00089151 | 0.00037734 | 0.00026729 | 0.00020944 | 0.00017755
Scenario 2: High TRC | SDG&E | Com | HVAC | Com - Retail | Electric Energy (GWh/year) | Fuel Substitution | 1.0155e-06 | 1.6259e-06 | 1.774e-06 | 1.9257e-06 | 2.0809e-06 | 0 | 0 | 0 | 0 | 0 | 0 | 0 | 0
Scenario 2: High TRC | SDG&E | Com | HVAC | Com - Retail | Gas Energy (MMTherm/year) | Energy Efficiency | 0.00041153 | 0.00043617 | 0.00046071 | 0.00048177 | 0.00049642 | 0.00017401 | 0.00017525 | 0.00017646 | 1.5158e-05 | 8.382e-06 | 3.9653e-06 | 1.6097e-06 | 2.8757e-07
Scenario 2: High TRC | SDG&E | Com | HVAC | Com - Retail | Gas Energy (MMTherm/year) | Fuel Substitution | 1.3518e-07 | 1.7661e-07 | 1.9259e-07 | 2.0897e-07 | 2.2575e-07 | 0 | 0 | 0 | 0 | 0 | 0 | 0 | 0
Scenario 2: High TRC | SDG&E | Com | HVAC | Com - School | Electric Demand (MW) | Energy Efficiency | 0.012404 | 0.012648 | 0.012791 | 0.012855 | 0.012906 | 0.01288 | 0.012843 | 0.01284 | 0.01308 | 0.013501 | 0.01407 | 0.014622 | 0.015142
Scenario 2: High TRC | SDG&E | Com | HVAC | Com - School | Electric Energy (GWh/year) | Energy Efficiency | 0.037463 | 0.036096 | 0.034134 | 0.031708 | 0.030985 | 0.028179 | 0.025377 | 0.022757 | 0.022564 | 0.023137 | 0.023988 | 0.024822 | 0.025616
Scenario 2: High TRC | SDG&E | Com | HVAC | Com - School | Electric Energy (GWh/year) | Fuel Substitution | -2.7056e-10 | -2.9256e-10 | -3.1437e-10 | 3.1547e-08 | 3.3597e-08 | 0 | 0 | 0 | 0 | 0 | 0 | 0 | 0
Scenario 2: High TRC | SDG&E | Com | HVAC | Com - School | Gas Energy (MMTherm/year) | Energy Efficiency | 0.0021406 | 0.0022628 | 0.0023845 | 0.0025053 | 0.0029232 | 0.0030523 | 0.0031785 | 0.003308 | 0.0034406 | 0.0035681 | 0.0036974 | 0.0038243 | 0.0039453
Scenario 2: High TRC | SDG&E | Com | HVAC | Com - School | Gas Energy (MMTherm/year) | Fuel Substitution | 1.68e-08 | 1.8166e-08 | 1.952e-08 | 1.2055e-07 | 1.2835e-07 | 0 | 0 | 0 | 0 | 0 | 0 | 0 | 0
Scenario 2: High TRC | SDG&E | Com | HVAC | Com - Warehouse | Electric Demand (MW) | Energy Efficiency | 1.3155e-05 | 1.4247e-05 | 1.5324e-05 | 1.6433e-05 | 1.744e-05 | 1.8481e-05 | 1.9456e-05 | 2.0401e-05 | 5.096e-06 | 0 | 0 | 0 | 0
Scenario 2: High TRC | SDG&E | Com | HVAC | Com - Warehouse | Electric Energy (GWh/year) | Energy Efficiency | 4.028e-05 | 4.3623e-05 | 4.692e-05 | 5.0318e-05 | 5.3399e-05 | 5.6587e-05 | 5.9572e-05 | 6.2467e-05 | 1.5604e-05 | 0 | 0 | 0 | 0
Scenario 2: High TRC | SDG&E | Com | HVAC | Com - Warehouse | Electric Energy (GWh/year) | Fuel Substitution | -8.1972e-06 | -9.0149e-06 | -9.8584e-06 | -1.0691e-05 | -1.1305e-05 | 0 | 0 | 0 | 0 | 0 | 0 | 0 | 0
Scenario 2: High TRC | SDG&E | Com | HVAC | Com - Warehouse | Gas Energy (MMTherm/year) | Fuel Substitution | 1.236e-06 | 1.3596e-06 | 1.487e-06 | 1.6409e-06 | 1.8962e-06 | 0 | 0 | 0 | 0 | 0 | 0 | 0 | 0
Scenario 2: High TRC | SDG&E | Com | Lighting | Com - Grocery | Electric Demand (MW) | Energy Efficiency | 0.0046366 | 0.0046741 | 0.0047048 | 0.0047483 | 0.004769 | 0.0048173 | 0.0048663 | 0.0049105 | 0.0049408 | 0.0049822 | 0.0050178 | 0.0016972 | 0
Scenario 2: High TRC | SDG&E | Com | Lighting | Com - Grocery | Electric Energy (GWh/year) | Energy Efficiency | 0.026632 | 0.026848 | 0.027024 | 0.027274 | 0.027393 | 0.02767 | 0.027952 | 0.028206 | 0.02838 | 0.028617 | 0.028822 | 0.0097486 | 0
Scenario 2: High TRC | SDG&E | Com | Lighting | Com - Grocery | Gas Energy (MMTherm/year) | Energy Efficiency | -0.00031766 | -0.00032023 | -0.00032233 | -0.00032532 | -0.00032674 | -0.00033004 | -0.0003334 | -0.00033643 | -0.00033851 | -0.00034134 | -0.00034378 | -0.00011628 | 0
Scenario 2: High TRC | SDG&E | Com | Lighting | Com - Health | Electric Demand (MW) | Energy Efficiency | 0.020348 | 0.020046 | 0.019797 | 0.019797 | 0.019545 | 0.019231 | 0.018298 | 0.018156 | 0.018249 | 0.018688 | 0.019351 | 0.018678 | 0.018311
Scenario 2: High TRC | SDG&E | Com | Lighting | Com - Health | Electric Energy (GWh/year) | Energy Efficiency | 0.12468 | 0.12283 | 0.12131 | 0.12131 | 0.11976 | 0.11784 | 0.11213 | 0.11126 | 0.11183 | 0.11452 | 0.11858 | 0.11446 | 0.11221
Scenario 2: High TRC | SDG&E | Com | Lighting | Com - Health | Gas Energy (MMTherm/year) | Energy Efficiency | -0.00068864 | -0.00067842 | -0.00067001 | -0.00067001 | -0.00066148 | -0.00065084 | -0.0006193 | -0.0006145 | -0.00061764 | -0.0006325 | -0.00065495 | -0.00063217 | -0.00061975
Scenario 2: High TRC | SDG&E | Com | Lighting | Com - Refrig. Warehouse | Electric Demand (MW) | Energy Efficiency | 2.0286e-05 | 2.0184e-05 | 2.0117e-05 | 1.9864e-05 | 1.9762e-05 | 1.9716e-05 | 1.9762e-05 | 1.982e-05 | 1.9956e-05 | 2.0058e-05 | 2.0236e-05 | 2.0447e-05 | 2.0653e-05
Scenario 2: High TRC | SDG&E | Com | Lighting | Com - Refrig. Warehouse | Electric Energy (GWh/year) | Energy Efficiency | 0.0001805 | 0.00017959 | 0.00017898 | 0.00017673 | 0.00017581 | 0.0001754 | 0.0001758 | 0.00017631 | 0.00017752 | 0.00017843 | 0.00018 | 0.00018188 | 0.00018371
Scenario 2: High TRC | SDG&E | Com | Lighting | Com - Restaurant | Electric Demand (MW) | Energy Efficiency | 0.0027831 | 0.0030975 | 0.0031236 | 0.0031503 | 0.0049572 | 0.0055832 | 0.0055867 | 0.0055919 | 0.0055904 | 0.0055937 | 0.0056028 | 0.0056154 | 0.0056297
Scenario 2: High TRC | SDG&E | Com | Lighting | Com - Restaurant | Electric Energy (GWh/year) | Energy Efficiency | 0.017402 | 0.019369 | 0.019532 | 0.019699 | 0.031012 | 0.034931 | 0.034953 | 0.034985 | 0.034976 | 0.034996 | 0.035053 | 0.035132 | 0.035221
Scenario 2: High TRC | SDG&E | Com | Lighting | Com - Restaurant | Gas Energy (MMTherm/year) | Energy Efficiency | -5.3272e-05 | -5.9291e-05 | -5.9791e-05 | -6.0301e-05 | -9.4859e-05 | -0.00010683 | -0.0001069 | -0.000107 | -0.00010697 | -0.00010703 | -0.00010721 | -0.00010745 | -0.00010772
Scenario 2: High TRC | SDG&E | Com | Lighting | Com - Retail | Electric Demand (MW) | Energy Efficiency | 0.034921 | 0.033734 | 0.032687 | 0.031631 | 0.030451 | 0.029605 | 0.028731 | 0.027925 | 0.027224 | 0.026662 | 0.026148 | 0.025761 | 0.025448
Scenario 2: High TRC | SDG&E | Com | Lighting | Com - Retail | Electric Energy (GWh/year) | Energy Efficiency | 0.21756 | 0.21017 | 0.20364 | 0.19706 | 0.18971 | 0.18444 | 0.179 | 0.17397 | 0.16961 | 0.16611 | 0.1629 | 0.16049 | 0.15854
Scenario 2: High TRC | SDG&E | Com | Lighting | Com - Retail | Gas Energy (MMTherm/year) | Energy Efficiency | -0.00032651 | -0.00031541 | -0.00030562 | -0.00029575 | -0.00028472 | -0.00027681 | -0.00026864 | -0.0002611 | -0.00025455 | -0.00024929 | -0.00024448 | -0.00024086 | -0.00023794
Scenario 2: High TRC | SDG&E | Com | Lighting | Com - Warehouse | Electric Demand (MW) | Energy Efficiency | 0 | 0 | 0 | 0 | 0 | 0 | 0 | 0 | 0 | 0 | 0 | 0 | 0
Scenario 2: High TRC | SDG&E | Com | Lighting | Com - Warehouse | Electric Energy (GWh/year) | Energy Efficiency | 0 | 0 | 0 | 0 | 0 | 0 | 0 | 0 | 0 | 0 | 0 | 0 | 0
Scenario 2: High TRC | SDG&E | Com | Lighting | Com - Warehouse | Gas Energy (MMTherm/year) | Energy Efficiency | 0 | 0 | 0 | 0 | 0 | 0 | 0 | 0 | 0 | 0 | 0 | 0 | 0
Scenario 2: High TRC | SDG&E | Com | WaterHeat | Com - College | Electric Demand (MW) | Energy Efficiency | 0.0051801 | 0.0055729 | 0.0059667 | 0.0063947 | 0.0067789 | 0.0072227 | 0.0076552 | 0.0080734 | 0.0084956 | 0.0089275 | 0.0093441 | 0.0098923 | 0.010331
Scenario 2: High TRC | SDG&E | Com | WaterHeat | Com - College | Electric Demand (MW) | Fuel Substitution | 0 | 0 | 0 | 0 | 0 | 0.30448 | 0.34919 | 0.39011 | 0.42396 | 0.47537 | 0.53015 | 0.56942 | 0.59625
Scenario 2: High TRC | SDG&E | Com | WaterHeat | Com - College | Electric Energy (GWh/year) | Energy Efficiency | 0.019646 | 0.021136 | 0.02263 | 0.024253 | 0.02571 | 0.027393 | 0.029034 | 0.03062 | 0.032221 | 0.033859 | 0.035439 | 0.037518 | 0.039184
Scenario 2: High TRC | SDG&E | Com | WaterHeat | Com - College | Electric Energy (GWh/year) | Fuel Substitution | -0.6175 | -0.67976 | -0.74158 | -0.80347 | -0.86531 | 1.2095 | 1.387 | 1.5493 | 1.6836 | 1.8876 | 2.105 | 2.2607 | 2.367
Scenario 2: High TRC | SDG&E | Com | WaterHeat | Com - College | Gas Energy (MMTherm/year) | Energy Efficiency | 0.0055703 | 0.0056551 | 0.0057354 | 0.0058334 | 0.0058999 | 0.0034939 | 0.0034899 | 0.003484 | 2.2117e-05 | 2.2372e-05 | 2.2593e-05 | 2.3053e-05 | 2.3308e-05
Scenario 2: High TRC | SDG&E | Com | WaterHeat | Com - College | Gas Energy (MMTherm/year) | Fuel Substitution | 0.070001 | 0.076997 | 0.083942 | 0.090896 | 0.097845 | 0 | 0 | 0 | 0 | 0 | 0 | 0 | 0
Scenario 2: High TRC | SDG&E | Com | WaterHeat | Com - Grocery | Electric Demand (MW) | Energy Efficiency | 0.013375 | 0.014423 | 0.015463 | 0.016533 | 0.017555 | 0.018647 | 0.01975 | 0.020847 | 0.021908 | 0.023005 | 0.024088 | 0.025182 | 0.026304
Scenario 2: High TRC | SDG&E | Com | WaterHeat | Com - Grocery | Electric Energy (GWh/year) | Energy Efficiency | 0.070239 | 0.075746 | 0.081204 | 0.086826 | 0.092195 | 0.097925 | 0.10372 | 0.10948 | 0.11505 | 0.12082 | 0.1265 | 0.13225 | 0.13814
Scenario 2: High TRC | SDG&E | Com | WaterHeat | Com - Grocery | Electric Energy (GWh/year) | Fuel Substitution | -0.022338 | -0.024014 | -0.025656 | -0.027317 | -0.028996 | 0 | 0 | 0 | 0 | 0 | 0 | 0 | 0
Scenario 2: High TRC | SDG&E | Com | WaterHeat | Com - Grocery | Gas Energy (MMTherm/year) | Energy Efficiency | 0.00075446 | 0.00077091 | 0.0033286 | 0.003326 | 0.0033185 | 0.0029999 | 0.0029847 | 0.0029685 | 0.00051152 | 0.00051698 | 0.00052206 | 0.00052729 | 0.00053289
Scenario 2: High TRC | SDG&E | Com | WaterHeat | Com - Grocery | Gas Energy (MMTherm/year) | Fuel Substitution | 0.0030264 | 0.0032535 | 0.0034759 | 0.003701 | 0.0039284 | 0 | 0 | 0 | 0 | 0 | 0 | 0 | 0
Scenario 2: High TRC | SDG&E | Com | WaterHeat | Com - Health | Electric Demand (MW) | Energy Efficiency | 0.01685 | 0.018122 | 0.0194 | 0.020834 | 0.02207 | 0.023242 | 0.023802 | 0.024995 | 0.026396 | 0.028162 | 0.030215 | 0.03077 | 0.031604
Scenario 2: High TRC | SDG&E | Com | WaterHeat | Com - Health | Electric Demand (MW) | Fuel Substitution | 0 | 0 | 0 | 0 | 0 | 0.38346 | 0.4424 | 0.49665 | 0.5419 | 0.60797 | 0.68272 | 0.73625 | 0.773
Scenario 2: High TRC | SDG&E | Com | WaterHeat | Com - Health | Electric Energy (GWh/year) | Energy Efficiency | 0.13998 | 0.15054 | 0.16116 | 0.17308 | 0.18335 | 0.19309 | 0.19775 | 0.20766 | 0.2193 | 0.23396 | 0.25102 | 0.25563 | 0.26256
Scenario 2: High TRC | SDG&E | Com | WaterHeat | Com - Health | Electric Energy (GWh/year) | Fuel Substitution | -1.6752 | -1.8486 | -2.022 | -2.1968 | -2.3724 | 3.3303 | 3.8417 | 4.3124 | 4.7048 | 5.278 | 5.9265 | 6.3906 | 6.709
Scenario 2: High TRC | SDG&E | Com | WaterHeat | Com - Health | Gas Energy (MMTherm/year) | Energy Efficiency | 0.011233 | 0.011497 | 0.011711 | 0.012012 | 0.012184 | 0.0046327 | 0.0046428 | 0.0046528 | 8.5919e-05 | 8.7948e-05 | 9.0589e-05 | 8.9663e-05 | 8.9453e-05
Scenario 2: High TRC | SDG&E | Com | WaterHeat | Com - Health | Gas Energy (MMTherm/year) | Fuel Substitution | 0.1923 | 0.21203 | 0.23174 | 0.25163 | 0.27161 | 0 | 0 | 0 | 0 | 0 | 0 | 0 | 0
Scenario 2: High TRC | SDG&E | Com | WaterHeat | Com - Lodging | Electric Demand (MW) | Energy Efficiency | 0.0039043 | 0.0041541 | 0.0044018 | 0.0046771 | 0.0049038 | 0.0050987 | 0.0053377 | 0.0055729 | 0.00581 | 0.0060451 | 0.0062615 | 0.0064747 | 0.0066957
Scenario 2: High TRC | SDG&E | Com | WaterHeat | Com - Lodging | Electric Demand (MW) | Fuel Substitution | 0 | 0 | 0 | 0 | 0 | 0.48996 | 0.56194 | 0.62756 | 0.68136 | 0.75738 | 0.84322 | 0.90308 | 0.94274
Scenario 2: High TRC | SDG&E | Com | WaterHeat | Com - Lodging | Electric Energy (GWh/year) | Energy Efficiency | 0.031644 | 0.03367 | 0.035677 | 0.037909 | 0.039747 | 0.041329 | 0.043266 | 0.045174 | 0.0471 | 0.049006 | 0.050761 | 0.052489 | 0.05428
Scenario 2: High TRC | SDG&E | Com | WaterHeat | Com - Lodging | Electric Energy (GWh/year) | Fuel Substitution | -2.2887 | -2.5095 | -2.7274 | -2.9442 | -3.1589 | 4.1495 | 4.7587 | 5.3138 | 5.7687 | 6.4118 | 7.138 | 7.644 | 7.9789
Scenario 2: High TRC | SDG&E | Com | WaterHeat | Com - Lodging | Gas Energy (MMTherm/year) | Energy Efficiency | 0.049017 | 0.049185 | 0.049394 | 0.050119 | 0.05008 | 0.0083472 | 0.0082885 | 0.0082267 | 8.1237e-05 | 8.1435e-05 | 8.1473e-05 | 8.1522e-05 | 8.1684e-05
Scenario 2: High TRC | SDG&E | Com | WaterHeat | Com - Lodging | Gas Energy (MMTherm/year) | Fuel Substitution | 0.25805 | 0.28267 | 0.30693 | 0.33107 | 0.35499 | 0 | 0 | 0 | 0 | 0 | 0 | 0 | 0
Scenario 2: High TRC | SDG&E | Com | WaterHeat | Com - Office (Large) | Electric Demand (MW) | Energy Efficiency | 0.0035215 | 0.0037694 | 0.0040121 | 0.0042541 | 0.0044813 | 0.0047307 | 0.0049892 | 0.0052322 | 0.0054428 | 0.0056621 | 0.0058735 | 0.0060859 | 0.0062985
Scenario 2: High TRC | SDG&E | Com | WaterHeat | Com - Office (Large) | Electric Demand (MW) | Fuel Substitution | 0 | 0 | 0 | 0 | 0 | 0.040806 | 0.046276 | 0.051213 | 0.055195 | 0.063059 | 0.070012 | 0.074758 | 0.077763
Scenario 2: High TRC | SDG&E | Com | WaterHeat | Com - Office (Large) | Electric Energy (GWh/year) | Energy Efficiency | 0.063562 | 0.068036 | 0.072417 | 0.076783 | 0.080884 | 0.085384 | 0.09005 | 0.094436 | 0.098237 | 0.10219 | 0.10601 | 0.10984 | 0.11368
Scenario 2: High TRC | SDG&E | Com | WaterHeat | Com - Office (Large) | Electric Energy (GWh/year) | Fuel Substitution | -0.3607 | -0.39436 | -0.42748 | -0.46028 | -0.49275 | 0.77158 | 0.87493 | 0.96817 | 1.0433 | 1.1919 | 1.3232 | 1.4128 | 1.4694
Scenario 2: High TRC | SDG&E | Com | WaterHeat | Com - Office (Large) | Gas Energy (MMTherm/year) | Energy Efficiency | 0.011861 | 0.0116 | 0.011333 | 0.011072 | 0.010793 | 0.0055605 | 0.0052511 | 0.0049488 | 0 | 0 | 0 | 0 | 0
Scenario 2: High TRC | SDG&E | Com | WaterHeat | Com - Office (Large) | Gas Energy (MMTherm/year) | Fuel Substitution | 0.040228 | 0.043969 | 0.047651 | 0.051296 | 0.054905 | 0 | 0 | 0 | 0 | 0 | 0 | 0 | 0
Scenario 2: High TRC | SDG&E | Com | WaterHeat | Com - Office (Small) | Electric Demand (MW) | Energy Efficiency | 0.00020845 | 0.00022353 | 0.0002385 | 0.00025335 | 0.00026799 | 0.00028287 | 0.00029745 | 0.00031179 | 0.00032599 | 0.00033999 | 0.00035387 | 0.00036764 | 0.0003813
Scenario 2: High TRC | SDG&E | Com | WaterHeat | Com - Office (Small) | Electric Demand (MW) | Fuel Substitution | 0 | 0 | 0 | 0 | 0 | 0.0029024 | 0.0033078 | 0.003674 | 0.003971 | 0.0044255 | 0.0049038 | 0.0052325 | 0.0054454
Scenario 2: High TRC | SDG&E | Com | WaterHeat | Com - Office (Small) | Electric Energy (GWh/year) | Energy Efficiency | 0.022255 | 0.023865 | 0.025462 | 0.027048 | 0.028611 | 0.030202 | 0.031759 | 0.03329 | 0.034807 | 0.036301 | 0.037782 | 0.039253 | 0.040712
Scenario 2: High TRC | SDG&E | Com | WaterHeat | Com - Office (Small) | Electric Energy (GWh/year) | Fuel Substitution | -0.15874 | -0.17409 | -0.1892 | -0.20415 | -0.21895 | 0.32427 | 0.36953 | 0.4104 | 0.44353 | 0.49425 | 0.54763 | 0.58428 | 0.608
Scenario 2: High TRC | SDG&E | Com | WaterHeat | Com - Office (Small) | Gas Energy (MMTherm/year) | Energy Efficiency | 0.00019221 | 0.00020431 | 0.00021621 | 0.00022796 | 0.0059357 | 0.0056413 | 0.0055832 | 0.0055223 | 0 | 0 | 0 | 0 | 0
Scenario 2: High TRC | SDG&E | Com | WaterHeat | Com - Office (Small) | Gas Energy (MMTherm/year) | Fuel Substitution | 0.017546 | 0.019235 | 0.020898 | 0.022544 | 0.024172 | 0 | 0 | 0 | 0 | 0 | 0 | 0 | 0
Scenario 2: High TRC | SDG&E | Com | WaterHeat | Com - Other | Electric Demand (MW) | Energy Efficiency | 0.10155 | 0.10994 | 0.11844 | 0.12707 | 0.13542 | 0.14436 | 0.15326 | 0.16213 | 0.171 | 0.18001 | 0.18896 | 0.19804 | 0.20731
Scenario 2: High TRC | SDG&E | Com | WaterHeat | Com - Other | Electric Demand (MW) | Fuel Substitution | 0 | 0 | 0 | 0 | 0 | 1.6027 | 1.8368 | 2.0523 | 2.2315 | 2.5191 | 2.8146 | 3.0256 | 3.1693
Scenario 2: High TRC | SDG&E | Com | WaterHeat | Com - Other | Electric Energy (GWh/year) | Energy Efficiency | 0.65535 | 0.70948 | 0.76434 | 0.82003 | 0.87393 | 0.93167 | 0.98906 | 1.0463 | 1.1035 | 1.1617 | 1.2195 | 1.2781 | 1.3379
Scenario 2: High TRC | SDG&E | Com | WaterHeat | Com - Other | Electric Energy (GWh/year) | Fuel Substitution | -5.8408 | -6.4226 | -7.0024 | -7.5839 | -8.1667 | 10.8368 | 12.4186 | 13.8741 | 15.0841 | 17.0271 | 19.0229 | 20.4468 | 21.4162
Scenario 2: High TRC | SDG&E | Com | WaterHeat | Com - Other | Gas Energy (MMTherm/year) | Energy Efficiency | 0.021964 | 0.022522 | 0.023069 | 0.023612 | 0.024103 | 0.013113 | 0.013083 | 0.013046 | 0.0012369 | 0.0012529 | 0.0012682 | 0.0012838 | 0.0013001
Scenario 2: High TRC | SDG&E | Com | WaterHeat | Com - Other | Gas Energy (MMTherm/year) | Fuel Substitution | 0.64811 | 0.71212 | 0.77589 | 0.83986 | 0.904 | 0 | 0 | 0 | 0 | 0 | 0 | 0 | 0
Scenario 2: High TRC | SDG&E | Com | WaterHeat | Com - Refrig. Warehouse | Electric Demand (MW) | Energy Efficiency | 6.6229e-05 | 7.1262e-05 | 7.6309e-05 | 8.0822e-05 | 8.5617e-05 | 9.0517e-05 | 9.564e-05 | 0.00010078 | 0.00010618 | 0.00011146 | 0.00011703 | 0.00012275 | 0.00012849
Scenario 2: High TRC | SDG&E | Com | WaterHeat | Com - Refrig. Warehouse | Electric Demand (MW) | Fuel Substitution | 0 | 0 | 0 | 0 | 0 | 0.00026531 | 0.00030388 | 0.00033913 | 0.00036808 | 0.00040491 | 0.00045062 | 0.00048272 | 0.00050418
Scenario 2: High TRC | SDG&E | Com | WaterHeat | Com - Refrig. Warehouse | Electric Energy (GWh/year) | Energy Efficiency | 0.00076142 | 0.00081928 | 0.00087731 | 0.0009292 | 0.00098433 | 0.0010407 | 0.0010996 | 0.0011586 | 0.0012207 | 0.0012814 | 0.0013454 | 0.0014113 | 0.0014772
Scenario 2: High TRC | SDG&E | Com | WaterHeat | Com - Refrig. Warehouse | Electric Energy (GWh/year) | Fuel Substitution | -0.001752 | -0.0019117 | -0.0020686 | -0.0022237 | -0.0023772 | 0.003191 | 0.0036546 | 0.0040781 | 0.0044257 | 0.0048682 | 0.0054174 | 0.0058028 | 0.0060601
Scenario 2: High TRC | SDG&E | Com | WaterHeat | Com - Refrig. Warehouse | Gas Energy (MMTherm/year) | Energy Efficiency | 3.7613e-06 | 3.9599e-06 | 4.1549e-06 | 4.2921e-06 | 4.4571e-06 | 0 | 0 | 0 | 0 | 0 | 0 | 0 | 0
Scenario 2: High TRC | SDG&E | Com | WaterHeat | Com - Refrig. Warehouse | Gas Energy (MMTherm/year) | Fuel Substitution | 0.00020451 | 0.00022288 | 0.00024093 | 0.00025876 | 0.00027643 | 0 | 0 | 0 | 0 | 0 | 0 | 0 | 0
Scenario 2: High TRC | SDG&E | Com | WaterHeat | Com - Restaurant | Electric Demand (MW) | Energy Efficiency | 0.029376 | 0.03443 | 0.036877 | 0.039339 | 0.041827 | 0.044402 | 0.046918 | 0.049436 | 0.051898 | 0.054371 | 0.056867 | 0.05937 | 0.061869
Scenario 2: High TRC | SDG&E | Com | WaterHeat | Com - Restaurant | Electric Demand (MW) | Fuel Substitution | 0 | 0 | 0 | 0 | 0 | 1.557 | 1.7749 | 1.9722 | 2.1333 | 2.3798 | 2.6435 | 2.8281 | 2.9508
Scenario 2: High TRC | SDG&E | Com | WaterHeat | Com - Restaurant | Electric Energy (GWh/year) | Energy Efficiency | 0.15073 | 0.17669 | 0.18925 | 0.20188 | 0.21465 | 0.22786 | 0.24078 | 0.2537 | 0.26633 | 0.27903 | 0.29183 | 0.30468 | 0.3175
Scenario 2: High TRC | SDG&E | Com | WaterHeat | Com - Restaurant | Electric Energy (GWh/year) | Fuel Substitution | -3.7023 | -4.0588 | -4.4108 | -4.76 | -5.107 | 8.3588 | 9.5279 | 10.5862 | 11.4494 | 12.7714 | 14.1856 | 15.1748 | 15.8317
Scenario 2: High TRC | SDG&E | Com | WaterHeat | Com - Restaurant | Gas Energy (MMTherm/year) | Energy Efficiency | 0.0058886 | 0.006949 | 0.0072978 | 0.0076463 | 0.0079981 | 0.0016399 | 0.0016572 | 0.0016739 | 0.0016886 | 0.0017034 | 0.0017185 | 0.0017337 | 0.0017487
Scenario 2: High TRC | SDG&E | Com | WaterHeat | Com - Restaurant | Gas Energy (MMTherm/year) | Fuel Substitution | 0.42811 | 0.46919 | 0.50974 | 0.54998 | 0.58996 | 0 | 0 | 0 | 0 | 0 | 0 | 0 | 0
Scenario 2: High TRC | SDG&E | Com | WaterHeat | Com - Retail | Electric Demand (MW) | Energy Efficiency | 0.0065526 | 0.0068948 | 0.0072221 | 0.0075155 | 0.0077591 | 0.0080245 | 0.0082514 | 0.008462 | 0.0085733 | 0.008783 | 0.0089817 | 0.0091883 | 0.0093934
Scenario 2: High TRC | SDG&E | Com | WaterHeat | Com - Retail | Electric Demand (MW) | Fuel Substitution | 0 | 0 | 0 | 0 | 0 | 0.057377 | 0.065293 | 0.072344 | 0.077931 | 0.084079 | 0.092383 | 0.097828 | 0.10115
Scenario 2: High TRC | SDG&E | Com | WaterHeat | Com - Retail | Electric Energy (GWh/year) | Energy Efficiency | 0.040635 | 0.042775 | 0.044823 | 0.046661 | 0.048187 | 0.049852 | 0.051275 | 0.052597 | 0.053587 | 0.054899 | 0.056141 | 0.057433 | 0.058715
Scenario 2: High TRC | SDG&E | Com | WaterHeat | Com - Retail | Electric Energy (GWh/year) | Fuel Substitution | -0.18325 | -0.20045 | -0.21719 | -0.2335 | -0.24939 | 0.37527 | 0.42701 | 0.47307 | 0.50955 | 0.54968 | 0.60392 | 0.63946 | 0.66114
Scenario 2: High TRC | SDG&E | Com | WaterHeat | Com - Retail | Gas Energy (MMTherm/year) | Energy Efficiency | 0.011073 | 0.011048 | 0.011012 | 0.010966 | 0.010913 | 0.010635 | 0.010567 | 0.010494 | 0 | 0 | 0 | 0 | 0
Scenario 2: High TRC | SDG&E | Com | WaterHeat | Com - Retail | Gas Energy (MMTherm/year) | Fuel Substitution | 0.019917 | 0.021784 | 0.0236 | 0.02537 | 0.027094 | 0 | 0 | 0 | 0 | 0 | 0 | 0 | 0
Scenario 2: High TRC | SDG&E | Com | WaterHeat | Com - School | Electric Demand (MW) | Energy Efficiency | 0.0041667 | 0.0044912 | 0.0048161 | 0.0051409 | 0.0054725 | 0.0058079 | 0.006132 | 0.006459 | 0.0067912 | 0.007122 | 0.0074559 | 0.0077903 | 0.008123
Scenario 2: High TRC | SDG&E | Com | WaterHeat | Com - School | Electric Demand (MW) | Fuel Substitution | 0 | 0 | 0 | 0 | 0 | 0.15391 | 0.17491 | 0.19387 | 0.20927 | 0.23956 | 0.26637 | 0.28508 | 0.29739
Scenario 2: High TRC | SDG&E | Com | WaterHeat | Com - School | Electric Energy (GWh/year) | Energy Efficiency | 0.056565 | 0.06097 | 0.065381 | 0.06979 | 0.074292 | 0.078861 | 0.083262 | 0.087703 | 0.092212 | 0.096705 | 0.10124 | 0.10578 | 0.1103
Scenario 2: High TRC | SDG&E | Com | WaterHeat | Com - School | Electric Energy (GWh/year) | Fuel Substitution | -1.0122 | -1.1104 | -1.2075 | -1.3042 | -1.4006 | 2.1888 | 2.4873 | 2.7566 | 2.9752 | 3.4057 | 3.7865 | 4.0522 | 4.2266
Scenario 2: High TRC | SDG&E | Com | WaterHeat | Com - School | Gas Energy (MMTherm/year) | Energy Efficiency | 0.0038922 | 0.0040496 | 0.0077537 | 0.0077812 | 0.0078152 | 0.0035066 | 0.0033872 | 0.0032689 | 0.0003336 | 0.00033632 | 0.00033917 | 0.00034205 | 0.00034489
Scenario 2: High TRC | SDG&E | Com | WaterHeat | Com - School | Gas Energy (MMTherm/year) | Fuel Substitution | 0.11563 | 0.12681 | 0.13787 | 0.14888 | 0.15986 | 0 | 0 | 0 | 0 | 0 | 0 | 0 | 0
Scenario 2: High TRC | SDG&E | Com | WaterHeat | Com - Warehouse | Electric Demand (MW) | Energy Efficiency | 0.00036149 | 0.0003819 | 0.00040239 | 0.00042368 | 0.00044387 | 0.00046498 | 0.00048562 | 0.00050635 | 0.00041875 | 0.00044002 | 0.0004609 | 0.00048196 | 0.00050373
Scenario 2: High TRC | SDG&E | Com | WaterHeat | Com - Warehouse | Electric Demand (MW) | Fuel Substitution | 0 | 0 | 0 | 0 | 0 | 0.00082597 | 0.00094701 | 0.0010583 | 0.0011507 | 0.001285 | 0.0014324 | 0.0015368 | 0.0016075
Scenario 2: High TRC | SDG&E | Com | WaterHeat | Com - Warehouse | Electric Energy (GWh/year) | Energy Efficiency | 0.0070721 | 0.0076001 | 0.0081321 | 0.0086881 | 0.0092176 | 0.0097737 | 0.01032 | 0.010871 | 0.011082 | 0.011645 | 0.012198 | 0.012755 | 0.013331
Scenario 2: High TRC | SDG&E | Com | WaterHeat | Com - Warehouse | Electric Energy (GWh/year) | Fuel Substitution | -0.013834 | -0.015163 | -0.016481 | -0.0178 | -0.019119 | 0.022901 | 0.026254 | 0.029337 | 0.031893 | 0.035614 | 0.039696 | 0.042586 | 0.044542
Scenario 2: High TRC | SDG&E | Com | WaterHeat | Com - Warehouse | Gas Energy (MMTherm/year) | Energy Efficiency | 0.0087128 | 0.0087565 | 0.0087926 | 0.0088236 | 0.008849 | 0.00872 | 0.0087336 | 0.0087439 | 0 | 0 | 0 | 0 | 0
Scenario 2: High TRC | SDG&E | Com | WaterHeat | Com - Warehouse | Gas Energy (MMTherm/year) | Fuel Substitution | 0.0015679 | 0.0017167 | 0.0018642 | 0.002012 | 0.0021598 | 0 | 0 | 0 | 0 | 0 | 0 | 0 | 0
Scenario 2: High TRC | SDG&E | Com | WholeBlg | Com - College | Electric Demand (MW) | Energy Efficiency | 0.031626 | 0.032632 | 0.033701 | 0.034981 | 0.036406 | 0.037875 | 0.039554 | 0.041203 | 0.042907 | 0.044687 | 0.046409 | 0.047953 | 0.048774
Scenario 2: High TRC | SDG&E | Com | WholeBlg | Com - College | Electric Energy (GWh/year) | Energy Efficiency | 0.28821 | 0.29738 | 0.30712 | 0.31879 | 0.33177 | 0.34516 | 0.36046 | 0.37548 | 0.39102 | 0.40724 | 0.42293 | 0.43701 | 0.44449
Scenario 2: High TRC | SDG&E | Com | WholeBlg | Com - College | Gas Energy (MMTherm/year) | Energy Efficiency | 0.0032688 | 0.0032606 | 0.0032449 | 0.0032337 | 0.003218 | 0.0031906 | 0.0031654 | 0.003133 | 0.0031007 | 0.0030743 | 0.0030422 | 0.0030072 | 0.0030093
Scenario 2: High TRC | SDG&E | Com | WholeBlg | Com - Grocery | Electric Demand (MW) | Energy Efficiency | 0.076189 | 0.078457 | 0.0809 | 0.083808 | 0.087038 | 0.090368 | 0.093865 | 0.097403 | 0.1011 | 0.10477 | 0.10843 | 0.11168 | 0.11167
Scenario 2: High TRC | SDG&E | Com | WholeBlg | Com - Grocery | Electric Energy (GWh/year) | Energy Efficiency | 0.69432 | 0.71498 | 0.73725 | 0.76375 | 0.79319 | 0.82354 | 0.8554 | 0.88765 | 0.92134 | 0.95482 | 0.98816 | 1.0177 | 1.0177
Scenario 2: High TRC | SDG&E | Com | WholeBlg | Com - Grocery | Gas Energy (MMTherm/year) | Energy Efficiency | 0.0011322 | 0.0011457 | 0.0011574 | 0.0011713 | 0.0011839 | 0.0011912 | 0.0011983 | 0.0012042 | 0.0012109 | 0.0012164 | 0.0012225 | 0.0012279 | 0.0012295
Scenario 2: High TRC | SDG&E | Com | WholeBlg | Com - Health | Electric Demand (MW) | Energy Efficiency | 0.088077 | 0.090653 | 0.093331 | 0.096484 | 0.099923 | 0.10335 | 0.10714 | 0.11073 | 0.11444 | 0.11839 | 0.12224 | 0.12548 | 0.12835
Scenario 2: High TRC | SDG&E | Com | WholeBlg | Com - Health | Electric Energy (GWh/year) | Energy Efficiency | 0.80266 | 0.82613 | 0.85054 | 0.87927 | 0.91061 | 0.94183 | 0.97635 | 1.0091 | 1.0429 | 1.0789 | 1.114 | 1.1435 | 1.1697
Scenario 2: High TRC | SDG&E | Com | WholeBlg | Com - Health | Gas Energy (MMTherm/year) | Energy Efficiency | 0.0054812 | 0.0055973 | 0.0057026 | 0.0058152 | 0.0059189 | 0.005987 | 0.0060376 | 0.0060824 | 0.0061333 | 0.0061721 | 0.0062319 | 0.0062809 | 0.0062938
Scenario 2: High TRC | SDG&E | Com | WholeBlg | Com - Lodging | Electric Demand (MW) | Energy Efficiency | 0.044237 | 0.045275 | 0.04637 | 0.047754 | 0.049258 | 0.050767 | 0.052481 | 0.054104 | 0.055756 | 0.057453 | 0.059004 | 0.060258 | 0.061409
Scenario 2: High TRC | SDG&E | Com | WholeBlg | Com - Lodging | Electric Energy (GWh/year) | Energy Efficiency | 0.40314 | 0.4126 | 0.42258 | 0.43518 | 0.44889 | 0.46265 | 0.47827 | 0.49306 | 0.50811 | 0.52357 | 0.53771 | 0.54914 | 0.55963
Scenario 2: High TRC | SDG&E | Com | WholeBlg | Com - Lodging | Gas Energy (MMTherm/year) | Energy Efficiency | 0.0040204 | 0.0040488 | 0.0040698 | 0.0040981 | 0.0041191 | 0.0041238 | 0.0041284 | 0.0041255 | 0.0041241 | 0.0041255 | 0.0041228 | 0.0041167 | 0.0041202
Scenario 2: High TRC | SDG&E | Com | WholeBlg | Com - Office (Large) | Electric Demand (MW) | Energy Efficiency | 0.15161 | 0.15509 | 0.1587 | 0.16304 | 0.16781 | 0.17259 | 0.17825 | 0.18353 | 0.18886 | 0.19432 | 0.19926 | 0.20333 | 0.20903
Scenario 2: High TRC | SDG&E | Com | WholeBlg | Com - Office (Large) | Electric Energy (GWh/year) | Energy Efficiency | 1.3816 | 1.4134 | 1.4462 | 1.4858 | 1.5292 | 1.5729 | 1.6244 | 1.6725 | 1.7211 | 1.7709 | 1.8159 | 1.853 | 1.9049
Scenario 2: High TRC | SDG&E | Com | WholeBlg | Com - Office (Large) | Gas Energy (MMTherm/year) | Energy Efficiency | 0.0069284 | 0.0069604 | 0.0069759 | 0.0070003 | 0.007014 | 0.0070059 | 0.0070077 | 0.006994 | 0.0069819 | 0.0069904 | 0.0069807 | 0.0069668 | 0.0069647
Scenario 2: High TRC | SDG&E | Com | WholeBlg | Com - Office (Small) | Electric Demand (MW) | Energy Efficiency | 0.045435 | 0.046297 | 0.047231 | 0.048425 | 0.049784 | 0.051156 | 0.052727 | 0.054237 | 0.055791 | 0.057541 | 0.059019 | 0.060252 | 0.061248
Scenario 2: High TRC | SDG&E | Com | WholeBlg | Com - Office (Small) | Electric Energy (GWh/year) | Energy Efficiency | 0.41405 | 0.42191 | 0.43042 | 0.4413 | 0.45369 | 0.46619 | 0.4805 | 0.49427 | 0.50843 | 0.52438 | 0.53784 | 0.54909 | 0.55817
Scenario 2: High TRC | SDG&E | Com | WholeBlg | Com - Office (Small) | Gas Energy (MMTherm/year) | Energy Efficiency | 0.00060879 | 0.00061669 | 0.00062365 | 0.00063185 | 0.00063943 | 0.00064368 | 0.0006469 | 0.00064989 | 0.00065333 | 0.00065555 | 0.00065841 | 0.00066084 | 0.0006619
Scenario 2: High TRC | SDG&E | Com | WholeBlg | Com - Other | Electric Demand (MW) | Energy Efficiency | 0.080177 | 0.082239 | 0.084402 | 0.087068 | 0.089999 | 0.09296 | 0.096476 | 0.099802 | 0.10319 | 0.10669 | 0.10994 | 0.11271 | 0.11603
Scenario 2: High TRC | SDG&E | Com | WholeBlg | Com - Other | Electric Energy (GWh/year) | Energy Efficiency | 0.73066 | 0.74946 | 0.76916 | 0.79345 | 0.82017 | 0.84715 | 0.8792 | 0.90951 | 0.94039 | 0.97228 | 1.0019 | 1.0271 | 1.0574
Scenario 2: High TRC | SDG&E | Com | WholeBlg | Com - Other | Gas Energy (MMTherm/year) | Energy Efficiency | 0.0090077 | 0.009125 | 0.0092278 | 0.0093487 | 0.0094596 | 0.0095299 | 0.0096017 | 0.0096616 | 0.0097266 | 0.0097891 | 0.0098508 | 0.0099067 | 0.0099182
Scenario 2: High TRC | SDG&E | Com | WholeBlg | Com - Refrig. Warehouse | Electric Demand (MW) | Energy Efficiency | 0.0016645 | 0.0017475 | 0.0018376 | 0.0019434 | 0.0020529 | 0.0021507 | 0.0022514 | 0.0023568 | 0.0024692 | 0.0025834 | 0.0027019 | 0.0028129 | 0.0028262
Scenario 2: High TRC | SDG&E | Com | WholeBlg | Com - Refrig. Warehouse | Electric Energy (GWh/year) | Energy Efficiency | 0.015169 | 0.015925 | 0.016746 | 0.017711 | 0.018708 | 0.0196 | 0.020517 | 0.021478 | 0.022502 | 0.023543 | 0.024623 | 0.025635 | 0.025756
Scenario 2: High TRC | SDG&E | Com | WholeBlg | Com - Refrig. Warehouse | Gas Energy (MMTherm/year) | Energy Efficiency | 3.831e-05 | 3.8687e-05 | 3.9018e-05 | 3.9436e-05 | 3.9828e-05 | 3.9997e-05 | 4.0094e-05 | 4.0191e-05 | 4.0326e-05 | 4.0345e-05 | 4.0452e-05 | 4.0546e-05 | 4.0649e-05
Scenario 2: High TRC | SDG&E | Com | WholeBlg | Com - Restaurant | Electric Demand (MW) | Energy Efficiency | 0.045457 | 0.046674 | 0.04798 | 0.049602 | 0.051416 | 0.053277 | 0.05528 | 0.057293 | 0.059392 | 0.06151 | 0.06358 | 0.065384 | 0.065554
Scenario 2: High TRC | SDG&E | Com | WholeBlg | Com - Restaurant | Electric Energy (GWh/year) | Energy Efficiency | 0.41426 | 0.42535 | 0.43725 | 0.45203 | 0.46856 | 0.48552 | 0.50377 | 0.52212 | 0.54125 | 0.56055 | 0.57941 | 0.59585 | 0.5974
Scenario 2: High TRC | SDG&E | Com | WholeBlg | Com - Restaurant | Gas Energy (MMTherm/year) | Energy Efficiency | 0.0037049 | 0.0037496 | 0.0037885 | 0.0038348 | 0.003878 | 0.0039003 | 0.0039165 | 0.0039318 | 0.0039505 | 0.0039544 | 0.0039702 | 0.0039836 | 0.0039926
Scenario 2: High TRC | SDG&E | Com | WholeBlg | Com - Retail | Electric Demand (MW) | Energy Efficiency | 0.05755 | 0.056193 | 0.054726 | 0.053582 | 0.053143 | 0.052517 | 0.052641 | 0.05297 | 0.05365 | 0.054589 | 0.055542 | 0.056166 | 0.058057
Scenario 2: High TRC | SDG&E | Com | WholeBlg | Com - Retail | Electric Energy (GWh/year) | Energy Efficiency | 2.7576 | 3.1918 | 3.6543 | 4.1233 | 4.5135 | 4.9295 | 5.3038 | 5.6107 | 5.8588 | 6.0733 | 6.2364 | 6.384 | 6.5418
Scenario 2: High TRC | SDG&E | Com | WholeBlg | Com - Retail | Gas Energy (MMTherm/year) | Energy Efficiency | 0.016222 | 0.019292 | 0.022562 | 0.025858 | 0.028568 | 0.031462 | 0.034022 | 0.036105 | 0.037765 | 0.039178 | 0.040236 | 0.041208 | 0.042174
Scenario 2: High TRC | SDG&E | Com | WholeBlg | Com - School | Electric Demand (MW) | Energy Efficiency | 0.027604 | 0.028244 | 0.028921 | 0.029777 | 0.030736 | 0.031703 | 0.03288 | 0.033996 | 0.03513 | 0.036307 | 0.037391 | 0.038315 | 0.039274
Scenario 2: High TRC | SDG&E | Com | WholeBlg | Com - School | Electric Energy (GWh/year) | Energy Efficiency | 0.25156 | 0.25739 | 0.26356 | 0.27136 | 0.2801 | 0.28891 | 0.29964 | 0.30981 | 0.32014 | 0.33087 | 0.34075 | 0.34917 | 0.35791
Scenario 2: High TRC | SDG&E | Com | WholeBlg | Com - School | Gas Energy (MMTherm/year) | Energy Efficiency | 0.0015809 | 0.0015926 | 0.0016018 | 0.0016144 | 0.0016258 | 0.0016305 | 0.0016347 | 0.0016374 | 0.0016412 | 0.0016456 | 0.0016495 | 0.0016527 | 0.0016551
Scenario 2: High TRC | SDG&E | Com | WholeBlg | Com - Warehouse | Electric Demand (MW) | Energy Efficiency | 0.025755 | 0.026483 | 0.027258 | 0.028203 | 0.029238 | 0.030274 | 0.031453 | 0.032585 | 0.033751 | 0.034958 | 0.036099 | 0.037085 | 0.038201
Scenario 2: High TRC | SDG&E | Com | WholeBlg | Com - Warehouse | Electric Energy (GWh/year) | Energy Efficiency | 0.23471 | 0.24134 | 0.2484 | 0.25702 | 0.26645 | 0.27589 | 0.28663 | 0.29695 | 0.30758 | 0.31857 | 0.32898 | 0.33796 | 0.34813
Scenario 2: High TRC | SDG&E | Com | WholeBlg | Com - Warehouse | Gas Energy (MMTherm/year) | Energy Efficiency | 0.0022739 | 0.0023082 | 0.0023396 | 0.002376 | 0.0024099 | 0.0024307 | 0.0024469 | 0.0024629 | 0.0024811 | 0.002492 | 0.0025077 | 0.0025218 | 0.002528
Scenario 2: High TRC | SDG&E | Ind | WholeBlg | Ind - All Other Industrial | Electric Demand (MW) | Energy Efficiency | 0.033862 | 0.033848 | 0.033849 | 0.033966 | 0.03402 | 0.034071 | 0.03416 | 0.034206 | 0.03424 | 0.034275 | 0.03426 | 0.034257 | 0.034241
Scenario 2: High TRC | SDG&E | Ind | WholeBlg | Ind - All Other Industrial | Electric Energy (GWh/year) | Energy Efficiency | 0.246 | 0.24589 | 0.2459 | 0.24674 | 0.24713 | 0.2475 | 0.24814 | 0.24847 | 0.24871 | 0.24896 | 0.24885 | 0.24882 | 0.2487
Scenario 2: High TRC | SDG&E | Ind | WholeBlg | Ind - All Other Industrial | Gas Energy (MMTherm/year) | Energy Efficiency | 0.0051345 | 0.0051593 | 0.0051767 | 0.0051925 | 0.0052058 | 0.0052109 | 0.005213 | 0.0052179 | 0.0052247 | 0.0052344 | 0.0052463 | 0.00526 | 0.0052744
Scenario 2: High TRC | SDG&E | Ind | WholeBlg | Ind - Chemicals | Electric Demand (MW) | Energy Efficiency | 0.037323 | 0.037627 | 0.037927 | 0.03833 | 0.038645 | 0.038924 | 0.039203 | 0.039395 | 0.039579 | 0.039759 | 0.039868 | 0.039968 | 0.040038
Scenario 2: High TRC | SDG&E | Ind | WholeBlg | Ind - Chemicals | Electric Energy (GWh/year) | Energy Efficiency | 0.27114 | 0.27335 | 0.27552 | 0.27844 | 0.28073 | 0.28275 | 0.28477 | 0.28616 | 0.2875 | 0.2888 | 0.28958 | 0.29031 | 0.29081
Scenario 2: High TRC | SDG&E | Ind | WholeBlg | Ind - Chemicals | Gas Energy (MMTherm/year) | Energy Efficiency | 0.0063209 | 0.0063623 | 0.0063985 | 0.0064301 | 0.0064586 | 0.0064802 | 0.0064949 | 0.0065066 | 0.006519 | 0.0065315 | 0.0065425 | 0.0065513 | 0.0065581
Scenario 2: High TRC | SDG&E | Ind | WholeBlg | Ind - Electronics | Electric Demand (MW) | Energy Efficiency | 0.11765 | 0.11908 | 0.12056 | 0.12241 | 0.124 | 0.12559 | 0.12732 | 0.12891 | 0.13044 | 0.13194 | 0.13321 | 0.13448 | 0.13566
Scenario 2: High TRC | SDG&E | Ind | WholeBlg | Ind - Electronics | Electric Energy (GWh/year) | Energy Efficiency | 0.85473 | 0.86505 | 0.87583 | 0.88923 | 0.90078 | 0.91228 | 0.92489 | 0.9364 | 0.94746 | 0.95838 | 0.96761 | 0.97681 | 0.98532
Scenario 2: High TRC | SDG&E | Ind | WholeBlg | Ind - Electronics | Gas Energy (MMTherm/year) | Energy Efficiency | 0.0069633 | 0.0070771 | 0.0071895 | 0.0072987 | 0.0074061 | 0.0075101 | 0.0076136 | 0.0077215 | 0.007831 | 0.0079425 | 0.0080541 | 0.0081651 | 0.0082747
Scenario 2: High TRC | SDG&E | Ind | WholeBlg | Ind - Fabricated Metals | Electric Demand (MW) | Energy Efficiency | 0.01941 | 0.019543 | 0.019691 | 0.019846 | 0.019935 | 0.019995 | 0.020057 | 0.020085 | 0.020102 | 0.020118 | 0.020097 | 0.02007 | 0.020025
Scenario 2: High TRC | SDG&E | Ind | WholeBlg | Ind - Fabricated Metals | Electric Energy (GWh/year) | Energy Efficiency | 0.14101 | 0.14197 | 0.14304 | 0.14417 | 0.14481 | 0.14525 | 0.14569 | 0.14589 | 0.14602 | 0.14613 | 0.14598 | 0.14578 | 0.14545
Scenario 2: High TRC | SDG&E | Ind | WholeBlg | Ind - Fabricated Metals | Gas Energy (MMTherm/year) | Energy Efficiency | 0.0018897 | 0.0019097 | 0.0019291 | 0.0019409 | 0.0019489 | 0.0019521 | 0.0019521 | 0.0019518 | 0.0019512 | 0.0019508 | 0.0019498 | 0.0019475 | 0.001944
Scenario 2: High TRC | SDG&E | Ind | WholeBlg | Ind - Food | Electric Demand (MW) | Energy Efficiency | 0.052883 | 0.052718 | 0.052582 | 0.052631 | 0.052581 | 0.052543 | 0.05257 | 0.05252 | 0.052448 | 0.052376 | 0.052219 | 0.052065 | 0.051887
Scenario 2: High TRC | SDG&E | Ind | WholeBlg | Ind - Food | Electric Energy (GWh/year) | Energy Efficiency | 0.38418 | 0.38297 | 0.38198 | 0.38233 | 0.38196 | 0.38168 | 0.38187 | 0.3815 | 0.38098 | 0.38045 | 0.3793 | 0.37818 | 0.37688
Scenario 2: High TRC | SDG&E | Ind | WholeBlg | Ind - Food | Gas Energy (MMTherm/year) | Energy Efficiency | 0.010219 | 0.010175 | 0.010123 | 0.01007 | 0.010015 | 0.0099523 | 0.0098868 | 0.0098232 | 0.0097627 | 0.0097065 | 0.0096504 | 0.009594 | 0.0095369
Scenario 2: High TRC | SDG&E | Ind | WholeBlg | Ind - Industrial Machinery | Electric Demand (MW) | Energy Efficiency | 0.036172 | 0.03646 | 0.036789 | 0.037096 | 0.037243 | 0.037338 | 0.037469 | 0.037544 | 0.037604 | 0.037667 | 0.037654 | 0.037627 | 0.037566
Scenario 2: High TRC | SDG&E | Ind | WholeBlg | Ind - Industrial Machinery | Electric Energy (GWh/year) | Energy Efficiency | 0.26278 | 0.26487 | 0.26725 | 0.26948 | 0.27055 | 0.27123 | 0.27217 | 0.27272 | 0.27315 | 0.2736 | 0.2735 | 0.2733 | 0.27286
Scenario 2: High TRC | SDG&E | Ind | WholeBlg | Ind - Industrial Machinery | Gas Energy (MMTherm/year) | Energy Efficiency | 0.013021 | 0.01322 | 0.013421 | 0.013537 | 0.0136 | 0.013622 | 0.013636 | 0.013649 | 0.013663 | 0.013682 | 0.013691 | 0.013689 | 0.013676
Scenario 2: High TRC | SDG&E | Ind | WholeBlg | Ind - Lumber & Furniture | Electric Demand (MW) | Energy Efficiency | 0.0025797 | 0.0025778 | 0.0025779 | 0.0025867 | 0.0025912 | 0.0025945 | 0.002599 | 0.0026 | 0.0026 | 0.0025997 | 0.0025953 | 0.0025912 | 0.0025857
Scenario 2: High TRC | SDG&E | Ind | WholeBlg | Ind - Lumber & Furniture | Electric Energy (GWh/year) | Energy Efficiency | 0.018741 | 0.018727 | 0.018727 | 0.018791 | 0.018823 | 0.018847 | 0.018879 | 0.018887 | 0.018886 | 0.018883 | 0.018851 | 0.018821 | 0.018781
Scenario 2: High TRC | SDG&E | Ind | WholeBlg | Ind - Lumber & Furniture | Gas Energy (MMTherm/year) | Energy Efficiency | 6.5547e-05 | 6.6011e-05 | 6.6389e-05 | 6.6712e-05 | 6.7025e-05 | 6.708e-05 | 6.6904e-05 | 6.6754e-05 | 6.6621e-05 | 6.6515e-05 | 6.6429e-05 | 6.6317e-05 | 6.617e-05
Scenario 2: High TRC | SDG&E | Ind | WholeBlg | Ind - Paper | Electric Demand (MW) | Energy Efficiency | 0.0033328 | 0.0033092 | 0.0032872 | 0.0032834 | 0.0032743 | 0.0032617 | 0.0032534 | 0.0032435 | 0.0032356 | 0.0032303 | 0.0032211 | 0.0032116 | 0.0032005
Scenario 2: High TRC | SDG&E | Ind | WholeBlg | Ind - Paper | Electric Energy (GWh/year) | Energy Efficiency | 0.024212 | 0.02404 | 0.02388 | 0.023852 | 0.023785 | 0.023694 | 0.023633 | 0.023561 | 0.023503 | 0.023464 | 0.023396 | 0.023327 | 0.023247
Scenario 2: High TRC | SDG&E | Ind | WholeBlg | Ind - Paper | Gas Energy (MMTherm/year) | Energy Efficiency | 3.6864e-06 | 3.6654e-06 | 3.6421e-06 | 3.6264e-06 | 3.6107e-06 | 3.5886e-06 | 3.5662e-06 | 3.5478e-06 | 3.5335e-06 | 3.523e-06 | 3.5139e-06 | 3.5035e-06 | 3.4926e-06
Scenario 2: High TRC | SDG&E | Ind | WholeBlg | Ind - Petroleum | Electric Demand (MW) | Energy Efficiency | 0.0019522 | 0.0019475 | 0.0019448 | 0.001949 | 0.0019499 | 0.0019515 | 0.0019556 | 0.0019569 | 0.0019572 | 0.0019573 | 0.001954 | 0.0019509 | 0.001947
Scenario 2: High TRC | SDG&E | Ind | WholeBlg | Ind - Petroleum | Electric Energy (GWh/year) | Energy Efficiency | 0.014183 | 0.014148 | 0.014128 | 0.014158 | 0.014164 | 0.014176 | 0.014205 | 0.014215 | 0.014217 | 0.014217 | 0.014193 | 0.014171 | 0.014142
Scenario 2: High TRC | SDG&E | Ind | WholeBlg | Ind - Petroleum | Gas Energy (MMTherm/year) | Energy Efficiency | 4.7142e-06 | 4.7252e-06 | 4.7354e-06 | 4.7446e-06 | 4.7507e-06 | 4.7509e-06 | 4.7477e-06 | 4.7435e-06 | 4.7406e-06 | 4.738e-06 | 4.7332e-06 | 4.7263e-06 | 4.7185e-06
Scenario 2: High TRC | SDG&E | Ind | WholeBlg | Ind - Plastics | Electric Demand (MW) | Energy Efficiency | 0.013439 | 0.013444 | 0.013457 | 0.013514 | 0.013546 | 0.01358 | 0.013624 | 0.013643 | 0.013656 | 0.013668 | 0.013656 | 0.013645 | 0.013627
Scenario 2: High TRC | SDG&E | Ind | WholeBlg | Ind - Plastics | Electric Energy (GWh/year) | Energy Efficiency | 0.097631 | 0.097663 | 0.097756 | 0.098169 | 0.098404 | 0.098645 | 0.098962 | 0.099101 | 0.099198 | 0.099279 | 0.099193 | 0.099113 | 0.098981
Scenario 2: High TRC | SDG&E | Ind | WholeBlg | Ind - Plastics | Gas Energy (MMTherm/year) | Energy Efficiency | 0.0013305 | 0.0013882 | 0.0014404 | 0.0014874 | 0.0015324 | 0.0015687 | 0.0015938 | 0.0016097 | 0.0016277 | 0.0016464 | 0.0016646 | 0.0016803 | 0.001694
Scenario 2: High TRC | SDG&E | Ind | WholeBlg | Ind - Primary Metals | Electric Demand (MW) | Energy Efficiency | 0.0045046 | 0.004546 | 0.0045942 | 0.0046514 | 0.0046927 | 0.0047287 | 0.0047703 | 0.0048053 | 0.0048385 | 0.0048712 | 0.0048937 | 0.0049142 | 0.0049304
Scenario 2: High TRC | SDG&E | Ind | WholeBlg | Ind - Primary Metals | Electric Energy (GWh/year) | Energy Efficiency | 0.032725 | 0.033025 | 0.033374 | 0.03379 | 0.034089 | 0.03435 | 0.034652 | 0.034905 | 0.035146 | 0.035383 | 0.035546 | 0.035694 | 0.035812
Scenario 2: High TRC | SDG&E | Ind | WholeBlg | Ind - Primary Metals | Gas Energy (MMTherm/year) | Energy Efficiency | 0.0067757 | 0.0067989 | 0.0068227 | 0.0068418 | 0.0068562 | 0.0068659 | 0.0068742 | 0.0068831 | 0.0068918 | 0.0069002 | 0.0069066 | 0.0069111 | 0.0069139
Scenario 2: High TRC | SDG&E | Ind | WholeBlg | Ind - Printing & Publishing | Electric Demand (MW) | Energy Efficiency | 0.017106 | 0.017079 | 0.017067 | 0.017116 | 0.017131 | 0.017147 | 0.017184 | 0.017198 | 0.017205 | 0.01721 | 0.017186 | 0.017163 | 0.017131
Scenario 2: High TRC | SDG&E | Ind | WholeBlg | Ind - Printing & Publishing | Electric Energy (GWh/year) | Energy Efficiency | 0.12427 | 0.12407 | 0.12398 | 0.12434 | 0.12445 | 0.12456 | 0.12482 | 0.12492 | 0.12497 | 0.12501 | 0.12483 | 0.12466 | 0.12443
Scenario 2: High TRC | SDG&E | Ind | WholeBlg | Ind - Printing & Publishing | Gas Energy (MMTherm/year) | Energy Efficiency | 0.00044457 | 0.00045063 | 0.00045622 | 0.00046166 | 0.00046632 | 0.00046975 | 0.00047274 | 0.00047589 | 0.00047923 | 0.00048261 | 0.00048572 | 0.00048851 | 0.00049106
Scenario 2: High TRC | SDG&E | Ind | WholeBlg | Ind - Stone-Glass-Clay | Electric Demand (MW) | Energy Efficiency | 0.0046715 | 0.0047083 | 0.0047376 | 0.0047778 | 0.0048066 | 0.0048305 | 0.0048544 | 0.0048703 | 0.0048833 | 0.0048959 | 0.004901 | 0.0049066 | 0.0049087
Scenario 2: High TRC | SDG&E | Ind | WholeBlg | Ind - Stone-Glass-Clay | Electric Energy (GWh/year) | Energy Efficiency | 0.033938 | 0.034204 | 0.034416 | 0.034708 | 0.034917 | 0.03509 | 0.035262 | 0.035377 | 0.035471 | 0.035563 | 0.035599 | 0.035639 | 0.035654
Scenario 2: High TRC | SDG&E | Ind | WholeBlg | Ind - Stone-Glass-Clay | Gas Energy (MMTherm/year) | Energy Efficiency | 0.0055295 | 0.0056307 | 0.0057077 | 0.0057722 | 0.0058295 | 0.0058716 | 0.0058997 | 0.0059256 | 0.00595 | 0.0059751 | 0.0060001 | 0.006024 | 0.0060444
Scenario 2: High TRC | SDG&E | Ind | WholeBlg | Ind - Textiles | Electric Demand (MW) | Energy Efficiency | 0.0020004 | 0.0019945 | 0.0019895 | 0.0019879 | 0.0019802 | 0.0019708 | 0.0019628 | 0.0019517 | 0.0019404 | 0.0019297 | 0.0019161 | 0.0019032 | 0.0018897
Scenario 2: High TRC | SDG&E | Ind | WholeBlg | Ind - Textiles | Electric Energy (GWh/year) | Energy Efficiency | 0.014532 | 0.014489 | 0.014453 | 0.014441 | 0.014385 | 0.014316 | 0.014258 | 0.014177 | 0.014094 | 0.014017 | 0.013918 | 0.013824 | 0.013726
Scenario 2: High TRC | SDG&E | Ind | WholeBlg | Ind - Textiles | Gas Energy (MMTherm/year) | Energy Efficiency | 7.1658e-05 | 7.1861e-05 | 7.2053e-05 | 7.2147e-05 | 7.2165e-05 | 7.2112e-05 | 7.2019e-05 | 7.1922e-05 | 7.1819e-05 | 7.172e-05 | 7.1606e-05 | 7.1479e-05 | 7.1336e-05
Scenario 2: High TRC | SDG&E | Ind | WholeBlg | Ind - Transportation Equipment | Electric Demand (MW) | Energy Efficiency | 0.073716 | 0.074051 | 0.074855 | 0.075513 | 0.075779 | 0.075913 | 0.076244 | 0.076508 | 0.076817 | 0.077161 | 0.077321 | 0.077401 | 0.077362
Scenario 2: High TRC | SDG&E | Ind | WholeBlg | Ind - Transportation Equipment | Electric Energy (GWh/year) | Energy Efficiency | 0.53553 | 0.53795 | 0.54378 | 0.54856 | 0.55048 | 0.55144 | 0.55384 | 0.55575 | 0.55798 | 0.56048 | 0.56163 | 0.5622 | 0.56191
Scenario 2: High TRC | SDG&E | Ind | WholeBlg | Ind - Transportation Equipment | Gas Energy (MMTherm/year) | Energy Efficiency | 0.004166 | 0.0041631 | 0.0041605 | 0.0041571 | 0.0041533 | 0.004149 | 0.0041442 | 0.0041399 | 0.0041355 | 0.0041309 | 0.0041257 | 0.0041201 | 0.0041141
Scenario 2: High TRC | SDG&E | Res | AppPlug | Res - Multi Family | Electric Demand (MW) | Energy Efficiency | 5.0176e-06 | 5.1184e-06 | 5.1974e-06 | 5.3656e-06 | 5.3232e-06 | 5.4104e-06 | 5.5045e-06 | 5.5839e-06 | 5.6657e-06 | 6.5025e-05 | 0.00012245 | 0.00012657 | 0.00013137
Scenario 2: High TRC | SDG&E | Res | AppPlug | Res - Multi Family | Electric Energy (GWh/year) | Energy Efficiency | 3.563e-05 | 3.6346e-05 | 3.6907e-05 | 3.8101e-05 | 3.78e-05 | 3.8419e-05 | 3.9088e-05 | 3.9651e-05 | 4.0232e-05 | 0.00046175 | 0.0008695 | 0.0008988 | 0.00093289
Scenario 2: High TRC | SDG&E | Res | AppPlug | Res - Multi Family | Electric Energy (GWh/year) | Fuel Substitution | -3.1589e-06 | -3.4182e-06 | -3.677e-06 | -3.9365e-06 | -4.1933e-06 | 0 | 0 | 0 | 0 | 0 | 0 | 0 | 0
Scenario 2: High TRC | SDG&E | Res | AppPlug | Res - Multi Family | Gas Energy (MMTherm/year) | Energy Efficiency | 3.4234e-06 | 3.4921e-06 | 3.546e-06 | 3.6608e-06 | 3.6318e-06 | 3.6913e-06 | 3.7556e-06 | 3.8097e-06 | 3.8655e-06 | 4.4365e-05 | 8.3541e-05 | 8.6357e-05 | 8.9632e-05
Scenario 2: High TRC | SDG&E | Res | AppPlug | Res - Multi Family | Gas Energy (MMTherm/year) | Fuel Substitution | 6.6954e-07 | 7.2448e-07 | 7.7934e-07 | 8.3434e-07 | 8.8877e-07 | 0 | 0 | 0 | 0 | 0 | 0 | 0 | 0
Scenario 2: High TRC | SDG&E | Res | AppPlug | Res - Single Family | Electric Demand (MW) | Energy Efficiency | 0 | 0 | 0 | 0 | 0 | 0 | 0 | 0 | 0 | 0 | 1.2887e-06 | 2.1031e-06 | 2.1995e-06
Scenario 2: High TRC | SDG&E | Res | AppPlug | Res - Single Family | Electric Energy (GWh/year) | Energy Efficiency | 0 | 0 | 0 | 0 | 0 | 0 | 0 | 0 | 0 | 0 | 8.205e-06 | 1.3391e-05 | 1.4005e-05
Scenario 2: High TRC | SDG&E | Res | AppPlug | Res - Single Family | Electric Energy (GWh/year) | Fuel Substitution | -2.9862e-06 | -3.2112e-06 | -3.435e-06 | -3.6578e-06 | -3.8795e-06 | 0 | 0 | 0 | 0 | 0 | 0 | 0 | 0
Scenario 2: High TRC | SDG&E | Res | AppPlug | Res - Single Family | Gas Energy (MMTherm/year) | Energy Efficiency | 0 | 0 | 0 | 0 | 0 | 0 | 0 | 0 | 0 | 0 | 1.5458e-06 | 2.5227e-06 | 2.6384e-06
Scenario 2: High TRC | SDG&E | Res | AppPlug | Res - Single Family | Gas Energy (MMTherm/year) | Fuel Substitution | 6.3353e-07 | 6.8126e-07 | 7.2874e-07 | 7.7601e-07 | 8.2304e-07 | 0 | 0 | 0 | 0 | 0 | 0 | 0 | 0
Scenario 2: High TRC | SDG&E | Res | BROs | Income Qualified - Multi Family IQ | Electric Demand (MW) | Energy Efficiency | 0.75079 | 0.77168 | 0.79386 | 0.81959 | 0.84639 | 0.87536 | 0.90326 | 0.933 | 0.96101 | 0.98825 | 1.0114 | 0.96908 | 0.99268
Scenario 2: High TRC | SDG&E | Res | BROs | Income Qualified - Multi Family IQ | Electric Energy (GWh/year) | Energy Efficiency | 3.3676 | 3.4808 | 3.6031 | 3.7455 | 3.8972 | 4.0641 | 4.232 | 4.4151 | 4.5975 | 4.7843 | 4.9603 | 4.8829 | 5.0881
Scenario 2: High TRC | SDG&E | Res | BROs | Income Qualified - Multi Family IQ | Gas Energy (MMTherm/year) | Energy Efficiency | 0.061453 | 0.062715 | 0.064211 | 0.06593 | 0.067803 | 0.06974 | 0.071817 | 0.074003 | 0.07638 | 0.078911 | 0.081736 | 0.084893 | 0.088418
Scenario 2: High TRC | SDG&E | Res | BROs | Income Qualified - Single Family IQ | Electric Demand (MW) | Energy Efficiency | 1.4012 | 1.4302 | 1.4612 | 1.5036 | 1.5477 | 1.5954 | 1.6408 | 1.6894 | 1.7347 | 1.7782 | 1.8142 | 1.744 | 1.7817
Scenario 2: High TRC | SDG&E | Res | BROs | Income Qualified - Single Family IQ | Electric Energy (GWh/year) | Energy Efficiency | 6.2891 | 6.4562 | 6.6377 | 6.8781 | 7.1344 | 7.4168 | 7.6991 | 8.0082 | 8.3148 | 8.6278 | 8.9201 | 8.8036 | 9.1517
Scenario 2: High TRC | SDG&E | Res | BROs | Income Qualified - Single Family IQ | Gas Energy (MMTherm/year) | Energy Efficiency | 0.20572 | 0.20904 | 0.21307 | 0.21779 | 0.22296 | 0.22831 | 0.23399 | 0.23999 | 0.24653 | 0.25359 | 0.26152 | 0.27042 | 0.28043
Scenario 2: High TRC | SDG&E | Res | BROs | Res - Multi Family | Electric Demand (MW) | Energy Efficiency | 4.9533 | 5.0618 | 5.1776 | 5.3325 | 5.494 | 5.6688 | 5.8359 | 6.0149 | 6.1825 | 6.3446 | 6.4804 | 6.6558 | 6.8371
Scenario 2: High TRC | SDG&E | Res | BROs | Res - Multi Family | Electric Energy (GWh/year) | Energy Efficiency | 22.2177 | 22.8324 | 23.5 | 24.3693 | 25.297 | 26.319 | 27.3427 | 28.4633 | 29.577 | 30.7156 | 31.7824 | 33.106 | 34.5312
Scenario 2: High TRC | SDG&E | Res | BROs | Res - Multi Family | Gas Energy (MMTherm/year) | Energy Efficiency | 0.69719 | 0.70875 | 0.72277 | 0.73911 | 0.75704 | 0.77558 | 0.79528 | 0.81607 | 0.83874 | 0.86316 | 0.89058 | 0.92135 | 0.95587
Scenario 2: High TRC | SDG&E | Res | BROs | Res - Single Family | Electric Demand (MW) | Energy Efficiency | 2.0795 | 2.1375 | 2.1989 | 2.2694 | 2.3426 | 2.4218 | 2.4977 | 2.5785 | 2.6544 | 2.7278 | 2.7898 | 2.8686 | 2.9496
Scenario 2: High TRC | SDG&E | Res | BROs | Res - Single Family | Electric Energy (GWh/year) | Energy Efficiency | 9.3337 | 9.649 | 9.9894 | 10.3814 | 10.7991 | 11.2584 | 11.7198 | 12.2226 | 12.723 | 13.2352 | 13.7166 | 14.3092 | 14.9459
Scenario 2: High TRC | SDG&E | Res | BROs | Res - Single Family | Gas Energy (MMTherm/year) | Energy Efficiency | 0.19225 | 0.19619 | 0.20086 | 0.20622 | 0.21207 | 0.21811 | 0.22459 | 0.23141 | 0.23883 | 0.24673 | 0.25555 | 0.2654 | 0.27641
Scenario 2: High TRC | SDG&E | Res | BldgEnv | Res - Multi Family | Electric Demand (MW) | Energy Efficiency | 0 | 0 | 0 | 0 | 0 | 0 | 0 | 1.1705e-05 | 1.191e-05 | 1.2107e-05 | 9.9431e-05 | 0.00010091 | 0.00010234
Scenario 2: High TRC | SDG&E | Res | BldgEnv | Res - Multi Family | Electric Energy (GWh/year) | Energy Efficiency | 0 | 0 | 0 | 0 | 0 | 0 | 0 | 5.4916e-05 | 5.5874e-05 | 5.6799e-05 | 0.00019358 | 0.00019646 | 0.00019923
Scenario 2: High TRC | SDG&E | Res | BldgEnv | Res - Multi Family | Gas Energy (MMTherm/year) | Energy Efficiency | 0 | 0 | 0 | 0 | 0 | 0 | 0 | 1.9776e-05 | 2.0121e-05 | 2.0454e-05 | 0.00010481 | 0.00010637 | 0.00010787
Scenario 2: High TRC | SDG&E | Res | BldgEnv | Res - Single Family | Electric Demand (MW) | Energy Efficiency | 0.0019648 | 0.0021237 | 0.0022204 | 0.0022434 | 0.0021563 | 0.0021098 | 0.0020525 | 0.0019888 | 0.0013612 | 0 | 0 | 0 | 0
Scenario 2: High TRC | SDG&E | Res | BldgEnv | Res - Single Family | Electric Energy (GWh/year) | Energy Efficiency | 1.5985e-05 | 1.5603e-05 | 8.0401e-05 | 0.00018443 | 0.00033728 | 0.00044783 | 0.00055403 | 0.00065703 | -0.0013881 | 0 | 0 | 0 | 0
Scenario 2: High TRC | SDG&E | Res | BldgEnv | Res - Single Family | Gas Energy (MMTherm/year) | Energy Efficiency | 0.00070285 | 0.00075427 | 0.00079273 | 0.00081256 | 0.00080378 | 0.0008034 | 0.00079939 | 0.00079315 | 0.00025528 | 0 | 0 | 0 | 0
Scenario 2: High TRC | SDG&E | Res | HVAC | Res - Multi Family | Electric Demand (MW) | Energy Efficiency | 0 | 0 | 0 | 0 | 0 | 0 | 0 | 0 | 0 | 0 | 0 | 0 | 0
Scenario 2: High TRC | SDG&E | Res | HVAC | Res - Multi Family | Electric Energy (GWh/year) | Energy Efficiency | 0 | 0 | 0 | 0 | 0 | 0 | 0 | 0 | 0 | 0.0034601 | 0.0032563 | 0.0030946 | 0.0029479
Scenario 2: High TRC | SDG&E | Res | HVAC | Res - Multi Family | Electric Energy (GWh/year) | Fuel Substitution | -0.00073759 | -0.00075471 | -0.00087324 | -0.00087867 | -0.00088487 | 0 | 0 | 0 | 0 | 0 | 0 | 0 | 0
Scenario 2: High TRC | SDG&E | Res | HVAC | Res - Multi Family | Gas Energy (MMTherm/year) | Energy Efficiency | 0 | 0 | 0 | 0 | 0 | 0 | 0 | 0 | 0 | 0.00044917 | 0.00042271 | 0.00040172 | 0.00038267
Scenario 2: High TRC | SDG&E | Res | HVAC | Res - Multi Family | Gas Energy (MMTherm/year) | Fuel Substitution | 0.00042198 | 0.00043179 | 0.00053453 | 0.00053832 | 0.00054245 | 0 | 0 | 0 | 0 | 0 | 0 | 0 | 0
Scenario 2: High TRC | SDG&E | Res | HVAC | Res - Single Family | Electric Demand (MW) | Energy Efficiency | 0.21275 | 0.20391 | 0.21032 | 0.21266 | 0.21013 | 0.20782 | 0.030949 | 0.0015044 | 0.00020929 | 0 | 0 | 0 | 0
Scenario 2: High TRC | SDG&E | Res | HVAC | Res - Single Family | Electric Demand (MW) | Fuel Substitution | 0 | 0 | 0 | 0 | 0 | 2.7983e-05 | 3.0662e-05 | 3.1747e-05 | 0 | 0 | 0 | 0 | 0
Scenario 2: High TRC | SDG&E | Res | HVAC | Res - Single Family | Electric Energy (GWh/year) | Energy Efficiency | 0.15753 | 0.15872 | 0.16373 | 0.16534 | 0.16278 | 0.13898 | 0.021156 | 0.0015336 | 0.00021229 | 0.0064891 | 0.0060434 | 0.0056794 | 0.0053499
Scenario 2: High TRC | SDG&E | Res | HVAC | Res - Single Family | Electric Energy (GWh/year) | Fuel Substitution | -0.063578 | -0.070478 | -0.074787 | -0.075447 | -0.07577 | 2.8443e-05 | 3.1169e-05 | 3.2274e-05 | 0 | 0 | 0 | 0 | 0
Scenario 2: High TRC | SDG&E | Res | HVAC | Res - Single Family | Gas Energy (MMTherm/year) | Energy Efficiency | 0.00094271 | 0.0010205 | 0.0010544 | 0.0010494 | 0.00098963 | -0.00077806 | -0.00011098 | 0 | 0 | 0.00083985 | 0.00078217 | 0.00073505 | 0.00069241
Scenario 2: High TRC | SDG&E | Res | HVAC | Res - Single Family | Gas Energy (MMTherm/year) | Fuel Substitution | 0.014129 | 0.01587 | 0.017201 | 0.017396 | 0.017464 | 0 | 0 | 0 | 0 | 0 | 0 | 0 | 0
Scenario 2: High TRC | SDG&E | Res | WaterHeat | Res - Multi Family | Electric Demand (MW) | Energy Efficiency | 0.33199 | 0.31523 | 0.29745 | 0.28153 | 0.26236 | 0.24727 | 0.23288 | 0.2188 | 0.20565 | 0.19368 | 0.18303 | 0.17394 | 0.16591
Scenario 2: High TRC | SDG&E | Res | WaterHeat | Res - Multi Family | Electric Demand (MW) | Fuel Substitution | 0 | 0 | 0 | 0 | 0 | 0.00031797 | 0.0003702 | 0.00041764 | 0.00045123 | 0.00047194 | 0.00048289 | 0.00048721 | 0.00048726
Scenario 2: High TRC | SDG&E | Res | WaterHeat | Res - Multi Family | Electric Energy (GWh/year) | Energy Efficiency | 1.6348 | 1.5521 | 1.4643 | 1.3855 | 1.2908 | 1.2162 | 1.1458 | 1.0762 | 1.0111 | 0.95187 | 0.89922 | 0.85432 | 0.81461
Scenario 2: High TRC | SDG&E | Res | WaterHeat | Res - Multi Family | Electric Energy (GWh/year) | Fuel Substitution | -0.13716 | -0.14537 | -0.14936 | -0.15081 | -0.15055 | 0.0016423 | 0.0019116 | 0.0021565 | 0.0023297 | 0.0024364 | 0.0024927 | 0.0025147 | 0.0025149
Scenario 2: High TRC | SDG&E | Res | WaterHeat | Res - Multi Family | Gas Energy (MMTherm/year) | Energy Efficiency | 0.10663 | 0.10697 | 0.10021 | 0.09393 | 0.08583 | 0.043595 | 0.037901 | 0.032692 | 0.028129 | 0.024107 | 0.02066 | 0.017835 | 0.015463
Scenario 2: High TRC | SDG&E | Res | WaterHeat | Res - Multi Family | Gas Energy (MMTherm/year) | Fuel Substitution | 0.0099909 | 0.010583 | 0.010871 | 0.010977 | 0.01096 | 0 | 0 | 0 | 0 | 0 | 0 | 0 | 0
Scenario 2: High TRC | SDG&E | Res | WaterHeat | Res - Single Family | Electric Demand (MW) | Energy Efficiency | 0.18677 | 0.1804 | 0.17176 | 0.16107 | 0.14823 | 0.14086 | 0.13093 | 0.12181 | 0.11358 | 0.10625 | 0.099755 | 0.094107 | 0.089101
Scenario 2: High TRC | SDG&E | Res | WaterHeat | Res - Single Family | Electric Demand (MW) | Fuel Substitution | 0 | 0 | 0 | 0 | 0 | 0.0015826 | 0.001767 | 0.0019642 | 0.0021135 | 0.0022037 | 0.0022498 | 0.0022665 | 0.0022647
Scenario 2: High TRC | SDG&E | Res | WaterHeat | Res - Single Family | Electric Energy (GWh/year) | Energy Efficiency | 0.96245 | 0.92905 | 0.88475 | 0.82907 | 0.7623 | 0.72507 | 0.67336 | 0.62591 | 0.58316 | 0.54509 | 0.51138 | 0.48211 | 0.4562
Scenario 2: High TRC | SDG&E | Res | WaterHeat | Res - Single Family | Electric Energy (GWh/year) | Fuel Substitution | -0.010855 | -0.011034 | -0.011142 | -0.011241 | -0.011342 | 0.008596 | 0.0095969 | 0.010667 | 0.011476 | 0.011965 | 0.012213 | 0.012303 | 0.012293
Scenario 2: High TRC | SDG&E | Res | WaterHeat | Res - Single Family | Gas Energy (MMTherm/year) | Energy Efficiency | 0.41562 | 0.41249 | 0.39891 | 0.3766 | 0.34451 | 0.13271 | 0.11273 | 0.094928 | 0.07953 | 0.066484 | 0.055603 | 0.046748 | 0.03948
Scenario 2: High TRC | SDG&E | Res | WaterHeat | Res - Single Family | Gas Energy (MMTherm/year) | Fuel Substitution | 0.0015607 | 0.0015863 | 0.0016017 | 0.001616 | 0.0016304 | 0 | 0 | 0 | 0 | 0 | 0 | 0 | 0
Scenario 3: Aggressive Fuel Sub | PG&E | Ag | WholeBlg | Ag - Dairies, fishing, hunting | Electric Demand (MW) | Energy Efficiency | 0.10172 | 0.10281 | 0.10414 | 0.10543 | 0.10689 | 0.10806 | 0.10922 | 0.11028 | 0.11149 | 0.11255 | 0.11363 | 0.11462 | 0.11562
Scenario 3: Aggressive Fuel Sub | PG&E | Ag | WholeBlg | Ag - Dairies, fishing, hunting | Electric Energy (GWh/year) | Energy Efficiency | 0.43333 | 0.43797 | 0.44363 | 0.44912 | 0.45534 | 0.46033 | 0.46529 | 0.46981 | 0.47495 | 0.47945 | 0.48406 | 0.48826 | 0.49253
Scenario 3: Aggressive Fuel Sub | PG&E | Ag | WholeBlg | Ag - Dairies, fishing, hunting | Gas Energy (MMTherm/year) | Energy Efficiency | 0.0017339 | 0.0017339 | 0.0017339 | 0.0017339 | 0.0017339 | 0.0017339 | 0.0017339 | 0.0017339 | 0.0017339 | 0.0017339 | 0.0017339 | 0.0017339 | 0.0017339
Scenario 3: Aggressive Fuel Sub | PG&E | Ag | WholeBlg | Ag - Irrigated Agriculture, vineyards, forestry and greenhouses | Electric Demand (MW) | Energy Efficiency | 0.83085 | 0.85479 | 0.87901 | 0.90266 | 0.9259 | 0.94685 | 0.96783 | 0.98844 | 1.0098 | 1.0299 | 1.0497 | 1.0689 | 1.0878
Scenario 3: Aggressive Fuel Sub | PG&E | Ag | WholeBlg | Ag - Irrigated Agriculture, vineyards, forestry and greenhouses | Electric Energy (GWh/year) | Energy Efficiency | 3.5394 | 3.6414 | 3.7446 | 3.8453 | 3.9443 | 4.0336 | 4.1229 | 4.2107 | 4.3019 | 4.3874 | 4.4717 | 4.5534 | 4.6338
Scenario 3: Aggressive Fuel Sub | PG&E | Ag | WholeBlg | Ag - Irrigated Agriculture, vineyards, forestry and greenhouses | Gas Energy (MMTherm/year) | Energy Efficiency | 0.014204 | 0.014204 | 0.014204 | 0.014204 | 0.014204 | 0.014204 | 0.014204 | 0.014204 | 0.014204 | 0.014204 | 0.014204 | 0.014204 | 0.014204
Scenario 3: Aggressive Fuel Sub | PG&E | Ag | WholeBlg | Ag - Water pumping | Electric Demand (MW) | Energy Efficiency | 0.54978 | 0.5432 | 0.53629 | 0.52927 | 0.52202 | 0.51566 | 0.50978 | 0.50387 | 0.49723 | 0.49002 | 0.48237 | 0.47461 | 0.46665
Scenario 3: Aggressive Fuel Sub | PG&E | Ag | WholeBlg | Ag - Water pumping | Electric Energy (GWh/year) | Energy Efficiency | 2.342 | 2.314 | 2.2846 | 2.2547 | 2.2238 | 2.1967 | 2.1716 | 2.1465 | 2.1182 | 2.0875 | 2.0549 | 2.0218 | 1.9879
Scenario 3: Aggressive Fuel Sub | PG&E | Ag | WholeBlg | Ag - Water pumping | Gas Energy (MMTherm/year) | Energy Efficiency | 0.00072949 | 0.00072949 | 0.00072949 | 0.00072949 | 0.00072949 | 0.00072949 | 0.00072949 | 0.00072949 | 0.00072949 | 0.00072949 | 0.00072949 | 0.00072949 | 0.00072949
Scenario 3: Aggressive Fuel Sub | PG&E | Com | AppPlug | Com - Health | Gas Energy (MMTherm/year) | Energy Efficiency | 0.71921 | 0.76422 | 0.80057 | 0.82049 | 0.65838 | 0.6463 | 1.3539 | 0.86549 | 0.86813 | 0.86281 | 0.84939 | 0.84122 | 0.82817
Scenario 3: Aggressive Fuel Sub | PG&E | Com | AppPlug | Com - Lodging | Gas Energy (MMTherm/year) | Energy Efficiency | 0.55212 | 0.58949 | 0.60692 | 0.61886 | 0.63204 | 0.6401 | 0.64574 | 0.64819 | 0.64752 | 0.64462 | 0.23132 | 0.36201 | 1.7057
Scenario 3: Aggressive Fuel Sub | PG&E | Com | AppPlug | Com - Other | Gas Energy (MMTherm/year) | Energy Efficiency | 0.0013845 | 0.0015505 | 0.0017306 | 0.0019045 | 0.0020586 | 0.0022465 | 0.0024392 | 0.0026098 | 0.0027414 | 0.0028829 | 0.0030207 | 0.0031496 | 0.0032751
Scenario 3: Aggressive Fuel Sub | PG&E | Com | BROs | Com - Lodging | Electric Energy (GWh/year) | Energy Efficiency | 0.0092629 | 0.019041 | 0.029292 | 0.040146 | 0.051741 | 0.064078 | 0.077422 | 0.091167 | 0.10608 | 0.124 | 0.14051 | 0.15693 | 0.17287
Scenario 3: Aggressive Fuel Sub | PG&E | Com | BROs | Com - Other | Electric Energy (GWh/year) | Energy Efficiency | 0.035729 | 0.077239 | 0.124 | 0.17525 | 0.23403 | 0.30343 | 0.37844 | 0.4442 | 0.52407 | 0.61999 | 0.71147 | 0.80422 | 0.89092
Scenario 3: Aggressive Fuel Sub | PG&E | Com | BROs | Com - Retail | Electric Demand (MW) | Energy Efficiency | 0.0042778 | 0.008702 | 0.013249 | 0.017971 | 0.022913 | 0.028088 | 0.033645 | 0.040046 | 0.046109 | 0.053325 | 0.059776 | 0.066054 | 0.073417
Scenario 3: Aggressive Fuel Sub | PG&E | Com | BROs | Com - Retail | Electric Energy (GWh/year) | Energy Efficiency | 0.046249 | 0.094081 | 0.14325 | 0.19429 | 0.24772 | 0.30367 | 0.36375 | 0.43296 | 0.4985 | 0.57652 | 0.64626 | 0.71414 | 0.79374
Scenario 3: Aggressive Fuel Sub | PG&E | Com | BldgEnv | Com - College | Electric Demand (MW) | Energy Efficiency | 0.0006376 | 0.00065834 | 0.00070263 | 0.00075435 | 0.00078125 | 0.00080097 | 0.00083227 | 0.00084944 | 0.00088425 | 0.00090971 | 0.0009257 | 0.00092271 | 0.00093062
Scenario 3: Aggressive Fuel Sub | PG&E | Com | BldgEnv | Com - College | Electric Energy (GWh/year) | Energy Efficiency | 0.00018333 | 0.0001899 | 0.00020209 | 0.00021638 | 0.000224 | 0.00022956 | 0.00023849 | 0.00024337 | 0.00025338 | 0.00026074 | 0.00026542 | 0.00026466 | 0.00026709
Scenario 3: Aggressive Fuel Sub | PG&E | Com | BldgEnv | Com - College | Gas Energy (MMTherm/year) | Energy Efficiency | 4.2477e-05 | 4.249e-05 | 4.6801e-05 | 5.171e-05 | 5.3829e-05 | 5.5457e-05 | 5.7776e-05 | 5.9101e-05 | 6.1454e-05 | 6.3077e-05 | 6.3957e-05 | 6.3488e-05 | 6.3619e-05
Scenario 3: Aggressive Fuel Sub | PG&E | Com | BldgEnv | Com - Grocery | Electric Demand (MW) | Energy Efficiency | 0.0011843 | 0.0012203 | 0.0010936 | 0.0010546 | 0.0011112 | 0.0011814 | 0.0012455 | 0.0013073 | 0.0013535 | 0.0013998 | 0.0014457 | 0.0014873 | 0.0015303
Scenario 3: Aggressive Fuel Sub | PG&E | Com | BldgEnv | Com - Grocery | Electric Energy (GWh/year) | Energy Efficiency | 0.00033975 | 0.00035037 | 0.000299 | 0.00030441 | 0.00032079 | 0.00034105 | 0.00035956 | 0.00037741 | 0.00039076 | 0.00040414 | 0.0004174 | 0.0004294 | 0.00044182
Scenario 3: Aggressive Fuel Sub | PG&E | Com | BldgEnv | Com - Grocery | Gas Energy (MMTherm/year) | Energy Efficiency | 7.781e-05 | 7.9461e-05 | 7.1543e-05 | 6.8147e-05 | 7.1809e-05 | 7.6343e-05 | 8.0484e-05 | 8.4477e-05 | 8.7463e-05 | 9.0456e-05 | 9.3422e-05 | 9.6107e-05 | 9.8885e-05
Scenario 3: Aggressive Fuel Sub | PG&E | Com | BldgEnv | Com - Health | Electric Demand (MW) | Energy Efficiency | 0.071303 | 0.07391 | 0.073891 | 0.07094 | 0.06533 | 0.057782 | 0.04878 | 0.039202 | 0.02975 | 0.020954 | 0.01315 | 0.006592 | 0.0019127
Scenario 3: Aggressive Fuel Sub | PG&E | Com | BldgEnv | Com - Health | Electric Energy (GWh/year) | Energy Efficiency | 0.027521 | 0.028497 | 0.028446 | 0.027253 | 0.025034 | 0.022068 | 0.018557 | 0.014842 | 0.011194 | 0.0078165 | 0.0048339 | 0.0023399 | 0.00068745
Scenario 3: Aggressive Fuel Sub | PG&E | Com | BldgEnv | Com - Health | Gas Energy (MMTherm/year) | Energy Efficiency | 0.011959 | 0.012399 | 0.012401 | 0.011912 | 0.010964 | 0.0097169 | 0.0082111 | 0.0066067 | 0.0050213 | 0.0035441 | 0.002232 | 0.0011281 | 0.00032669
Scenario 3: Aggressive Fuel Sub | PG&E | Com | BldgEnv | Com - Lodging | Electric Demand (MW) | Energy Efficiency | 0.054914 | 0.051982 | 0.046921 | 0.04022 | 0.032579 | 0.024653 | 0.017063 | 0.010227 | 0.0043711 | 0.0016054 | 0.0016422 | 0.0016789 | 0.0017116
Scenario 3: Aggressive Fuel Sub | PG&E | Com | BldgEnv | Com - Lodging | Electric Energy (GWh/year) | Energy Efficiency | 0.027662 | 0.026138 | 0.023538 | 0.020116 | 0.016233 | 0.012222 | 0.0083978 | 0.0049672 | 0.0020405 | 0.00081845 | 0.00083723 | 0.00085592 | 0.00087256
Scenario 3: Aggressive Fuel Sub | PG&E | Com | BldgEnv | Com - Lodging | Gas Energy (MMTherm/year) | Energy Efficiency | 0.016048 | 0.015197 | 0.013725 | 0.011773 | 0.0095451 | 0.0072315 | 0.0050137 | 0.0030142 | 0.0012996 | 0.00046775 | 0.00047849 | 0.00048925 | 0.00049876
Scenario 3: Aggressive Fuel Sub | PG&E | Com | BldgEnv | Com - Office (Large) | Electric Demand (MW) | Energy Efficiency | 0.0082506 | 0.008607 | 0.0090154 | 0.0093077 | 0.0096264 | 0.0098674 | 0.010132 | 0.010261 | 0.010271 | 0.01035 | 0.010377 | 0.010393 | 0.010405
Scenario 3: Aggressive Fuel Sub | PG&E | Com | BldgEnv | Com - Office (Large) | Electric Energy (GWh/year) | Energy Efficiency | 0.0023819 | 0.0024848 | 0.0026028 | 0.0026872 | 0.0027793 | 0.0028489 | 0.0029253 | 0.0029627 | 0.0029655 | 0.0029882 | 0.0029961 | 0.0030008 | 0.0030042
Scenario 3: Aggressive Fuel Sub | PG&E | Com | BldgEnv | Com - Office (Large) | Gas Energy (MMTherm/year) | Energy Efficiency | 0.00053314 | 0.00055617 | 0.00058256 | 0.00060145 | 0.00062204 | 0.00063761 | 0.0006547 | 0.00066307 | 0.00066368 | 0.00066877 | 0.00067053 | 0.00067157 | 0.00067234
Scenario 3: Aggressive Fuel Sub | PG&E | Com | BldgEnv | Com - Office (Small) | Electric Demand (MW) | Energy Efficiency | 0.0014189 | 0.0015145 | 0.0016134 | 3.285e-05 | 0.019022 | 0.0016946 | 0.0017662 | 0.0018307 | 0.0018837 | 0.0019349 | 0.0019829 | 0.0020275 | 0.0020698
Scenario 3: Aggressive Fuel Sub | PG&E | Com | BldgEnv | Com - Office (Small) | Electric Energy (GWh/year) | Energy Efficiency | 0.00040951 | 0.00043711 | 0.00046569 | 9.2972e-06 | 0.0054929 | 0.00048917 | 0.00050983 | 0.00052848 | 0.00054378 | 0.00055858 | 0.00057246 | 0.00058533 | 0.00059755
Scenario 3: Aggressive Fuel Sub | PG&E | Com | BldgEnv | Com - Office (Small) | Gas Energy (MMTherm/year) | Energy Efficiency | 9.1703e-05 | 9.7875e-05 | 0.00010427 | 2.1327e-06 | 0.001229 | 0.00010952 | 0.00011414 | 0.00011831 | 0.00012173 | 0.00012504 | 0.00012815 | 0.00013102 | 0.00013376
Scenario 3: Aggressive Fuel Sub | PG&E | Com | BldgEnv | Com - Other | Electric Demand (MW) | Energy Efficiency | 0.0012004 | 0.001287 | 0.0013803 | 0.0014623 | 0.0015275 | 0.0016147 | 0.0017047 | 0.0017775 | 0.0018173 | 0.0018699 | 0.0019215 | 0.0019666 | 0.0020136
Scenario 3: Aggressive Fuel Sub | PG&E | Com | BldgEnv | Com - Other | Electric Energy (GWh/year) | Energy Efficiency | 0.00034832 | 0.0003735 | 0.0004006 | 0.00042442 | 0.00044337 | 0.00046873 | 0.00049488 | 0.00051603 | 0.00052758 | 0.00054288 | 0.00055788 | 0.00057098 | 0.00058465
Scenario 3: Aggressive Fuel Sub | PG&E | Com | BldgEnv | Com - Other | Gas Energy (MMTherm/year) | Energy Efficiency | 7.7579e-05 | 8.3176e-05 | 8.9202e-05 | 9.4498e-05 | 9.8712e-05 | 0.00010435 | 0.00011017 | 0.00011487 | 0.00011744 | 0.00012084 | 0.00012417 | 0.00012708 | 0.00013012
Scenario 3: Aggressive Fuel Sub | PG&E | Com | BldgEnv | Com - Refrig. Warehouse | Electric Demand (MW) | Energy Efficiency | 0.0004177 | 0.00043886 | 0.00045908 | 0.00047854 | 0.00049711 | 0.00051537 | 0.00052893 | 0.00054147 | 0.00054878 | 0.00055623 | 0.0005616 | 0.00056704 | 0.00057254
Scenario 3: Aggressive Fuel Sub | PG&E | Com | BldgEnv | Com - Refrig. Warehouse | Electric Energy (GWh/year) | Energy Efficiency | 0.00012428 | 0.00013064 | 0.0001366 | 0.0001422 | 0.00014741 | 0.00015238 | 0.0001559 | 0.00015904 | 0.00016065 | 0.0001623 | 0.00016339 | 0.00016454 | 0.00016576
Scenario 3: Aggressive Fuel Sub | PG&E | Com | BldgEnv | Com - Refrig. Warehouse | Gas Energy (MMTherm/year) | Energy Efficiency | 3.774e-05 | 3.9744e-05 | 4.1349e-05 | 4.2517e-05 | 4.3225e-05 | 4.3546e-05 | 4.3269e-05 | 4.2735e-05 | 4.1781e-05 | 4.0857e-05 | 3.9895e-05 | 3.9083e-05 | 3.8444e-05
Scenario 3: Aggressive Fuel Sub | PG&E | Com | BldgEnv | Com - Restaurant | Electric Demand (MW) | Energy Efficiency | 0.00058093 | 0.00041995 | 0.00044644 | 0.00047084 | 0.0004932 | 0.00051304 | 0.00053529 | 0.00055427 | 0.00057039 | 0.00058697 | 0.00060164 | 7.8234e-06 | 0.006809
Scenario 3: Aggressive Fuel Sub | PG&E | Com | BldgEnv | Com - Restaurant | Electric Energy (GWh/year) | Energy Efficiency | 0.00016637 | 0.00012115 | 0.0001288 | 0.00013584 | 0.00014229 | 0.00014801 | 0.00015443 | 0.0001599 | 0.00016455 | 0.00016933 | 0.00017356 | 2.2194e-06 | 0.0019662
Scenario 3: Aggressive Fuel Sub | PG&E | Com | BldgEnv | Com - Restaurant | Gas Energy (MMTherm/year) | Energy Efficiency | 3.7768e-05 | 2.7104e-05 | 2.8814e-05 | 3.0389e-05 | 3.1832e-05 | 3.3112e-05 | 3.4548e-05 | 3.5773e-05 | 3.6814e-05 | 3.7884e-05 | 3.8831e-05 | 5.076e-07 | 0.0004399
Scenario 3: Aggressive Fuel Sub | PG&E | Com | BldgEnv | Com - Retail | Electric Demand (MW) | Energy Efficiency | 0.067471 | 0.068283 | 0.0025682 | 0.056688 | 0.078916 | 0.048403 | 0.04129 | 0.033321 | 0.0038326 | 0.0039153 | 0.0040004 | 0.0040708 | 0.0040111
Scenario 3: Aggressive Fuel Sub | PG&E | Com | BldgEnv | Com - Retail | Electric Energy (GWh/year) | Energy Efficiency | 0.027262 | 0.027573 | 0.0007412 | 0.023102 | 0.02898 | 0.019404 | 0.016448 | 0.013174 | 0.001102 | 0.0011268 | 0.0011521 | 0.0011724 | 0.0011398
Scenario 3: Aggressive Fuel Sub | PG&E | Com | BldgEnv | Com - Retail | Gas Energy (MMTherm/year) | Energy Efficiency | 0.0039544 | 0.0040029 | 0.00016574 | 0.0033203 | 0.0047839 | 0.0028512 | 0.0024375 | 0.001972 | 0.00025425 | 0.00025723 | 0.00026064 | 0.00026347 | 0.00025979
Scenario 3: Aggressive Fuel Sub | PG&E | Com | BldgEnv | Com - School | Electric Demand (MW) | Energy Efficiency | 0.0022727 | 0.0023969 | 0.0025116 | 0.0026072 | 0.0026698 | 0.0027402 | 0.0027928 | 0.0028471 | 0.0028915 | 0.0029345 | 0.0029729 | 0.0030199 | 0.0030504
Scenario 3: Aggressive Fuel Sub | PG&E | Com | BldgEnv | Com - School | Electric Energy (GWh/year) | Energy Efficiency | 0.00065607 | 0.00069195 | 0.00072506 | 0.00075268 | 0.00077077 | 0.00079111 | 0.00080629 | 0.00082198 | 0.00083483 | 0.00084725 | 0.00085833 | 0.00087192 | 0.00088073
Scenario 3: Aggressive Fuel Sub | PG&E | Com | BldgEnv | Com - School | Gas Energy (MMTherm/year) | Energy Efficiency | 0.00014687 | 0.00015489 | 0.0001623 | 0.00016848 | 0.00017252 | 0.00017708 | 0.00018047 | 0.00018398 | 0.00018685 | 0.00018963 | 0.00019211 | 0.00019515 | 0.00019712
Scenario 3: Aggressive Fuel Sub | PG&E | Com | BldgEnv | Com - Warehouse | Electric Demand (MW) | Energy Efficiency | 0.14451 | 0.14189 | 0.13339 | 0.11977 | 0.10234 | 0.082846 | 0.062799 | 0.04369 | 0.026389 | 0.011524 | 0.0051253 | 0.0052144 | 0.0053049
Scenario 3: Aggressive Fuel Sub | PG&E | Com | BldgEnv | Com - Warehouse | Electric Energy (GWh/year) | Energy Efficiency | 0.072861 | 0.071448 | 0.067053 | 0.060069 | 0.051181 | 0.041287 | 0.03115 | 0.021525 | 0.012842 | 0.0054131 | 0.0026128 | 0.0026583 | 0.0027044
Scenario 3: Aggressive Fuel Sub | PG&E | Com | BldgEnv | Com - Warehouse | Gas Energy (MMTherm/year) | Energy Efficiency | 0.042225 | 0.041471 | 0.039004 | 0.035038 | 0.029959 | 0.024274 | 0.018421 | 0.012836 | 0.0077753 | 0.0034227 | 0.0014935 | 0.0015194 | 0.0015458
Scenario 3: Aggressive Fuel Sub | PG&E | Com | ComRefrig | Com - College | Electric Demand (MW) | Energy Efficiency | 0.00015244 | 9.3025e-05 | 4.9625e-05 | 2.1052e-05 | 8.0941e-06 | 2.7409e-06 | 0 | 4.4708e-05 | 5.7418e-05 | 5.551e-05 | 0.00010195 | 0.0001166 | 0.0001131
Scenario 3: Aggressive Fuel Sub | PG&E | Com | ComRefrig | Com - College | Electric Energy (GWh/year) | Energy Efficiency | 0.0010964 | 0.00067703 | 0.00036716 | 0.00016098 | 6.4037e-05 | 2.1685e-05 | 0 | 0.00034317 | 0.00044074 | 0.00042609 | 0.00078502 | 0.00089828 | 0.00087129
Scenario 3: Aggressive Fuel Sub | PG&E | Com | ComRefrig | Com - College | Gas Energy (MMTherm/year) | Energy Efficiency | 0 | 0 | 0 | 0 | 0 | 0 | 0 | -2.0552e-06 | -2.6396e-06 | -2.5518e-06 | -4.7229e-06 | -5.4086e-06 | -5.246e-06
Scenario 3: Aggressive Fuel Sub | PG&E | Com | ComRefrig | Com - Grocery | Electric Demand (MW) | Energy Efficiency | 0.10748 | 0.04646 | 0.016665 | 0.0053496 | 0 | 0 | 0 | 0.053327 | 0.071832 | 0.06944 | 0.12409 | 0.14737 | 0.14359
Scenario 3: Aggressive Fuel Sub | PG&E | Com | ComRefrig | Com - Grocery | Electric Energy (GWh/year) | Energy Efficiency | 0.78796 | 0.35204 | 0.13185 | 0.042324 | 0 | 0 | 0 | 0.40933 | 0.55138 | 0.53302 | 0.95537 | 1.1354 | 1.1062
Scenario 3: Aggressive Fuel Sub | PG&E | Com | ComRefrig | Com - Grocery | Gas Energy (MMTherm/year) | Energy Efficiency | 0 | 0 | 0 | 0 | 0 | 0 | 0 | -0.0024515 | -0.0033022 | -0.0031922 | -0.0057469 | -0.006836 | -0.0066605
Scenario 3: Aggressive Fuel Sub | PG&E | Com | ComRefrig | Com - Health | Electric Demand (MW) | Energy Efficiency | 0 | 0 | 0 | 0 | 0 | 0 | 0 | 0 | 0 | 0 | 0 | 0 | 0
Scenario 3: Aggressive Fuel Sub | PG&E | Com | ComRefrig | Com - Health | Electric Energy (GWh/year) | Energy Efficiency | 0 | 0 | 0 | 0 | 0 | 0 | 0 | 0 | 0 | 0 | 0 | 0 | 0
Scenario 3: Aggressive Fuel Sub | PG&E | Com | ComRefrig | Com - Health | Gas Energy (MMTherm/year) | Energy Efficiency | 0 | 0 | 0 | 0 | 0 | 0 | 0 | 0 | 0 | 0 | 0 | 0 | 0
Scenario 3: Aggressive Fuel Sub | PG&E | Com | ComRefrig | Com - Refrig. Warehouse | Electric Demand (MW) | Energy Efficiency | 0.00032539 | 0.00018843 | 9.2738e-05 | 3.2099e-05 | 1.3074e-05 | 2.2391e-06 | 0 | 0.00011419 | 0.00016662 | 0.00016191 | 0.00028245 | 0.00034629 | 0.00033856
Scenario 3: Aggressive Fuel Sub | PG&E | Com | ComRefrig | Com - Refrig. Warehouse | Electric Energy (GWh/year) | Energy Efficiency | 0.0023459 | 0.001376 | 0.00069065 | 0.00025204 | 0.00010344 | 1.7715e-05 | 0 | 0.00087648 | 0.0012789 | 0.0012428 | 0.0021744 | 0.0026678 | 0.0026083
Scenario 3: Aggressive Fuel Sub | PG&E | Com | ComRefrig | Com - Refrig. Warehouse | Gas Energy (MMTherm/year) | Energy Efficiency | 0 | 0 | 0 | 0 | 0 | 0 | 0 | -5.2492e-06 | -7.6595e-06 | -7.4433e-06 | -1.3078e-05 | -1.6063e-05 | -1.5705e-05
Scenario 3: Aggressive Fuel Sub | PG&E | Com | ComRefrig | Com - Restaurant | Electric Demand (MW) | Energy Efficiency | 0.0038075 | 0.0017097 | 0.00062065 | 0.00022337 | 0 | 0 | 0 | 0.001828 | 0.0023053 | 0.0022169 | 0.0040763 | 0.0029412 | 0.017712
Scenario 3: Aggressive Fuel Sub | PG&E | Com | ComRefrig | Com - Restaurant | Electric Energy (GWh/year) | Energy Efficiency | 0.027895 | 0.012918 | 0.0049103 | 0.0017672 | 0 | 0 | 0 | 0.014032 | 0.017695 | 0.017017 | 0.031388 | 0.022659 | 0.13646
Scenario 3: Aggressive Fuel Sub | PG&E | Com | ComRefrig | Com - Restaurant | Gas Energy (MMTherm/year) | Energy Efficiency | 0 | 0 | 0 | 0 | 0 | 0 | 0 | -8.4034e-05 | -0.00010598 | -0.00010191 | -0.00018884 | -0.00013643 | -0.00082161
Scenario 3: Aggressive Fuel Sub | PG&E | Com | ComRefrig | Com - Retail | Electric Demand (MW) | Energy Efficiency | 0.049885 | 0.022526 | 0 | 0.0053572 | 0.001438 | 0 | 0 | 0.021816 | 0.028817 | 0.027912 | 0.050573 | 0.059519 | 0.058101
Scenario 3: Aggressive Fuel Sub | PG&E | Com | ComRefrig | Com - Retail | Electric Energy (GWh/year) | Energy Efficiency | 0.36496 | 0.16957 | 0 | 0.042384 | 0.011377 | 0 | 0 | 0.16746 | 0.2212 | 0.21425 | 0.38938 | 0.45854 | 0.44761
Scenario 3: Aggressive Fuel Sub | PG&E | Com | ComRefrig | Com - Retail | Gas Energy (MMTherm/year) | Energy Efficiency | 0 | 0 | 0 | 0 | 0 | 0 | 0 | -0.0010029 | -0.0013248 | -0.0012831 | -0.0023424 | -0.0027609 | -0.0026951
Scenario 3: Aggressive Fuel Sub | PG&E | Com | ComRefrig | Com - School | Electric Demand (MW) | Energy Efficiency | 4.6425e-07 | 0 | 0 | 0 | 0 | 0 | 0 | 7.5133e-05 | 0.00012773 | 0.00012349 | 0.00019921 | 0.00026277 | 0.00025599
Scenario 3: Aggressive Fuel Sub | PG&E | Com | ComRefrig | Com - School | Electric Energy (GWh/year) | Energy Efficiency | 3.673e-06 | 0 | 0 | 0 | 0 | 0 | 0 | 0.00057672 | 0.00098043 | 0.00094788 | 0.0015331 | 0.0020244 | 0.0019721
Scenario 3: Aggressive Fuel Sub | PG&E | Com | ComRefrig | Com - School | Gas Energy (MMTherm/year) | Energy Efficiency | 0 | 0 | 0 | 0 | 0 | 0 | 0 | -3.4539e-06 | -5.8717e-06 | -5.6768e-06 | -9.2173e-06 | -1.2189e-05 | -1.1874e-05
Scenario 3: Aggressive Fuel Sub | PG&E | Com | FoodServ | Com - College | Electric Demand (MW) | Energy Efficiency | 0.0068094 | 0.0070595 | 0.0072384 | 0.0074445 | 0.0075992 | 0.007717 | 0.0096501 | 0.010368 | 0.010577 | 0.010741 | 0.010859 | 0.010874 | 0.010956
Scenario 3: Aggressive Fuel Sub | PG&E | Com | FoodServ | Com - College | Electric Demand (MW) | Fuel Substitution | -0.00021681 | -0.00024291 | -0.00026947 | -0.00029632 | -0.00032325 | -0.00035028 | -0.00037734 | -0.00040452 | -0.00043172 | -0.00045905 | -0.00048655 | -0.0005144 | -0.00054595
Scenario 3: Aggressive Fuel Sub | PG&E | Com | FoodServ | Com - College | Electric Energy (GWh/year) | Energy Efficiency | 0.032463 | 0.033733 | 0.034673 | 0.035753 | 0.036592 | 0.037259 | 0.043502 | 0.045964 | 0.047069 | 0.047958 | 0.048622 | 0.048796 | 0.049268
Scenario 3: Aggressive Fuel Sub | PG&E | Com | FoodServ | Com - College | Electric Energy (GWh/year) | Fuel Substitution | -0.0021011 | -0.0023274 | -0.0025539 | -0.0027789 | -0.0030004 | -0.0032494 | -0.0035783 | -0.0039433 | -0.0043898 | -0.0048836 | -0.0054309 | -0.0060407 | -0.0067325
Scenario 3: Aggressive Fuel Sub | PG&E | Com | FoodServ | Com - College | Gas Energy (MMTherm/year) | Energy Efficiency | 0.012636 | 0.012676 | 0.012368 | 0.013965 | 0.012541 | 0.012438 | 0.0124 | 0.012302 | 0.012314 | 0.012304 | 0.012355 | 0.012302 | 0.012285
Scenario 3: Aggressive Fuel Sub | PG&E | Com | FoodServ | Com - College | Gas Energy (MMTherm/year) | Fuel Substitution | 0.00021678 | 0.00023988 | 0.00026296 | 0.00028586 | 0.00030838 | 0.00033362 | 0.00036687 | 0.00040374 | 0.00044878 | 0.00049858 | 0.00055375 | 0.00061523 | 0.00068563
Scenario 3: Aggressive Fuel Sub | PG&E | Com | FoodServ | Com - Grocery | Electric Demand (MW) | Energy Efficiency | 0.0342 | 0.035286 | 0.036428 | 0.037523 | 0.038428 | 0.039523 | 0.047244 | 0.050956 | 0.051755 | 0.052561 | 0.053359 | 0.05408 | 0.054803
Scenario 3: Aggressive Fuel Sub | PG&E | Com | FoodServ | Com - Grocery | Electric Demand (MW) | Fuel Substitution | -0.0011121 | -0.0012424 | -0.0013741 | -0.0015065 | -0.0016381 | -0.0017691 | -0.001899 | -0.0020281 | -0.0021559 | -0.0022827 | -0.0024088 | -0.0025348 | -0.0026679
Scenario 3: Aggressive Fuel Sub | PG&E | Com | FoodServ | Com - Grocery | Electric Energy (GWh/year) | Energy Efficiency | 0.16217 | 0.16775 | 0.17366 | 0.17941 | 0.18431 | 0.19014 | 0.21581 | 0.2294 | 0.23385 | 0.2383 | 0.24266 | 0.24659 | 0.25046
Scenario 3: Aggressive Fuel Sub | PG&E | Com | FoodServ | Com - Grocery | Electric Energy (GWh/year) | Fuel Substitution | -0.021015 | -0.023269 | -0.025513 | -0.027724 | -0.029875 | -0.032076 | -0.034487 | -0.036991 | -0.039703 | -0.04256 | -0.045561 | -0.048765 | -0.052232
Scenario 3: Aggressive Fuel Sub | PG&E | Com | FoodServ | Com - Grocery | Gas Energy (MMTherm/year) | Energy Efficiency | 0.074932 | 0.075371 | 0.075779 | 0.076001 | 0.07583 | 0.075905 | 0.075813 | 0.075714 | 0.075348 | 0.075079 | 0.076446 | 0.077408 | 0.07764
Scenario 3: Aggressive Fuel Sub | PG&E | Com | FoodServ | Com - Grocery | Gas Energy (MMTherm/year) | Fuel Substitution | 0.0021801 | 0.0024129 | 0.0026444 | 0.0028723 | 0.0030939 | 0.0033202 | 0.0035673 | 0.0038235 | 0.0041004 | 0.0043918 | 0.0046975 | 0.0050236 | 0.0053777
Scenario 3: Aggressive Fuel Sub | PG&E | Com | FoodServ | Com - Health | Electric Demand (MW) | Energy Efficiency | 0.013066 | 0.013625 | 0.014612 | 0.014993 | 0.015594 | 0.016178 | 0.023505 | 0.026445 | 0.026748 | 0.026801 | 0.026615 | 0.026981 | 0.027342
Scenario 3: Aggressive Fuel Sub | PG&E | Com | FoodServ | Com - Health | Electric Demand (MW) | Fuel Substitution | -0.00049117 | -0.00055313 | -0.00061575 | -0.00067879 | -0.00074177 | -0.00080485 | -0.00086799 | -0.0009315 | -0.00099521 | -0.0010596 | -0.0011247 | -0.0011928 | -0.0012972
Scenario 3: Aggressive Fuel Sub | PG&E | Com | FoodServ | Com - Health | Electric Energy (GWh/year) | Energy Efficiency | 0.063553 | 0.066426 | 0.07141 | 0.073463 | 0.076604 | 0.07968 | 0.10293 | 0.11289 | 0.11464 | 0.11524 | 0.11473 | 0.11666 | 0.11853
Scenario 3: Aggressive Fuel Sub | PG&E | Com | FoodServ | Com - Health | Electric Energy (GWh/year) | Fuel Substitution | -0.0058798 | -0.0065935 | -0.0073266 | -0.0081343 | -0.0089627 | -0.0098573 | -0.010803 | -0.011806 | -0.012874 | -0.014026 | -0.015273 | -0.016645 | -0.018412
Scenario 3: Aggressive Fuel Sub | PG&E | Com | FoodServ | Com - Health | Gas Energy (MMTherm/year) | Energy Efficiency | 0.032388 | 0.032561 | 0.033295 | 0.033111 | 0.033222 | 0.032714 | 0.034722 | 0.033303 | 0.033153 | 0.032809 | 0.03273 | 0.033044 | 0.033136
Scenario 3: Aggressive Fuel Sub | PG&E | Com | FoodServ | Com - Health | Gas Energy (MMTherm/year) | Fuel Substitution | 0.00062152 | 0.00069617 | 0.00077263 | 0.00085649 | 0.0009423 | 0.0010347 | 0.0011321 | 0.0012353 | 0.001345 | 0.0014632 | 0.0015911 | 0.0017321 | 0.0019206
Scenario 3: Aggressive Fuel Sub | PG&E | Com | FoodServ | Com - Lodging | Electric Demand (MW) | Energy Efficiency | 0.018438 | 0.019384 | 0.020372 | 0.021304 | 0.022424 | 0.023396 | 0.027775 | 0.030556 | 0.031424 | 0.032327 | 0.033141 | 0.033911 | 0.034597
Scenario 3: Aggressive Fuel Sub | PG&E | Com | FoodServ | Com - Lodging | Electric Demand (MW) | Fuel Substitution | -0.00051898 | -0.00058315 | -0.00064818 | -0.00071362 | -0.00077888 | -0.00084399 | -0.00090879 | -0.00097348 | -0.0010378 | -0.0011022 | -0.0011667 | -0.0012413 | -0.0013377
Scenario 3: Aggressive Fuel Sub | PG&E | Com | FoodServ | Com - Lodging | Electric Energy (GWh/year) | Energy Efficiency | 0.10624 | 0.11144 | 0.11692 | 0.12212 | 0.12839 | 0.13388 | 0.14966 | 0.16057 | 0.16554 | 0.17067 | 0.17531 | 0.17969 | 0.18358
Scenario 3: Aggressive Fuel Sub | PG&E | Com | FoodServ | Com - Lodging | Electric Energy (GWh/year) | Fuel Substitution | -0.0062295 | -0.0069317 | -0.007628 | -0.008384 | -0.0091457 | -0.0099481 | -0.010766 | -0.011613 | -0.012491 | -0.013412 | -0.014383 | -0.015453 | -0.017301
Scenario 3: Aggressive Fuel Sub | PG&E | Com | FoodServ | Com - Lodging | Gas Energy (MMTherm/year) | Energy Efficiency | 0.027767 | 0.028076 | 0.028338 | 0.028429 | 0.02867 | 0.028697 | 0.028721 | 0.028724 | 0.028677 | 0.028703 | 0.029172 | 0.029378 | 0.030696
Scenario 3: Aggressive Fuel Sub | PG&E | Com | FoodServ | Com - Lodging | Gas Energy (MMTherm/year) | Fuel Substitution | 0.00064134 | 0.00071299 | 0.00078394 | 0.00086075 | 0.000938 | 0.0010192 | 0.0011019 | 0.0011874 | 0.001276 | 0.0013689 | 0.0014668 | 0.0015766 | 0.0017722
Scenario 3: Aggressive Fuel Sub | PG&E | Com | FoodServ | Com - Office (Large) | Electric Demand (MW) | Energy Efficiency | 0.00099976 | 0.00099578 | 0.00099665 | 0.00099383 | 0.00099434 | 0.00099323 | 0.00099496 | 0.00099261 | 0.00098691 | 0.00098549 | 0.00098331 | 0.00098185 | 0.00098126
Scenario 3: Aggressive Fuel Sub | PG&E | Com | FoodServ | Com - Office (Large) | Electric Energy (GWh/year) | Energy Efficiency | 0.008769 | 0.0087341 | 0.0087418 | 0.0087171 | 0.0087215 | 0.0087118 | 0.0087269 | 0.0087064 | 0.0086564 | 0.0086439 | 0.0086248 | 0.008612 | 0.0086069
Scenario 3: Aggressive Fuel Sub | PG&E | Com | FoodServ | Com - Office (Small) | Electric Demand (MW) | Energy Efficiency | 0.00022794 | 0.00022949 | 0.00023136 | 0.00012995 | 0.0010015 | 0.00022824 | 0.00022999 | 0.00023167 | 0.00023309 | 0.00023466 | 0.00023629 | 0.00023798 | 0.00023975
Scenario 3: Aggressive Fuel Sub | PG&E | Com | FoodServ | Com - Office (Small) | Electric Energy (GWh/year) | Energy Efficiency | 0.0019993 | 0.0020129 | 0.0020293 | 0.0011398 | 0.008784 | 0.0020019 | 0.0020173 | 0.002032 | 0.0020445 | 0.0020582 | 0.0020726 | 0.0020873 | 0.0021029
Scenario 3: Aggressive Fuel Sub | PG&E | Com | FoodServ | Com - Other | Electric Demand (MW) | Energy Efficiency | 0.057066 | 0.059385 | 0.061835 | 0.064221 | 0.066491 | 0.069111 | 0.078115 | 0.082787 | 0.084888 | 0.087117 | 0.089247 | 0.091159 | 0.092936
Scenario 3: Aggressive Fuel Sub | PG&E | Com | FoodServ | Com - Other | Electric Demand (MW) | Fuel Substitution | -0.0044474 | -0.0049984 | -0.0055607 | -0.0061303 | -0.0067022 | -0.007276 | -0.00785 | -0.008425 | -0.0089987 | -0.0095729 | -0.010147 | -0.010725 | -0.011315
Scenario 3: Aggressive Fuel Sub | PG&E | Com | FoodServ | Com - Other | Electric Energy (GWh/year) | Energy Efficiency | 0.27512 | 0.28787 | 0.30144 | 0.31488 | 0.32791 | 0.34273 | 0.377 | 0.39795 | 0.41037 | 0.42327 | 0.43553 | 0.44655 | 0.45666
Scenario 3: Aggressive Fuel Sub | PG&E | Com | FoodServ | Com - Other | Electric Energy (GWh/year) | Fuel Substitution | -0.025109 | -0.0281 | -0.031133 | -0.034189 | -0.037238 | -0.040298 | -0.043622 | -0.047097 | -0.05078 | -0.054653 | -0.058693 | -0.062946 | -0.067469
Scenario 3: Aggressive Fuel Sub | PG&E | Com | FoodServ | Com - Other | Gas Energy (MMTherm/year) | Energy Efficiency | 0.095652 | 0.096404 | 0.09704 | 0.097307 | 0.097176 | 0.097368 | 0.097529 | 0.097424 | 0.096852 | 0.096558 | 0.096797 | 0.096876 | 0.096886
Scenario 3: Aggressive Fuel Sub | PG&E | Com | FoodServ | Com - Other | Gas Energy (MMTherm/year) | Fuel Substitution | 0.0023967 | 0.0026801 | 0.0029673 | 0.0032564 | 0.0035446 | 0.0038336 | 0.0041491 | 0.0044797 | 0.0048312 | 0.0052017 | 0.0055892 | 0.0059979 | 0.0064353
Scenario 3: Aggressive Fuel Sub | PG&E | Com | FoodServ | Com - Restaurant | Electric Demand (MW) | Energy Efficiency | 0.088262 | 0.090865 | 0.093924 | 0.096918 | 0.099874 | 0.10275 | 0.11991 | 0.12737 | 0.13003 | 0.13269 | 0.13511 | 0.081749 | 0.60078
Scenario 3: Aggressive Fuel Sub | PG&E | Com | FoodServ | Com - Restaurant | Electric Demand (MW) | Fuel Substitution | -0.0065578 | -0.0073496 | -0.0081532 | -0.0089626 | -0.0097705 | -0.010576 | -0.011378 | -0.012175 | -0.012966 | -0.013752 | -0.014533 | -0.013606 | -0.014429
Scenario 3: Aggressive Fuel Sub | PG&E | Com | FoodServ | Com - Restaurant | Electric Energy (GWh/year) | Energy Efficiency | 0.45415 | 0.46865 | 0.48566 | 0.50253 | 0.51937 | 0.53594 | 0.59604 | 0.6266 | 0.64227 | 0.6578 | 0.67198 | 0.41271 | 2.9451
Scenario 3: Aggressive Fuel Sub | PG&E | Com | FoodServ | Com - Restaurant | Electric Energy (GWh/year) | Fuel Substitution | -0.06421 | -0.071472 | -0.078765 | -0.086026 | -0.093176 | -0.10033 | -0.10775 | -0.11535 | -0.12321 | -0.13128 | -0.13954 | -0.13167 | -0.14379
Scenario 3: Aggressive Fuel Sub | PG&E | Com | FoodServ | Com - Restaurant | Gas Energy (MMTherm/year) | Energy Efficiency | 0.19758 | 0.19775 | 0.19798 | 0.19757 | 0.19666 | 0.19535 | 0.19422 | 0.1928 | 0.19121 | 0.18987 | 0.19193 | 0.12117 | 0.75152
Scenario 3: Aggressive Fuel Sub | PG&E | Com | FoodServ | Com - Restaurant | Gas Energy (MMTherm/year) | Fuel Substitution | 0.0064372 | 0.0071606 | 0.0078863 | 0.0086081 | 0.0093182 | 0.010028 | 0.010765 | 0.011518 | 0.012298 | 0.013099 | 0.01392 | 0.013129 | 0.014364
Scenario 3: Aggressive Fuel Sub | PG&E | Com | FoodServ | Com - Retail | Electric Demand (MW) | Energy Efficiency | 0.001615 | 0.0017226 | 0.0018432 | 0.00040007 | 0.015324 | 0.0019915 | 0.0021891 | 0.0022979 | 0.0023808 | 0.0024606 | 0.002538 | 0.0026066 | 0.0026753
Scenario 3: Aggressive Fuel Sub | PG&E | Com | FoodServ | Com - Retail | Electric Energy (GWh/year) | Energy Efficiency | 0.010113 | 0.010654 | 0.011263 | 0.003509 | 0.081896 | 0.011971 | 0.012984 | 0.013535 | 0.013954 | 0.014359 | 0.014754 | 0.015107 | 0.015461
Scenario 3: Aggressive Fuel Sub | PG&E | Com | FoodServ | Com - Retail | Gas Energy (MMTherm/year) | Energy Efficiency | 0.00024654 | 0.00027102 | 0.00029833 | 0 | 0.0031946 | 0.00033439 | 0.00037822 | 0.00040273 | 0.00042148 | 0.00043939 | 0.00045665 | 0.00047186 | 0.00048694
Scenario 3: Aggressive Fuel Sub | PG&E | Com | FoodServ | Com - School | Electric Demand (MW) | Energy Efficiency | 0.034309 | 0.035465 | 0.036583 | 0.037599 | 0.038416 | 0.039339 | 0.043442 | 0.046583 | 0.047347 | 0.048099 | 0.048794 | 0.049529 | 0.050085
Scenario 3: Aggressive Fuel Sub | PG&E | Com | FoodServ | Com - School | Electric Demand (MW) | Fuel Substitution | -0.00026507 | -0.00029294 | -0.0003204 | -0.00034723 | -0.00037316 | -0.00039823 | -0.00042241 | -0.00044584 | -0.00046844 | -0.00049044 | -0.00051873 | -0.00056479 | -0.00061656
Scenario 3: Aggressive Fuel Sub | PG&E | Com | FoodServ | Com - School | Electric Energy (GWh/year) | Energy Efficiency | 0.16862 | 0.17479 | 0.18086 | 0.18651 | 0.19124 | 0.19652 | 0.21121 | 0.22307 | 0.22765 | 0.2321 | 0.23622 | 0.24044 | 0.24371
Scenario 3: Aggressive Fuel Sub | PG&E | Com | FoodServ | Com - School | Electric Energy (GWh/year) | Fuel Substitution | -0.0027139 | -0.0029282 | -0.0032438 | -0.003618 | -0.0040543 | -0.0045349 | -0.0050576 | -0.0056327 | -0.0062691 | -0.0069805 | -0.0078003 | -0.0089832 | -0.010539
Scenario 3: Aggressive Fuel Sub | PG&E | Com | FoodServ | Com - School | Gas Energy (MMTherm/year) | Energy Efficiency | 0.034511 | 0.034533 | 0.03448 | 0.034327 | 0.034007 | 0.033822 | 0.033591 | 0.033435 | 0.033281 | 0.033176 | 0.033238 | 0.033385 | 0.03334
Scenario 3: Aggressive Fuel Sub | PG&E | Com | FoodServ | Com - School | Gas Energy (MMTherm/year) | Fuel Substitution | 0.00028338 | 0.00030544 | 0.00033756 | 0.00037545 | 0.00041946 | 0.00046783 | 0.00052033 | 0.00057805 | 0.00064185 | 0.00071316 | 0.00079671 | 0.00092142 | 0.0010859
Scenario 3: Aggressive Fuel Sub | PG&E | Com | HVAC | Com - College | Electric Demand (MW) | Energy Efficiency | 0.11379 | 0.10839 | 0.10022 | 0.095624 | 0.086451 | 0.078986 | 0.075235 | 0.071614 | 0.071451 | 0.071973 | 0.072006 | 0.070842 | 0.070773
Scenario 3: Aggressive Fuel Sub | PG&E | Com | HVAC | Com - College | Electric Energy (GWh/year) | Energy Efficiency | 0.30211 | 0.27247 | 0.23579 | 0.21038 | 0.17246 | 0.14286 | 0.12471 | 0.11037 | 0.10595 | 0.10629 | 0.10605 | 0.10437 | 0.10403
Scenario 3: Aggressive Fuel Sub | PG&E | Com | HVAC | Com - College | Electric Energy (GWh/year) | Fuel Substitution | -0.063674 | -0.066538 | -0.069411 | -0.071446 | -0.072612 | 0 | 0 | 0 | 0 | 0 | 0 | 0 | 0
Scenario 3: Aggressive Fuel Sub | PG&E | Com | HVAC | Com - College | Gas Energy (MMTherm/year) | Energy Efficiency | 0.009313 | 0.0096761 | 0.0087576 | 0.015925 | 0.010035 | 0.0066511 | 0.006786 | 0.0067905 | 0.0069499 | 0.0070289 | 0.0070527 | 0.0069428 | 0.006952
Scenario 3: Aggressive Fuel Sub | PG&E | Com | HVAC | Com - College | Gas Energy (MMTherm/year) | Fuel Substitution | 0.012223 | 0.013486 | 0.014126 | 0.014613 | 0.014943 | 0 | 0 | 0 | 0 | 0 | 0 | 0 | 0
Scenario 3: Aggressive Fuel Sub | PG&E | Com | HVAC | Com - Grocery | Electric Demand (MW) | Energy Efficiency | 0.16474 | 0.17723 | 0.18865 | 0.19862 | 0.20673 | 0.21396 | 0.22008 | 0.22605 | 0.23033 | 0.2335 | 0.23576 | 0.23713 | 0.23807
Scenario 3: Aggressive Fuel Sub | PG&E | Com | HVAC | Com - Grocery | Electric Demand (MW) | Fuel Substitution | 0 | 0 | 0 | 0 | 0 | 0.0036098 | 0.0037157 | 0.0037457 | 0.0037277 | 0.0036861 | 0.0036271 | 0.0035576 | 0.003482
Scenario 3: Aggressive Fuel Sub | PG&E | Com | HVAC | Com - Grocery | Electric Energy (GWh/year) | Energy Efficiency | 0.62835 | 0.67639 | 0.72038 | 0.75887 | 0.79018 | 0.86015 | 0.88445 | 0.90776 | 0.88234 | 0.89487 | 0.90379 | 0.90922 | 0.91297
Scenario 3: Aggressive Fuel Sub | PG&E | Com | HVAC | Com - Grocery | Electric Energy (GWh/year) | Fuel Substitution | -0.54909 | -0.58046 | -0.60581 | -0.62442 | -0.63571 | 0.032718 | 0.033651 | 0.033903 | 0.033704 | 0.033321 | 0.032786 | 0.032157 | 0.031474
Scenario 3: Aggressive Fuel Sub | PG&E | Com | HVAC | Com - Grocery | Gas Energy (MMTherm/year) | Energy Efficiency | 0.011571 | 0.012459 | 0.013288 | 0.014019 | 0.014621 | 0.022367 | 0.022901 | 0.023355 | 0.016444 | 0.016707 | 0.016905 | 0.017037 | 0.017154
Scenario 3: Aggressive Fuel Sub | PG&E | Com | HVAC | Com - Grocery | Gas Energy (MMTherm/year) | Fuel Substitution | 0.082768 | 0.087635 | 0.091632 | 0.094659 | 0.096642 | 6.398e-08 | 6.5999e-08 | 6.6594e-08 | 3.024e-08 | 2.9936e-08 | 2.9496e-08 | 2.898e-08 | 2.8414e-08
Scenario 3: Aggressive Fuel Sub | PG&E | Com | HVAC | Com - Health | Electric Demand (MW) | Energy Efficiency | 0.22075 | 0.23021 | 0.2379 | 0.23971 | 0.24072 | 0.23933 | 0.23897 | 0.23923 | 0.23933 | 0.23849 | 0.23673 | 0.23783 | 0.23915
Scenario 3: Aggressive Fuel Sub | PG&E | Com | HVAC | Com - Health | Electric Demand (MW) | Fuel Substitution | 0 | 0 | 0 | 0 | 0 | 0.0021632 | 0.0022485 | 0.002287 | 0.0022958 | 0.0022854 | 0.0022626 | 0.0022319 | 0.0021963
Scenario 3: Aggressive Fuel Sub | PG&E | Com | HVAC | Com - Health | Electric Energy (GWh/year) | Energy Efficiency | 1.2317 | 1.2716 | 1.2997 | 1.2951 | 1.2863 | 1.2688 | 1.2553 | 1.2458 | 1.2369 | 1.2244 | 1.2078 | 1.2073 | 1.2082
Scenario 3: Aggressive Fuel Sub | PG&E | Com | HVAC | Com - Health | Electric Energy (GWh/year) | Fuel Substitution | -0.12747 | -0.13504 | -0.14093 | -0.14499 | -0.14717 | 0.014945 | 0.015534 | 0.0158 | 0.015861 | 0.015789 | 0.015632 | 0.015419 | 0.015173
Scenario 3: Aggressive Fuel Sub | PG&E | Com | HVAC | Com - Health | Gas Energy (MMTherm/year) | Energy Efficiency | 0.047527 | 0.050619 | 0.054177 | 0.056513 | 0.058838 | 0.056995 | 0.058551 | 0.059706 | 0.06032 | 0.060275 | 0.059613 | 0.059162 | 0.058394
Scenario 3: Aggressive Fuel Sub | PG&E | Com | HVAC | Com - Health | Gas Energy (MMTherm/year) | Fuel Substitution | 0.028982 | 0.03085 | 0.032394 | 0.033585 | 0.034417 | 0 | 0 | 0 | 0 | 0 | 0 | 0 | 0
Scenario 3: Aggressive Fuel Sub | PG&E | Com | HVAC | Com - Lodging | Electric Demand (MW) | Energy Efficiency | 0.11768 | 0.12565 | 0.13288 | 0.13907 | 0.14516 | 0.14945 | 0.1538 | 0.15774 | 0.15696 | 0.15839 | 0.1606 | 0.16237 | 0.16365
Scenario 3: Aggressive Fuel Sub | PG&E | Com | HVAC | Com - Lodging | Electric Demand (MW) | Fuel Substitution | 0 | 0 | 0 | 0 | 0 | 0.0023724 | 0.0024406 | 0.0024593 | 0.0012668 | 0.0012541 | 0.0012356 | 0.0012131 | 0.0022918
Scenario 3: Aggressive Fuel Sub | PG&E | Com | HVAC | Com - Lodging | Electric Energy (GWh/year) | Energy Efficiency | 0.63959 | 0.66935 | 0.69559 | 0.71755 | 0.73993 | 0.75519 | 0.77162 | 0.78633 | 0.6168 | 0.62167 | 0.62987 | 0.71933 | 0.78012
Scenario 3: Aggressive Fuel Sub | PG&E | Com | HVAC | Com - Lodging | Electric Energy (GWh/year) | Fuel Substitution | -0.15474 | -0.16358 | -0.17057 | -0.17553 | -0.17841 | 0.0097812 | 0.010071 | 0.010155 | 0.0070936 | 0.0070226 | 0.0069185 | 0.0067918 | 0.009475
Scenario 3: Aggressive Fuel Sub | PG&E | Com | HVAC | Com - Lodging | Gas Energy (MMTherm/year) | Energy Efficiency | 0.028119 | 0.030007 | 0.031712 | 0.033122 | 0.034406 | 0.033832 | 0.034458 | 0.034816 | 0.017675 | 0.018023 | 0.018246 | 0.027552 | 0.033329
Scenario 3: Aggressive Fuel Sub | PG&E | Com | HVAC | Com - Lodging | Gas Energy (MMTherm/year) | Fuel Substitution | 0.026838 | 0.028426 | 0.029712 | 0.03067 | 0.03129 | 0 | 0 | 0 | 0 | 0 | 0 | 0 | 0
Scenario 3: Aggressive Fuel Sub | PG&E | Com | HVAC | Com - Office (Large) | Electric Demand (MW) | Energy Efficiency | 0.053088 | 0.055701 | 0.058134 | 0.059976 | 0.06157 | 0.053877 | 0.055012 | 0.055676 | 0.049112 | 0.045975 | 0.04605 | 0.046085 | 0.046019
Scenario 3: Aggressive Fuel Sub | PG&E | Com | HVAC | Com - Office (Large) | Electric Energy (GWh/year) | Energy Efficiency | 0.39706 | 0.41165 | 0.42648 | 0.43623 | 0.44555 | 0.42141 | 0.42782 | 0.42968 | 0.39803 | 0.29328 | 0.38102 | 0.37903 | 0.37686
Scenario 3: Aggressive Fuel Sub | PG&E | Com | HVAC | Com - Office (Large) | Electric Energy (GWh/year) | Fuel Substitution | -0.00017252 | 0.0016587 | 0.0017127 | 0.0017498 | 0.0017705 | 0 | 0 | 0 | 0 | 0 | 0 | 0 | 0
Scenario 3: Aggressive Fuel Sub | PG&E | Com | HVAC | Com - Office (Large) | Gas Energy (MMTherm/year) | Energy Efficiency | 0.03333 | 0.033915 | 0.034371 | 0.034414 | 0.034375 | 0.0094829 | 0.0095705 | 0.009541 | 0.0094069 | 0.0059566 | 0.0092512 | 0.0091621 | 0.0090783
Scenario 3: Aggressive Fuel Sub | PG&E | Com | HVAC | Com - Office (Large) | Gas Energy (MMTherm/year) | Fuel Substitution | 2.1975e-05 | 0.00021039 | 0.00021657 | 0.00022048 | 0.00022221 | 0 | 0 | 0 | 0 | 0 | 0 | 0 | 0
Scenario 3: Aggressive Fuel Sub | PG&E | Com | HVAC | Com - Office (Small) | Electric Demand (MW) | Energy Efficiency | 0.058877 | 0.060841 | 0.062606 | 0.015289 | 0.51772 | 0.056404 | 0.059211 | 0.060515 | 0.05874 | 0.058412 | 0.058766 | 0.059061 | 0.059289
Scenario 3: Aggressive Fuel Sub | PG&E | Com | HVAC | Com - Office (Small) | Electric Energy (GWh/year) | Energy Efficiency | 0.11549 | 0.11995 | 0.12389 | 0.047994 | 0.81603 | 0.10818 | 0.11886 | 0.12335 | 0.11498 | 0.11286 | 0.11371 | 0.11438 | 0.11485
Scenario 3: Aggressive Fuel Sub | PG&E | Com | HVAC | Com - Office (Small) | Electric Energy (GWh/year) | Fuel Substitution | -0.025829 | -0.027176 | -0.050644 | -0.041694 | -0.042192 | 0 | 0 | 0 | 0 | 0 | 0 | 0 | 0
Scenario 3: Aggressive Fuel Sub | PG&E | Com | HVAC | Com - Office (Small) | Gas Energy (MMTherm/year) | Energy Efficiency | 0.015663 | 0.016095 | 0.016422 | 0.0068948 | 0.096217 | 0.0045316 | 0.0046023 | 0.004658 | 0.0046903 | 0.0047251 | 0.00476 | 0.0047928 | 0.0048261
Scenario 3: Aggressive Fuel Sub | PG&E | Com | HVAC | Com - Office (Small) | Gas Energy (MMTherm/year) | Fuel Substitution | 0.0048114 | 0.0050831 | 0.0080449 | 0.0066577 | 0.0067659 | 0 | 0 | 0 | 0 | 0 | 0 | 0 | 0
Scenario 3: Aggressive Fuel Sub | PG&E | Com | HVAC | Com - Other | Electric Demand (MW) | Energy Efficiency | 1.4957 | 1.054 | 0.82132 | 0.85169 | 0.87227 | 0.90035 | 0.92772 | 0.94672 | 0.93402 | 0.94701 | 0.95957 | 0.96824 | 0.97775
Scenario 3: Aggressive Fuel Sub | PG&E | Com | HVAC | Com - Other | Electric Energy (GWh/year) | Energy Efficiency | 2.2456 | 1.7225 | 1.4637 | 1.5218 | 1.5634 | 1.6118 | 1.656 | 1.6853 | 1.4755 | 1.5055 | 1.5292 | 1.5436 | 1.5584
Scenario 3: Aggressive Fuel Sub | PG&E | Com | HVAC | Com - Other | Electric Energy (GWh/year) | Fuel Substitution | -0.9308 | -0.98496 | -1.0277 | -1.0582 | -1.0762 | 0 | 0 | 0 | 0 | 0 | 0 | 0 | 0
Scenario 3: Aggressive Fuel Sub | PG&E | Com | HVAC | Com - Other | Gas Energy (MMTherm/year) | Energy Efficiency | 0.21133 | 0.1513 | 0.12079 | 0.12476 | 0.12729 | 0.13073 | 0.13393 | 0.13583 | 0.11429 | 0.11551 | 0.11683 | 0.11785 | 0.11904
Scenario 3: Aggressive Fuel Sub | PG&E | Com | HVAC | Com - Other | Gas Energy (MMTherm/year) | Fuel Substitution | 0.16518 | 0.17514 | 0.18323 | 0.18929 | 0.19328 | 0 | 0 | 0 | 0 | 0 | 0 | 0 | 0
Scenario 3: Aggressive Fuel Sub | PG&E | Com | HVAC | Com - Restaurant | Electric Demand (MW) | Energy Efficiency | 0.027903 | 0.028427 | 0.029191 | 0.029758 | 0.030178 | 0.030456 | 0.030895 | 0.03118 | 0.031351 | 0.031593 | 0.03178 | 0.0013045 | 0.33803
Scenario 3: Aggressive Fuel Sub | PG&E | Com | HVAC | Com - Restaurant | Electric Demand (MW) | Fuel Substitution | 0 | 0 | 0 | 0 | 0 | 1.9457e-06 | 1.9995e-06 | 2.0131e-06 | 2.004e-06 | 1.9812e-06 | 1.9497e-06 | 1.7212e-06 | 1.6852e-06
Scenario 3: Aggressive Fuel Sub | PG&E | Com | HVAC | Com - Restaurant | Electric Energy (GWh/year) | Energy Efficiency | 0.04039 | 0.041372 | 0.042771 | 0.044008 | 0.044931 | 0.04563 | 0.046528 | 0.047178 | 0.047633 | 0.048158 | 0.048464 | 0.0037781 | 0.49982
Scenario 3: Aggressive Fuel Sub | PG&E | Com | HVAC | Com - Restaurant | Electric Energy (GWh/year) | Fuel Substitution | -0.035834 | -0.037769 | -0.039216 | -0.040151 | -0.040576 | 1.5894e-05 | 1.6333e-05 | 1.6445e-05 | 1.6371e-05 | 1.6185e-05 | 1.5927e-05 | 1.4061e-05 | 1.3766e-05
Scenario 3: Aggressive Fuel Sub | PG&E | Com | HVAC | Com - Restaurant | Gas Energy (MMTherm/year) | Energy Efficiency | 0.072435 | 0.077137 | 0.081198 | 0.084303 | 0.086375 | 0.087489 | 0.087946 | 0.08765 | 0.086795 | 0.085594 | 0.084081 | 0.053731 | 0.28492
Scenario 3: Aggressive Fuel Sub | PG&E | Com | HVAC | Com - Restaurant | Gas Energy (MMTherm/year) | Fuel Substitution | 0.008158 | 0.0086383 | 0.0090245 | 0.0093112 | 0.0094986 | 0 | 0 | 0 | 0 | 0 | 0 | 0 | 0
Scenario 3: Aggressive Fuel Sub | PG&E | Com | HVAC | Com - Retail | Electric Demand (MW) | Energy Efficiency | 0.35084 | 0.37436 | 0.39369 | 0.25695 | 1.5769 | 0.41584 | 0.44373 | 0.45463 | 0.4182 | 0.41517 | 0.42202 | 0.42753 | 0.43249
Scenario 3: Aggressive Fuel Sub | PG&E | Com | HVAC | Com - Retail | Electric Demand (MW) | Fuel Substitution | 0 | 0 | 0 | 0 | 0 | 0.0066616 | 0.0069063 | 0.0070061 | 0 | 0 | 0 | 0 | 0
Scenario 3: Aggressive Fuel Sub | PG&E | Com | HVAC | Com - Retail | Electric Energy (GWh/year) | Energy Efficiency | 0.82625 | 0.88053 | 0.85812 | 0.66931 | 3.0784 | 0.98091 | 1.0371 | 1.0629 | 0.91371 | 0.89459 | 0.90939 | 0.92114 | 0.93134
Scenario 3: Aggressive Fuel Sub | PG&E | Com | HVAC | Com - Retail | Electric Energy (GWh/year) | Fuel Substitution | -0.098799 | -0.10409 | -0.10801 | -0.099754 | -0.1008 | 0.020676 | 0.021449 | 0.021768 | 0 | 0 | 0 | 0 | 0
Scenario 3: Aggressive Fuel Sub | PG&E | Com | HVAC | Com - Retail | Gas Energy (MMTherm/year) | Energy Efficiency | 0.022647 | 0.024071 | 0.025423 | 0.015138 | 0.11142 | 0.022308 | 0.023979 | 0.024613 | 0.025079 | 0.025529 | 0.025976 | 0.02634 | 0.026677
Scenario 3: Aggressive Fuel Sub | PG&E | Com | HVAC | Com - Retail | Gas Energy (MMTherm/year) | Fuel Substitution | 0.024168 | 0.025593 | 0.026738 | 0.024937 | 0.025453 | 0 | 0 | 0 | 0 | 0 | 0 | 0 | 0
Scenario 3: Aggressive Fuel Sub | PG&E | Com | HVAC | Com - School | Electric Demand (MW) | Energy Efficiency | 0.056827 | 0.064666 | 0.067285 | 0.073536 | 0.077373 | 0.075333 | 0.076515 | 0.077491 | 0.057516 | 0.048296 | 0.048454 | 0.065219 | 0.072843
Scenario 3: Aggressive Fuel Sub | PG&E | Com | HVAC | Com - School | Electric Energy (GWh/year) | Energy Efficiency | 0.34331 | 0.37415 | 0.38332 | 0.4256 | 0.451 | 0.44614 | 0.45112 | 0.45541 | 0.38097 | 0.3455 | 0.34638 | 0.38522 | 0.4025
Scenario 3: Aggressive Fuel Sub | PG&E | Com | HVAC | Com - School | Electric Energy (GWh/year) | Fuel Substitution | -0.1201 | -0.12481 | -0.12784 | -0.12902 | -0.12878 | 0 | 0 | 0 | 0 | 0 | 0 | 0 | 0
Scenario 3: Aggressive Fuel Sub | PG&E | Com | HVAC | Com - School | Gas Energy (MMTherm/year) | Energy Efficiency | 0.042152 | 0.044029 | 0.045025 | 0.046881 | 0.047645 | 0.037631 | 0.037764 | 0.037905 | 0.034669 | 0.033128 | 0.033111 | 0.035127 | 0.035967
Scenario 3: Aggressive Fuel Sub | PG&E | Com | HVAC | Com - School | Gas Energy (MMTherm/year) | Fuel Substitution | 0.019683 | 0.02049 | 0.021035 | 0.022015 | 0.022053 | 0 | 0 | 0 | 0 | 0 | 0 | 0 | 0
Scenario 3: Aggressive Fuel Sub | PG&E | Com | HVAC | Com - Warehouse | Electric Demand (MW) | Energy Efficiency | 0.022933 | 0.024817 | 0.026568 | 0.028163 | 0.029565 | 0.030894 | 0.031901 | 0.032781 | 0.021811 | 0.018537 | 0.018797 | 0.019003 | 0.019169
Scenario 3: Aggressive Fuel Sub | PG&E | Com | HVAC | Com - Warehouse | Electric Energy (GWh/year) | Energy Efficiency | 0.089824 | 0.097176 | 0.10405 | 0.11034 | 0.11587 | 0.12121 | 0.12516 | 0.12866 | 0.08732 | 0.066865 | 0.06777 | 0.068482 | 0.069053
Scenario 3: Aggressive Fuel Sub | PG&E | Com | HVAC | Com - Warehouse | Electric Energy (GWh/year) | Fuel Substitution | -0.083001 | -0.08821 | -0.092442 | -0.095614 | -0.097688 | 0 | 0 | 0 | 0 | 0 | 0 | 0 | 0
Scenario 3: Aggressive Fuel Sub | PG&E | Com | HVAC | Com - Warehouse | Gas Energy (MMTherm/year) | Energy Efficiency | 0.0024247 | 0.0026217 | 0.0028048 | 0.0029713 | 0.0031167 | 0.0032589 | 0.0033613 | 0.0034517 | 0.0026087 | 0.0020382 | 0.0020677 | 0.0020915 | 0.0021111
Scenario 3: Aggressive Fuel Sub | PG&E | Com | HVAC | Com - Warehouse | Gas Energy (MMTherm/year) | Fuel Substitution | 0.013115 | 0.013958 | 0.014654 | 0.015191 | 0.015565 | 0 | 0 | 0 | 0 | 0 | 0 | 0 | 0
Scenario 3: Aggressive Fuel Sub | PG&E | Com | Lighting | Com - College | Electric Demand (MW) | Energy Efficiency | 0 | 0 | 0 | 0 | 0 | 0 | 0 | 0 | 0 | 0 | 0 | 0 | 0
Scenario 3: Aggressive Fuel Sub | PG&E | Com | Lighting | Com - College | Electric Energy (GWh/year) | Energy Efficiency | 0 | 0 | 0 | 0 | 0 | 0 | 0 | 0 | 0 | 0 | 0 | 0 | 0
Scenario 3: Aggressive Fuel Sub | PG&E | Com | Lighting | Com - College | Gas Energy (MMTherm/year) | Energy Efficiency | 0 | 0 | 0 | 0 | 0 | 0 | 0 | 0 | 0 | 0 | 0 | 0 | 0
Scenario 3: Aggressive Fuel Sub | PG&E | Com | Lighting | Com - Grocery | Electric Demand (MW) | Energy Efficiency | 0.014623 | 0.014999 | 0.015321 | 0.01557 | 0.015718 | 0.015875 | 0.015984 | 0.016079 | 0.016125 | 0.016176 | 0.01623 | 0.016276 | 0.016333
Scenario 3: Aggressive Fuel Sub | PG&E | Com | Lighting | Com - Grocery | Electric Energy (GWh/year) | Energy Efficiency | 0.083617 | 0.085768 | 0.087607 | 0.089028 | 0.089875 | 0.09077 | 0.091393 | 0.091933 | 0.092197 | 0.092484 | 0.092792 | 0.093055 | 0.093381
Scenario 3: Aggressive Fuel Sub | PG&E | Com | Lighting | Com - Grocery | Gas Energy (MMTherm/year) | Energy Efficiency | -0.0011543 | -0.0011839 | -0.0012093 | -0.0012289 | -0.0012405 | -0.0012528 | -0.0012614 | -0.0012688 | -0.0012724 | -0.0012763 | -0.0012805 | -0.0012841 | -0.0012886
Scenario 3: Aggressive Fuel Sub | PG&E | Com | Lighting | Com - Health | Electric Demand (MW) | Energy Efficiency | 0.03477 | 0.035693 | 0.036919 | 0.037319 | 0.037835 | 0.038235 | 0.038506 | 0.038704 | 0.038762 | 0.038625 | 0.03831 | 0.038434 | 0.038573
Scenario 3: Aggressive Fuel Sub | PG&E | Com | Lighting | Com - Health | Electric Energy (GWh/year) | Energy Efficiency | 0.20731 | 0.21281 | 0.22011 | 0.22248 | 0.22555 | 0.22793 | 0.22953 | 0.23069 | 0.23102 | 0.2302 | 0.22831 | 0.22904 | 0.22986
Scenario 3: Aggressive Fuel Sub | PG&E | Com | Lighting | Com - Health | Gas Energy (MMTherm/year) | Energy Efficiency | -0.0025147 | -0.0025814 | -0.00267 | -0.0026988 | -0.0027361 | -0.002765 | -0.0027845 | -0.0027988 | -0.0028028 | -0.0027929 | -0.00277 | -0.002779 | -0.0027889
Scenario 3: Aggressive Fuel Sub | PG&E | Com | Lighting | Com - Lodging | Electric Demand (MW) | Energy Efficiency | 0 | 0 | 0 | 0 | 0 | 0 | 0 | 0 | 0 | 0 | 0 | 0 | 0
Scenario 3: Aggressive Fuel Sub | PG&E | Com | Lighting | Com - Lodging | Electric Energy (GWh/year) | Energy Efficiency | 0 | 0 | 0 | 0 | 0 | 0 | 0 | 0 | 0 | 0 | 0 | 0 | 0
Scenario 3: Aggressive Fuel Sub | PG&E | Com | Lighting | Com - Lodging | Gas Energy (MMTherm/year) | Energy Efficiency | 0 | 0 | 0 | 0 | 0 | 0 | 0 | 0 | 0 | 0 | 0 | 0 | 0
Scenario 3: Aggressive Fuel Sub | PG&E | Com | Lighting | Com - Office (Large) | Electric Demand (MW) | Energy Efficiency | 0.029447 | 0.030873 | 0.032232 | 0.033273 | 0.034243 | 0.034991 | 0.035698 | 0.036328 | 0.036911 | 0.037531 | 0.03801 | 0.038419 | 0.038778
Scenario 3: Aggressive Fuel Sub | PG&E | Com | Lighting | Com - Office (Large) | Electric Energy (GWh/year) | Energy Efficiency | 0.21104 | 0.22126 | 0.231 | 0.23846 | 0.2454 | 0.25077 | 0.25583 | 0.26035 | 0.26453 | 0.26898 | 0.27241 | 0.27534 | 0.27791
Scenario 3: Aggressive Fuel Sub | PG&E | Com | Lighting | Com - Office (Large) | Gas Energy (MMTherm/year) | Energy Efficiency | -0.0009843 | -0.001032 | -0.0010774 | -0.0011122 | -0.0011446 | -0.0011696 | -0.0011932 | -0.0012143 | -0.0012338 | -0.0012545 | -0.0012705 | -0.0012842 | -0.0012962
Scenario 3: Aggressive Fuel Sub | PG&E | Com | Lighting | Com - Office (Small) | Electric Demand (MW) | Energy Efficiency | 0 | 0 | 0 | 0 | 0 | 0 | 0 | 0 | 0 | 0 | 0 | 0 | 0
Scenario 3: Aggressive Fuel Sub | PG&E | Com | Lighting | Com - Office (Small) | Electric Energy (GWh/year) | Energy Efficiency | 0 | 0 | 0 | 0 | 0 | 0 | 0 | 0 | 0 | 0 | 0 | 0 | 0
Scenario 3: Aggressive Fuel Sub | PG&E | Com | Lighting | Com - Office (Small) | Gas Energy (MMTherm/year) | Energy Efficiency | 0 | 0 | 0 | 0 | 0 | 0 | 0 | 0 | 0 | 0 | 0 | 0 | 0
Scenario 3: Aggressive Fuel Sub | PG&E | Com | Lighting | Com - Other | Electric Demand (MW) | Energy Efficiency | 0 | 0 | 0 | 0 | 0 | 0 | 0 | 0 | 0 | 0 | 0 | 0 | 0
Scenario 3: Aggressive Fuel Sub | PG&E | Com | Lighting | Com - Other | Electric Energy (GWh/year) | Energy Efficiency | 0 | 0 | 0 | 0 | 0 | 0 | 0 | 0 | 0 | 0 | 0 | 0 | 0
Scenario 3: Aggressive Fuel Sub | PG&E | Com | Lighting | Com - Other | Gas Energy (MMTherm/year) | Energy Efficiency | 0 | 0 | 0 | 0 | 0 | 0 | 0 | 0 | 0 | 0 | 0 | 0 | 0
Scenario 3: Aggressive Fuel Sub | PG&E | Com | Lighting | Com - Refrig. Warehouse | Electric Demand (MW) | Energy Efficiency | 0.00020335 | 0.00020868 | 0.00021301 | 0.00021655 | 0.00021947 | 0.00022197 | 0.00022372 | 0.00022539 | 0.00022635 | 0.00022736 | 0.0002281 | 0.00022887 | 0.0002297
Scenario 3: Aggressive Fuel Sub | PG&E | Com | Lighting | Com - Refrig. Warehouse | Electric Energy (GWh/year) | Energy Efficiency | 0.0018684 | 0.0019175 | 0.0019573 | 0.0019899 | 0.0020168 | 0.0020398 | 0.002056 | 0.0020714 | 0.0020803 | 0.0020896 | 0.0020965 | 0.0021037 | 0.0021113
Scenario 3: Aggressive Fuel Sub | PG&E | Com | Lighting | Com - Restaurant | Electric Demand (MW) | Energy Efficiency | 0.0034858 | 0.0036506 | 0.0038004 | 0.003924 | 0.0040245 | 0.0080679 | 0.0089686 | 0.0089762 | 0.0089722 | 0.0054897 | 0.0046874 | 0.0032352 | 0.016614
Scenario 3: Aggressive Fuel Sub | PG&E | Com | Lighting | Com - Restaurant | Electric Energy (GWh/year) | Energy Efficiency | 0.020906 | 0.021894 | 0.022793 | 0.023534 | 0.024136 | 0.048363 | 0.05376 | 0.053806 | 0.053783 | 0.032919 | 0.028112 | 0.019403 | 0.099643
Scenario 3: Aggressive Fuel Sub | PG&E | Com | Lighting | Com - Restaurant | Gas Energy (MMTherm/year) | Energy Efficiency | -0.00022656 | -0.00023726 | -0.00024701 | -0.00025504 | -0.00026157 | -0.00052426 | -0.00058278 | -0.00058327 | -0.00058302 | -0.00035678 | -0.00030465 | -0.00021027 | -0.0010798
Scenario 3: Aggressive Fuel Sub | PG&E | Com | Lighting | Com - Retail | Electric Demand (MW) | Energy Efficiency | 0.071097 | 0.072885 | 0.074407 | 0.053773 | 0.21445 | 0.073795 | 0.07526 | 0.075809 | 0.076129 | 0.076448 | 0.076782 | 0.07707 | 0.077399
Scenario 3: Aggressive Fuel Sub | PG&E | Com | Lighting | Com - Retail | Electric Energy (GWh/year) | Energy Efficiency | 0.42331 | 0.43395 | 0.44302 | 0.32016 | 1.2769 | 0.43939 | 0.44812 | 0.45139 | 0.4533 | 0.45521 | 0.4572 | 0.45892 | 0.46088
Scenario 3: Aggressive Fuel Sub | PG&E | Com | Lighting | Com - Retail | Gas Energy (MMTherm/year) | Energy Efficiency | -0.0026038 | -0.0026693 | -0.0027252 | -0.0019694 | -0.0078556 | -0.002703 | -0.0027567 | -0.0027769 | -0.0027887 | -0.0028005 | -0.0028127 | -0.0028233 | -0.0028355
Scenario 3: Aggressive Fuel Sub | PG&E | Com | Lighting | Com - School | Electric Demand (MW) | Energy Efficiency | 0 | 0 | 0 | 0 | 0 | 0 | 0 | 0 | 0 | 0 | 0 | 0 | 0
Scenario 3: Aggressive Fuel Sub | PG&E | Com | Lighting | Com - School | Electric Energy (GWh/year) | Energy Efficiency | 0 | 0 | 0 | 0 | 0 | 0 | 0 | 0 | 0 | 0 | 0 | 0 | 0
Scenario 3: Aggressive Fuel Sub | PG&E | Com | Lighting | Com - School | Gas Energy (MMTherm/year) | Energy Efficiency | 0 | 0 | 0 | 0 | 0 | 0 | 0 | 0 | 0 | 0 | 0 | 0 | 0
Scenario 3: Aggressive Fuel Sub | PG&E | Com | Lighting | Com - Warehouse | Electric Demand (MW) | Energy Efficiency | 0.00044007 | 0.00046506 | 0.00048804 | 0.00050893 | 0.00052717 | 0.0005446 | 0.00056573 | 0.00058645 | 0.00018426 | 0 | 0 | 0 | 0
Scenario 3: Aggressive Fuel Sub | PG&E | Com | Lighting | Com - Warehouse | Electric Energy (GWh/year) | Energy Efficiency | 0.0035238 | 0.0037239 | 0.0039079 | 0.0040752 | 0.0042213 | 0.0043608 | 0.00453 | 0.0046959 | 0.0014754 | 0 | 0 | 0 | 0
Scenario 3: Aggressive Fuel Sub | PG&E | Com | Lighting | Com - Warehouse | Gas Energy (MMTherm/year) | Energy Efficiency | -2.4801e-05 | -2.6209e-05 | -2.7504e-05 | -2.8682e-05 | -2.971e-05 | -3.0692e-05 | -3.1882e-05 | -3.305e-05 | -1.0384e-05 | 0 | 0 | 0 | 0
Scenario 3: Aggressive Fuel Sub | PG&E | Com | WaterHeat | Com - College | Electric Demand (MW) | Energy Efficiency | -7.9339e-06 | -1.2581e-05 | -2.5931e-05 | 2.4436e-05 | -2.6823e-05 | 2.1555e-05 | 2.7053e-05 | 3.3874e-05 | 4.2543e-05 | 5.3364e-05 | 6.6862e-05 | 8.356e-05 | 0.00010462
Scenario 3: Aggressive Fuel Sub | PG&E | Com | WaterHeat | Com - College | Electric Demand (MW) | Fuel Substitution | 0 | 0 | 0 | 0 | 0 | 0.21136 | 0.26862 | 0.33369 | 0.40408 | 0.51674 | 0.65561 | 0.79471 | 0.93473
Scenario 3: Aggressive Fuel Sub | PG&E | Com | WaterHeat | Com - College | Electric Energy (GWh/year) | Energy Efficiency | -7.5275e-05 | -0.0001192 | -0.00024389 | 0.00021928 | -0.00025671 | 0.00017683 | 0.00022194 | 0.0002779 | 0.00034902 | 0.00043779 | 0.00054852 | 0.0006855 | 0.00085825
Scenario 3: Aggressive Fuel Sub | PG&E | Com | WaterHeat | Com - College | Electric Energy (GWh/year) | Fuel Substitution | -0.74115 | -0.91196 | -1.1118 | -1.3455 | -1.6173 | 1.8134 | 2.3046 | 2.8628 | 3.4664 | 4.4329 | 5.6242 | 6.817 | 8.0175
Scenario 3: Aggressive Fuel Sub | PG&E | Com | WaterHeat | Com - College | Gas Energy (MMTherm/year) | Energy Efficiency | 0.040605 | 0.067096 | 0.059012 | 0.095053 | 0.090899 | 0.092661 | 0.10939 | 0.1246 | 0.13573 | 0.14134 | 0.1392 | 0.12897 | 0.11204
Scenario 3: Aggressive Fuel Sub | PG&E | Com | WaterHeat | Com - College | Gas Energy (MMTherm/year) | Fuel Substitution | 0.083524 | 0.10277 | 0.12534 | 0.15178 | 0.18261 | 0 | 0 | 0 | 0 | 0 | 0 | 0 | 0
Scenario 3: Aggressive Fuel Sub | PG&E | Com | WaterHeat | Com - Grocery | Electric Demand (MW) | Energy Efficiency | 3.8444e-05 | 4.6513e-05 | 5.666e-05 | 6.9367e-05 | 8.5162e-05 | 9.8187e-05 | 0.00012334 | 0.00015493 | 0.00019433 | 0.00024381 | 0.00030596 | 0.00038386 | 0.00048177
Scenario 3: Aggressive Fuel Sub | PG&E | Com | WaterHeat | Com - Grocery | Electric Energy (GWh/year) | Energy Efficiency | 0.00020296 | 0.00024559 | 0.00029919 | 0.00036631 | 0.00044975 | 0.00051867 | 0.00065156 | 0.00081843 | 0.0010266 | 0.0012879 | 0.0016162 | 0.0020277 | 0.0025449
Scenario 3: Aggressive Fuel Sub | PG&E | Com | WaterHeat | Com - Grocery | Electric Energy (GWh/year) | Fuel Substitution | -0.028891 | -0.035256 | -0.043058 | -0.052582 | -0.064082 | 0 | 0 | 0 | 0 | 0 | 0 | 0 | 0
Scenario 3: Aggressive Fuel Sub | PG&E | Com | WaterHeat | Com - Grocery | Gas Energy (MMTherm/year) | Energy Efficiency | 0.025742 | 0.030738 | 0.036519 | 0.043108 | 0.050449 | 0.056771 | 0.065085 | 0.073277 | 0.080703 | 0.086678 | 0.090362 | 0.091073 | 0.088443
Scenario 3: Aggressive Fuel Sub | PG&E | Com | WaterHeat | Com - Grocery | Gas Energy (MMTherm/year) | Fuel Substitution | 0.0038766 | 0.0047307 | 0.0057776 | 0.0070555 | 0.0085986 | 0 | 0 | 0 | 0 | 0 | 0 | 0 | 0
Scenario 3: Aggressive Fuel Sub | PG&E | Com | WaterHeat | Com - Health | Electric Demand (MW) | Energy Efficiency | 1.8712e-05 | 1.2539e-05 | 8.449e-06 | 6.2059e-06 | 8.436e-06 | 0.00015196 | 0.00019153 | 0.00024111 | 0.00030287 | 0.0003794 | 0.00047402 | 0.00059548 | 0.00074797
Scenario 3: Aggressive Fuel Sub | PG&E | Com | WaterHeat | Com - Health | Electric Demand (MW) | Fuel Substitution | 0 | 0 | 0 | 0 | 0 | 0.55344 | 0.70817 | 0.88526 | 1.078 | 1.378 | 1.763 | 2.1516 | 2.5449
Scenario 3: Aggressive Fuel Sub | PG&E | Com | WaterHeat | Com - Health | Electric Energy (GWh/year) | Energy Efficiency | 0.0001226 | 6.9892e-05 | 3.4015e-05 | 1.4362e-05 | 3.1796e-05 | 0.0012709 | 0.0016018 | 0.0020164 | 0.0025329 | 0.0031729 | 0.0039642 | 0.0049799 | 0.0062553
Scenario 3: Aggressive Fuel Sub | PG&E | Com | WaterHeat | Com - Health | Electric Energy (GWh/year) | Fuel Substitution | -1.9336 | -2.3944 | -2.9372 | -3.5744 | -4.3189 | 4.8314 | 6.182 | 7.7275 | 9.4096 | 12.0275 | 15.3884 | 18.7791 | 22.2096
Scenario 3: Aggressive Fuel Sub | PG&E | Com | WaterHeat | Com - Health | Gas Energy (MMTherm/year) | Energy Efficiency | 0.089458 | 0.10406 | 0.12177 | 0.14092 | 0.15349 | 0.13665 | 0.15469 | 0.16812 | 0.17484 | 0.17284 | 0.16173 | 0.14292 | 0.11932
Scenario 3: Aggressive Fuel Sub | PG&E | Com | WaterHeat | Com - Health | Gas Energy (MMTherm/year) | Fuel Substitution | 0.22404 | 0.27727 | 0.34017 | 0.41422 | 0.50099 | 0 | 0 | 0 | 0 | 0 | 0 | 0 | 0
Scenario 3: Aggressive Fuel Sub | PG&E | Com | WaterHeat | Com - Lodging | Electric Demand (MW) | Energy Efficiency | 0.0075287 | 0.007584 | 0.00738 | 0.006922 | 0.0062509 | 0.0051056 | 0.00421 | 0.0032905 | 5.6581e-05 | 7.1406e-05 | 9.0231e-05 | 0.00011373 | 0.00014332
Scenario 3: Aggressive Fuel Sub | PG&E | Com | WaterHeat | Com - Lodging | Electric Demand (MW) | Fuel Substitution | 0 | 0 | 0 | 0 | 0 | 0.53853 | 0.68574 | 0.85439 | 1.0381 | 1.345 | 1.72 | 2.0982 | 2.4803
Scenario 3: Aggressive Fuel Sub | PG&E | Com | WaterHeat | Com - Lodging | Electric Energy (GWh/year) | Energy Efficiency | 0.026493 | 0.026628 | 0.025924 | 0.024384 | 0.022171 | 0.016955 | 0.014155 | 0.011277 | 0.00046081 | 0.00058155 | 0.00073473 | 0.00092614 | 0.0011671
Scenario 3: Aggressive Fuel Sub | PG&E | Com | WaterHeat | Com - Lodging | Electric Energy (GWh/year) | Fuel Substitution | -1.9686 | -2.4265 | -2.967 | -3.6035 | -4.3494 | 4.5791 | 5.8306 | 7.2641 | 8.8252 | 11.4344 | 14.6227 | 17.8361 | 21.0828
Scenario 3: Aggressive Fuel Sub | PG&E | Com | WaterHeat | Com - Lodging | Gas Energy (MMTherm/year) | Energy Efficiency | 0.28716 | 0.30537 | 0.32451 | 0.34251 | 0.3603 | 0.16623 | 0.17415 | 0.1745 | 0.1276 | 0.11594 | 0.00028433 | 0.084565 | 0.064548
Scenario 3: Aggressive Fuel Sub | PG&E | Com | WaterHeat | Com - Lodging | Gas Energy (MMTherm/year) | Fuel Substitution | 0.22393 | 0.27597 | 0.33759 | 0.41038 | 0.49592 | 0 | 0 | 0 | 0 | 0 | 0 | 0 | 0
Scenario 3: Aggressive Fuel Sub | PG&E | Com | WaterHeat | Com - Office (Large) | Electric Demand (MW) | Energy Efficiency | 3.1959e-05 | 3.2437e-05 | 3.3495e-05 | 3.5177e-05 | 3.8019e-05 | 3.6486e-05 | 4.6156e-05 | 5.8208e-05 | 7.3219e-05 | 9.2266e-05 | 0.00011615 | 0.00014618 | 0.00018396
Scenario 3: Aggressive Fuel Sub | PG&E | Com | WaterHeat | Com - Office (Large) | Electric Demand (MW) | Fuel Substitution | 0 | 0 | 0 | 0 | 0 | 0.064275 | 0.080909 | 0.099806 | 0.12021 | 0.15835 | 0.20095 | 0.24336 | 0.28562
Scenario 3: Aggressive Fuel Sub | PG&E | Com | WaterHeat | Com - Office (Large) | Electric Energy (GWh/year) | Energy Efficiency | 0.00061691 | 0.00062159 | 0.00063648 | 0.00066223 | 0.00070899 | 0.00066668 | 0.00084337 | 0.0010636 | 0.0013379 | 0.0016859 | 0.0021222 | 0.002671 | 0.0033614
Scenario 3: Aggressive Fuel Sub | PG&E | Com | WaterHeat | Com - Office (Large) | Electric Energy (GWh/year) | Fuel Substitution | -0.42537 | -0.52176 | -0.63388 | -0.76393 | -0.91418 | 1.2281 | 1.5459 | 1.9069 | 2.2966 | 3.0254 | 3.8389 | 4.6489 | 5.4558
Scenario 3: Aggressive Fuel Sub | PG&E | Com | WaterHeat | Com - Office (Large) | Gas Energy (MMTherm/year) | Energy Efficiency | 0.28872 | 0.30414 | 0.30249 | 0.28027 | 0.23916 | 0.1519 | 0.095333 | 0.04461 | 0.0048892 | 0 | 0 | 0 | 0
Scenario 3: Aggressive Fuel Sub | PG&E | Com | WaterHeat | Com - Office (Large) | Gas Energy (MMTherm/year) | Fuel Substitution | 0.047082 | 0.05775 | 0.070172 | 0.084596 | 0.10128 | 0 | 0 | 0 | 0 | 0 | 0 | 0 | 0
Scenario 3: Aggressive Fuel Sub | PG&E | Com | WaterHeat | Com - Office (Small) | Electric Demand (MW) | Energy Efficiency | -1.5026e-07 | -1.3729e-07 | -1.0531e-07 | 3.3338e-09 | -3.4308e-07 | 1.2208e-06 | 1.5865e-06 | 2.0372e-06 | 2.5947e-06 | 3.2896e-06 | 4.1578e-06 | 5.2442e-06 | 6.6057e-06
Scenario 3: Aggressive Fuel Sub | PG&E | Com | WaterHeat | Com - Office (Small) | Electric Demand (MW) | Fuel Substitution | 0 | 0 | 0 | 0 | 0 | 0.0026079 | 0.0033159 | 0.0041253 | 0.005003 | 0.0066581 | 0.0084536 | 0.010249 | 0.012051
Scenario 3: Aggressive Fuel Sub | PG&E | Com | WaterHeat | Com - Office (Small) | Electric Energy (GWh/year) | Energy Efficiency | -2.14e-05 | -2.0816e-05 | -1.8232e-05 | -4.5754e-06 | -6.5293e-05 | 0.00013331 | 0.00017324 | 0.00022245 | 0.00028333 | 0.00035921 | 0.00045401 | 0.00057263 | 0.00072131
Scenario 3: Aggressive Fuel Sub | PG&E | Com | WaterHeat | Com - Office (Small) | Electric Energy (GWh/year) | Fuel Substitution | -0.11332 | -0.13927 | -0.16945 | -0.17094 | -0.21479 | 0.29776 | 0.37857 | 0.47095 | 0.57111 | 0.76007 | 0.96499 | 1.1698 | 1.3754
Scenario 3: Aggressive Fuel Sub | PG&E | Com | WaterHeat | Com - Office (Small) | Gas Energy (MMTherm/year) | Energy Efficiency | 0.064923 | 0.081235 | 0.00082893 | 0.084509 | 0.10369 | 0.11604 | 0.12909 | 0.1368 | 0.13682 | 0.12812 | 0.11159 | 0.089979 | 0.066883
Scenario 3: Aggressive Fuel Sub | PG&E | Com | WaterHeat | Com - Office (Small) | Gas Energy (MMTherm/year) | Fuel Substitution | 0.012455 | 0.015307 | 0.018626 | 0.018791 | 0.023707 | 0 | 0 | 0 | 0 | 0 | 0 | 0 | 0
Scenario 3: Aggressive Fuel Sub | PG&E | Com | WaterHeat | Com - Other | Electric Demand (MW) | Energy Efficiency | -0.00014427 | -0.00015132 | -0.00014606 | -0.00012218 | -7.2045e-05 | 0.00091601 | 0.0011462 | 0.0014332 | 0.0017843 | 0.0022321 | 0.0027924 | 0.0034923 | 0.0043685
Scenario 3: Aggressive Fuel Sub | PG&E | Com | WaterHeat | Com - Other | Electric Demand (MW) | Fuel Substitution | 0 | 0 | 0 | 0 | 0 | 2.5174 | 3.1935 | 3.9621 | 4.7922 | 6.1025 | 7.7361 | 9.3686 | 11.0063
Scenario 3: Aggressive Fuel Sub | PG&E | Com | WaterHeat | Com - Other | Electric Energy (GWh/year) | Energy Efficiency | -0.00092581 | -0.00096959 | -0.00093333 | -0.00077607 | -0.00044832 | 0.0059232 | 0.0074199 | 0.0092855 | 0.011583 | 0.01449 | 0.018127 | 0.02267 | 0.028359
Scenario 3: Aggressive Fuel Sub | PG&E | Com | WaterHeat | Com - Other | Electric Energy (GWh/year) | Fuel Substitution | -7.476 | -9.1657 | -11.142 | -13.4488 | -16.1298 | 17.1097 | 21.7046 | 26.9269 | 32.5665 | 41.4708 | 52.5715 | 63.661 | 74.7846
Scenario 3: Aggressive Fuel Sub | PG&E | Com | WaterHeat | Com - Other | Gas Energy (MMTherm/year) | Energy Efficiency | 0.20045 | 0.24061 | 0.28726 | 0.34062 | 0.40014 | 0.39254 | 0.45175 | 0.50532 | 0.53927 | 0.55877 | 0.55058 | 0.51318 | 0.45102
Scenario 3: Aggressive Fuel Sub | PG&E | Com | WaterHeat | Com - Other | Gas Energy (MMTherm/year) | Fuel Substitution | 0.83065 | 1.0183 | 1.2383 | 1.4956 | 1.7954 | 0 | 0 | 0 | 0 | 0 | 0 | 0 | 0
Scenario 3: Aggressive Fuel Sub | PG&E | Com | WaterHeat | Com - Refrig. Warehouse | Electric Demand (MW) | Energy Efficiency | 1.6747e-06 | 2.0835e-06 | 2.6196e-06 | 3.3221e-06 | 4.2403e-06 | 6.4892e-06 | 8.1921e-06 | 1.034e-05 | 1.3028e-05 | 1.6417e-05 | 2.0673e-05 | 2.6031e-05 | 3.2777e-05
Scenario 3: Aggressive Fuel Sub | PG&E | Com | WaterHeat | Com - Refrig. Warehouse | Electric Demand (MW) | Fuel Substitution | 0 | 0 | 0 | 0 | 0 | 0.0036861 | 0.0047 | 0.0058663 | 0.0071405 | 0.0092375 | 0.011827 | 0.01444 | 0.017076
Scenario 3: Aggressive Fuel Sub | PG&E | Com | WaterHeat | Com - Refrig. Warehouse | Electric Energy (GWh/year) | Energy Efficiency | 1.9248e-05 | 2.3935e-05 | 3.0091e-05 | 3.8168e-05 | 4.8739e-05 | 7.5062e-05 | 9.476e-05 | 0.0001196 | 0.0001507 | 0.0001899 | 0.00023913 | 0.00030111 | 0.00037913
Scenario 3: Aggressive Fuel Sub | PG&E | Com | WaterHeat | Com - Refrig. Warehouse | Electric Energy (GWh/year) | Fuel Substitution | -0.018471 | -0.022788 | -0.027899 | -0.033934 | -0.041021 | 0.044455 | 0.056679 | 0.07074 | 0.086098 | 0.11138 | 0.14261 | 0.1741 | 0.20587
Scenario 3: Aggressive Fuel Sub | PG&E | Com | WaterHeat | Com - Refrig. Warehouse | Gas Energy (MMTherm/year) | Energy Efficiency | 0.0061571 | 0.0078348 | 0.0098914 | 0.012679 | 0.015746 | 0.018641 | 0.022195 | 0.025885 | 0.029358 | 0.032345 | 0.034234 | 0.034674 | 0.033429
Scenario 3: Aggressive Fuel Sub | PG&E | Com | WaterHeat | Com - Refrig. Warehouse | Gas Energy (MMTherm/year) | Fuel Substitution | 0.0021766 | 0.0026853 | 0.0032894 | 0.0040049 | 0.0048474 | 0 | 0 | 0 | 0 | 0 | 0 | 0 | 0
Scenario 3: Aggressive Fuel Sub | PG&E | Com | WaterHeat | Com - Restaurant | Electric Demand (MW) | Energy Efficiency | -0.00027066 | -0.00030904 | -0.00034746 | -0.0003832 | -0.00041368 | 0.00022221 | 0.00027797 | 0.00034746 | 0.0004341 | 0.00054246 | 0.00067767 | 0.00067127 | 0.002252
Scenario 3: Aggressive Fuel Sub | PG&E | Com | WaterHeat | Com - Restaurant | Electric Demand (MW) | Fuel Substitution | 0 | 0 | 0 | 0 | 0 | 1.8593 | 2.349 | 2.9026 | 3.4983 | 4.4498 | 5.6194 | 6.0987 | 7.6287
Scenario 3: Aggressive Fuel Sub | PG&E | Com | WaterHeat | Com - Restaurant | Electric Energy (GWh/year) | Energy Efficiency | -0.0013837 | -0.00158 | -0.0017765 | -0.0019593 | -0.0021151 | 0.0011387 | 0.0014244 | 0.0017805 | 0.0022245 | 0.0027797 | 0.0034726 | 0.0034398 | 0.01154
Scenario 3: Aggressive Fuel Sub | PG&E | Com | WaterHeat | Com - Restaurant | Electric Energy (GWh/year) | Fuel Substitution | -3.3805 | -4.1401 | -5.0182 | -6.0311 | -7.1946 | 9.971 | 12.5972 | 15.5657 | 18.7587 | 23.8609 | 30.1323 | 32.6994 | 40.9036
Scenario 3: Aggressive Fuel Sub | PG&E | Com | WaterHeat | Com - Restaurant | Gas Energy (MMTherm/year) | Energy Efficiency | 0.046292 | 0.054458 | 0.063763 | 0.074009 | 0.08443 | 0.059104 | 0.064233 | 0.066677 | 0.065537 | 0.06062 | 0.0057152 | 0.045394 | 0.044441
Scenario 3: Aggressive Fuel Sub | PG&E | Com | WaterHeat | Com - Restaurant | Gas Energy (MMTherm/year) | Fuel Substitution | 0.38511 | 0.47161 | 0.5717 | 0.68725 | 0.82011 | 0 | 0 | 0 | 0 | 0 | 0 | 0 | 0
Scenario 3: Aggressive Fuel Sub | PG&E | Com | WaterHeat | Com - Retail | Electric Demand (MW) | Energy Efficiency | 0.0026056 | 0.0027193 | 7.1052e-06 | 0.0024611 | 0.002402 | 0.0022798 | 0.0020763 | 0.0018251 | 0.00011621 | 0.00014627 | 0.00018385 | 0.00023079 | 0.0002896
Scenario 3: Aggressive Fuel Sub | PG&E | Com | WaterHeat | Com - Retail | Electric Demand (MW) | Fuel Substitution | 0 | 0 | 0 | 0 | 0 | 0.081498 | 0.10336 | 0.12825 | 0.15515 | 0.20049 | 0.25416 | 0.30777 | 0.36156
Scenario 3: Aggressive Fuel Sub | PG&E | Com | WaterHeat | Com - Retail | Electric Energy (GWh/year) | Energy Efficiency | 0.0082657 | 0.0086323 | 4.3137e-05 | 0.0078323 | 0.0076912 | 0.0074031 | 0.0068094 | 0.0060738 | 0.00073153 | 0.00092076 | 0.0011573 | 0.0014528 | 0.001823
Scenario 3: Aggressive Fuel Sub | PG&E | Com | WaterHeat | Com - Retail | Electric Energy (GWh/year) | Fuel Substitution | -0.19412 | -0.23777 | -0.28816 | -0.31672 | -0.38378 | 0.53786 | 0.6821 | 0.84632 | 1.0238 | 1.323 | 1.6771 | 2.0307 | 2.3854
Scenario 3: Aggressive Fuel Sub | PG&E | Com | WaterHeat | Com - Retail | Gas Energy (MMTherm/year) | Energy Efficiency | 0.11965 | 0.15093 | 0.1437 | 0.20592 | 0.25074 | 0.29085 | 0.33329 | 0.36929 | 0.39025 | 0.39679 | 0.38283 | 0.34883 | 0.29921
Scenario 3: Aggressive Fuel Sub | PG&E | Com | WaterHeat | Com - Retail | Gas Energy (MMTherm/year) | Fuel Substitution | 0.020687 | 0.025336 | 0.030705 | 0.033746 | 0.040905 | 0 | 0 | 0 | 0 | 0 | 0 | 0 | 0
Scenario 3: Aggressive Fuel Sub | PG&E | Com | WaterHeat | Com - School | Electric Demand (MW) | Energy Efficiency | 0.00074511 | 0.00025284 | -3.6097e-08 | -4.5595e-08 | -5.7432e-08 | -7.2406e-08 | -9.1168e-08 | -1.1483e-07 | -1.4454e-07 | -1.8197e-07 | -2.2904e-07 | -2.8852e-07 | -3.6307e-07
Scenario 3: Aggressive Fuel Sub | PG&E | Com | WaterHeat | Com - School | Electric Demand (MW) | Fuel Substitution | 0 | 0 | 0 | 0 | 0 | -0.00041871 | -0.00052672 | -0.00064865 | -0.00077967 | -0.0010215 | -0.0012905 | -0.0015583 | -0.0018255
Scenario 3: Aggressive Fuel Sub | PG&E | Com | WaterHeat | Com - School | Electric Energy (GWh/year) | Energy Efficiency | 0.0021189 | 0.00048062 | -0.00039743 | -0.00046719 | -0.00052276 | 0.00059182 | 0.00074519 | 0.00093857 | 0.0011815 | 0.0014874 | 0.0018722 | 0.0023584 | 0.0029678
Scenario 3: Aggressive Fuel Sub | PG&E | Com | WaterHeat | Com - School | Electric Energy (GWh/year) | Fuel Substitution | -1.27 | -1.557 | -1.8903 | -2.2765 | -2.722 | 3.568 | 4.4884 | 5.5273 | 6.6435 | 8.7036 | 10.9959 | 13.2772 | 15.5537
Scenario 3: Aggressive Fuel Sub | PG&E | Com | WaterHeat | Com - School | Gas Energy (MMTherm/year) | Energy Efficiency | 0.15355 | 0.17247 | 0.18619 | 0.19135 | 0.18541 | 0.13899 | 0.1116 | 0.080088 | 0.049568 | 0.023755 | 0.0041984 | 0.0015928 | 0.0015997
Scenario 3: Aggressive Fuel Sub | PG&E | Com | WaterHeat | Com - School | Gas Energy (MMTherm/year) | Fuel Substitution | 0.14363 | 0.17609 | 0.21381 | 0.25757 | 0.3081 | 0 | 0 | 0 | 0 | 0 | 0 | 0 | 0
Scenario 3: Aggressive Fuel Sub | PG&E | Com | WaterHeat | Com - Warehouse | Electric Demand (MW) | Energy Efficiency | 0.0015815 | 0.0018125 | 0.0020377 | 0.0022457 | 0.0024238 | 0.0025576 | 0.0026353 | 0.002647 | 6.7358e-06 | 8.482e-06 | 1.0668e-05 | 1.3414e-05 | 1.6866e-05
Scenario 3: Aggressive Fuel Sub | PG&E | Com | WaterHeat | Com - Warehouse | Electric Demand (MW) | Fuel Substitution | 0 | 0 | 0 | 0 | 0 | 0.001475 | 0.0018823 | 0.0023501 | 0.0028601 | 0.0037315 | 0.0047568 | 0.0057883 | 0.0068293
Scenario 3: Aggressive Fuel Sub | PG&E | Com | WaterHeat | Com - Warehouse | Electric Energy (GWh/year) | Energy Efficiency | 0.0050518 | 0.0057894 | 0.0065104 | 0.007179 | 0.0077551 | 0.008188 | 0.0084552 | 0.0085188 | 0.00018138 | 0.00022841 | 0.00028727 | 0.00036122 | 0.00045417
Scenario 3: Aggressive Fuel Sub | PG&E | Com | WaterHeat | Com - Warehouse | Electric Energy (GWh/year) | Fuel Substitution | -0.019503 | -0.024258 | -0.029865 | -0.036469 | -0.044218 | 0.041577 | 0.053056 | 0.066238 | 0.080606 | 0.10517 | 0.13406 | 0.16312 | 0.19244
Scenario 3: Aggressive Fuel Sub | PG&E | Com | WaterHeat | Com - Warehouse | Gas Energy (MMTherm/year) | Energy Efficiency | 0.084598 | 0.10617 | 0.13175 | 0.16132 | 0.19523 | 0.22952 | 0.26524 | 0.29798 | 0.31953 | 0.33475 | 0.33412 | 0.31743 | 0.28626
Scenario 3: Aggressive Fuel Sub | PG&E | Com | WaterHeat | Com - Warehouse | Gas Energy (MMTherm/year) | Fuel Substitution | 0.0022165 | 0.0027541 | 0.0033899 | 0.0041409 | 0.0050245 | 0 | 0 | 0 | 0 | 0 | 0 | 0 | 0
Scenario 3: Aggressive Fuel Sub | PG&E | Com | WholeBlg | Com - College | Electric Demand (MW) | Energy Efficiency | 0.037096 | 0.03782 | 0.038469 | 0.039216 | 0.040065 | 0.04098 | 0.042188 | 0.043499 | 0.044563 | 0.046565 | 0.047474 | 0.048082 | 0.049588
Scenario 3: Aggressive Fuel Sub | PG&E | Com | WholeBlg | Com - College | Electric Energy (GWh/year) | Energy Efficiency | 0.34577 | 0.3529 | 0.35927 | 0.36673 | 0.375 | 0.38385 | 0.39551 | 0.40795 | 0.41841 | 0.43739 | 0.44625 | 0.45212 | 0.46637
Scenario 3: Aggressive Fuel Sub | PG&E | Com | WholeBlg | Com - College | Gas Energy (MMTherm/year) | Energy Efficiency | 0.0094393 | 0.0093692 | 0.0092652 | 0.0091727 | 0.0090662 | 0.0089373 | 0.008811 | 0.0086786 | 0.0085679 | 0.0084769 | 0.0083874 | 0.0082834 | 0.0083255
Scenario 3: Aggressive Fuel Sub | PG&E | Com | WholeBlg | Com - Grocery | Electric Demand (MW) | Energy Efficiency | 0.32403 | 0.3327 | 0.34108 | 0.35066 | 0.36146 | 0.37278 | 0.38523 | 0.41008 | 0.42332 | 0.44407 | 0.45668 | 0.46681 | 0.47335
Scenario 3: Aggressive Fuel Sub | PG&E | Com | WholeBlg | Com - Grocery | Electric Energy (GWh/year) | Energy Efficiency | 2.9529 | 3.032 | 3.1083 | 3.1956 | 3.2941 | 3.3972 | 3.5107 | 3.7371 | 3.8578 | 4.0469 | 4.1618 | 4.2541 | 4.3137
Scenario 3: Aggressive Fuel Sub | PG&E | Com | WholeBlg | Com - Grocery | Gas Energy (MMTherm/year) | Energy Efficiency | 0.0078308 | 0.0078692 | 0.0078865 | 0.0079163 | 0.0079396 | 0.0079347 | 0.0079374 | 0.0079421 | 0.0079656 | 0.007993 | 0.0080408 | 0.008082 | 0.0081203
Scenario 3: Aggressive Fuel Sub | PG&E | Com | WholeBlg | Com - Health | Electric Demand (MW) | Energy Efficiency | 0.35798 | 0.36897 | 0.37945 | 0.39121 | 0.40435 | 0.41804 | 0.43344 | 0.45363 | 0.46932 | 0.4947 | 0.50952 | 0.52148 | 0.53144
Scenario 3: Aggressive Fuel Sub | PG&E | Com | WholeBlg | Com - Health | Electric Energy (GWh/year) | Energy Efficiency | 3.2623 | 3.3624 | 3.458 | 3.5651 | 3.6849 | 3.8096 | 3.95 | 4.134 | 4.277 | 4.5082 | 4.6433 | 4.7523 | 4.8431
Scenario 3: Aggressive Fuel Sub | PG&E | Com | WholeBlg | Com - Health | Gas Energy (MMTherm/year) | Energy Efficiency | 0.029918 | 0.030417 | 0.03084 | 0.03132 | 0.031782 | 0.032089 | 0.032415 | 0.032763 | 0.033197 | 0.033593 | 0.034107 | 0.034594 | 0.034807
Scenario 3: Aggressive Fuel Sub | PG&E | Com | WholeBlg | Com - Lodging | Electric Demand (MW) | Energy Efficiency | 0.046737 | 0.048048 | 0.049293 | 0.050682 | 0.05227 | 0.053959 | 0.055898 | 0.057609 | 0.059603 | 0.062723 | 0.064626 | 0.066183 | 0.067316
Scenario 3: Aggressive Fuel Sub | PG&E | Com | WholeBlg | Com - Lodging | Electric Energy (GWh/year) | Energy Efficiency | 0.42591 | 0.43787 | 0.44921 | 0.46187 | 0.47634 | 0.49174 | 0.5094 | 0.525 | 0.54317 | 0.5716 | 0.58895 | 0.60314 | 0.61346
Scenario 3: Aggressive Fuel Sub | PG&E | Com | WholeBlg | Com - Lodging | Gas Energy (MMTherm/year) | Energy Efficiency | 0.010613 | 0.010625 | 0.010611 | 0.010618 | 0.010622 | 0.010592 | 0.010568 | 0.010553 | 0.010571 | 0.010607 | 0.010667 | 0.010723 | 0.010784
Scenario 3: Aggressive Fuel Sub | PG&E | Com | WholeBlg | Com - Office (Large) | Electric Demand (MW) | Energy Efficiency | 0.50711 | 0.5202 | 0.53228 | 0.54575 | 0.56109 | 0.57761 | 0.59728 | 0.60193 | 0.62115 | 0.65191 | 0.67022 | 0.68473 | 0.70068
Scenario 3: Aggressive Fuel Sub | PG&E | Com | WholeBlg | Com - Office (Large) | Electric Energy (GWh/year) | Energy Efficiency | 4.6213 | 4.7406 | 4.8507 | 4.9735 | 5.1133 | 5.2639 | 5.4431 | 5.4854 | 5.6606 | 5.941 | 6.1078 | 6.2401 | 6.3854
Scenario 3: Aggressive Fuel Sub | PG&E | Com | WholeBlg | Com - Office (Large) | Gas Energy (MMTherm/year) | Energy Efficiency | 0.032095 | 0.032348 | 0.032511 | 0.032722 | 0.032909 | 0.032995 | 0.033127 | 0.033256 | 0.033462 | 0.033937 | 0.034243 | 0.034523 | 0.034649
Scenario 3: Aggressive Fuel Sub | PG&E | Com | WholeBlg | Com - Office (Small) | Electric Demand (MW) | Energy Efficiency | 0.091498 | 0.093955 | 0.096314 | 0.098967 | 0.10197 | 0.10515 | 0.1088 | 0.11571 | 0.1194 | 0.12528 | 0.12878 | 0.1316 | 0.13429
Scenario 3: Aggressive Fuel Sub | PG&E | Com | WholeBlg | Com - Office (Small) | Electric Energy (GWh/year) | Energy Efficiency | 0.83383 | 0.85622 | 0.87772 | 0.9019 | 0.92929 | 0.95823 | 0.99151 | 1.0544 | 1.0881 | 1.1417 | 1.1736 | 1.1992 | 1.2238
Scenario 3: Aggressive Fuel Sub | PG&E | Com | WholeBlg | Com - Office (Small) | Gas Energy (MMTherm/year) | Energy Efficiency | 0.0047828 | 0.004839 | 0.0048836 | 0.0049371 | 0.004988 | 0.005019 | 0.0050547 | 0.0050936 | 0.0051458 | 0.0051899 | 0.0052594 | 0.0053257 | 0.0053533
Scenario 3: Aggressive Fuel Sub | PG&E | Com | WholeBlg | Com - Other | Electric Demand (MW) | Energy Efficiency | 0.36054 | 0.38982 | 0.41734 | 0.44248 | 0.47284 | 0.51103 | 0.54646 | 0.56139 | 0.5889 | 0.6272 | 0.65449 | 0.67834 | 0.69386
Scenario 3: Aggressive Fuel Sub | PG&E | Com | WholeBlg | Com - Other | Electric Energy (GWh/year) | Energy Efficiency | 3.2857 | 3.5525 | 3.8033 | 4.0324 | 4.309 | 4.657 | 4.98 | 5.116 | 5.3667 | 5.7157 | 5.9644 | 6.1818 | 6.3232
Scenario 3: Aggressive Fuel Sub | PG&E | Com | WholeBlg | Com - Other | Gas Energy (MMTherm/year) | Energy Efficiency | 0.055623 | 0.056191 | 0.056618 | 0.057144 | 0.057633 | 0.057841 | 0.058086 | 0.058381 | 0.05883 | 0.059274 | 0.059897 | 0.060484 | 0.060857
Scenario 3: Aggressive Fuel Sub | PG&E | Com | WholeBlg | Com - Refrig. Warehouse | Electric Demand (MW) | Energy Efficiency | 0.048373 | 0.050304 | 0.052248 | 0.054379 | 0.056721 | 0.059073 | 0.06158 | 0.067714 | 0.070551 | 0.074472 | 0.077304 | 0.079765 | 0.080465
Scenario 3: Aggressive Fuel Sub | PG&E | Com | WholeBlg | Com - Refrig. Warehouse | Electric Energy (GWh/year) | Energy Efficiency | 0.44083 | 0.45842 | 0.47614 | 0.49557 | 0.5169 | 0.53834 | 0.56119 | 0.61709 | 0.64294 | 0.67867 | 0.70448 | 0.72691 | 0.73329
Scenario 3: Aggressive Fuel Sub | PG&E | Com | WholeBlg | Com - Refrig. Warehouse | Gas Energy (MMTherm/year) | Energy Efficiency | 0.00031279 | 0.00032009 | 0.0003267 | 0.00033396 | 0.00034109 | 0.00034643 | 0.000352 | 0.00035793 | 0.00036482 | 0.00037117 | 0.00037921 | 0.00038704 | 0.00038948
Scenario 3: Aggressive Fuel Sub | PG&E | Com | WholeBlg | Com - Restaurant | Electric Demand (MW) | Energy Efficiency | 0.12233 | 0.12528 | 0.12808 | 0.13124 | 0.13488 | 0.1387 | 0.14292 | 0.14834 | 0.15277 | 0.16062 | 0.16472 | 0.16677 | 0.18163
Scenario 3: Aggressive Fuel Sub | PG&E | Com | WholeBlg | Com - Restaurant | Electric Energy (GWh/year) | Energy Efficiency | 1.1218 | 1.1492 | 1.1754 | 1.205 | 1.2389 | 1.2743 | 1.3136 | 1.3638 | 1.4049 | 1.4772 | 1.5153 | 1.5198 | 1.8247
Scenario 3: Aggressive Fuel Sub | PG&E | Com | WholeBlg | Com - Restaurant | Gas Energy (MMTherm/year) | Energy Efficiency | 0.018277 | 0.01854 | 0.018757 | 0.019008 | 0.019245 | 0.019368 | 0.019498 | 0.019646 | 0.019846 | 0.020006 | 0.020257 | 0.020658 | 0.018926
Scenario 3: Aggressive Fuel Sub | PG&E | Com | WholeBlg | Com - Retail | Electric Demand (MW) | Energy Efficiency | 0.18485 | 0.18803 | 0.19087 | 0.19467 | 0.19379 | 0.2024 | 0.20783 | 0.21649 | 0.2216 | 0.23069 | 0.23512 | 0.23819 | 0.24441
Scenario 3: Aggressive Fuel Sub | PG&E | Com | WholeBlg | Com - Retail | Electric Energy (GWh/year) | Energy Efficiency | 1.7445 | 1.7801 | 1.8137 | 1.774 | 2.5833 | 1.937 | 1.9949 | 2.0825 | 2.1369 | 2.228 | 2.277 | 2.3136 | 2.3795
Scenario 3: Aggressive Fuel Sub | PG&E | Com | WholeBlg | Com - Retail | Gas Energy (MMTherm/year) | Energy Efficiency | 0.007687 | 0.0077476 | 0.007795 | 0.0072919 | 0.012901 | 0.0079089 | 0.0079517 | 0.0079986 | 0.0080576 | 0.0081429 | 0.0082344 | 0.008321 | 0.0084108
Scenario 3: Aggressive Fuel Sub | PG&E | Com | WholeBlg | Com - School | Electric Demand (MW) | Energy Efficiency | 0.057799 | 0.059213 | 0.060558 | 0.062057 | 0.063777 | 0.065679 | 0.067995 | 0.071833 | 0.074103 | 0.077739 | 0.079863 | 0.081569 | 0.083706
Scenario 3: Aggressive Fuel Sub | PG&E | Com | WholeBlg | Com - School | Electric Energy (GWh/year) | Energy Efficiency | 0.52673 | 0.53961 | 0.55187 | 0.56553 | 0.5812 | 0.59854 | 0.61964 | 0.65462 | 0.67531 | 0.70845 | 0.7278 | 0.74335 | 0.76283
Scenario 3: Aggressive Fuel Sub | PG&E | Com | WholeBlg | Com - School | Gas Energy (MMTherm/year) | Energy Efficiency | 0.02248 | 0.022366 | 0.022179 | 0.022017 | 0.021827 | 0.02159 | 0.021354 | 0.021111 | 0.020912 | 0.020776 | 0.02064 | 0.020482 | 0.020561
Scenario 3: Aggressive Fuel Sub | PG&E | Com | WholeBlg | Com - Warehouse | Electric Demand (MW) | Energy Efficiency | 0.21081 | 0.21834 | 0.22581 | 0.23401 | 0.24276 | 0.25237 | 0.2628 | 0.29225 | 0.30397 | 0.32067 | 0.33223 | 0.34209 | 0.34687
Scenario 3: Aggressive Fuel Sub | PG&E | Com | WholeBlg | Com - Warehouse | Electric Energy (GWh/year) | Energy Efficiency | 1.9474 | 2.0181 | 2.0885 | 2.166 | 2.2123 | 2.2999 | 2.3949 | 2.6633 | 2.7701 | 2.9223 | 3.0276 | 3.1175 | 3.1611
Scenario 3: Aggressive Fuel Sub | PG&E | Com | WholeBlg | Com - Warehouse | Gas Energy (MMTherm/year) | Energy Efficiency | 0.0046864 | 0.0047165 | 0.0047289 | 0.0047461 | 0.0051544 | 0.0051816 | 0.0052146 | 0.0052484 | 0.0052942 | 0.0053524 | 0.005415 | 0.0054739 | 0.005495
Scenario 3: Aggressive Fuel Sub | PG&E | Ind | WholeBlg | Ind - All Other Industrial | Electric Demand (MW) | Energy Efficiency | 0.064882 | 0.065282 | 0.065368 | 0.065507 | 0.06548 | 0.06565 | 0.065697 | 0.065871 | 0.065875 | 0.065988 | 0.066015 | 0.066091 | 0.066141
Scenario 3: Aggressive Fuel Sub | PG&E | Ind | WholeBlg | Ind - All Other Industrial | Electric Energy (GWh/year) | Energy Efficiency | 0.47135 | 0.47425 | 0.47487 | 0.47587 | 0.47567 | 0.47689 | 0.47723 | 0.47848 | 0.47851 | 0.47932 | 0.4795 | 0.48005 | 0.48041
Scenario 3: Aggressive Fuel Sub | PG&E | Ind | WholeBlg | Ind - All Other Industrial | Gas Energy (MMTherm/year) | Energy Efficiency | 0.011597 | 0.011645 | 0.011682 | 0.011714 | 0.011742 | 0.01176 | 0.011777 | 0.011799 | 0.011824 | 0.011854 | 0.011891 | 0.011932 | 0.011974
Scenario 3: Aggressive Fuel Sub | PG&E | Ind | WholeBlg | Ind - Chemicals | Electric Demand (MW) | Energy Efficiency | 0.27072 | 0.27475 | 0.27728 | 0.27984 | 0.28156 | 0.28387 | 0.28538 | 0.2872 | 0.28834 | 0.28995 | 0.29109 | 0.2923 | 0.29329
Scenario 3: Aggressive Fuel Sub | PG&E | Ind | WholeBlg | Ind - Chemicals | Electric Energy (GWh/year) | Energy Efficiency | 1.9667 | 1.9959 | 2.0143 | 2.0329 | 2.0453 | 2.0621 | 2.073 | 2.0862 | 2.0945 | 2.1061 | 2.1144 | 2.1232 | 2.1303
Scenario 3: Aggressive Fuel Sub | PG&E | Ind | WholeBlg | Ind - Chemicals | Gas Energy (MMTherm/year) | Energy Efficiency | 0.38695 | 0.38958 | 0.39188 | 0.39388 | 0.39565 | 0.39703 | 0.39814 | 0.39901 | 0.39995 | 0.40091 | 0.40182 | 0.40258 | 0.40321
Scenario 3: Aggressive Fuel Sub | PG&E | Ind | WholeBlg | Ind - Electronics | Electric Demand (MW) | Energy Efficiency | 0.52545 | 0.53077 | 0.53362 | 0.53681 | 0.5386 | 0.54202 | 0.54444 | 0.54786 | 0.54985 | 0.55268 | 0.55462 | 0.55682 | 0.55871
Scenario 3: Aggressive Fuel Sub | PG&E | Ind | WholeBlg | Ind - Electronics | Electric Energy (GWh/year) | Energy Efficiency | 3.8173 | 3.8559 | 3.8765 | 3.8996 | 3.9125 | 3.9373 | 3.9549 | 3.9796 | 3.9941 | 4.0145 | 4.0285 | 4.0445 | 4.0581
Scenario 3: Aggressive Fuel Sub | PG&E | Ind | WholeBlg | Ind - Electronics | Gas Energy (MMTherm/year) | Energy Efficiency | 0.049928 | 0.050123 | 0.050301 | 0.050461 | 0.05061 | 0.050743 | 0.050875 | 0.051004 | 0.051133 | 0.051264 | 0.051389 | 0.051506 | 0.051614
Scenario 3: Aggressive Fuel Sub | PG&E | Ind | WholeBlg | Ind - Fabricated Metals | Electric Demand (MW) | Energy Efficiency | 0.1034 | 0.10495 | 0.10597 | 0.10671 | 0.10701 | 0.10746 | 0.1076 | 0.1079 | 0.10792 | 0.10811 | 0.10811 | 0.10814 | 0.10807
Scenario 3: Aggressive Fuel Sub | PG&E | Ind | WholeBlg | Ind - Fabricated Metals | Electric Energy (GWh/year) | Energy Efficiency | 0.75118 | 0.76245 | 0.76979 | 0.77516 | 0.77734 | 0.78061 | 0.78163 | 0.78381 | 0.78393 | 0.78527 | 0.78528 | 0.78547 | 0.78494
Scenario 3: Aggressive Fuel Sub | PG&E | Ind | WholeBlg | Ind - Fabricated Metals | Gas Energy (MMTherm/year) | Energy Efficiency | 0.027211 | 0.027575 | 0.027912 | 0.028127 | 0.028281 | 0.028369 | 0.028422 | 0.028465 | 0.028508 | 0.028554 | 0.028594 | 0.02862 | 0.028627
Scenario 3: Aggressive Fuel Sub | PG&E | Ind | WholeBlg | Ind - Food | Electric Demand (MW) | Energy Efficiency | 0.63332 | 0.63724 | 0.63806 | 0.63925 | 0.63868 | 0.64005 | 0.64023 | 0.64147 | 0.64103 | 0.64156 | 0.64109 | 0.64092 | 0.64038
Scenario 3: Aggressive Fuel Sub | PG&E | Ind | WholeBlg | Ind - Food | Electric Energy (GWh/year) | Energy Efficiency | 4.6009 | 4.6293 | 4.6352 | 4.6437 | 4.6395 | 4.6494 | 4.6506 | 4.6596 | 4.6563 | 4.6601 | 4.6567 | 4.6553 | 4.6513
Scenario 3: Aggressive Fuel Sub | PG&E | Ind | WholeBlg | Ind - Food | Gas Energy (MMTherm/year) | Energy Efficiency | 0.73435 | 0.73673 | 0.7384 | 0.73949 | 0.74007 | 0.74028 | 0.74045 | 0.74045 | 0.74046 | 0.74055 | 0.74054 | 0.74032 | 0.7399
Scenario 3: Aggressive Fuel Sub | PG&E | Ind | WholeBlg | Ind - Industrial Machinery | Electric Demand (MW) | Energy Efficiency | 0.093429 | 0.094867 | 0.095877 | 0.096568 | 0.096795 | 0.097191 | 0.097396 | 0.097764 | 0.097887 | 0.098177 | 0.098296 | 0.098433 | 0.098479
Scenario 3: Aggressive Fuel Sub | PG&E | Ind | WholeBlg | Ind - Industrial Machinery | Electric Energy (GWh/year) | Energy Efficiency | 0.67874 | 0.68918 | 0.6965 | 0.70151 | 0.70314 | 0.70601 | 0.70749 | 0.71015 | 0.71104 | 0.71313 | 0.71398 | 0.71497 | 0.71529
Scenario 3: Aggressive Fuel Sub | PG&E | Ind | WholeBlg | Ind - Industrial Machinery | Gas Energy (MMTherm/year) | Energy Efficiency | 0.01383 | 0.01409 | 0.014348 | 0.01451 | 0.014616 | 0.014684 | 0.01475 | 0.014812 | 0.014878 | 0.014949 | 0.015014 | 0.015068 | 0.01511
Scenario 3: Aggressive Fuel Sub | PG&E | Ind | WholeBlg | Ind - Lumber & Furniture | Electric Demand (MW) | Energy Efficiency | 0.079637 | 0.079995 | 0.080003 | 0.080088 | 0.079981 | 0.080115 | 0.080084 | 0.080196 | 0.080095 | 0.080114 | 0.080011 | 0.079949 | 0.079848
Scenario 3: Aggressive Fuel Sub | PG&E | Ind | WholeBlg | Ind - Lumber & Furniture | Electric Energy (GWh/year) | Energy Efficiency | 0.57854 | 0.58114 | 0.58118 | 0.58179 | 0.58101 | 0.58197 | 0.58174 | 0.58254 | 0.5818 | 0.58193 | 0.58117 | 0.58071 | 0.57997
Scenario 3: Aggressive Fuel Sub | PG&E | Ind | WholeBlg | Ind - Lumber & Furniture | Gas Energy (MMTherm/year) | Energy Efficiency | 0.0076642 | 0.0076987 | 0.0077247 | 0.0077489 | 0.0077697 | 0.0077739 | 0.0077678 | 0.0077645 | 0.007764 | 0.0077671 | 0.0077725 | 0.0077779 | 0.0077819
Scenario 3: Aggressive Fuel Sub | PG&E | Ind | WholeBlg | Ind - Paper | Electric Demand (MW) | Energy Efficiency | 0.034954 | 0.035088 | 0.035101 | 0.035193 | 0.0352 | 0.035287 | 0.035326 | 0.035478 | 0.035587 | 0.035805 | 0.036015 | 0.036273 | 0.036528
Scenario 3: Aggressive Fuel Sub | PG&E | Ind | WholeBlg | Ind - Paper | Electric Energy (GWh/year) | Energy Efficiency | 0.25393 | 0.2549 | 0.25499 | 0.25566 | 0.2557 | 0.25633 | 0.25661 | 0.25771 | 0.2585 | 0.26008 | 0.2616 | 0.26347 | 0.26532
Scenario 3: Aggressive Fuel Sub | PG&E | Ind | WholeBlg | Ind - Paper | Gas Energy (MMTherm/year) | Energy Efficiency | 0.025705 | 0.025869 | 0.026048 | 0.026237 | 0.026405 | 0.026533 | 0.026661 | 0.026808 | 0.02698 | 0.027182 | 0.027406 | 0.02764 | 0.027877
Scenario 3: Aggressive Fuel Sub | PG&E | Ind | WholeBlg | Ind - Petroleum | Electric Demand (MW) | Energy Efficiency | 0.50195 | 0.50395 | 0.50378 | 0.50413 | 0.50326 | 0.50401 | 0.50382 | 0.50449 | 0.50381 | 0.50386 | 0.5031 | 0.50259 | 0.50185
Scenario 3: Aggressive Fuel Sub | PG&E | Ind | WholeBlg | Ind - Petroleum | Electric Energy (GWh/year) | Energy Efficiency | 3.6465 | 3.661 | 3.6597 | 3.6622 | 3.6558 | 3.6612 | 3.6598 | 3.6646 | 3.6596 | 3.6599 | 3.6543 | 3.6506 | 3.6451
Scenario 3: Aggressive Fuel Sub | PG&E | Ind | WholeBlg | Ind - Petroleum | Gas Energy (MMTherm/year) | Energy Efficiency | 1.1016 | 1.1048 | 1.1077 | 1.1103 | 1.112 | 1.1125 | 1.1124 | 1.1119 | 1.1116 | 1.1114 | 1.1107 | 1.1096 | 1.1082
Scenario 3: Aggressive Fuel Sub | PG&E | Ind | WholeBlg | Ind - Plastics | Electric Demand (MW) | Energy Efficiency | 0.097656 | 0.098415 | 0.09872 | 0.09909 | 0.099208 | 0.099614 | 0.09979 | 0.1001 | 0.10014 | 0.10033 | 0.10036 | 0.10043 | 0.10045
Scenario 3: Aggressive Fuel Sub | PG&E | Ind | WholeBlg | Ind - Plastics | Electric Energy (GWh/year) | Energy Efficiency | 0.70944 | 0.71495 | 0.71715 | 0.71983 | 0.72067 | 0.72361 | 0.72488 | 0.7271 | 0.72741 | 0.72877 | 0.72896 | 0.72947 | 0.72957
Scenario 3: Aggressive Fuel Sub | PG&E | Ind | WholeBlg | Ind - Plastics | Gas Energy (MMTherm/year) | Energy Efficiency | 0.010097 | 0.010687 | 0.011249 | 0.011773 | 0.012285 | 0.012742 | 0.013122 | 0.013433 | 0.013763 | 0.014103 | 0.014444 | 0.014771 | 0.015082
Scenario 3: Aggressive Fuel Sub | PG&E | Ind | WholeBlg | Ind - Primary Metals | Electric Demand (MW) | Energy Efficiency | 0.055326 | 0.056404 | 0.057229 | 0.058003 | 0.058537 | 0.059187 | 0.059737 | 0.060393 | 0.060886 | 0.061465 | 0.061931 | 0.06241 | 0.062831
Scenario 3: Aggressive Fuel Sub | PG&E | Ind | WholeBlg | Ind - Primary Metals | Electric Energy (GWh/year) | Energy Efficiency | 0.40193 | 0.40975 | 0.41574 | 0.42136 | 0.42523 | 0.42994 | 0.43393 | 0.43869 | 0.44227 | 0.44646 | 0.44984 | 0.45332 | 0.45637
Scenario 3: Aggressive Fuel Sub | PG&E | Ind | WholeBlg | Ind - Primary Metals | Gas Energy (MMTherm/year) | Energy Efficiency | 0.038596 | 0.038788 | 0.038973 | 0.039125 | 0.039245 | 0.039341 | 0.039438 | 0.03953 | 0.039618 | 0.039704 | 0.039782 | 0.039848 | 0.039903
Scenario 3: Aggressive Fuel Sub | PG&E | Ind | WholeBlg | Ind - Printing & Publishing | Electric Demand (MW) | Energy Efficiency | 0.056602 | 0.056836 | 0.056824 | 0.056868 | 0.056765 | 0.056834 | 0.056797 | 0.056862 | 0.056782 | 0.05679 | 0.056708 | 0.056656 | 0.056576
Scenario 3: Aggressive Fuel Sub | PG&E | Ind | WholeBlg | Ind - Printing & Publishing | Electric Energy (GWh/year) | Energy Efficiency | 0.4112 | 0.41289 | 0.4128 | 0.41311 | 0.41236 | 0.41285 | 0.41258 | 0.41305 | 0.41246 | 0.4125 | 0.41191 | 0.41152 | 0.41093
Scenario 3: Aggressive Fuel Sub | PG&E | Ind | WholeBlg | Ind - Printing & Publishing | Gas Energy (MMTherm/year) | Energy Efficiency | 0.0080454 | 0.0080992 | 0.0081475 | 0.0081936 | 0.0082276 | 0.0082441 | 0.0082579 | 0.0082747 | 0.0082972 | 0.0083232 | 0.0083487 | 0.0083723 | 0.0083941
Scenario 3: Aggressive Fuel Sub | PG&E | Ind | WholeBlg | Ind - Stone-Glass-Clay | Electric Demand (MW) | Energy Efficiency | 0.18133 | 0.18439 | 0.18619 | 0.18787 | 0.18892 | 0.19032 | 0.19115 | 0.19229 | 0.1929 | 0.19381 | 0.19445 | 0.19521 | 0.19583
Scenario 3: Aggressive Fuel Sub | PG&E | Ind | WholeBlg | Ind - Stone-Glass-Clay | Electric Energy (GWh/year) | Energy Efficiency | 1.3173 | 1.3395 | 1.3526 | 1.3647 | 1.3724 | 1.3825 | 1.3886 | 1.3968 | 1.4012 | 1.4078 | 1.4124 | 1.4179 | 1.4224
Scenario 3: Aggressive Fuel Sub | PG&E | Ind | WholeBlg | Ind - Stone-Glass-Clay | Gas Energy (MMTherm/year) | Energy Efficiency | 0.30835 | 0.31258 | 0.31599 | 0.31886 | 0.32143 | 0.32352 | 0.32523 | 0.32684 | 0.32839 | 0.32994 | 0.3315 | 0.33302 | 0.3344
Scenario 3: Aggressive Fuel Sub | PG&E | Ind | WholeBlg | Ind - Textiles | Electric Demand (MW) | Energy Efficiency | 0.0037419 | 0.0037582 | 0.0037555 | 0.0037456 | 0.0037201 | 0.003702 | 0.003676 | 0.0036564 | 0.0036288 | 0.0036091 | 0.0035855 | 0.0035648 | 0.0035437
Scenario 3: Aggressive Fuel Sub | PG&E | Ind | WholeBlg | Ind - Textiles | Electric Energy (GWh/year) | Energy Efficiency | 0.027184 | 0.027302 | 0.027282 | 0.02721 | 0.027024 | 0.026892 | 0.026703 | 0.02656 | 0.026359 | 0.026216 | 0.026044 | 0.025893 | 0.025739
Scenario 3: Aggressive Fuel Sub | PG&E | Ind | WholeBlg | Ind - Textiles | Gas Energy (MMTherm/year) | Energy Efficiency | 0.00099146 | 0.00099235 | 0.0009932 | 0.00099312 | 0.00099231 | 0.00099093 | 0.00098941 | 0.00098775 | 0.00098606 | 0.00098449 | 0.00098287 | 0.00098117 | 0.00097937
Scenario 3: Aggressive Fuel Sub | PG&E | Ind | WholeBlg | Ind - Transportation Equipment | Electric Demand (MW) | Energy Efficiency | 0.091891 | 0.09301 | 0.094213 | 0.09499 | 0.095236 | 0.095633 | 0.095998 | 0.096586 | 0.097008 | 0.097627 | 0.09804 | 0.098404 | 0.098614
Scenario 3: Aggressive Fuel Sub | PG&E | Ind | WholeBlg | Ind - Transportation Equipment | Electric Energy (GWh/year) | Energy Efficiency | 0.66756 | 0.67568 | 0.68441 | 0.69005 | 0.69182 | 0.69469 | 0.69734 | 0.70159 | 0.70465 | 0.70914 | 0.71212 | 0.71476 | 0.71627
Scenario 3: Aggressive Fuel Sub | PG&E | Ind | WholeBlg | Ind - Transportation Equipment | Gas Energy (MMTherm/year) | Energy Efficiency | 0.028305 | 0.028278 | 0.028253 | 0.028221 | 0.028185 | 0.028145 | 0.028106 | 0.028065 | 0.028022 | 0.027979 | 0.027933 | 0.027883 | 0.027829
Scenario 3: Aggressive Fuel Sub | PG&E | Res | AppPlug | Res - Multi Family | Electric Demand (MW) | Energy Efficiency | 0 | 0 | 0.0022415 | 0.0029143 | 0.0029191 | 0.0029162 | 0.0029104 | 0.0028274 | 0.0028163 | 0.0028066 | 0.0028002 | 0.0027996 | 0.0027574
Scenario 3: Aggressive Fuel Sub | PG&E | Res | AppPlug | Res - Multi Family | Electric Energy (GWh/year) | Energy Efficiency | 0 | 0 | 0.014072 | 0.018296 | 0.018326 | 0.018307 | 0.018271 | 0.01775 | 0.01768 | 0.01762 | 0.017579 | 0.017576 | 0.01731
Scenario 3: Aggressive Fuel Sub | PG&E | Res | AppPlug | Res - Multi Family | Electric Energy (GWh/year) | Fuel Substitution | -9.5289e-06 | -1.0289e-05 | -1.1059e-05 | -1.1832e-05 | -1.2603e-05 | 0 | 0 | 0 | 0 | 0 | 0 | 0 | 0
Scenario 3: Aggressive Fuel Sub | PG&E | Res | AppPlug | Res - Multi Family | Gas Energy (MMTherm/year) | Energy Efficiency | 0 | 0 | 0.0016117 | 0.0020954 | 0.0020989 | 0.0020968 | 0.0020926 | 0.0020329 | 0.002025 | 0.002018 | 0.0020134 | 0.002013 | 0.0019826
Scenario 3: Aggressive Fuel Sub | PG&E | Res | AppPlug | Res - Multi Family | Gas Energy (MMTherm/year) | Fuel Substitution | 1.9403e-06 | 2.095e-06 | 2.2518e-06 | 2.4092e-06 | 2.5663e-06 | 0 | 0 | 0 | 0 | 0 | 0 | 0 | 0
Scenario 3: Aggressive Fuel Sub | PG&E | Res | AppPlug | Res - Single Family | Electric Demand (MW) | Energy Efficiency | 0 | 0 | 0 | 0 | 0 | 0 | 0 | 0 | 0 | 0 | 0 | 0.0056018 | 0.006433
Scenario 3: Aggressive Fuel Sub | PG&E | Res | AppPlug | Res - Single Family | Electric Energy (GWh/year) | Energy Efficiency | 0 | 0 | 0 | 0 | 0 | 0 | 0 | 0 | 0 | 0 | 0 | 0.032146 | 0.036917
Scenario 3: Aggressive Fuel Sub | PG&E | Res | AppPlug | Res - Single Family | Electric Energy (GWh/year) | Fuel Substitution | -5.9526e-05 | -6.4164e-05 | -6.8823e-05 | -7.3492e-05 | -7.8165e-05 | 0 | 0 | 0 | 0 | 0 | 0 | 0 | 0
Scenario 3: Aggressive Fuel Sub | PG&E | Res | AppPlug | Res - Single Family | Gas Energy (MMTherm/year) | Energy Efficiency | 0 | 0 | 0 | 0 | 0 | 0 | 0 | 0 | 0 | 0 | 0 | 0.0048204 | 0.0055358
Scenario 3: Aggressive Fuel Sub | PG&E | Res | AppPlug | Res - Single Family | Gas Energy (MMTherm/year) | Fuel Substitution | 1.2141e-05 | 1.3087e-05 | 1.4038e-05 | 1.499e-05 | 1.5943e-05 | 0 | 0 | 0 | 0 | 0 | 0 | 0 | 0
Scenario 3: Aggressive Fuel Sub | PG&E | Res | BROs | Income Qualified - Multi Family IQ | Electric Demand (MW) | Energy Efficiency | 1.623 | 1.6709 | 1.7214 | 1.7831 | 1.8478 | 1.9187 | 1.982 | 2.0541 | 2.1245 | 2.1955 | 2.2587 | 1.8609 | 1.8945
Scenario 3: Aggressive Fuel Sub | PG&E | Res | BROs | Income Qualified - Multi Family IQ | Electric Energy (GWh/year) | Energy Efficiency | 10.6811 | 10.9986 | 11.335 | 11.7479 | 12.1836 | 12.6629 | 13.0969 | 13.5941 | 14.086 | 14.5894 | 15.0493 | 13.6623 | 14.0609
Scenario 3: Aggressive Fuel Sub | PG&E | Res | BROs | Income Qualified - Multi Family IQ | Gas Energy (MMTherm/year) | Energy Efficiency | 0.33747 | 0.3416 | 0.34653 | 0.35218 | 0.35848 | 0.36518 | 0.37096 | 0.37786 | 0.38531 | 0.3932 | 0.40185 | 0.37716 | 0.38512
Scenario 3: Aggressive Fuel Sub | PG&E | Res | BROs | Income Qualified - Single Family IQ | Electric Demand (MW) | Energy Efficiency | 6.1031 | 6.2502 | 6.4032 | 6.6001 | 6.8056 | 7.0298 | 7.2345 | 7.464 | 7.6846 | 7.9 | 8.0855 | 6.766 | 6.8634
Scenario 3: Aggressive Fuel Sub | PG&E | Res | BROs | Income Qualified - Single Family IQ | Electric Energy (GWh/year) | Energy Efficiency | 40.3232 | 41.3154 | 42.3541 | 43.6939 | 45.1022 | 46.649 | 48.0842 | 49.705 | 51.2902 | 52.8685 | 54.2785 | 49.6746 | 50.9392
Scenario 3: Aggressive Fuel Sub | PG&E | Res | BROs | Income Qualified - Single Family IQ | Gas Energy (MMTherm/year) | Energy Efficiency | 1.1712 | 1.1841 | 1.1994 | 1.2169 | 1.2365 | 1.2571 | 1.2757 | 1.2974 | 1.3208 | 1.3447 | 1.371 | 1.2945 | 1.3191
Scenario 3: Aggressive Fuel Sub | PG&E | Res | BROs | Res - Multi Family | Electric Demand (MW) | Energy Efficiency | 14.4651 | 14.8265 | 15.2033 | 15.6855 | 16.1896 | 16.74 | 17.2452 | 17.8118 | 18.3592 | 18.8969 | 19.3653 | 19.9455 | 20.5435
Scenario 3: Aggressive Fuel Sub | PG&E | Res | BROs | Res - Multi Family | Electric Energy (GWh/year) | Energy Efficiency | 95.1952 | 97.5953 | 100.1119 | 103.3436 | 106.7446 | 110.4812 | 113.9553 | 117.88 | 121.7288 | 125.5728 | 129.0254 | 133.3031 | 137.7944
Scenario 3: Aggressive Fuel Sub | PG&E | Res | BROs | Res - Multi Family | Gas Energy (MMTherm/year) | Energy Efficiency | 4.0162 | 4.0618 | 4.1158 | 4.1776 | 4.2467 | 4.3194 | 4.3851 | 4.4616 | 4.5442 | 4.6287 | 4.7217 | 4.8246 | 4.9387
Scenario 3: Aggressive Fuel Sub | PG&E | Res | BROs | Res - Single Family | Electric Demand (MW) | Energy Efficiency | 3.7579 | 3.8667 | 3.9812 | 4.1214 | 4.2681 | 4.4286 | 4.571 | 4.7333 | 4.891 | 5.0499 | 5.1903 | 5.3602 | 5.5342
Scenario 3: Aggressive Fuel Sub | PG&E | Res | BROs | Res - Single Family | Electric Energy (GWh/year) | Energy Efficiency | 24.8286 | 25.5597 | 26.3341 | 27.2841 | 28.2858 | 29.3876 | 30.3811 | 31.5201 | 32.6449 | 33.7953 | 34.8429 | 36.1128 | 37.4389
Scenario 3: Aggressive Fuel Sub | PG&E | Res | BROs | Res - Single Family | Gas Energy (MMTherm/year) | Energy Efficiency | 0.99461 | 1.0065 | 1.0208 | 1.0372 | 1.0555 | 1.075 | 1.0917 | 1.1116 | 1.1332 | 1.1561 | 1.1812 | 1.2088 | 1.2395
Scenario 3: Aggressive Fuel Sub | PG&E | Res | BldgEnv | Res - Single Family | Electric Demand (MW) | Energy Efficiency | 0.014615 | 0.017015 | 0.017898 | 0.017838 | 0.017335 | 0.016642 | 0.015849 | 0.014988 | 0.014145 | 0 | 0 | 0 | 0
Scenario 3: Aggressive Fuel Sub | PG&E | Res | BldgEnv | Res - Single Family | Electric Energy (GWh/year) | Energy Efficiency | -0.0043969 | -0.0042491 | -0.0041029 | -0.0039588 | -0.0038171 | -0.0036774 | -0.0035391 | -0.0033993 | -0.0032586 | 0 | 0 | 0 | 0
Scenario 3: Aggressive Fuel Sub | PG&E | Res | BldgEnv | Res - Single Family | Gas Energy (MMTherm/year) | Energy Efficiency | 0.0025923 | 0.0030637 | 0.0032419 | 0.0032386 | 0.0031496 | 0.0030241 | 0.0028794 | 0.002722 | 0.0025681 | 0 | 0 | 0 | 0
Scenario 3: Aggressive Fuel Sub | PG&E | Res | HVAC | Res - Multi Family | Electric Demand (MW) | Energy Efficiency | 0.013003 | 0.014245 | 0.79067 | 0.016245 | 0.016986 | 0.017645 | 0.018243 | 0.017517 | 0.017971 | 0.018402 | 0.018812 | 0.019224 | 0.01912
Scenario 3: Aggressive Fuel Sub | PG&E | Res | HVAC | Res - Multi Family | Electric Demand (MW) | Fuel Substitution | 0 | 0 | 0 | 0 | 0 | 2.7101e-05 | 2.8671e-05 | 3.0033e-05 | 3.1215e-05 | 3.2867e-05 | 3.4072e-05 | 3.4874e-05 | 3.5396e-05
Scenario 3: Aggressive Fuel Sub | PG&E | Res | HVAC | Res - Multi Family | Electric Energy (GWh/year) | Energy Efficiency | 0.10127 | 0.11106 | 0.7054 | 0.12663 | 0.13241 | 0.13754 | 0.14219 | 0.13595 | 0.13949 | 0.14285 | 0.14604 | 0.16483 | 0.16007
Scenario 3: Aggressive Fuel Sub | PG&E | Res | HVAC | Res - Multi Family | Electric Energy (GWh/year) | Fuel Substitution | -9.6678e-05 | -0.00012877 | -0.00013458 | -0.00014005 | -0.00015758 | 0.00020431 | 0.00021616 | 0.00022643 | 0.00023536 | 0.00024782 | 0.00025692 | 0.00026297 | 0.00026691
Scenario 3: Aggressive Fuel Sub | PG&E | Res | HVAC | Res - Multi Family | Gas Energy (MMTherm/year) | Energy Efficiency | 0 | 0 | 0 | 1.4816e-07 | 2.0716e-07 | 0 | 0 | 0 | 0 | 0 | 0 | 0.0023639 | 0.0017463
Scenario 3: Aggressive Fuel Sub | PG&E | Res | HVAC | Res - Multi Family | Gas Energy (MMTherm/year) | Fuel Substitution | 2.4983e-05 | 3.4439e-05 | 3.6003e-05 | 3.747e-05 | 4.1731e-05 | 0 | 0 | 0 | 0 | 0 | 0 | 0 | 0
Scenario 3: Aggressive Fuel Sub | PG&E | Res | HVAC | Res - Single Family | Electric Demand (MW) | Energy Efficiency | 0.74693 | 0.86498 | 7.3624 | 1.0047 | 1.048 | 0.63931 | 0.65974 | 0.67781 | 0.14138 | 0.047534 | 0.048485 | 0.049388 | 0.050192
Scenario 3: Aggressive Fuel Sub | PG&E | Res | HVAC | Res - Single Family | Electric Demand (MW) | Fuel Substitution | 0 | 0 | 0 | 0 | 0 | 0.00057544 | 0.00061032 | 0.00064846 | 3.9526e-05 | 4.2232e-05 | 4.4302e-05 | 4.5789e-05 | 4.6936e-05
Scenario 3: Aggressive Fuel Sub | PG&E | Res | HVAC | Res - Single Family | Electric Energy (GWh/year) | Energy Efficiency | 0.78406 | 0.90894 | 4.0561 | 1.0526 | 1.0975 | 0.69212 | 0.71394 | 0.73319 | 0.30072 | 0.22838 | 0.23295 | 0.35284 | 0.35319
Scenario 3: Aggressive Fuel Sub | PG&E | Res | HVAC | Res - Single Family | Electric Energy (GWh/year) | Fuel Substitution | -0.0096677 | -0.010231 | -0.011398 | -0.011921 | -0.012417 | 0.0025171 | 0.0026668 | 0.0028218 | 0.00018583 | 0.00019847 | 0.00020827 | 0.00021518 | 0.00022056
Scenario 3: Aggressive Fuel Sub | PG&E | Res | HVAC | Res - Single Family | Gas Energy (MMTherm/year) | Energy Efficiency | 0.012547 | 0.01538 | 0.017231 | 0.018351 | 0.01904 | -0.0040478 | -0.0041779 | -0.0042929 | -0.00064408 | 0 | 0 | 0.014734 | 0.014287
Scenario 3: Aggressive Fuel Sub | PG&E | Res | HVAC | Res - Single Family | Gas Energy (MMTherm/year) | Fuel Substitution | 0.0013755 | 0.0014558 | 0.0016412 | 0.0017164 | 0.0017874 | 0 | 0 | 0 | 0 | 0 | 0 | 0 | 0
Scenario 3: Aggressive Fuel Sub | PG&E | Res | WaterHeat | Res - Multi Family | Electric Demand (MW) | Energy Efficiency | 0.020284 | 0.03736 | 0.043282 | 0.045585 | 0.047561 | 0.049915 | 0.051707 | 0.051003 | 0.052584 | 0.054185 | 0.055814 | 0.057547 | 0.057721
Scenario 3: Aggressive Fuel Sub | PG&E | Res | WaterHeat | Res - Multi Family | Electric Demand (MW) | Fuel Substitution | 0 | 0 | 0 | 0 | 0 | 0.0094898 | 0.011063 | 0.012559 | 0.013861 | 0.015454 | 0.017409 | 0.019161 | 0.020456
Scenario 3: Aggressive Fuel Sub | PG&E | Res | WaterHeat | Res - Multi Family | Electric Energy (GWh/year) | Energy Efficiency | 0.11522 | 0.21461 | 0.2489 | 0.26199 | 0.27313 | 0.28643 | 0.29649 | 0.29208 | 0.30095 | 0.30993 | 0.31909 | 0.32887 | 0.32963
Scenario 3: Aggressive Fuel Sub | PG&E | Res | WaterHeat | Res - Multi Family | Electric Energy (GWh/year) | Fuel Substitution | -2.4003 | -2.5933 | -2.7918 | -2.9947 | -3.198 | 0.057417 | 0.066904 | 0.075922 | 0.08376 | 0.093295 | 0.10505 | 0.1156 | 0.12339
Scenario 3: Aggressive Fuel Sub | PG&E | Res | WaterHeat | Res - Multi Family | Gas Energy (MMTherm/year) | Energy Efficiency | 0.042079 | 0.045073 | 0.047666 | 0.048864 | 0.049006 | 0.025561 | 0.024622 | 0.021796 | 0.020796 | 0.019848 | 0.019045 | 0.018499 | 0.016956
Scenario 3: Aggressive Fuel Sub | PG&E | Res | WaterHeat | Res - Multi Family | Gas Energy (MMTherm/year) | Fuel Substitution | 0.18386 | 0.19871 | 0.21397 | 0.22963 | 0.24535 | 0 | 0 | 0 | 0 | 0 | 0 | 0 | 0
Scenario 3: Aggressive Fuel Sub | PG&E | Res | WaterHeat | Res - Single Family | Electric Demand (MW) | Energy Efficiency | 0.10492 | 0.11539 | 0.12315 | 0.1292 | 0.13435 | 0.14149 | 0.14594 | 0.15014 | 0.15061 | 0.15423 | 0.15837 | 0.16259 | 0.16678
Scenario 3: Aggressive Fuel Sub | PG&E | Res | WaterHeat | Res - Single Family | Electric Demand (MW) | Fuel Substitution | 0 | 0 | 0 | 0 | 0 | 0.055948 | 0.065102 | 0.073765 | 0.081291 | 0.089349 | 0.10017 | 0.11033 | 0.11796
Scenario 3: Aggressive Fuel Sub | PG&E | Res | WaterHeat | Res - Single Family | Electric Energy (GWh/year) | Energy Efficiency | 0.71419 | 0.78489 | 0.8376 | 0.87865 | 0.9135 | 0.96377 | 0.99393 | 1.0223 | 1.0337 | 1.0596 | 1.0879 | 1.1169 | 1.1456
Scenario 3: Aggressive Fuel Sub | PG&E | Res | WaterHeat | Res - Single Family | Electric Energy (GWh/year) | Fuel Substitution | -0.065842 | -0.091132 | -0.11433 | -0.13739 | -0.16134 | 0.4104 | 0.47732 | 0.54062 | 0.59557 | 0.65439 | 0.73352 | 0.80775 | 0.86342
Scenario 3: Aggressive Fuel Sub | PG&E | Res | WaterHeat | Res - Single Family | Gas Energy (MMTherm/year) | Energy Efficiency | 0.20735 | 0.23845 | 0.25809 | 0.26826 | 0.27237 | 0.10343 | 0.099002 | 0.094277 | 0.089797 | 0.085948 | 0.082573 | 0.079681 | 0.077055
Scenario 3: Aggressive Fuel Sub | PG&E | Res | WaterHeat | Res - Single Family | Gas Energy (MMTherm/year) | Fuel Substitution | 0.008915 | 0.012338 | 0.015476 | 0.018593 | 0.021832 | 0 | 0 | 0 | 0 | 0 | 0 | 0 | 0
Scenario 3: Aggressive Fuel Sub | PG&E | Res | WholeBlg | Res - Multi Family | Electric Demand (MW) | Energy Efficiency | 0 | 0 | 0.00093991 | 0.00097017 | 0.00095678 | 0.00094411 | 0.24394 | 0.23333 | 0.21791 | 0.20438 | 0.18891 | 0.31839 | 0.29595
Scenario 3: Aggressive Fuel Sub | PG&E | Res | WholeBlg | Res - Multi Family | Electric Energy (GWh/year) | Energy Efficiency | 0 | 0 | 0.0090796 | 0.0093719 | 0.0092426 | 0.0091202 | 2.1434 | 2.0501 | 1.9147 | 1.7958 | 1.6598 | 2.5549 | 2.3748
Scenario 3: Aggressive Fuel Sub | PG&E | Res | WholeBlg | Res - Multi Family | Gas Energy (MMTherm/year) | Energy Efficiency | 0 | 0 | 6.7456e-05 | 6.9628e-05 | 6.8667e-05 | 6.7758e-05 | 0.018668 | 0.017856 | 0.016676 | 0.015641 | 0.014456 | 0.023815 | 0.022137
Scenario 3: Aggressive Fuel Sub | PG&E | Res | WholeBlg | Res - Single Family | Electric Demand (MW) | Energy Efficiency | 0 | 0 | 0.0076699 | 0.0079518 | 0.0077705 | 0.0076022 | 0.0072099 | 0.0067554 | 0.0062097 | 0.0057715 | 0.0052737 | 0.0048601 | 0.63092
Scenario 3: Aggressive Fuel Sub | PG&E | Res | WholeBlg | Res - Single Family | Electric Energy (GWh/year) | Energy Efficiency | 0 | 0 | 0.034337 | 0.035599 | 0.034787 | 0.034034 | 0.032277 | 0.030243 | 0.0278 | 0.025838 | 0.023609 | 0.021758 | 3.3928
Scenario 3: Aggressive Fuel Sub | PG&E | Res | WholeBlg | Res - Single Family | Gas Energy (MMTherm/year) | Energy Efficiency | 0 | 0 | 0.00019799 | 0.00020526 | 0.00020058 | 0.00019624 | 0.00018611 | 0.00017438 | 0.00016029 | 0.00014898 | 0.00013613 | 0.00012546 | 0.020886
Scenario 3: Aggressive Fuel Sub | SCE | Ag | WholeBlg | Ag - Dairies, fishing, hunting | Electric Demand (MW) | Energy Efficiency | 0.042678 | 0.042932 | 0.043158 | 0.043366 | 0.043565 | 0.043748 | 0.043926 | 0.044113 | 0.044304 | 0.044494 | 0.044674 | 0.044846 | 0.045011
Scenario 3: Aggressive Fuel Sub | SCE | Ag | WholeBlg | Ag - Dairies, fishing, hunting | Electric Energy (GWh/year) | Energy Efficiency | 0.18181 | 0.18289 | 0.18385 | 0.18474 | 0.18559 | 0.18637 | 0.18712 | 0.18792 | 0.18874 | 0.18954 | 0.19031 | 0.19104 | 0.19175
Scenario 3: Aggressive Fuel Sub | SCE | Ag | WholeBlg | Ag - Irrigated Agriculture, vineyards, forestry and greenhouses | Electric Demand (MW) | Energy Efficiency | 0.10273 | 0.10807 | 0.113 | 0.11768 | 0.12222 | 0.12645 | 0.13048 | 0.13463 | 0.13886 | 0.14314 | 0.14738 | 0.15158 | 0.15576
Scenario 3: Aggressive Fuel Sub | SCE | Ag | WholeBlg | Ag - Irrigated Agriculture, vineyards, forestry and greenhouses | Electric Energy (GWh/year) | Energy Efficiency | 0.43761 | 0.46038 | 0.48137 | 0.50133 | 0.52067 | 0.53865 | 0.55584 | 0.5735 | 0.59152 | 0.60977 | 0.62785 | 0.64573 | 0.66354
Scenario 3: Aggressive Fuel Sub | SCE | Ag | WholeBlg | Ag - Water pumping | Electric Demand (MW) | Energy Efficiency | 0.59452 | 0.59403 | 0.59351 | 0.59294 | 0.59237 | 0.59185 | 0.59143 | 0.59103 | 0.59063 | 0.59014 | 0.58954 | 0.58884 | 0.58804
Scenario 3: Aggressive Fuel Sub | SCE | Ag | WholeBlg | Ag - Water pumping | Electric Energy (GWh/year) | Energy Efficiency | 2.5326 | 2.5306 | 2.5283 | 2.5259 | 2.5235 | 2.5213 | 2.5195 | 2.5178 | 2.5161 | 2.514 | 2.5114 | 2.5084 | 2.5051
Scenario 3: Aggressive Fuel Sub | SCE | Com | BROs | Com - Lodging | Electric Energy (GWh/year) | Energy Efficiency | 0.024629 | 0.050421 | 0.07744 | 0.10626 | 0.13713 | 0.16977 | 0.20492 | 0.24148 | 0.27995 | 0.32063 | 0.36258 | 0.40457 | 0.44519
Scenario 3: Aggressive Fuel Sub | SCE | Com | BROs | Com - Other | Electric Energy (GWh/year) | Energy Efficiency | 0.039575 | 0.080674 | 0.12345 | 0.1687 | 0.21682 | 0.26735 | 0.32173 | 0.3778 | 0.43648 | 0.49809 | 0.56125 | 0.6242 | 0.69509
Scenario 3: Aggressive Fuel Sub | SCE | Com | BROs | Com - Retail | Electric Demand (MW) | Energy Efficiency | 0.0073178 | 0.014871 | 0.022708 | 0.03091 | 0.039577 | 0.048623 | 0.058302 | 0.068216 | 0.078507 | 0.089219 | 0.10007 | 0.11081 | 0.12253
Scenario 3: Aggressive Fuel Sub | SCE | Com | BROs | Com - Retail | Electric Energy (GWh/year) | Energy Efficiency | 0.079116 | 0.16077 | 0.2455 | 0.33419 | 0.42788 | 0.52568 | 0.63033 | 0.73751 | 0.84878 | 0.96458 | 1.0819 | 1.198 | 1.3247
Scenario 3: Aggressive Fuel Sub | SCE | Com | BldgEnv | Com - College | Electric Demand (MW) | Energy Efficiency | 0.0014377 | 0.001523 | 0.0015615 | 0.0015452 | 0.0014709 | 0.0013483 | 0.0011869 | 0.0010011 | 7.2087e-05 | 0 | 0 | 0 | 0
Scenario 3: Aggressive Fuel Sub | SCE | Com | BldgEnv | Com - College | Electric Energy (GWh/year) | Energy Efficiency | 0.00049063 | 0.00051972 | 0.00053284 | 0.00052724 | 0.00050181 | 0.00045988 | 0.00040469 | 0.00034117 | 2.3744e-05 | 0 | 0 | 0 | 0
Scenario 3: Aggressive Fuel Sub | SCE | Com | BldgEnv | Com - College | Gas Energy (MMTherm/year) | Energy Efficiency | 0.0015634 | 0.0016562 | 0.0016978 | 0.0016795 | 0.001598 | 0.0014636 | 0.0012869 | 0.0010836 | 6.8947e-05 | 0 | 0 | 0 | 0
Scenario 3: Aggressive Fuel Sub | SCE | Com | BldgEnv | Com - Grocery | Electric Demand (MW) | Energy Efficiency | 0.0001349 | 0.00014159 | 0.00014619 | 0.00012737 | 0.00013613 | 0.00014383 | 0.00015014 | 0.00015743 | 0.00016367 | 0 | 0 | 0 | 0
Scenario 3: Aggressive Fuel Sub | SCE | Com | BldgEnv | Com - Grocery | Electric Energy (GWh/year) | Energy Efficiency | 4.4431e-05 | 4.6635e-05 | 4.815e-05 | 4.1954e-05 | 4.484e-05 | 4.7373e-05 | 4.9454e-05 | 5.1854e-05 | 5.391e-05 | 0 | 0 | 0 | 0
Scenario 3: Aggressive Fuel Sub | SCE | Com | BldgEnv | Com - Grocery | Gas Energy (MMTherm/year) | Energy Efficiency | 9.3973e-05 | 9.8636e-05 | 0.00010184 | 8.8742e-05 | 9.4846e-05 | 0.00010021 | 0.00010461 | 0.00010968 | 0.00011403 | 0 | 0 | 0 | 0
Scenario 3: Aggressive Fuel Sub | SCE | Com | BldgEnv | Com - Health | Electric Demand (MW) | Energy Efficiency | 0.002706 | 0.0024011 | 0.00041255 | 0.00035084 | 0.00029076 | 0.00023293 | 0.00018301 | 0.00013579 | 0.00013849 | 0 | 0 | 0 | 0
Scenario 3: Aggressive Fuel Sub | SCE | Com | BldgEnv | Com - Health | Electric Energy (GWh/year) | Energy Efficiency | 0.0012494 | 0.0011086 | 0.0001607 | 0.0001393 | 0.00011872 | 9.8705e-05 | 8.1533e-05 | 6.2694e-05 | 6.3939e-05 | 0 | 0 | 0 | 0
Scenario 3: Aggressive Fuel Sub | SCE | Com | BldgEnv | Com - Health | Gas Energy (MMTherm/year) | Energy Efficiency | 0.0021401 | 0.001899 | 0.00020301 | 0.00018357 | 0.00016567 | 0.00014762 | 0.00013247 | 0.00010739 | 0.00010952 | 0 | 0 | 0 | 0
Scenario 3: Aggressive Fuel Sub | SCE | Com | BldgEnv | Com - Lodging | Electric Demand (MW) | Energy Efficiency | 0.00012169 | 0.00014756 | 0.00017856 | 0.00021559 | 0.00025971 | 0.00031206 | 0.00037382 | 0.00044624 | 4.3823e-06 | 0 | 0 | 0 | 0
Scenario 3: Aggressive Fuel Sub | SCE | Com | BldgEnv | Com - Lodging | Electric Energy (GWh/year) | Energy Efficiency | 7.6201e-05 | 9.2394e-05 | 0.0001118 | 0.00013497 | 0.00016259 | 0.00019535 | 0.000234 | 0.00027932 | 2.8312e-06 | 0 | 0 | 0 | 0
Scenario 3: Aggressive Fuel Sub | SCE | Com | BldgEnv | Com - Lodging | Gas Energy (MMTherm/year) | Energy Efficiency | 4.8239e-05 | 5.8551e-05 | 7.0911e-05 | 8.5685e-05 | 0.00010329 | 0.00012418 | 0.00014884 | 0.00017776 | 7.3242e-07 | 0 | 0 | 0 | 0
Scenario 3: Aggressive Fuel Sub | SCE | Com | BldgEnv | Com - Office (Large) | Electric Demand (MW) | Energy Efficiency | 0.0029386 | 0.0030553 | 0.0031468 | 0.0032353 | 0.0033428 | 0.0034375 | 0.0034966 | 0.003553 | 0.0035672 | 0 | 0 | 0 | 0
Scenario 3: Aggressive Fuel Sub | SCE | Com | BldgEnv | Com - Office (Large) | Electric Energy (GWh/year) | Energy Efficiency | 0.00099605 | 0.0010356 | 0.0010666 | 0.0010966 | 0.0011331 | 0.0011652 | 0.0011852 | 0.0012043 | 0.0012091 | 0 | 0 | 0 | 0
Scenario 3: Aggressive Fuel Sub | SCE | Com | BldgEnv | Com - Office (Large) | Gas Energy (MMTherm/year) | Energy Efficiency | 0.0008313 | 0.00086432 | 0.0008902 | 0.00091525 | 0.00094565 | 0.00097246 | 0.00098916 | 0.0010051 | 0.0010091 | 0 | 0 | 0 | 0
Scenario 3: Aggressive Fuel Sub | SCE | Com | BldgEnv | Com - Office (Small) | Electric Demand (MW) | Energy Efficiency | 0.00013624 | 0.00014228 | 0.00014727 | 0.00013325 | 1.3864e-06 | 0.0016461 | 0.0001357 | 0.00014016 | 0.00014403 | 0 | 0 | 0 | 0
Scenario 3: Aggressive Fuel Sub | SCE | Com | BldgEnv | Com - Office (Small) | Electric Energy (GWh/year) | Energy Efficiency | 4.4875e-05 | 4.6864e-05 | 4.8508e-05 | 4.3889e-05 | 4.5669e-07 | 0.00054221 | 4.4698e-05 | 4.6165e-05 | 4.7442e-05 | 0 | 0 | 0 | 0
Scenario 3: Aggressive Fuel Sub | SCE | Com | BldgEnv | Com - Office (Small) | Gas Energy (MMTherm/year) | Energy Efficiency | 4.4756e-05 | 4.674e-05 | 4.838e-05 | 4.3771e-05 | 4.5554e-07 | 0.00054076 | 4.4579e-05 | 4.6042e-05 | 4.7315e-05 | 0 | 0 | 0 | 0
Scenario 3: Aggressive Fuel Sub | SCE | Com | BldgEnv | Com - Other | Electric Demand (MW) | Energy Efficiency | 0.0059813 | 0.0054516 | 0.0047499 | 0.0039526 | 0.0031409 | 0.0023786 | 0.0017136 | 0.0014 | 0.0013542 | 0 | 0 | 0 | 0
Scenario 3: Aggressive Fuel Sub | SCE | Com | BldgEnv | Com - Other | Electric Energy (GWh/year) | Energy Efficiency | 0.0020418 | 0.0018605 | 0.0016205 | 0.0013478 | 0.0010702 | 0.00080943 | 0.00058198 | 0.000475 | 0.00045925 | 0 | 0 | 0 | 0
Scenario 3: Aggressive Fuel Sub | SCE | Com | BldgEnv | Com - Other | Gas Energy (MMTherm/year) | Energy Efficiency | 0.0042105 | 0.0037613 | 0.0031766 | 0.0025184 | 0.00185 | 0.0012221 | 0.00067005 | 0.00041455 | 0.00041069 | 0 | 0 | 0 | 0
Scenario 3: Aggressive Fuel Sub | SCE | Com | BldgEnv | Com - Refrig. Warehouse | Electric Demand (MW) | Energy Efficiency | 2.3536e-05 | 2.3646e-06 | 2.4635e-06 | 2.5036e-06 | 2.5844e-06 | 2.6907e-06 | 2.8125e-06 | 2.9124e-06 | 3.0298e-06 | 0 | 0 | 0 | 0
Scenario 3: Aggressive Fuel Sub | SCE | Com | BldgEnv | Com - Refrig. Warehouse | Electric Energy (GWh/year) | Energy Efficiency | 1.0984e-05 | 1.1035e-06 | 1.1496e-06 | 1.1684e-06 | 1.2061e-06 | 1.2557e-06 | 1.3125e-06 | 1.3591e-06 | 1.4139e-06 | 0 | 0 | 0 | 0
Scenario 3: Aggressive Fuel Sub | SCE | Com | BldgEnv | Com - Refrig. Warehouse | Gas Energy (MMTherm/year) | Energy Efficiency | 1.3285e-05 | 1.3347e-06 | 1.3905e-06 | 1.4132e-06 | 1.4588e-06 | 1.5187e-06 | 1.5875e-06 | 1.6439e-06 | 1.7101e-06 | 0 | 0 | 0 | 0
Scenario 3: Aggressive Fuel Sub | SCE | Com | BldgEnv | Com - Restaurant | Electric Demand (MW) | Energy Efficiency | 0 | 0 | 0 | 0 | 0 | 0 | 0 | 0 | 0 | 0 | 0 | 0 | 0
Scenario 3: Aggressive Fuel Sub | SCE | Com | BldgEnv | Com - Restaurant | Electric Energy (GWh/year) | Energy Efficiency | 0 | 0 | 0 | 0 | 0 | 0 | 0 | 0 | 0 | 0 | 0 | 0 | 0
Scenario 3: Aggressive Fuel Sub | SCE | Com | BldgEnv | Com - Restaurant | Gas Energy (MMTherm/year) | Energy Efficiency | 0 | 0 | 0 | 0 | 0 | 0 | 0 | 0 | 0 | 0 | 0 | 0 | 0
Scenario 3: Aggressive Fuel Sub | SCE | Com | BldgEnv | Com - Retail | Electric Demand (MW) | Energy Efficiency | 0.00035585 | 0.00036989 | 0.00037961 | 0.00039004 | 0.00040095 | 0.00040504 | 0.00035324 | 0.00035976 | 0.00036112 | 0 | 0 | 0 | 0
Scenario 3: Aggressive Fuel Sub | SCE | Com | BldgEnv | Com - Retail | Electric Energy (GWh/year) | Energy Efficiency | 0.00012058 | 0.00012542 | 0.00012878 | 0.00013238 | 0.00013616 | 0.00013763 | 0.00012064 | 0.00012287 | 0.00012334 | 0 | 0 | 0 | 0
Scenario 3: Aggressive Fuel Sub | SCE | Com | BldgEnv | Com - Retail | Gas Energy (MMTherm/year) | Energy Efficiency | 0.0001254 | 0.00013055 | 0.00013414 | 0.000138 | 0.00014204 | 0.0001437 | 0.00012686 | 0.00012921 | 0.00012971 | 0 | 0 | 0 | 0
Scenario 3: Aggressive Fuel Sub | SCE | Com | BldgEnv | Com - School | Electric Demand (MW) | Energy Efficiency | 0.00016623 | 0.00017446 | 0.00018248 | 0.00018926 | 0.00019437 | 0.00019967 | 0.00020294 | 0.0002065 | 0.00020988 | 0 | 0 | 0 | 0
Scenario 3: Aggressive Fuel Sub | SCE | Com | BldgEnv | Com - School | Electric Energy (GWh/year) | Energy Efficiency | 5.4752e-05 | 5.7464e-05 | 6.0107e-05 | 6.2339e-05 | 6.4021e-05 | 6.5767e-05 | 6.6845e-05 | 6.8018e-05 | 6.913e-05 | 0 | 0 | 0 | 0
Scenario 3: Aggressive Fuel Sub | SCE | Com | BldgEnv | Com - School | Gas Energy (MMTherm/year) | Energy Efficiency | 5.4606e-05 | 5.731e-05 | 5.9946e-05 | 6.2172e-05 | 6.385e-05 | 6.5591e-05 | 6.6666e-05 | 6.7836e-05 | 6.8945e-05 | 0 | 0 | 0 | 0
Scenario 3: Aggressive Fuel Sub | SCE | Com | BldgEnv | Com - Warehouse | Electric Demand (MW) | Energy Efficiency | 0.0014825 | 0.0016923 | 0.0018965 | 0.0020879 | 0.0022539 | 0.0023741 | 0.0024381 | 0.00244 | 0.00021734 | 0 | 0 | 0 | 0
Scenario 3: Aggressive Fuel Sub | SCE | Com | BldgEnv | Com - Warehouse | Electric Energy (GWh/year) | Energy Efficiency | 0.00071705 | 0.00081697 | 0.00091397 | 0.0010054 | 0.0010855 | 0.0011435 | 0.0011749 | 0.0011773 | 0.00014097 | 0 | 0 | 0 | 0
Scenario 3: Aggressive Fuel Sub | SCE | Com | BldgEnv | Com - Warehouse | Gas Energy (MMTherm/year) | Energy Efficiency | 0.00084197 | 0.00096079 | 0.0010764 | 0.0011849 | 0.0012791 | 0.0013474 | 0.0013838 | 0.0013852 | 0.00013081 | 0 | 0 | 0 | 0
Scenario 3: Aggressive Fuel Sub | SCE | Com | ComRefrig | Com - College | Electric Demand (MW) | Energy Efficiency | 0.00012355 | 8.2209e-05 | 4.9712e-05 | 2.6266e-05 | 1.0342e-05 | 4.5339e-06 | 0.00067343 | 0.00088715 | 0.00086047 | 0.00083305 | 0.00080932 | 0.00080178 | 0.00078199
Scenario 3: Aggressive Fuel Sub | SCE | Com | ComRefrig | Com - College | Electric Energy (GWh/year) | Energy Efficiency | 0.00090938 | 0.00061257 | 0.00037638 | 0.00020401 | 8.5692e-05 | 3.8564e-05 | 0.0058947 | 0.007766 | 0.0075324 | 0.0072924 | 0.0070847 | 0.0070187 | 0.0068455
Scenario 3: Aggressive Fuel Sub | SCE | Com | ComRefrig | Com - College | Gas Energy (MMTherm/year) | Energy Efficiency | 0 | 0 | 0 | 0 | 0 | 0 | -9.0994e-05 | -0.00012013 | -0.00011652 | -0.0001128 | -0.00010959 | -0.00010857 | -0.00010589
Scenario 3: Aggressive Fuel Sub | SCE | Com | ComRefrig | Com - Grocery | Electric Demand (MW) | Energy Efficiency | 0.17337 | 0.095636 | 0.039757 | 0.015548 | 0.0049781 | 0 | 0 | 0 | 0 | 0 | 0 | 0 | 0
Scenario 3: Aggressive Fuel Sub | SCE | Com | ComRefrig | Com - Grocery | Electric Energy (GWh/year) | Energy Efficiency | 1.295 | 0.73213 | 0.32172 | 0.13224 | 0.042342 | 0 | 0 | 0 | 0 | 0 | 0 | 0 | 0
Scenario 3: Aggressive Fuel Sub | SCE | Com | ComRefrig | Com - Grocery | Gas Energy (MMTherm/year) | Energy Efficiency | 0 | 0 | 0 | 0 | 0 | 0 | 0 | 0 | 0 | 0 | 0 | 0 | 0
Scenario 3: Aggressive Fuel Sub | SCE | Com | ComRefrig | Com - Health | Electric Demand (MW) | Energy Efficiency | 0 | 0 | 0 | 0 | 0 | 0 | 0.0044806 | 0.0061213 | 0.0059052 | 0.0056652 | 0.0054328 | 0.005294 | 0.0051919
Scenario 3: Aggressive Fuel Sub | SCE | Com | ComRefrig | Com - Health | Electric Energy (GWh/year) | Energy Efficiency | 0 | 0 | 0 | 0 | 0 | 0 | 0.039222 | 0.053585 | 0.051693 | 0.049592 | 0.047558 | 0.046343 | 0.04545
Scenario 3: Aggressive Fuel Sub | SCE | Com | ComRefrig | Com - Health | Gas Energy (MMTherm/year) | Energy Efficiency | 0 | 0 | 0 | 0 | 0 | 0 | -0.00060671 | -0.00082888 | -0.00079962 | -0.00076712 | -0.00073566 | -0.00071686 | -0.00070304
Scenario 3: Aggressive Fuel Sub | SCE | Com | ComRefrig | Com - Refrig. Warehouse | Electric Demand (MW) | Energy Efficiency | 0.00029687 | 0.00021386 | 0.00014057 | 8.3424e-05 | 4.2612e-05 | 1.521e-05 | 6.7707e-06 | 1.582e-06 | 0 | 0 | 0 | 0 | 0
Scenario 3: Aggressive Fuel Sub | SCE | Com | ComRefrig | Com - Refrig. Warehouse | Electric Energy (GWh/year) | Energy Efficiency | 0.0021633 | 0.0015741 | 0.0010475 | 0.00063189 | 0.00033169 | 0.00012806 | 5.759e-05 | 1.3456e-05 | 0 | 0 | 0 | 0 | 0
Scenario 3: Aggressive Fuel Sub | SCE | Com | ComRefrig | Com - Refrig. Warehouse | Gas Energy (MMTherm/year) | Energy Efficiency | 0 | 0 | 0 | 0 | 0 | 0 | 0 | 0 | 0 | 0 | 0 | 0 | 0
Scenario 3: Aggressive Fuel Sub | SCE | Com | ComRefrig | Com - Restaurant | Electric Demand (MW) | Energy Efficiency | 0.0069929 | 0.0038457 | 0.0015953 | 0.00059572 | 0.00018354 | 0 | 0 | 0 | 0 | 0 | 0 | 0 | 0
Scenario 3: Aggressive Fuel Sub | SCE | Com | ComRefrig | Com - Restaurant | Electric Energy (GWh/year) | Energy Efficiency | 0.0521 | 0.02933 | 0.012832 | 0.005067 | 0.0015611 | 0 | 0 | 0 | 0 | 0 | 0 | 0 | 0
Scenario 3: Aggressive Fuel Sub | SCE | Com | ComRefrig | Com - Restaurant | Gas Energy (MMTherm/year) | Energy Efficiency | 0 | 0 | 0 | 0 | 0 | 0 | 0 | 0 | 0 | 0 | 0 | 0 | 0
Scenario 3: Aggressive Fuel Sub | SCE | Com | ComRefrig | Com - Retail | Electric Demand (MW) | Energy Efficiency | 0.084179 | 0.047648 | 0.02128 | 0.0078197 | 0.0028581 | 0 | 0 | 0 | 0 | 0 | 0 | 0 | 0
Scenario 3: Aggressive Fuel Sub | SCE | Com | ComRefrig | Com - Retail | Electric Energy (GWh/year) | Energy Efficiency | 0.62751 | 0.36308 | 0.16953 | 0.066512 | 0.02431 | 0 | 0 | 0 | 0 | 0 | 0 | 0 | 0
Scenario 3: Aggressive Fuel Sub | SCE | Com | ComRefrig | Com - Retail | Gas Energy (MMTherm/year) | Energy Efficiency | 0 | 0 | 0 | 0 | 0 | 0 | 0 | 0 | 0 | 0 | 0 | 0 | 0
Scenario 3: Aggressive Fuel Sub | SCE | Com | ComRefrig | Com - School | Electric Demand (MW) | Energy Efficiency | 2.0407e-05 | 2.7572e-06 | 0 | 0 | 0 | 0 | 0 | 0 | 0 | 0 | 0 | 0 | 0
Scenario 3: Aggressive Fuel Sub | SCE | Com | ComRefrig | Com - School | Electric Energy (GWh/year) | Energy Efficiency | 0.00017358 | 2.3451e-05 | 0 | 0 | 0 | 0 | 0 | 0 | 0 | 0 | 0 | 0 | 0
Scenario 3: Aggressive Fuel Sub | SCE | Com | ComRefrig | Com - School | Gas Energy (MMTherm/year) | Energy Efficiency | 0 | 0 | 0 | 0 | 0 | 0 | 0 | 0 | 0 | 0 | 0 | 0 | 0
Scenario 3: Aggressive Fuel Sub | SCE | Com | FoodServ | Com - College | Electric Demand (MW) | Energy Efficiency | 0.002423 | 0.0039387 | 0.004439 | 0.0046714 | 0.0048772 | 0.0051185 | 0.005266 | 0.0053159 | 0.0060031 | 0.0063262 | 0.0063373 | 0.0065762 | 0.0065735
Scenario 3: Aggressive Fuel Sub | SCE | Com | FoodServ | Com - College | Electric Demand (MW) | Fuel Substitution | -0.0002693 | -0.00030271 | -0.00033446 | -0.00036469 | -0.00039346 | -0.00042083 | -0.00044683 | -0.00047206 | -0.00049842 | -0.00052482 | -0.00055051 | -0.00057555 | -0.00059976
Scenario 3: Aggressive Fuel Sub | SCE | Com | FoodServ | Com - College | Electric Energy (GWh/year) | Energy Efficiency | 0.011869 | 0.021027 | 0.023917 | 0.025112 | 0.026246 | 0.027498 | 0.028232 | 0.028467 | 0.031475 | 0.032852 | 0.032875 | 0.034038 | 0.033997
Scenario 3: Aggressive Fuel Sub | SCE | Com | FoodServ | Com - College | Electric Energy (GWh/year) | Fuel Substitution | -0.0035021 | -0.0039587 | -0.0044072 | -0.0048514 | -0.0052927 | -0.0057328 | -0.0061752 | -0.006619 | -0.007071 | -0.0075238 | -0.0079727 | -0.0084178 | -0.0088541
Scenario 3: Aggressive Fuel Sub | SCE | Com | FoodServ | Com - College | Gas Energy (MMTherm/year) | Energy Efficiency | 0.00026284 | 0.00027315 | 0.00029142 | 0.00031086 | 0.00045731 | 0.00053684 | 0.00055445 | 0.00056208 | 0.00056728 | 0.0005676 | 0.00057033 | 0.00059685 | 0.00059848
Scenario 3: Aggressive Fuel Sub | SCE | Com | FoodServ | Com - College | Gas Energy (MMTherm/year) | Fuel Substitution | 0.00036216 | 0.00040934 | 0.00045563 | 0.00050143 | 0.00054688 | 0.00059214 | 0.00063756 | 0.00068321 | 0.00073015 | 0.00077741 | 0.00082438 | 0.00087106 | 0.00091693
Scenario 3: Aggressive Fuel Sub | SCE | Com | FoodServ | Com - Grocery | Electric Demand (MW) | Energy Efficiency | 0.010778 | 0.023129 | 0.027029 | 0.028012 | 0.030009 | 0.031192 | 0.031496 | 0.031827 | 0.03742 | 0.040933 | 0.041116 | 0.041174 | 0.041226
Scenario 3: Aggressive Fuel Sub | SCE | Com | FoodServ | Com - Grocery | Electric Demand (MW) | Fuel Substitution | -0.0016617 | -0.0018692 | -0.0020654 | -0.0022516 | -0.0024284 | -0.0025963 | -0.0027559 | -0.0029125 | -0.0030715 | -0.0032261 | -0.0033754 | -0.003519 | -0.0036571
Scenario 3: Aggressive Fuel Sub | SCE | Com | FoodServ | Com - Grocery | Electric Energy (GWh/year) | Energy Efficiency | 0.052795 | 0.12754 | 0.15118 | 0.15643 | 0.16742 | 0.17385 | 0.17536 | 0.17696 | 0.20146 | 0.2167 | 0.21735 | 0.21739 | 0.21742
Scenario 3: Aggressive Fuel Sub | SCE | Com | FoodServ | Com - Grocery | Electric Energy (GWh/year) | Fuel Substitution | -0.036395 | -0.04073 | -0.044915 | -0.048986 | -0.052964 | -0.056887 | -0.060809 | -0.06472 | -0.06868 | -0.072606 | -0.076484 | -0.080295 | -0.084023
Scenario 3: Aggressive Fuel Sub | SCE | Com | FoodServ | Com - Grocery | Gas Energy (MMTherm/year) | Energy Efficiency | 0.0011692 | 0.0012474 | 0.0013035 | 0.0013628 | 0.0026066 | 0.0032897 | 0.0033297 | 0.003383 | 0.0034218 | 0.0034448 | 0.0034731 | 0.0034918 | 0.0035113
Scenario 3: Aggressive Fuel Sub | SCE | Com | FoodServ | Com - Grocery | Gas Energy (MMTherm/year) | Fuel Substitution | 0.0037795 | 0.0042289 | 0.0046627 | 0.0050843 | 0.0054961 | 0.0059019 | 0.0063077 | 0.0067132 | 0.0071259 | 0.0075358 | 0.0079413 | 0.0083404 | 0.0087315
Scenario 3: Aggressive Fuel Sub | SCE | Com | FoodServ | Com - Health | Electric Demand (MW) | Energy Efficiency | 0.007428 | 0.011278 | 0.012789 | 0.013055 | 0.013669 | 0.013965 | 0.014248 | 0.014252 | 0.015143 | 0.015389 | 0.015066 | 0.015194 | 0.015442
Scenario 3: Aggressive Fuel Sub | SCE | Com | FoodServ | Com - Health | Electric Demand (MW) | Fuel Substitution | -0.00066584 | -0.0007532 | -0.00083669 | -0.00091648 | -0.00099278 | -0.0010656 | -0.0011372 | -0.0012118 | -0.0012889 | -0.001365 | -0.00144 | -0.0015139 | -0.001587
Scenario 3: Aggressive Fuel Sub | SCE | Com | FoodServ | Com - Health | Electric Energy (GWh/year) | Energy Efficiency | 0.036384 | 0.059413 | 0.068149 | 0.069568 | 0.072854 | 0.074438 | 0.075849 | 0.075839 | 0.079675 | 0.080523 | 0.078834 | 0.079408 | 0.080594
Scenario 3: Aggressive Fuel Sub | SCE | Com | FoodServ | Com - Health | Electric Energy (GWh/year) | Fuel Substitution | -0.010028 | -0.011319 | -0.012581 | -0.01382 | -0.015045 | -0.016266 | -0.017494 | -0.018743 | -0.020008 | -0.021266 | -0.022511 | -0.023745 | -0.024965
Scenario 3: Aggressive Fuel Sub | SCE | Com | FoodServ | Com - Health | Gas Energy (MMTherm/year) | Energy Efficiency | 0.00080574 | 0.00085404 | 0.00090948 | 0.00092539 | 0.001208 | 0.0013497 | 0.0013817 | 0.0013862 | 0.001387 | 0.0013638 | 0.0013353 | 0.0013538 | 0.0013849
Scenario 3: Aggressive Fuel Sub | SCE | Com | FoodServ | Com - Health | Gas Energy (MMTherm/year) | Fuel Substitution | 0.0010623 | 0.001199 | 0.0013326 | 0.0014636 | 0.0015928 | 0.0017215 | 0.001851 | 0.0019838 | 0.0021191 | 0.0022541 | 0.0023879 | 0.002521 | 0.0026529
Scenario 3: Aggressive Fuel Sub | SCE | Com | FoodServ | Com - Lodging | Electric Demand (MW) | Energy Efficiency | 0.0062867 | 0.018813 | 0.023768 | 0.024401 | 0.025415 | 0.026085 | 0.026301 | 0.026407 | 0.026808 | 0.026999 | 0.026894 | 0.026767 | 0.026638
Scenario 3: Aggressive Fuel Sub | SCE | Com | FoodServ | Com - Lodging | Electric Demand (MW) | Fuel Substitution | -0.00069053 | -0.00077756 | -0.0008608 | -0.00094054 | -0.001017 | -0.0010903 | -0.0011623 | -0.0012341 | -0.0013059 | -0.0013758 | -0.0014436 | -0.0015094 | -0.0015737
Scenario 3: Aggressive Fuel Sub | SCE | Com | FoodServ | Com - Lodging | Electric Energy (GWh/year) | Energy Efficiency | 0.030794 | 0.11208 | 0.145 | 0.14859 | 0.15436 | 0.15817 | 0.1594 | 0.16002 | 0.16176 | 0.16247 | 0.1619 | 0.16122 | 0.16054
Scenario 3: Aggressive Fuel Sub | SCE | Com | FoodServ | Com - Lodging | Electric Energy (GWh/year) | Fuel Substitution | -0.0096818 | -0.010882 | -0.012048 | -0.013188 | -0.014315 | -0.015435 | -0.016553 | -0.01768 | -0.018812 | -0.019936 | -0.021048 | -0.022143 | -0.023221
Scenario 3: Aggressive Fuel Sub | SCE | Com | FoodServ | Com - Lodging | Gas Energy (MMTherm/year) | Energy Efficiency | 0.00068195 | 0.00071629 | 0.00074814 | 0.00077022 | 0.0013011 | 0.0016512 | 0.0016741 | 0.0016936 | 0.0017044 | 0.0017097 | 0.0017166 | 0.0017216 | 0.0017258
Scenario 3: Aggressive Fuel Sub | SCE | Com | FoodServ | Com - Lodging | Gas Energy (MMTherm/year) | Fuel Substitution | 0.0010025 | 0.0011267 | 0.0012474 | 0.0013653 | 0.0014817 | 0.0015974 | 0.0017131 | 0.0018304 | 0.0019488 | 0.0020666 | 0.0021834 | 0.0022988 | 0.0024124
Scenario 3: Aggressive Fuel Sub | SCE | Com | FoodServ | Com - Office (Large) | Electric Demand (MW) | Energy Efficiency | 0 | 0.00061848 | 0.0010742 | 0.0010676 | 0.001066 | 0.0010648 | 0.0010609 | 0.0010586 | 0.0010529 | 0.0010462 | 0.0010422 | 0.001037 | 0.0010334
Scenario 3: Aggressive Fuel Sub | SCE | Com | FoodServ | Com - Office (Large) | Electric Energy (GWh/year) | Energy Efficiency | 0 | 0.0054248 | 0.0094223 | 0.0093638 | 0.0093498 | 0.0093393 | 0.0093054 | 0.0092855 | 0.0092352 | 0.0091763 | 0.0091417 | 0.0090957 | 0.0090638
Scenario 3: Aggressive Fuel Sub | SCE | Com | FoodServ | Com - Office (Small) | Electric Demand (MW) | Energy Efficiency | 0 | 0.00017233 | 0.00025528 | 0.00025631 | 0.00014614 | 0.001127 | 0.00025144 | 0.00025276 | 0.00025401 | 0.00025511 | 0.00025636 | 0.00025756 | 0.00025882
Scenario 3: Aggressive Fuel Sub | SCE | Com | FoodServ | Com - Office (Small) | Electric Energy (GWh/year) | Energy Efficiency | 0 | 0.0015115 | 0.0022391 | 0.0022481 | 0.0012818 | 0.0098854 | 0.0022054 | 0.002217 | 0.002228 | 0.0022376 | 0.0022486 | 0.0022591 | 0.0022702
Scenario 3: Aggressive Fuel Sub | SCE | Com | FoodServ | Com - Other | Electric Demand (MW) | Energy Efficiency | 0.010539 | 0.060342 | 0.075527 | 0.078349 | 0.08459 | 0.088159 | 0.088907 | 0.088977 | 0.093865 | 0.097002 | 0.096651 | 0.096189 | 0.095837
Scenario 3: Aggressive Fuel Sub | SCE | Com | FoodServ | Com - Other | Electric Demand (MW) | Fuel Substitution | -0.0066012 | -0.0074259 | -0.0082127 | -0.0089656 | -0.0096356 | -0.010373 | -0.011043 | -0.011693 | -0.012316 | -0.012912 | -0.01348 | -0.01402 | -0.014554
Scenario 3: Aggressive Fuel Sub | SCE | Com | FoodServ | Com - Other | Electric Energy (GWh/year) | Energy Efficiency | 0.051624 | 0.34086 | 0.42863 | 0.44454 | 0.47995 | 0.50005 | 0.50398 | 0.50406 | 0.52458 | 0.53739 | 0.53481 | 0.53167 | 0.52916
Scenario 3: Aggressive Fuel Sub | SCE | Com | FoodServ | Com - Other | Electric Energy (GWh/year) | Fuel Substitution | -0.041743 | -0.047054 | -0.052186 | -0.057175 | -0.061654 | -0.066792 | -0.071504 | -0.076161 | -0.080723 | -0.085181 | -0.089524 | -0.093742 | -0.097916
Scenario 3: Aggressive Fuel Sub | SCE | Com | FoodServ | Com - Other | Gas Energy (MMTherm/year) | Energy Efficiency | 0.0011432 | 0.0012217 | 0.0012932 | 0.0013543 | 0.0060954 | 0.0087723 | 0.008894 | 0.0089812 | 0.0090314 | 0.0091046 | 0.0091804 | 0.0092487 | 0.009329
Scenario 3: Aggressive Fuel Sub | SCE | Com | FoodServ | Com - Other | Gas Energy (MMTherm/year) | Fuel Substitution | 0.0040263 | 0.0045388 | 0.0050345 | 0.0055165 | 0.00595 | 0.0064473 | 0.0069053 | 0.0073604 | 0.0078075 | 0.0082458 | 0.008674 | 0.009091 | 0.0095041
Scenario 3: Aggressive Fuel Sub | SCE | Com | FoodServ | Com - Restaurant | Electric Demand (MW) | Energy Efficiency | 0.05515 | 0.1579 | 0.19214 | 0.19847 | 0.21629 | 0.22612 | 0.22671 | 0.227 | 0.23788 | 0.24423 | 0.24337 | 0.24205 | 0.24093
Scenario 3: Aggressive Fuel Sub | SCE | Com | FoodServ | Com - Restaurant | Electric Demand (MW) | Fuel Substitution | -0.015469 | -0.017387 | -0.019219 | -0.020976 | -0.022664 | -0.024286 | -0.025854 | -0.027371 | -0.028858 | -0.030286 | -0.031655 | -0.032962 | -0.034292
Scenario 3: Aggressive Fuel Sub | SCE | Com | FoodServ | Com - Restaurant | Electric Energy (GWh/year) | Energy Efficiency | 0.27014 | 0.89642 | 1.1071 | 1.1424 | 1.2433 | 1.2989 | 1.302 | 1.3032 | 1.3499 | 1.3759 | 1.3703 | 1.3623 | 1.3555
Scenario 3: Aggressive Fuel Sub | SCE | Com | FoodServ | Com - Restaurant | Electric Energy (GWh/year) | Fuel Substitution | -0.16387 | -0.18378 | -0.20301 | -0.22172 | -0.23999 | -0.25813 | -0.27604 | -0.29386 | -0.31165 | -0.32918 | -0.34642 | -0.36329 | -0.38012
Scenario 3: Aggressive Fuel Sub | SCE | Com | FoodServ | Com - Restaurant | Gas Energy (MMTherm/year) | Energy Efficiency | 0.0059823 | 0.0062422 | 0.0064846 | 0.0067234 | 0.020807 | 0.029231 | 0.029404 | 0.02963 | 0.029804 | 0.029911 | 0.030038 | 0.030114 | 0.030214
Scenario 3: Aggressive Fuel Sub | SCE | Com | FoodServ | Com - Restaurant | Gas Energy (MMTherm/year) | Fuel Substitution | 0.016507 | 0.018509 | 0.020444 | 0.022325 | 0.024164 | 0.02599 | 0.027797 | 0.0296 | 0.031409 | 0.033196 | 0.034957 | 0.036685 | 0.038407
Scenario 3: Aggressive Fuel Sub | SCE | Com | FoodServ | Com - Retail | Electric Demand (MW) | Energy Efficiency | 0.0034007 | 0.0042738 | 0.0047107 | 0.0048685 | 0.0050385 | 0.0051612 | 0.0052425 | 0.0053394 | 0.0053992 | 0.0054359 | 0.0054762 | 0.005493 | 0.0055102
Scenario 3: Aggressive Fuel Sub | SCE | Com | FoodServ | Com - Retail | Electric Energy (GWh/year) | Energy Efficiency | 0.016658 | 0.023506 | 0.026763 | 0.027562 | 0.02843 | 0.02906 | 0.02948 | 0.029985 | 0.030302 | 0.030503 | 0.030724 | 0.030825 | 0.030931
Scenario 3: Aggressive Fuel Sub | SCE | Com | FoodServ | Com - Retail | Gas Energy (MMTherm/year) | Energy Efficiency | 0.00036889 | 0.00039159 | 0.00040767 | 0.00042406 | 0.00044151 | 0.00045403 | 0.00046221 | 0.00047188 | 0.00047769 | 0.0004811 | 0.0004848 | 0.00048608 | 0.00048736
Scenario 3: Aggressive Fuel Sub | SCE | Com | FoodServ | Com - School | Electric Demand (MW) | Energy Efficiency | 0.0095717 | 0.022062 | 0.027411 | 0.027992 | 0.028576 | 0.028908 | 0.028705 | 0.028452 | 0.028904 | 0.029126 | 0.028739 | 0.028441 | 0.028058
Scenario 3: Aggressive Fuel Sub | SCE | Com | FoodServ | Com - School | Electric Demand (MW) | Fuel Substitution | -0.00037872 | -0.00042505 | -0.00046867 | -0.0005098 | -0.00054855 | -0.00058508 | -0.0006195 | -0.00065449 | -0.00069167 | -0.00072825 | -0.00076407 | -0.0007991 | -0.00083337
Scenario 3: Aggressive Fuel Sub | SCE | Com | FoodServ | Com - School | Electric Energy (GWh/year) | Energy Efficiency | 0.046885 | 0.12306 | 0.15609 | 0.15928 | 0.16255 | 0.16438 | 0.1632 | 0.16174 | 0.1633 | 0.16383 | 0.16162 | 0.1599 | 0.15774
Scenario 3: Aggressive Fuel Sub | SCE | Com | FoodServ | Com - School | Electric Energy (GWh/year) | Fuel Substitution | -0.0058665 | -0.0066315 | -0.0073815 | -0.0081232 | -0.0088604 | -0.0096 | -0.010341 | -0.011092 | -0.011854 | -0.012616 | -0.013374 | -0.014124 | -0.014863
Scenario 3: Aggressive Fuel Sub | SCE | Com | FoodServ | Com - School | Gas Energy (MMTherm/year) | Energy Efficiency | 0.0010383 | 0.0010761 | 0.001108 | 0.0011289 | 0.0015198 | 0.0018015 | 0.0017929 | 0.0017876 | 0.0017823 | 0.0017768 | 0.0017657 | 0.0017618 | 0.0017495
Scenario 3: Aggressive Fuel Sub | SCE | Com | FoodServ | Com - School | Gas Energy (MMTherm/year) | Fuel Substitution | 0.00061149 | 0.00069093 | 0.00076874 | 0.00084557 | 0.00092182 | 0.00099818 | 0.0010746 | 0.0011524 | 0.0012322 | 0.0013121 | 0.0013917 | 0.0014707 | 0.0015487
Scenario 3: Aggressive Fuel Sub | SCE | Com | HVAC | Com - College | Electric Demand (MW) | Energy Efficiency | 0.021015 | 0.022152 | 0.023856 | 0.02572 | 0.026783 | 0.028685 | 0.030459 | 0.031664 | 0.032711 | 0.033425 | 0.034251 | 0.036602 | 0.037298
Scenario 3: Aggressive Fuel Sub | SCE | Com | HVAC | Com - College | Electric Energy (GWh/year) | Energy Efficiency | 0.04199 | 0.043923 | 0.04663 | 0.049504 | 0.051156 | 0.05398 | 0.056575 | 0.058318 | 0.059807 | 0.0608 | 0.061937 | 0.065226 | 0.066159
Scenario 3: Aggressive Fuel Sub | SCE | Com | HVAC | Com - College | Electric Energy (GWh/year) | Fuel Substitution | 0.0079197 | 0.008029 | 0.0080508 | 0.008007 | 0.0079173 | 0 | 0 | 0 | 0 | 0 | 0 | 0 | 0
Scenario 3: Aggressive Fuel Sub | SCE | Com | HVAC | Com - College | Gas Energy (MMTherm/year) | Energy Efficiency | 0.00098161 | 0.0010452 | 0.0011463 | 0.0012595 | 0.0013238 | 0.0014427 | 0.0015548 | 0.0016316 | 0.0016991 | 0.0017458 | 0.0018002 | 0.0019534 | 0.002
Scenario 3: Aggressive Fuel Sub | SCE | Com | HVAC | Com - College | Gas Energy (MMTherm/year) | Fuel Substitution | 0.0010127 | 0.0010238 | 0.0010237 | 0.0010155 | 0.0010018 | 0 | 0 | 0 | 0 | 0 | 0 | 0 | 0
Scenario 3: Aggressive Fuel Sub | SCE | Com | HVAC | Com - Grocery | Electric Demand (MW) | Energy Efficiency | 0.028652 | 0.042952 | 0.048255 | 0.052518 | 0.056927 | 0.061277 | 0.06553 | 0.069905 | 0.073802 | 0.077846 | 0.08204 | 0.086145 | 0.090224
Scenario 3: Aggressive Fuel Sub | SCE | Com | HVAC | Com - Grocery | Electric Demand (MW) | Fuel Substitution | 0 | 0 | 0 | 0 | 0 | 0.011534 | 0.011421 | 0.011228 | 0.010983 | 0.010709 | 0.010421 | 0.010129 | 0.0098368
Scenario 3: Aggressive Fuel Sub | SCE | Com | HVAC | Com - Grocery | Electric Energy (GWh/year) | Energy Efficiency | 0.10944 | 0.16986 | 0.1921 | 0.20951 | 0.22752 | 0.24533 | 0.26277 | 0.28072 | 0.29661 | 0.31321 | 0.33047 | 0.34737 | 0.36418
Scenario 3: Aggressive Fuel Sub | SCE | Com | HVAC | Com - Grocery | Electric Energy (GWh/year) | Fuel Substitution | -0.49742 | -0.4861 | -0.46986 | -0.45149 | -0.43256 | 0.064235 | 0.063696 | 0.062686 | 0.061374 | 0.059892 | 0.058329 | 0.056742 | 0.055165
Scenario 3: Aggressive Fuel Sub | SCE | Com | HVAC | Com - Grocery | Gas Energy (MMTherm/year) | Energy Efficiency | 0.00041752 | 0.00052695 | 0.00057613 | 0.00063116 | 0.00068849 | 0.0007457 | 0.00080226 | 0.00086071 | 0.00080827 | 0.00082402 | 0.00087104 | 0.00091719 | 0.00096308
Scenario 3: Aggressive Fuel Sub | SCE | Com | HVAC | Com - Grocery | Gas Energy (MMTherm/year) | Fuel Substitution | 0.090075 | 0.08884 | 0.086696 | 0.084075 | 0.081246 | 1.2158e-07 | 1.2106e-07 | 1.1955e-07 | 1.1746e-07 | 1.1508e-07 | 1.126e-07 | 1.1013e-07 | 1.0773e-07
Scenario 3: Aggressive Fuel Sub | SCE | Com | HVAC | Com - Health | Electric Demand (MW) | Energy Efficiency | 0.014376 | 0.014951 | 0.032989 | 0.039151 | 0.045435 | 0.048984 | 0.052078 | 0.054752 | 0.024238 | 0.01686 | 0.016804 | 0.016954 | 0.017152
Scenario 3: Aggressive Fuel Sub | SCE | Com | HVAC | Com - Health | Electric Demand (MW) | Fuel Substitution | 0 | 0 | 0 | 0 | 0 | 0.008865 | 0.0088738 | 0.0088088 | 0.0086897 | 0.0085363 | 0.0083628 | 0.0081791 | 0.0079861
Scenario 3: Aggressive Fuel Sub | SCE | Com | HVAC | Com - Health | Electric Energy (GWh/year) | Energy Efficiency | 0.094246 | 0.098 | 0.17976 | 0.20798 | 0.2404 | 0.25798 | 0.27298 | 0.28568 | 0.1449 | 0.11078 | 0.11041 | 0.11139 | 0.11269
Scenario 3: Aggressive Fuel Sub | SCE | Com | HVAC | Com - Health | Electric Energy (GWh/year) | Fuel Substitution | -0.014611 | -0.011921 | -0.0091046 | -0.0064057 | -0.0039439 | 0.05315 | 0.053245 | 0.052888 | 0.052199 | 0.051302 | 0.050286 | 0.049212 | 0.048097
Scenario 3: Aggressive Fuel Sub | SCE | Com | HVAC | Com - Health | Gas Energy (MMTherm/year) | Energy Efficiency | 6.091e-05 | 6.7622e-05 | 0.00082745 | 0.0010852 | 0.0013642 | 0.0015175 | 0.0016919 | 0.0018244 | 0.00035493 | 0 | 0 | 0 | 0
Scenario 3: Aggressive Fuel Sub | SCE | Com | HVAC | Com - Health | Gas Energy (MMTherm/year) | Fuel Substitution | 0.020169 | 0.020012 | 0.019646 | 0.019159 | 0.018612 | 0 | 0 | 0 | 0 | 0 | 0 | 0 | 0
Scenario 3: Aggressive Fuel Sub | SCE | Com | HVAC | Com - Lodging | Electric Demand (MW) | Energy Efficiency | 0.032921 | 0.036257 | 0.039602 | 0.055313 | 0.066591 | 0.076263 | 0.081778 | 0.087291 | 0.029182 | 0.010008 | 0.01009 | 0.010157 | 0.010212
Scenario 3: Aggressive Fuel Sub | SCE | Com | HVAC | Com - Lodging | Electric Demand (MW) | Fuel Substitution | 0 | 0 | 0 | 0 | 0 | 0.0046053 | 0.0045736 | 0.0045073 | 0.0044149 | 0.0043118 | 0.0042015 | 0.0040882 | 0.0039747
Scenario 3: Aggressive Fuel Sub | SCE | Com | HVAC | Com - Lodging | Electric Energy (GWh/year) | Energy Efficiency | 0.13773 | 0.15049 | 0.16313 | 0.21544 | 0.25483 | 0.30896 | 0.3279 | 0.34647 | 0.12638 | 0.060053 | 0.060549 | 0.060951 | 0.061287
Scenario 3: Aggressive Fuel Sub | SCE | Com | HVAC | Com - Lodging | Electric Energy (GWh/year) | Fuel Substitution | -0.06111 | -0.059173 | -0.056645 | -0.053877 | -0.051089 | 0.022726 | 0.02259 | 0.022279 | 0.021817 | 0.021322 | 0.020791 | 0.020247 | 0.019704
Scenario 3: Aggressive Fuel Sub | SCE | Com | HVAC | Com - Lodging | Gas Energy (MMTherm/year) | Energy Efficiency | 0.0012956 | 0.001447 | 0.0016048 | 0.0022112 | 0.0026744 | 0.0028157 | 0.00307 | 0.0033302 | 0.00087511 | 0 | 0 | 0 | 0
Scenario 3: Aggressive Fuel Sub | SCE | Com | HVAC | Com - Lodging | Gas Energy (MMTherm/year) | Fuel Substitution | 0.014756 | 0.014575 | 0.014245 | 0.013831 | 0.013379 | 6.0688e-09 | 6.0366e-09 | 5.9577e-09 | 5.848e-09 | 5.7211e-09 | 5.5859e-09 | 5.4483e-09 | 5.3118e-09
Scenario 3: Aggressive Fuel Sub | SCE | Com | HVAC | Com - Office (Large) | Electric Demand (MW) | Energy Efficiency | 0.013263 | 0.013542 | 0.013747 | 0.013927 | 0.014128 | 0.014289 | 0.014372 | 0.014442 | 0.01443 | 0.014376 | 0.01434 | 0.014264 | 0.014195
Scenario 3: Aggressive Fuel Sub | SCE | Com | HVAC | Com - Office (Large) | Electric Energy (GWh/year) | Energy Efficiency | 0.032138 | 0.032813 | 0.03331 | 0.033748 | 0.034233 | 0.034624 | 0.034825 | 0.034995 | 0.034966 | 0.034835 | 0.034747 | 0.034563 | 0.034397
Scenario 3: Aggressive Fuel Sub | SCE | Com | HVAC | Com - Office (Large) | Electric Energy (GWh/year) | Fuel Substitution | -0.00046723 | -0.00044582 | -0.00042081 | -0.00039467 | -0.00036895 | 0 | 0 | 0 | 0 | 0 | 0 | 0 | 0
Scenario 3: Aggressive Fuel Sub | SCE | Com | HVAC | Com - Office (Large) | Gas Energy (MMTherm/year) | Energy Efficiency | 0 | 0 | 0 | 0 | 0 | 0 | 0 | 0 | 0 | 0 | 0 | 0 | 0
Scenario 3: Aggressive Fuel Sub | SCE | Com | HVAC | Com - Office (Large) | Gas Energy (MMTherm/year) | Fuel Substitution | 6.025e-05 | 5.7805e-05 | 5.4867e-05 | 5.1738e-05 | 4.861e-05 | 0 | 0 | 0 | 0 | 0 | 0 | 0 | 0
Scenario 3: Aggressive Fuel Sub | SCE | Com | HVAC | Com - Office (Small) | Electric Demand (MW) | Energy Efficiency | 0.02162 | 0.022893 | 0.024109 | 0.025269 | 0.0043574 | 0.2593 | 0.026134 | 0.027082 | 0.027922 | 0.028632 | 0.029301 | 0.029878 | 0.030406
Scenario 3: Aggressive Fuel Sub | SCE | Com | HVAC | Com - Office (Small) | Electric Energy (GWh/year) | Energy Efficiency | 0.036612 | 0.038656 | 0.040595 | 0.042432 | 0.0093359 | 0.40697 | 0.043749 | 0.04522 | 0.046517 | 0.047609 | 0.048635 | 0.049518 | 0.050323
Scenario 3: Aggressive Fuel Sub | SCE | Com | HVAC | Com - Office (Small) | Electric Energy (GWh/year) | Fuel Substitution | 0.002078 | 0.0021091 | 0.0021161 | 0.0021043 | 0.0021619 | 0 | 0 | 0 | 0 | 0 | 0 | 0 | 0
Scenario 3: Aggressive Fuel Sub | SCE | Com | HVAC | Com - Office (Small) | Gas Energy (MMTherm/year) | Energy Efficiency | 0.00092484 | 0.00098998 | 0.0010536 | 0.0011155 | 0 | 0.014159 | 0.0011668 | 0.0012204 | 0.0012684 | 0.0013092 | 0.001348 | 0.0013818 | 0.0014128
Scenario 3: Aggressive Fuel Sub | SCE | Com | HVAC | Com - Office (Small) | Gas Energy (MMTherm/year) | Fuel Substitution | 0.00033124 | 0.00033266 | 0.00033043 | 0.00032562 | 0.0003066 | 0 | 0 | 0 | 0 | 0 | 0 | 0 | 0
Scenario 3: Aggressive Fuel Sub | SCE | Com | HVAC | Com - Other | Electric Demand (MW) | Energy Efficiency | 0.3729 | 0.40601 | 0.44011 | 0.47314 | 0.50589 | 0.53794 | 0.57222 | 0.6023 | 0.6212 | 0.64873 | 0.67602 | 0.70096 | 0.72637
Scenario 3: Aggressive Fuel Sub | SCE | Com | HVAC | Com - Other | Electric Demand (MW) | Fuel Substitution | 0 | 0 | 0 | 0 | 0 | 3.6688e-05 | 3.6353e-05 | 3.5786e-05 | 3.5089e-05 | 3.4327e-05 | 3.3541e-05 | 3.2753e-05 | 3.198e-05
Scenario 3: Aggressive Fuel Sub | SCE | Com | HVAC | Com - Other | Electric Energy (GWh/year) | Energy Efficiency | 0.63913 | 0.68927 | 0.73928 | 0.78563 | 0.82981 | 0.87104 | 0.91385 | 0.94944 | 0.90306 | 0.94217 | 0.98135 | 1.0172 | 1.0536
Scenario 3: Aggressive Fuel Sub | SCE | Com | HVAC | Com - Other | Electric Energy (GWh/year) | Fuel Substitution | -0.36902 | -0.29161 | -0.27735 | -0.26197 | -0.23775 | 0.00027275 | 0.00027025 | 0.00026604 | 0.00026086 | 0.0002552 | 0.00024935 | 0.0002435 | 0.00023775
Scenario 3: Aggressive Fuel Sub | SCE | Com | HVAC | Com - Other | Gas Energy (MMTherm/year) | Energy Efficiency | 0.040405 | 0.043269 | 0.046034 | 0.048455 | 0.050601 | 0.052476 | 0.05434 | 0.055734 | 0.048023 | 0.050129 | 0.052265 | 0.054219 | 0.056209
Scenario 3: Aggressive Fuel Sub | SCE | Com | HVAC | Com - Other | Gas Energy (MMTherm/year) | Fuel Substitution | 0.08408 | 0.089266 | 0.087399 | 0.085 | 0.08343 | 0 | 0 | 0 | 0 | 0 | 0 | 0 | 0
Scenario 3: Aggressive Fuel Sub | SCE | Com | HVAC | Com - Restaurant | Electric Demand (MW) | Energy Efficiency | 0.026208 | 0.028305 | 0.03043 | 0.032609 | 0.0349 | 0.036611 | 0.038047 | 0.039579 | 0.040917 | 0.041997 | 0.043033 | 0.043811 | 0.044537
Scenario 3: Aggressive Fuel Sub | SCE | Com | HVAC | Com - Restaurant | Electric Demand (MW) | Fuel Substitution | 0 | 0 | 0 | 0 | 0 | 5.0618e-06 | 5.0078e-06 | 4.9213e-06 | 4.8161e-06 | 4.7015e-06 | 4.5835e-06 | 4.4655e-06 | 4.3497e-06
Scenario 3: Aggressive Fuel Sub | SCE | Com | HVAC | Com - Restaurant | Electric Energy (GWh/year) | Energy Efficiency | 0.023233 | 0.024826 | 0.026412 | 0.028014 | 0.029674 | 0.030913 | 0.031946 | 0.033035 | 0.033983 | 0.034748 | 0.035479 | 0.036031 | 0.036547
Scenario 3: Aggressive Fuel Sub | SCE | Com | HVAC | Com - Restaurant | Electric Energy (GWh/year) | Fuel Substitution | 0.011794 | 0.011913 | 0.011901 | 0.011793 | 0.011618 | 4.1349e-05 | 4.0908e-05 | 4.0202e-05 | 3.9342e-05 | 3.8406e-05 | 3.7442e-05 | 3.6478e-05 | 3.5532e-05
Scenario 3: Aggressive Fuel Sub | SCE | Com | HVAC | Com - Restaurant | Gas Energy (MMTherm/year) | Energy Efficiency | 0.0014676 | 0.0015928 | 0.0017205 | 0.0018523 | 0.0019917 | 0.0020964 | 0.0021847 | 0.0022793 | 0.0023625 | 0.0024303 | 0.0024955 | 0.0025453 | 0.0025921
Scenario 3: Aggressive Fuel Sub | SCE | Com | HVAC | Com - Restaurant | Gas Energy (MMTherm/year) | Fuel Substitution | 0.0012019 | 0.0012099 | 0.0012048 | 0.0011903 | 0.0011694 | 0 | 0 | 0 | 0 | 0 | 0 | 0 | 0
Scenario 3: Aggressive Fuel Sub | SCE | Com | HVAC | Com - Retail | Electric Demand (MW) | Energy Efficiency | 0.15365 | 0.16925 | 0.22153 | 0.25971 | 0.28519 | 0.30757 | 0.32922 | 0.35174 | 0.15615 | 0.097887 | 0.10021 | 0.10181 | 0.1032
Scenario 3: Aggressive Fuel Sub | SCE | Com | HVAC | Com - Retail | Electric Demand (MW) | Fuel Substitution | 0 | 0 | 0 | 0 | 0 | 0.018645 | 0.018678 | 0.018528 | 0.0013069 | 0.0012775 | 0.0012442 | 0.0012087 | 1.3511e-05
Scenario 3: Aggressive Fuel Sub | SCE | Com | HVAC | Com - Retail | Electric Energy (GWh/year) | Energy Efficiency | 0.33025 | 0.3644 | 0.49231 | 0.58417 | 0.64225 | 0.69282 | 0.74229 | 0.80231 | 0.26877 | 0.10235 | 0.10427 | 0.10548 | 0.10649
Scenario 3: Aggressive Fuel Sub | SCE | Com | HVAC | Com - Retail | Electric Energy (GWh/year) | Fuel Substitution | 0.041627 | 0.042048 | 0.042009 | 0.04163 | 0.040917 | 0.070505 | 0.070652 | 0.070106 | 0.0037633 | 0.0036787 | 0.0035827 | 0.0034807 | 9.1785e-05
Scenario 3: Aggressive Fuel Sub | SCE | Com | HVAC | Com - Retail | Gas Energy (MMTherm/year) | Energy Efficiency | 0.0039149 | 0.0041945 | 0.0049574 | 0.0054134 | 0.0057164 | 0.0059838 | 0.0062192 | 0.0064572 | 0.0027845 | 0.0020883 | 0.0021417 | 0.002179 | 0.0022118
Scenario 3: Aggressive Fuel Sub | SCE | Com | HVAC | Com - Retail | Gas Energy (MMTherm/year) | Fuel Substitution | 0.0027325 | 0.0027523 | 0.0027422 | 0.0027105 | 0.0026579 | 0 | 0 | 0 | 0 | 0 | 0 | 0 | 0
Scenario 3: Aggressive Fuel Sub | SCE | Com | HVAC | Com - School | Electric Demand (MW) | Energy Efficiency | 0.055584 | 0.058485 | 0.061423 | 0.064045 | 0.066184 | 0.068436 | 0.070555 | 0.071787 | 0.073475 | 0.07506 | 0.076253 | 0.0777 | 0.078573
Scenario 3: Aggressive Fuel Sub | SCE | Com | HVAC | Com - School | Electric Energy (GWh/year) | Energy Efficiency | 0.04957 | 0.052049 | 0.054546 | 0.056764 | 0.058565 | 0.060453 | 0.0648 | 0.06324 | 0.064637 | 0.065944 | 0.066921 | 0.068108 | 0.068814
Scenario 3: Aggressive Fuel Sub | SCE | Com | HVAC | Com - School | Electric Energy (GWh/year) | Fuel Substitution | -0.00087181 | -0.00083696 | -0.00079494 | -0.00075079 | 0.0040651 | 0 | 0 | 0 | 0 | 0 | 0 | 0 | 0
Scenario 3: Aggressive Fuel Sub | SCE | Com | HVAC | Com - School | Gas Energy (MMTherm/year) | Energy Efficiency | 0.0030372 | 0.0032022 | 0.0033702 | 0.0035207 | 0.003644 | 0.0037743 | 0.0038636 | 0.0039695 | 0.0040682 | 0.0041611 | 0.0042315 | 0.0043167 | 0.0043686
Scenario 3: Aggressive Fuel Sub | SCE | Com | HVAC | Com - School | Gas Energy (MMTherm/year) | Fuel Substitution | 0.00087476 | 0.00086582 | 0.0008475 | 0.00082297 | 0.0013939 | 0 | 0 | 0 | 0 | 0 | 0 | 0 | 0
Scenario 3: Aggressive Fuel Sub | SCE | Com | HVAC | Com - Warehouse | Electric Demand (MW) | Energy Efficiency | 0.00091505 | 0.00095924 | 0.00099692 | 0.001035 | 0.0010827 | 0.0011155 | 0.0011428 | 0.0011691 | 0.0011204 | 0.0011353 | 0.0011488 | 0.0011583 | 0.0011682
Scenario 3: Aggressive Fuel Sub | SCE | Com | HVAC | Com - Warehouse | Electric Demand (MW) | Fuel Substitution | 0 | 0 | 0 | 0 | 0 | 1.9996e-06 | 1.9923e-06 | 1.9704e-06 | 0 | 0 | 0 | 0 | 0
Scenario 3: Aggressive Fuel Sub | SCE | Com | HVAC | Com - Warehouse | Electric Energy (GWh/year) | Energy Efficiency | 0.0029275 | 0.003072 | 0.0031963 | 0.003322 | 0.003515 | 0.0036266 | 0.0037211 | 0.0038123 | 0.0034991 | 0.0035458 | 0.003588 | 0.0036179 | 0.003649
Scenario 3: Aggressive Fuel Sub | SCE | Com | HVAC | Com - Warehouse | Electric Energy (GWh/year) | Fuel Substitution | -0.077914 | -0.076344 | -0.07398 | -0.071226 | -0.068347 | 2.7667e-05 | 2.7566e-05 | 2.7263e-05 | 0 | 0 | 0 | 0 | 0
Scenario 3: Aggressive Fuel Sub | SCE | Com | HVAC | Com - Warehouse | Gas Energy (MMTherm/year) | Energy Efficiency | 1.346e-05 | 1.4711e-05 | 1.5964e-05 | 1.7213e-05 | 1.8454e-05 | 1.9686e-05 | 2.0903e-05 | 2.2101e-05 | 0 | 0 | 0 | 0 | 0
Scenario 3: Aggressive Fuel Sub | SCE | Com | HVAC | Com - Warehouse | Gas Energy (MMTherm/year) | Fuel Substitution | 0.01661 | 0.016472 | 0.016163 | 0.015755 | 0.015299 | 0 | 0 | 0 | 0 | 0 | 0 | 0 | 0
Scenario 3: Aggressive Fuel Sub | SCE | Com | Lighting | Com - College | Electric Demand (MW) | Energy Efficiency | 0 | 0.0046432 | 0.0064351 | 0.0068877 | 0.0072505 | 0.007662 | 0.008043 | 0.0083554 | 0.0086345 | 0.0088655 | 0.0090889 | 0.0094347 | 0.0097424
Scenario 3: Aggressive Fuel Sub | SCE | Com | Lighting | Com - College | Electric Energy (GWh/year) | Energy Efficiency | 0 | 0.017449 | 0.024183 | 0.025883 | 0.027247 | 0.028793 | 0.030225 | 0.031399 | 0.032448 | 0.033316 | 0.034156 | 0.035455 | 0.036611
Scenario 3: Aggressive Fuel Sub | SCE | Com | Lighting | Com - College | Gas Energy (MMTherm/year) | Energy Efficiency | 0 | -9.6654e-05 | -0.00013395 | -0.00014338 | -0.00015093 | -0.00015949 | -0.00016743 | -0.00017393 | -0.00017974 | -0.00018455 | -0.0001892 | -0.0001964 | -0.0002028
Scenario 3: Aggressive Fuel Sub | SCE | Com | Lighting | Com - Grocery | Electric Demand (MW) | Energy Efficiency | 0.022284 | 0.023428 | 0.024396 | 0.025309 | 0.026197 | 0.026957 | 0.027581 | 0.028196 | 0.028709 | 0.029116 | 0.029495 | 0.029794 | 0.030067
Scenario 3: Aggressive Fuel Sub | SCE | Com | Lighting | Com - Grocery | Electric Energy (GWh/year) | Energy Efficiency | 0.12503 | 0.13145 | 0.13687 | 0.14199 | 0.14696 | 0.15122 | 0.15471 | 0.15816 | 0.16103 | 0.16331 | 0.16543 | 0.1671 | 0.16862
Scenario 3: Aggressive Fuel Sub | SCE | Com | Lighting | Com - Grocery | Gas Energy (MMTherm/year) | Energy Efficiency | -0.0013211 | -0.0013889 | -0.0014463 | -0.0015004 | -0.0015531 | -0.0015981 | -0.0016351 | -0.0016715 | -0.001702 | -0.0017261 | -0.0017486 | -0.0017662 | -0.0017824
Scenario 3: Aggressive Fuel Sub | SCE | Com | Lighting | Com - Health | Electric Demand (MW) | Energy Efficiency | 0.023401 | 0.024646 | 0.02587 | 0.026745 | 0.027661 | 0.028398 | 0.029164 | 0.029687 | 0.030121 | 0.030328 | 0.030433 | 0.030813 | 0.031264
Scenario 3: Aggressive Fuel Sub | SCE | Com | Lighting | Com - Health | Electric Energy (GWh/year) | Energy Efficiency | 0.13688 | 0.14416 | 0.15133 | 0.15645 | 0.16182 | 0.16613 | 0.17062 | 0.17368 | 0.17622 | 0.17744 | 0.17806 | 0.18028 | 0.18293
Scenario 3: Aggressive Fuel Sub | SCE | Com | Lighting | Com - Health | Gas Energy (MMTherm/year) | Energy Efficiency | -0.00089642 | -0.00094414 | -0.00099106 | -0.0010246 | -0.0010597 | -0.001088 | -0.0011173 | -0.0011374 | -0.001154 | -0.001162 | -0.001166 | -0.0011806 | -0.0011979
Scenario 3: Aggressive Fuel Sub | SCE | Com | Lighting | Com - Lodging | Electric Demand (MW) | Energy Efficiency | 0 | 0 | 0 | 0 | 0 | 0 | 0 | 0 | 0 | 0 | 0 | 0 | 0
Scenario 3: Aggressive Fuel Sub | SCE | Com | Lighting | Com - Lodging | Electric Energy (GWh/year) | Energy Efficiency | 0 | 0 | 0 | 0 | 0 | 0 | 0 | 0 | 0 | 0 | 0 | 0 | 0
Scenario 3: Aggressive Fuel Sub | SCE | Com | Lighting | Com - Lodging | Gas Energy (MMTherm/year) | Energy Efficiency | 0 | 0 | 0 | 0 | 0 | 0 | 0 | 0 | 0 | 0 | 0 | 0 | 0
Scenario 3: Aggressive Fuel Sub | SCE | Com | Lighting | Com - Office (Large) | Electric Demand (MW) | Energy Efficiency | 0 | 0.0084758 | 0.015289 | 0.016103 | 0.016915 | 0.017662 | 0.018293 | 0.018881 | 0.019338 | 0.019707 | 0.020066 | 0.020341 | 0.020596
Scenario 3: Aggressive Fuel Sub | SCE | Com | Lighting | Com - Office (Large) | Electric Energy (GWh/year) | Energy Efficiency | 0 | 0.058903 | 0.10626 | 0.11191 | 0.11755 | 0.12274 | 0.12713 | 0.13122 | 0.13439 | 0.13695 | 0.13945 | 0.14136 | 0.14313
Scenario 3: Aggressive Fuel Sub | SCE | Com | Lighting | Com - Office (Large) | Gas Energy (MMTherm/year) | Energy Efficiency | 0 | -0.0001396 | -0.00025183 | -0.00026522 | -0.0002786 | -0.0002909 | -0.0003013 | -0.00031098 | -0.0003185 | -0.00032458 | -0.00033049 | -0.00033503 | -0.00033922
Scenario 3: Aggressive Fuel Sub | SCE | Com | Lighting | Com - Office (Small) | Electric Demand (MW) | Energy Efficiency | 0 | 0 | 0 | 0 | 0 | 0 | 0 | 0 | 0 | 0 | 0 | 0 | 0
Scenario 3: Aggressive Fuel Sub | SCE | Com | Lighting | Com - Office (Small) | Electric Energy (GWh/year) | Energy Efficiency | 0 | 0 | 0 | 0 | 0 | 0 | 0 | 0 | 0 | 0 | 0 | 0 | 0
Scenario 3: Aggressive Fuel Sub | SCE | Com | Lighting | Com - Office (Small) | Gas Energy (MMTherm/year) | Energy Efficiency | 0 | 0 | 0 | 0 | 0 | 0 | 0 | 0 | 0 | 0 | 0 | 0 | 0
Scenario 3: Aggressive Fuel Sub | SCE | Com | Lighting | Com - Other | Electric Demand (MW) | Energy Efficiency | 0 | 0 | 0 | 0 | 0 | 0 | 0 | 0 | 0 | 0 | 0 | 0 | 0
Scenario 3: Aggressive Fuel Sub | SCE | Com | Lighting | Com - Other | Electric Energy (GWh/year) | Energy Efficiency | 0 | 0 | 0 | 0 | 0 | 0 | 0 | 0 | 0 | 0 | 0 | 0 | 0
Scenario 3: Aggressive Fuel Sub | SCE | Com | Lighting | Com - Other | Gas Energy (MMTherm/year) | Energy Efficiency | 0 | 0 | 0 | 0 | 0 | 0 | 0 | 0 | 0 | 0 | 0 | 0 | 0
Scenario 3: Aggressive Fuel Sub | SCE | Com | Lighting | Com - Refrig. Warehouse | Electric Demand (MW) | Energy Efficiency | 0.00095049 | 0.00029357 | 0.00030544 | 0.0003142 | 0.00032302 | 0.00033155 | 0.0003396 | 0.00034614 | 0.00035246 | 0.00035791 | 0.00036228 | 0.00036694 | 0.00037111
Scenario 3: Aggressive Fuel Sub | SCE | Com | Lighting | Com - Refrig. Warehouse | Electric Energy (GWh/year) | Energy Efficiency | 0.009027 | 0.0027878 | 0.0029007 | 0.0029841 | 0.0030679 | 0.0031491 | 0.0032257 | 0.0032879 | 0.003348 | 0.0033999 | 0.0034415 | 0.003486 | 0.0035258
Scenario 3: Aggressive Fuel Sub | SCE | Com | Lighting | Com - Restaurant | Electric Demand (MW) | Energy Efficiency | 0.013262 | 0.013988 | 0.014658 | 0.015282 | 0.015871 | 0.016341 | 0.016735 | 0.017106 | 0.017424 | 0.017686 | 0.01792 | 0.018107 | 0.018275
Scenario 3: Aggressive Fuel Sub | SCE | Com | Lighting | Com - Restaurant | Electric Energy (GWh/year) | Energy Efficiency | 0.080389 | 0.084793 | 0.08886 | 0.092641 | 0.096215 | 0.099072 | 0.10146 | 0.10372 | 0.10565 | 0.10724 | 0.10866 | 0.1098 | 0.11082
Scenario 3: Aggressive Fuel Sub | SCE | Com | Lighting | Com - Restaurant | Gas Energy (MMTherm/year) | Energy Efficiency | -0.00039474 | -0.00041636 | -0.00043633 | -0.00045489 | -0.00047243 | -0.00048646 | -0.0004982 | -0.00050925 | -0.00051874 | -0.00052652 | -0.00053351 | -0.00053909 | -0.0005441
Scenario 3: Aggressive Fuel Sub | SCE | Com | Lighting | Com - Retail | Electric Demand (MW) | Energy Efficiency | 0.085127 | 0.089487 | 0.093188 | 0.096653 | 0.099951 | 0.10273 | 0.10503 | 0.10721 | 0.10895 | 0.11036 | 0.11161 | 0.11254 | 0.1134
Scenario 3: Aggressive Fuel Sub | SCE | Com | Lighting | Com - Retail | Electric Energy (GWh/year) | Energy Efficiency | 0.50668 | 0.53262 | 0.55464 | 0.57526 | 0.59488 | 0.61142 | 0.62507 | 0.63806 | 0.64843 | 0.65677 | 0.6642 | 0.66974 | 0.67483
Scenario 3: Aggressive Fuel Sub | SCE | Com | Lighting | Com - Retail | Gas Energy (MMTherm/year) | Energy Efficiency | -0.0012947 | -0.001361 | -0.0014173 | -0.00147 | -0.0015202 | -0.0015625 | -0.0015974 | -0.0016307 | -0.0016572 | -0.0016785 | -0.0016975 | -0.0017117 | -0.0017248
Scenario 3: Aggressive Fuel Sub | SCE | Com | Lighting | Com - School | Electric Demand (MW) | Energy Efficiency | 0 | 0 | 0 | 0 | 0 | 0 | 0 | 0 | 0 | 0 | 0 | 0 | 0
Scenario 3: Aggressive Fuel Sub | SCE | Com | Lighting | Com - School | Electric Energy (GWh/year) | Energy Efficiency | 0 | 0 | 0 | 0 | 0 | 0 | 0 | 0 | 0 | 0 | 0 | 0 | 0
Scenario 3: Aggressive Fuel Sub | SCE | Com | Lighting | Com - School | Gas Energy (MMTherm/year) | Energy Efficiency | 0 | 0 | 0 | 0 | 0 | 0 | 0 | 0 | 0 | 0 | 0 | 0 | 0
Scenario 3: Aggressive Fuel Sub | SCE | Com | Lighting | Com - Warehouse | Electric Demand (MW) | Energy Efficiency | 0.0011359 | 0.0012374 | 0.0013309 | 0.0014244 | 0.0015201 | 0.0034819 | 0.0040139 | 0.004111 | 0.00095044 | 0 | 0 | 0 | 0
Scenario 3: Aggressive Fuel Sub | SCE | Com | Lighting | Com - Warehouse | Electric Energy (GWh/year) | Energy Efficiency | 0.0095173 | 0.010368 | 0.011152 | 0.011935 | 0.012737 | 0.029174 | 0.033631 | 0.034445 | 0.0079635 | 0 | 0 | 0 | 0
Scenario 3: Aggressive Fuel Sub | SCE | Com | Lighting | Com - Warehouse | Gas Energy (MMTherm/year) | Energy Efficiency | -3.6754e-05 | -4.004e-05 | -4.3067e-05 | -4.6092e-05 | -4.9188e-05 | -5.195e-05 | -5.444e-05 | -5.6849e-05 | -1.5258e-05 | 0 | 0 | 0 | 0
Scenario 3: Aggressive Fuel Sub | SCE | Com | WaterHeat | Com - College | Electric Demand (MW) | Energy Efficiency | 0.00010598 | 0.00012755 | 0.00015378 | 0.00018524 | 0.00022167 | 0.00026644 | 0.00031976 | 0.00038231 | 0.00045657 | 0.00054416 | 0.00064883 | 0.0007795 | 0.00092872
Scenario 3: Aggressive Fuel Sub | SCE | Com | WaterHeat | Com - College | Electric Demand (MW) | Fuel Substitution | 0 | 0 | 0 | 0 | 0 | 0.29641 | 0.36469 | 0.42429 | 0.46624 | 0.49073 | 0.50189 | 0.5043 | 0.50115
Scenario 3: Aggressive Fuel Sub | SCE | Com | WaterHeat | Com - College | Electric Energy (GWh/year) | Energy Efficiency | 0.00043374 | 0.000522 | 0.00062935 | 0.00075813 | 0.00090722 | 0.0010904 | 0.0013087 | 0.0015647 | 0.0018686 | 0.002227 | 0.0026554 | 0.0031902 | 0.0038009
Scenario 3: Aggressive Fuel Sub | SCE | Com | WaterHeat | Com - College | Electric Energy (GWh/year) | Fuel Substitution | -1.5415 | -1.5132 | -1.4867 | -1.463 | -1.4418 | 1.2568 | 1.5465 | 1.7994 | 1.9774 | 2.0813 | 2.1286 | 2.1389 | 2.1256
Scenario 3: Aggressive Fuel Sub | SCE | Com | WaterHeat | Com - College | Gas Energy (MMTherm/year) | Fuel Substitution | 0.16899 | 0.16583 | 0.16287 | 0.16024 | 0.15788 | 0 | 0 | 0 | 0 | 0 | 0 | 0 | 0
Scenario 3: Aggressive Fuel Sub | SCE | Com | WaterHeat | Com - Grocery | Electric Demand (MW) | Energy Efficiency | 0.00031034 | 0.00037354 | 0.00044813 | 0.00053767 | 0.00064558 | 0.00077376 | 0.00092564 | 0.0011084 | 0.0013255 | 0.001583 | 0.0018909 | 0.0022564 | 0.0026919
Scenario 3: Aggressive Fuel Sub | SCE | Com | WaterHeat | Com - Grocery | Electric Energy (GWh/year) | Energy Efficiency | 0.001747 | 0.0021028 | 0.0025227 | 0.0030268 | 0.0036342 | 0.0043558 | 0.0052108 | 0.0062395 | 0.007462 | 0.0089115 | 0.010645 | 0.012702 | 0.015154
Scenario 3: Aggressive Fuel Sub | SCE | Com | WaterHeat | Com - Grocery | Electric Energy (GWh/year) | Fuel Substitution | -0.048038 | -0.04678 | -0.045646 | -0.044738 | -0.04403 | 0 | 0 | 0 | 0 | 0 | 0 | 0 | 0
Scenario 3: Aggressive Fuel Sub | SCE | Com | WaterHeat | Com - Grocery | Gas Energy (MMTherm/year) | Fuel Substitution | 0.0063715 | 0.0062046 | 0.0060543 | 0.0059339 | 0.0058399 | 0 | 0 | 0 | 0 | 0 | 0 | 0 | 0
Scenario 3: Aggressive Fuel Sub | SCE | Com | WaterHeat | Com - Health | Electric Demand (MW) | Energy Efficiency | 0.00031074 | 0.00037585 | 0.00045472 | 0.00054602 | 0.00065712 | 0.00078847 | 0.00094771 | 0.0011343 | 0.0013565 | 0.0016161 | 0.0019227 | 0.0023008 | 0.0027567
Scenario 3: Aggressive Fuel Sub | SCE | Com | WaterHeat | Com - Health | Electric Demand (MW) | Fuel Substitution | 0 | 0 | 0 | 0 | 0 | 0.33701 | 0.41775 | 0.48987 | 0.54203 | 0.57365 | 0.58917 | 0.59408 | 0.59234
Scenario 3: Aggressive Fuel Sub | SCE | Com | WaterHeat | Com - Health | Electric Energy (GWh/year) | Energy Efficiency | 0.0027463 | 0.0033218 | 0.0040188 | 0.0048257 | 0.0058076 | 0.0069685 | 0.0083758 | 0.010025 | 0.011989 | 0.014283 | 0.016993 | 0.020335 | 0.024364
Scenario 3: Aggressive Fuel Sub | SCE | Com | WaterHeat | Com - Health | Electric Energy (GWh/year) | Fuel Substitution | -3.829 | -3.7662 | -3.708 | -3.6564 | -3.6115 | 3.0976 | 3.8403 | 4.5037 | 4.9833 | 5.2739 | 5.4166 | 5.4618 | 5.4461
Scenario 3: Aggressive Fuel Sub | SCE | Com | WaterHeat | Com - Health | Gas Energy (MMTherm/year) | Fuel Substitution | 0.42673 | 0.41959 | 0.41298 | 0.40715 | 0.40213 | 0 | 0 | 0 | 0 | 0 | 0 | 0 | 0
Scenario 3: Aggressive Fuel Sub | SCE | Com | WaterHeat | Com - Lodging | Electric Demand (MW) | Energy Efficiency | 6.4664e-05 | 7.8387e-05 | 9.485e-05 | 0.00011439 | 0.00013801 | 0.00016626 | 0.00020004 | 0.00024045 | 0.0002885 | 0.00034571 | 0.00041418 | 0.00049582 | 0.00059319
Scenario 3: Aggressive Fuel Sub | SCE | Com | WaterHeat | Com - Lodging | Electric Demand (MW) | Fuel Substitution | 0 | 0 | 0 | 0 | 0 | 0.34853 | 0.43409 | 0.51063 | 0.56623 | 0.60032 | 0.61758 | 0.62328 | 0.62154
Scenario 3: Aggressive Fuel Sub | SCE | Com | WaterHeat | Com - Lodging | Electric Energy (GWh/year) | Energy Efficiency | 0.00055695 | 0.00067516 | 0.00081695 | 0.00098528 | 0.0011887 | 0.001432 | 0.0017229 | 0.002071 | 0.0024849 | 0.0029776 | 0.0035673 | 0.0042705 | 0.0051092
Scenario 3: Aggressive Fuel Sub | SCE | Com | WaterHeat | Com - Lodging | Electric Energy (GWh/year) | Fuel Substitution | -3.8739 | -3.8041 | -3.7391 | -3.6922 | -3.6916 | 3.1221 | 3.889 | 4.5751 | 5.0732 | 5.3786 | 5.533 | 5.584 | 5.5685
Scenario 3: Aggressive Fuel Sub | SCE | Com | WaterHeat | Com - Lodging | Gas Energy (MMTherm/year) | Fuel Substitution | 0.4251 | 0.41733 | 0.41011 | 0.40489 | 0.40461 | 0 | 0 | 0 | 0 | 0 | 0 | 0 | 0
Scenario 3: Aggressive Fuel Sub | SCE | Com | WaterHeat | Com - Office (Large) | Electric Demand (MW) | Energy Efficiency | 8.2024e-05 | 9.9311e-05 | 0.00011963 | 0.00014381 | 0.00017291 | 0.00020752 | 0.00024827 | 0.0002969 | 0.00035393 | 0.00042124 | 0.00050168 | 0.00059651 | 0.00070933
Scenario 3: Aggressive Fuel Sub | SCE | Com | WaterHeat | Com - Office (Large) | Electric Demand (MW) | Fuel Substitution | 0 | 0 | 0 | 0 | 0 | 0.047638 | 0.059141 | 0.069185 | 0.076255 | 0.080372 | 0.082208 | 0.082476 | 0.08173
Scenario 3: Aggressive Fuel Sub | SCE | Com | WaterHeat | Com - Office (Large) | Electric Energy (GWh/year) | Energy Efficiency | 0.0015706 | 0.0019016 | 0.0022907 | 0.0027536 | 0.0033107 | 0.0039734 | 0.0047538 | 0.0056849 | 0.0067769 | 0.0080657 | 0.0096059 | 0.011422 | 0.013582
Scenario 3: Aggressive Fuel Sub | SCE | Com | WaterHeat | Com - Office (Large) | Electric Energy (GWh/year) | Fuel Substitution | -1.0138 | -0.98793 | -0.98384 | -0.98544 | -0.98876 | 0.95108 | 1.181 | 1.3816 | 1.5228 | 1.605 | 1.6415 | 1.6468 | 1.6319
Scenario 3: Aggressive Fuel Sub | SCE | Com | WaterHeat | Com - Office (Large) | Gas Energy (MMTherm/year) | Fuel Substitution | 0.11007 | 0.10726 | 0.1068 | 0.10695 | 0.10728 | 0 | 0 | 0 | 0 | 0 | 0 | 0 | 0
Scenario 3: Aggressive Fuel Sub | SCE | Com | WaterHeat | Com - Office (Small) | Electric Demand (MW) | Energy Efficiency | 3.0391e-06 | 3.6587e-06 | 4.3954e-06 | 5.2711e-06 | 4.2873e-06 | 2.1548e-05 | 8.7001e-06 | 1.0659e-05 | 1.2942e-05 | 1.5613e-05 | 1.8757e-05 | 2.2462e-05 | 2.6838e-05
Scenario 3: Aggressive Fuel Sub | SCE | Com | WaterHeat | Com - Office (Small) | Electric Demand (MW) | Fuel Substitution | 0 | 0 | 0 | 0 | 0 | 0.0018029 | 0.0022358 | 0.0026117 | 0.0028756 | 0.0030295 | 0.0030992 | 0.0031121 | 0.0030893
Scenario 3: Aggressive Fuel Sub | SCE | Com | WaterHeat | Com - Office (Small) | Electric Energy (GWh/year) | Energy Efficiency | 0.00034959 | 0.00042086 | 0.00050559 | 0.00060633 | 0.00049317 | 0.0024786 | 0.0010008 | 0.0012261 | 0.0014888 | 0.0017959 | 0.0021576 | 0.0025837 | 0.0030872
Scenario 3: Aggressive Fuel Sub | SCE | Com | WaterHeat | Com - Office (Small) | Electric Energy (GWh/year) | Fuel Substitution | -0.25826 | -0.253 | -0.24803 | -0.24346 | -0.20748 | 0.21591 | 0.26781 | 0.31286 | 0.34448 | 0.36289 | 0.37123 | 0.37277 | 0.37005
Scenario 3: Aggressive Fuel Sub | SCE | Com | WaterHeat | Com - Office (Small) | Gas Energy (MMTherm/year) | Fuel Substitution | 0.027752 | 0.027185 | 0.026648 | 0.026157 | 0.022292 | 0 | 0 | 0 | 0 | 0 | 0 | 0 | 0
Scenario 3: Aggressive Fuel Sub | SCE | Com | WaterHeat | Com - Other | Electric Demand (MW) | Energy Efficiency | 0.0032248 | 0.0038955 | 0.0046971 | 0.0056525 | 0.0067936 | 0.0081566 | 0.0097946 | 0.011741 | 0.014048 | 0.016818 | 0.020128 | 0.024073 | 0.028791
Scenario 3: Aggressive Fuel Sub | SCE | Com | WaterHeat | Com - Other | Electric Demand (MW) | Fuel Substitution | 0 | 0 | 0 | 0 | 0 | 2.1332 | 2.6338 | 3.0778 | 3.3969 | 3.5896 | 3.6838 | 3.7105 | 3.6938
Scenario 3: Aggressive Fuel Sub | SCE | Com | WaterHeat | Com - Other | Electric Energy (GWh/year) | Energy Efficiency | 0.02206 | 0.026649 | 0.032132 | 0.038668 | 0.046474 | 0.055799 | 0.067004 | 0.08032 | 0.096103 | 0.11505 | 0.1377 | 0.16468 | 0.19695
Scenario 3: Aggressive Fuel Sub | SCE | Com | WaterHeat | Com - Other | Electric Energy (GWh/year) | Fuel Substitution | -19.8904 | -19.5217 | -19.1779 | -18.8704 | -18.4797 | 15.1667 | 18.728 | 21.8872 | 24.1568 | 25.527 | 26.1969 | 26.387 | 26.2692
Scenario 3: Aggressive Fuel Sub | SCE | Com | WaterHeat | Com - Other | Gas Energy (MMTherm/year) | Fuel Substitution | 2.1365 | 2.0963 | 2.059 | 2.0258 | 1.9829 | 0 | 0 | 0 | 0 | 0 | 0 | 0 | 0
Scenario 3: Aggressive Fuel Sub | SCE | Com | WaterHeat | Com - Refrig. Warehouse | Electric Demand (MW) | Energy Efficiency | 2.3585e-05 | 1.1337e-05 | 1.3883e-05 | 1.6806e-05 | 2.0288e-05 | 2.4436e-05 | 2.9379e-05 | 3.5212e-05 | 4.2184e-05 | 5.0467e-05 | 6.0279e-05 | 7.2038e-05 | 8.5996e-05
Scenario 3: Aggressive Fuel Sub | SCE | Com | WaterHeat | Com - Refrig. Warehouse | Electric Demand (MW) | Fuel Substitution | 0 | 0 | 0 | 0 | 0 | 0.0014163 | 0.0017701 | 0.0020848 | 0.0023117 | 0.002449 | 0.0025161 | 0.0025358 | 0.0025255
Scenario 3: Aggressive Fuel Sub | SCE | Com | WaterHeat | Com - Refrig. Warehouse | Electric Energy (GWh/year) | Energy Efficiency | 0.00028811 | 0.00013849 | 0.0001696 | 0.00020531 | 0.00024785 | 0.00029852 | 0.0003589 | 0.00043015 | 0.00051533 | 0.00061651 | 0.00073638 | 0.00088003 | 0.0010505
Scenario 3: Aggressive Fuel Sub | SCE | Com | WaterHeat | Com - Refrig. Warehouse | Electric Energy (GWh/year) | Fuel Substitution | -0.021852 | -0.021455 | -0.018974 | -0.020617 | -0.020664 | 0.017982 | 0.022476 | 0.026473 | 0.029354 | 0.031095 | 0.031945 | 0.032195 | 0.032065
Scenario 3: Aggressive Fuel Sub | SCE | Com | WaterHeat | Com - Refrig. Warehouse | Gas Energy (MMTherm/year) | Fuel Substitution | 0.0024826 | 0.0024361 | 0.0021539 | 0.0023449 | 0.0023474 | 0 | 0 | 0 | 0 | 0 | 0 | 0 | 0
Scenario 3: Aggressive Fuel Sub | SCE | Com | WaterHeat | Com - Restaurant | Electric Demand (MW) | Energy Efficiency | 0.0012195 | 0.0014768 | 0.001784 | 0.0021516 | 0.0025927 | 0.0031117 | 0.0037272 | 0.0044645 | 0.0053411 | 0.0063808 | 0.0076199 | 0.0090883 | 0.010835
Scenario 3: Aggressive Fuel Sub | SCE | Com | WaterHeat | Com - Restaurant | Electric Demand (MW) | Fuel Substitution | 0 | 0 | 0 | 0 | 0 | 2.4136 | 2.9856 | 3.4871 | 3.8454 | 4.0616 | 4.1685 | 4.2008 | 4.185
Scenario 3: Aggressive Fuel Sub | SCE | Com | WaterHeat | Com - Restaurant | Electric Energy (GWh/year) | Energy Efficiency | 0.0066581 | 0.0080631 | 0.0097408 | 0.011748 | 0.014157 | 0.016992 | 0.020354 | 0.024383 | 0.029172 | 0.034853 | 0.041625 | 0.04965 | 0.059199
Scenario 3: Aggressive Fuel Sub | SCE | Com | WaterHeat | Com - Restaurant | Electric Energy (GWh/year) | Fuel Substitution | -13.5144 | -13.2767 | -13.0914 | -13.1062 | -13.193 | 13.7159 | 16.9697 | 19.8221 | 21.8588 | 23.0877 | 23.6949 | 23.8782 | 23.789
Scenario 3: Aggressive Fuel Sub | SCE | Com | WaterHeat | Com - Restaurant | Gas Energy (MMTherm/year) | Fuel Substitution | 1.5179 | 1.491 | 1.4701 | 1.4715 | 1.481 | 0 | 0 | 0 | 0 | 0 | 0 | 0 | 0
Scenario 3: Aggressive Fuel Sub | SCE | Com | WaterHeat | Com - Retail | Electric Demand (MW) | Energy Efficiency | 0.00020326 | 0.00024467 | 0.00029352 | 0.000352 | 0.00045943 | 0.00054233 | 0.00063961 | 0.00075542 | 0.00085972 | 0.0010241 | 0.0012195 | 0.0014502 | 0.0017237
Scenario 3: Aggressive Fuel Sub | SCE | Com | WaterHeat | Com - Retail | Electric Demand (MW) | Fuel Substitution | 0 | 0 | 0 | 0 | 0 | 0.073677 | 0.090721 | 0.10578 | 0.11655 | 0.123 | 0.1261 | 0.12691 | 0.12624
Scenario 3: Aggressive Fuel Sub | SCE | Com | WaterHeat | Com - Retail | Electric Energy (GWh/year) | Energy Efficiency | 0.0013559 | 0.0016322 | 0.0019582 | 0.0023484 | 0.0029341 | 0.0034878 | 0.0041404 | 0.0049195 | 0.0057376 | 0.0068348 | 0.0081397 | 0.0096805 | 0.011508
Scenario 3: Aggressive Fuel Sub | SCE | Com | WaterHeat | Com - Retail | Electric Energy (GWh/year) | Fuel Substitution | -0.58545 | -0.57452 | -0.56418 | -0.55469 | -0.5424 | 0.51193 | 0.63046 | 0.73518 | 0.81006 | 0.85489 | 0.87643 | 0.88206 | 0.87746
Scenario 3: Aggressive Fuel Sub | SCE | Com | WaterHeat | Com - Retail | Gas Energy (MMTherm/year) | Fuel Substitution | 0.061897 | 0.060738 | 0.059642 | 0.058639 | 0.057337 | 0 | 0 | 0 | 0 | 0 | 0 | 0 | 0
Scenario 3: Aggressive Fuel Sub | SCE | Com | WaterHeat | Com - School | Electric Demand (MW) | Energy Efficiency | 0.00010108 | 0.0001225 | 0.00014793 | 0.00017794 | 0.00021329 | 0.00025545 | 0.00030508 | 0.00036428 | 0.00043473 | 0.00051851 | 0.00061764 | 0.00073614 | 0.00087592
Scenario 3: Aggressive Fuel Sub | SCE | Com | WaterHeat | Com - School | Electric Demand (MW) | Fuel Substitution | 0 | 0 | 0 | 0 | 0 | 0.16008 | 0.1978 | 0.23023 | 0.25274 | 0.26569 | 0.27137 | 0.27217 | 0.26987
Scenario 3: Aggressive Fuel Sub | SCE | Com | WaterHeat | Com - School | Electric Energy (GWh/year) | Energy Efficiency | 0.0014975 | 0.0018149 | 0.0021916 | 0.0026363 | 0.00316 | 0.0037847 | 0.0045199 | 0.005397 | 0.0064408 | 0.007682 | 0.0091508 | 0.010906 | 0.012977
Scenario 3: Aggressive Fuel Sub | SCE | Com | WaterHeat | Com - School | Electric Energy (GWh/year) | Fuel Substitution | -2.5988 | -2.5417 | -2.5312 | -2.5366 | -2.5452 | 2.4456 | 3.0225 | 3.5184 | 3.8625 | 4.0602 | 4.1469 | 4.1592 | 4.124
Scenario 3: Aggressive Fuel Sub | SCE | Com | WaterHeat | Com - School | Gas Energy (MMTherm/year) | Fuel Substitution | 0.28851 | 0.28215 | 0.28093 | 0.28146 | 0.28235 | 0 | 0 | 0 | 0 | 0 | 0 | 0 | 0
Scenario 3: Aggressive Fuel Sub | SCE | Com | WaterHeat | Com - Warehouse | Electric Demand (MW) | Energy Efficiency | 9.6898e-06 | 1.1649e-05 | 1.3959e-05 | 1.6733e-05 | 2.0082e-05 | 2.4026e-05 | 2.869e-05 | 3.4263e-05 | 4.0837e-05 | 4.8644e-05 | 5.7927e-05 | 6.888e-05 | 8.1932e-05
Scenario 3: Aggressive Fuel Sub | SCE | Com | WaterHeat | Com - Warehouse | Electric Demand (MW) | Fuel Substitution | 0 | 0 | 0 | 0 | 0 | 0.0013765 | 0.0016926 | 0.0019727 | 0.0021732 | 0.002293 | 0.0023503 | 0.002365 | 0.0023528
Scenario 3: Aggressive Fuel Sub | SCE | Com | WaterHeat | Com - Warehouse | Electric Energy (GWh/year) | Energy Efficiency | 0.00027432 | 0.00032979 | 0.0003952 | 0.00047377 | 0.00056862 | 0.00068035 | 0.00081246 | 0.00097033 | 0.0011566 | 0.0013778 | 0.0016409 | 0.0019513 | 0.0023212
Scenario 3: Aggressive Fuel Sub | SCE | Com | WaterHeat | Com - Warehouse | Electric Energy (GWh/year) | Fuel Substitution | -0.058761 | -0.057663 | -0.05664 | -0.055734 | -0.054944 | 0.04044 | 0.049736 | 0.057972 | 0.063865 | 0.067387 | 0.069071 | 0.069504 | 0.069151
Scenario 3: Aggressive Fuel Sub | SCE | Com | WaterHeat | Com - Warehouse | Gas Energy (MMTherm/year) | Fuel Substitution | 0.0064354 | 0.0063122 | 0.0061979 | 0.0060971 | 0.0060095 | 0 | 0 | 0 | 0 | 0 | 0 | 0 | 0
Scenario 3: Aggressive Fuel Sub | SCE | Com | WholeBlg | Com - College | Electric Demand (MW) | Energy Efficiency | 0.080354 | 0.082146 | 0.084109 | 0.086488 | 0.089198 | 0.091997 | 0.095225 | 0.098192 | 0.1012 | 0.10438 | 0.10725 | 0.10976 | 0.11209
Scenario 3: Aggressive Fuel Sub | SCE | Com | WholeBlg | Com - College | Electric Energy (GWh/year) | Energy Efficiency | 0.73228 | 0.7486 | 0.76649 | 0.78818 | 0.81287 | 0.83838 | 0.86779 | 0.89483 | 0.92222 | 0.95125 | 0.9774 | 1.0003 | 1.0215
Scenario 3: Aggressive Fuel Sub | SCE | Com | WholeBlg | Com - College | Gas Energy (MMTherm/year) | Energy Efficiency | 0 | 0 | 0 | 0 | 0 | 0 | 0 | 0 | 0 | 0 | 0 | 0 | 0
Scenario 3: Aggressive Fuel Sub | SCE | Com | WholeBlg | Com - Grocery | Electric Demand (MW) | Energy Efficiency | 0.27552 | 0.2819 | 0.28921 | 0.29758 | 0.30731 | 0.31718 | 0.32724 | 0.33699 | 0.3471 | 0.35704 | 0.36686 | 0.37525 | 0.37304
Scenario 3: Aggressive Fuel Sub | SCE | Com | WholeBlg | Com - Grocery | Electric Energy (GWh/year) | Energy Efficiency | 2.5108 | 2.569 | 2.6356 | 2.7119 | 2.8006 | 2.8905 | 2.9821 | 3.071 | 3.1632 | 3.2538 | 3.3432 | 3.4197 | 3.3996
Scenario 3: Aggressive Fuel Sub | SCE | Com | WholeBlg | Com - Health | Electric Demand (MW) | Energy Efficiency | 0.2627 | 0.2698 | 0.27747 | 0.28633 | 0.29643 | 0.30659 | 0.31796 | 0.32848 | 0.3392 | 0.3502 | 0.36065 | 0.36962 | 0.37778
Scenario 3: Aggressive Fuel Sub | SCE | Com | WholeBlg | Com - Health | Electric Energy (GWh/year) | Energy Efficiency | 2.394 | 2.4587 | 2.5286 | 2.6094 | 2.7014 | 2.794 | 2.8976 | 2.9935 | 3.0912 | 3.1914 | 3.2866 | 3.3684 | 3.4427
Scenario 3: Aggressive Fuel Sub | SCE | Com | WholeBlg | Com - Lodging | Electric Demand (MW) | Energy Efficiency | 0.12427 | 0.12724 | 0.13032 | 0.13415 | 0.13853 | 0.14296 | 0.14795 | 0.15259 | 0.15729 | 0.16218 | 0.16677 | 0.17062 | 0.17336
Scenario 3: Aggressive Fuel Sub | SCE | Com | WholeBlg | Com - Lodging | Electric Energy (GWh/year) | Energy Efficiency | 1.1325 | 1.1595 | 1.1876 | 1.2225 | 1.2625 | 1.3028 | 1.3483 | 1.3906 | 1.4334 | 1.478 | 1.5198 | 1.5549 | 1.5799
Scenario 3: Aggressive Fuel Sub | SCE | Com | WholeBlg | Com - Office (Large) | Electric Demand (MW) | Energy Efficiency | 0.52284 | 0.53094 | 0.53986 | 0.55059 | 0.56341 | 0.57617 | 0.5912 | 0.60426 | 0.61727 | 0.63059 | 0.64244 | 0.65157 | 0.66763
Scenario 3: Aggressive Fuel Sub | SCE | Com | WholeBlg | Com - Office (Large) | Electric Energy (GWh/year) | Energy Efficiency | 4.7646 | 4.8385 | 4.9198 | 5.0176 | 5.1344 | 5.2507 | 5.3876 | 5.5067 | 5.6253 | 5.7467 | 5.8547 | 5.9379 | 6.0842
Scenario 3: Aggressive Fuel Sub | SCE | Com | WholeBlg | Com - Office (Large) | Gas Energy (MMTherm/year) | Energy Efficiency | 0 | 0 | 0 | 0 | 0 | 0 | 0 | 0 | 0 | 0 | 0 | 0 | 0
Scenario 3: Aggressive Fuel Sub | SCE | Com | WholeBlg | Com - Office (Small) | Electric Demand (MW) | Energy Efficiency | 0.091786 | 0.093458 | 0.095344 | 0.097584 | 0.10021 | 0.10283 | 0.10575 | 0.10839 | 0.11107 | 0.11386 | 0.11636 | 0.11838 | 0.12013
Scenario 3: Aggressive Fuel Sub | SCE | Com | WholeBlg | Com - Office (Small) | Electric Energy (GWh/year) | Energy Efficiency | 0.83645 | 0.85169 | 0.86888 | 0.88929 | 0.91323 | 0.93714 | 0.96367 | 0.98775 | 1.0122 | 1.0376 | 1.0604 | 1.0789 | 1.0947
Scenario 3: Aggressive Fuel Sub | SCE | Com | WholeBlg | Com - Other | Electric Demand (MW) | Energy Efficiency | 0.39936 | 0.40716 | 0.41546 | 0.42594 | 0.43807 | 0.45027 | 0.46457 | 0.47747 | 0.49047 | 0.50388 | 0.5163 | 0.52649 | 0.54134
Scenario 3: Aggressive Fuel Sub | SCE | Com | WholeBlg | Com - Other | Electric Energy (GWh/year) | Energy Efficiency | 3.6394 | 3.7105 | 3.7862 | 3.8817 | 3.9922 | 4.1034 | 4.2337 | 4.3513 | 4.4697 | 4.5919 | 4.7051 | 4.798 | 4.9333
Scenario 3: Aggressive Fuel Sub | SCE | Com | WholeBlg | Com - Other | Gas Energy (MMTherm/year) | Energy Efficiency | 0 | 0 | 0 | 0 | 0 | 0 | 0 | 0 | 0 | 0 | 0 | 0 | 0
Scenario 3: Aggressive Fuel Sub | SCE | Com | WholeBlg | Com - Refrig. Warehouse | Electric Demand (MW) | Energy Efficiency | 0.030728 | 0.031863 | 0.033082 | 0.034527 | 0.036123 | 0.037675 | 0.039215 | 0.040768 | 0.042391 | 0.043972 | 0.045604 | 0.047056 | 0.046593
Scenario 3: Aggressive Fuel Sub | SCE | Com | WholeBlg | Com - Refrig. Warehouse | Electric Energy (GWh/year) | Energy Efficiency | 0.28003 | 0.29037 | 0.30148 | 0.31465 | 0.32919 | 0.34333 | 0.35737 | 0.37153 | 0.38632 | 0.40072 | 0.4156 | 0.42882 | 0.42461
Scenario 3: Aggressive Fuel Sub | SCE | Com | WholeBlg | Com - Restaurant | Electric Demand (MW) | Energy Efficiency | 0.23361 | 0.24097 | 0.249 | 0.25859 | 0.26951 | 0.28053 | 0.29204 | 0.30356 | 0.31551 | 0.32748 | 0.33955 | 0.35047 | 0.35352
Scenario 3: Aggressive Fuel Sub | SCE | Com | WholeBlg | Com - Restaurant | Electric Energy (GWh/year) | Energy Efficiency | 2.2343 | 2.3188 | 2.4117 | 2.5212 | 2.6458 | 2.7708 | 2.9014 | 3.0353 | 3.1753 | 3.3169 | 3.4625 | 3.5994 | 3.6682
Scenario 3: Aggressive Fuel Sub | SCE | Com | WholeBlg | Com - Restaurant | Gas Energy (MMTherm/year) | Energy Efficiency | -0.0011657 | -0.0013579 | -0.0015756 | -0.0018201 | -0.0020968 | -0.0023695 | -0.0026524 | -0.002973 | -0.003316 | -0.003675 | -0.0040685 | -0.004483 | -0.0049353
Scenario 3: Aggressive Fuel Sub | SCE | Com | WholeBlg | Com - Retail | Electric Demand (MW) | Energy Efficiency | 0.31335 | 0.31796 | 0.32325 | 0.3295 | 0.33692 | 0.34432 | 0.35326 | 0.3609 | 0.3684 | 0.37595 | 0.38237 | 0.38702 | 0.39393
Scenario 3: Aggressive Fuel Sub | SCE | Com | WholeBlg | Com - Retail | Electric Energy (GWh/year) | Energy Efficiency | 3.4426 | 3.5808 | 3.7303 | 3.9052 | 4.1106 | 4.3246 | 4.5609 | 4.8094 | 5.0658 | 5.3343 | 5.6144 | 5.8908 | 6.2095
Scenario 3: Aggressive Fuel Sub | SCE | Com | WholeBlg | Com - Retail | Gas Energy (MMTherm/year) | Energy Efficiency | 0.0040287 | 0.0046885 | 0.0053838 | 0.0061932 | 0.0071386 | 0.0081448 | 0.0092076 | 0.010435 | 0.011726 | 0.013096 | 0.014617 | 0.016223 | 0.017978
Scenario 3: Aggressive Fuel Sub | SCE | Com | WholeBlg | Com - School | Electric Demand (MW) | Energy Efficiency | 0.096541 | 0.098266 | 0.10011 | 0.10247 | 0.10519 | 0.10792 | 0.11113 | 0.11399 | 0.11683 | 0.11977 | 0.12236 | 0.12441 | 0.12717
Scenario 3: Aggressive Fuel Sub | SCE | Com | WholeBlg | Com - School | Electric Energy (GWh/year) | Energy Efficiency | 0.87978 | 0.89551 | 0.91229 | 0.93378 | 0.95865 | 0.98353 | 1.0127 | 1.0388 | 1.0647 | 1.0915 | 1.1151 | 1.1337 | 1.159
Scenario 3: Aggressive Fuel Sub | SCE | Com | WholeBlg | Com - Warehouse | Electric Demand (MW) | Energy Efficiency | 0.16218 | 0.16586 | 0.16979 | 0.17473 | 0.18046 | 0.18625 | 0.19266 | 0.19867 | 0.20479 | 0.2112 | 0.21725 | 0.22242 | 0.22837
Scenario 3: Aggressive Fuel Sub | SCE | Com | WholeBlg | Com - Warehouse | Electric Energy (GWh/year) | Energy Efficiency | 1.5892 | 1.6436 | 1.7021 | 1.7752 | 1.8623 | 1.9506 | 2.0462 | 2.1436 | 2.2431 | 2.3489 | 2.4561 | 2.5572 | 2.6726
Scenario 3: Aggressive Fuel Sub | SCE | Com | WholeBlg | Com - Warehouse | Gas Energy (MMTherm/year) | Energy Efficiency | -0.0012158 | -0.0014447 | -0.0016922 | -0.0019987 | -0.0023797 | -0.0027685 | -0.0031744 | -0.0036406 | -0.0041188 | -0.0046366 | -0.005205 | -0.0057951 | -0.0064646
Scenario 3: Aggressive Fuel Sub | SCE | Ind | WholeBlg | Ind - All Other Industrial | Electric Demand (MW) | Energy Efficiency | 0.12727 | 0.12712 | 0.12728 | 0.12765 | 0.12791 | 0.1281 | 0.12826 | 0.12839 | 0.12851 | 0.12858 | 0.12857 | 0.12859 | 0.12857
Scenario 3: Aggressive Fuel Sub | SCE | Ind | WholeBlg | Ind - All Other Industrial | Electric Energy (GWh/year) | Energy Efficiency | 0.92461 | 0.92345 | 0.92463 | 0.9273 | 0.92918 | 0.93054 | 0.93168 | 0.93263 | 0.93346 | 0.934 | 0.93391 | 0.93399 | 0.93385
Scenario 3: Aggressive Fuel Sub | SCE | Ind | WholeBlg | Ind - Chemicals | Electric Demand (MW) | Energy Efficiency | 0.38538 | 0.38816 | 0.39186 | 0.39601 | 0.39973 | 0.40288 | 0.40558 | 0.40783 | 0.41011 | 0.41223 | 0.41397 | 0.41559 | 0.41696
Scenario 3: Aggressive Fuel Sub | SCE | Ind | WholeBlg | Ind - Chemicals | Electric Energy (GWh/year) | Energy Efficiency | 2.7997 | 2.8198 | 2.8467 | 2.8768 | 2.9037 | 2.9266 | 2.9461 | 2.9624 | 2.979 | 2.9944 | 3.0069 | 3.0186 | 3.0286
Scenario 3: Aggressive Fuel Sub | SCE | Ind | WholeBlg | Ind - Electronics | Electric Demand (MW) | Energy Efficiency | 0.18946 | 0.18962 | 0.19037 | 0.19146 | 0.1924 | 0.19327 | 0.19413 | 0.19495 | 0.19574 | 0.19643 | 0.19695 | 0.19746 | 0.1979
Scenario 3: Aggressive Fuel Sub | SCE | Ind | WholeBlg | Ind - Electronics | Electric Energy (GWh/year) | Energy Efficiency | 1.3764 | 1.3775 | 1.3829 | 1.3908 | 1.3976 | 1.404 | 1.4101 | 1.4161 | 1.4218 | 1.4268 | 1.4306 | 1.4343 | 1.4374
Scenario 3: Aggressive Fuel Sub | SCE | Ind | WholeBlg | Ind - Fabricated Metals | Electric Demand (MW) | Energy Efficiency | 0.26179 | 0.26355 | 0.26624 | 0.26859 | 0.27038 | 0.27167 | 0.27272 | 0.27359 | 0.27437 | 0.27505 | 0.27542 | 0.27567 | 0.27572
Scenario 3: Aggressive Fuel Sub | SCE | Ind | WholeBlg | Ind - Fabricated Metals | Electric Energy (GWh/year) | Energy Efficiency | 1.9019 | 1.9146 | 1.9341 | 1.9512 | 1.9641 | 1.9735 | 1.9811 | 1.9873 | 1.993 | 1.9978 | 2.0005 | 2.0023 | 2.0027
Scenario 3: Aggressive Fuel Sub | SCE | Ind | WholeBlg | Ind - Food | Electric Demand (MW) | Energy Efficiency | 0.54495 | 0.54278 | 0.5422 | 0.54258 | 0.54253 | 0.54232 | 0.54215 | 0.54178 | 0.54133 | 0.54069 | 0.5396 | 0.53849 | 0.53719
Scenario 3: Aggressive Fuel Sub | SCE | Ind | WholeBlg | Ind - Food | Electric Energy (GWh/year) | Energy Efficiency | 3.9589 | 3.9431 | 3.9388 | 3.9415 | 3.9411 | 3.9395 | 3.9382 | 3.9354 | 3.9322 | 3.9274 | 3.9194 | 3.9113 | 3.9018
Scenario 3: Aggressive Fuel Sub | SCE | Ind | WholeBlg | Ind - Industrial Machinery | Electric Demand (MW) | Energy Efficiency | 0.081888 | 0.082494 | 0.083427 | 0.084178 | 0.084669 | 0.085011 | 0.085355 | 0.085656 | 0.085948 | 0.086213 | 0.086371 | 0.086485 | 0.08653
Scenario 3: Aggressive Fuel Sub | SCE | Ind | WholeBlg | Ind - Industrial Machinery | Electric Energy (GWh/year) | Energy Efficiency | 0.5949 | 0.59929 | 0.60606 | 0.6115 | 0.61506 | 0.61753 | 0.62003 | 0.6222 | 0.62431 | 0.62623 | 0.62736 | 0.62818 | 0.6285
Scenario 3: Aggressive Fuel Sub | SCE | Ind | WholeBlg | Ind - Lumber & Furniture | Electric Demand (MW) | Energy Efficiency | 0.045111 | 0.045032 | 0.045092 | 0.045228 | 0.045335 | 0.045392 | 0.045408 | 0.045415 | 0.045415 | 0.045399 | 0.04535 | 0.0453 | 0.045232
Scenario 3: Aggressive Fuel Sub | SCE | Ind | WholeBlg | Ind - Lumber & Furniture | Electric Energy (GWh/year) | Energy Efficiency | 0.32772 | 0.32714 | 0.32757 | 0.32855 | 0.32932 | 0.32974 | 0.32985 | 0.32989 | 0.32989 | 0.32977 | 0.32941 | 0.32904 | 0.32854
Scenario 3: Aggressive Fuel Sub | SCE | Ind | WholeBlg | Ind - Paper | Electric Demand (MW) | Energy Efficiency | 0.17664 | 0.17325 | 0.1708 | 0.16916 | 0.16758 | 0.16592 | 0.16453 | 0.16334 | 0.16241 | 0.1617 | 0.16104 | 0.1605 | 0.16001
Scenario 3: Aggressive Fuel Sub | SCE | Ind | WholeBlg | Ind - Paper | Electric Energy (GWh/year) | Energy Efficiency | 1.2832 | 1.2586 | 1.2408 | 1.2288 | 1.2173 | 1.2053 | 1.1952 | 1.1865 | 1.1798 | 1.1745 | 1.1697 | 1.1658 | 1.1622
Scenario 3: Aggressive Fuel Sub | SCE | Ind | WholeBlg | Ind - Petroleum | Electric Demand (MW) | Energy Efficiency | 0.67636 | 0.67347 | 0.67274 | 0.67336 | 0.67348 | 0.67344 | 0.67326 | 0.67297 | 0.67256 | 0.67185 | 0.67055 | 0.66926 | 0.66778
Scenario 3: Aggressive Fuel Sub | SCE | Ind | WholeBlg | Ind - Petroleum | Electric Energy (GWh/year) | Energy Efficiency | 4.9135 | 4.8925 | 4.8871 | 4.8916 | 4.8924 | 4.892 | 4.8906 | 4.8884 | 4.8854 | 4.8801 | 4.8706 | 4.8612 | 4.8503
Scenario 3: Aggressive Fuel Sub | SCE | Ind | WholeBlg | Ind - Plastics | Electric Demand (MW) | Energy Efficiency | 0.31056 | 0.31022 | 0.31081 | 0.31192 | 0.31276 | 0.31344 | 0.31393 | 0.31423 | 0.31449 | 0.31461 | 0.31445 | 0.31427 | 0.31398
Scenario 3: Aggressive Fuel Sub | SCE | Ind | WholeBlg | Ind - Plastics | Electric Energy (GWh/year) | Energy Efficiency | 2.2561 | 2.2537 | 2.2579 | 2.2659 | 2.272 | 2.2769 | 2.2804 | 2.2825 | 2.2844 | 2.2852 | 2.2841 | 2.2827 | 2.2806
Scenario 3: Aggressive Fuel Sub | SCE | Ind | WholeBlg | Ind - Primary Metals | Electric Demand (MW) | Energy Efficiency | 0.14736 | 0.14901 | 0.15135 | 0.15374 | 0.15577 | 0.15759 | 0.15947 | 0.16129 | 0.16309 | 0.16481 | 0.16631 | 0.16772 | 0.16901
Scenario 3: Aggressive Fuel Sub | SCE | Ind | WholeBlg | Ind - Primary Metals | Electric Energy (GWh/year) | Energy Efficiency | 1.0705 | 1.0825 | 1.0995 | 1.1168 | 1.1315 | 1.1448 | 1.1584 | 1.1716 | 1.1846 | 1.1971 | 1.208 | 1.2182 | 1.2276
Scenario 3: Aggressive Fuel Sub | SCE | Ind | WholeBlg | Ind - Printing & Publishing | Electric Demand (MW) | Energy Efficiency | 0.052172 | 0.051966 | 0.051929 | 0.051991 | 0.052001 | 0.051966 | 0.051932 | 0.051892 | 0.051863 | 0.051824 | 0.05174 | 0.05165 | 0.051538
Scenario 3: Aggressive Fuel Sub | SCE | Ind | WholeBlg | Ind - Printing & Publishing | Electric Energy (GWh/year) | Energy Efficiency | 0.37902 | 0.37751 | 0.37724 | 0.37769 | 0.37775 | 0.37749 | 0.37724 | 0.37694 | 0.37672 | 0.37644 | 0.37582 | 0.37516 | 0.37434
Scenario 3: Aggressive Fuel Sub | SCE | Ind | WholeBlg | Ind - Stone-Glass-Clay | Electric Demand (MW) | Energy Efficiency | 0.26418 | 0.26735 | 0.27076 | 0.27424 | 0.27731 | 0.27996 | 0.28229 | 0.28451 | 0.2866 | 0.28858 | 0.29035 | 0.29215 | 0.29379
Scenario 3: Aggressive Fuel Sub | SCE | Ind | WholeBlg | Ind - Stone-Glass-Clay | Electric Energy (GWh/year) | Energy Efficiency | 1.9192 | 1.9422 | 1.967 | 1.9922 | 2.0144 | 2.0337 | 2.0506 | 2.0667 | 2.0818 | 2.0962 | 2.109 | 2.1221 | 2.1339
Scenario 3: Aggressive Fuel Sub | SCE | Ind | WholeBlg | Ind - Textiles | Electric Demand (MW) | Energy Efficiency | 0.036978 | 0.036893 | 0.03691 | 0.036933 | 0.036908 | 0.036846 | 0.036787 | 0.036701 | 0.036619 | 0.036535 | 0.036424 | 0.036318 | 0.036205
Scenario 3: Aggressive Fuel Sub | SCE | Ind | WholeBlg | Ind - Textiles | Electric Energy (GWh/year) | Energy Efficiency | 0.26863 | 0.26801 | 0.26813 | 0.26829 | 0.26811 | 0.26766 | 0.26722 | 0.2666 | 0.266 | 0.26538 | 0.26457 | 0.26379 | 0.26297
Scenario 3: Aggressive Fuel Sub | SCE | Ind | WholeBlg | Ind - Transportation Equipment | Electric Demand (MW) | Energy Efficiency | 0.31145 | 0.31232 | 0.31602 | 0.31858 | 0.31998 | 0.32073 | 0.32208 | 0.32338 | 0.32497 | 0.32661 | 0.32774 | 0.3285 | 0.3288
Scenario 3: Aggressive Fuel Sub | SCE | Ind | WholeBlg | Ind - Transportation Equipment | Electric Energy (GWh/year) | Energy Efficiency | 2.2626 | 2.2689 | 2.2957 | 2.3143 | 2.3244 | 2.3299 | 2.3396 | 2.349 | 2.3606 | 2.3724 | 2.3805 | 2.386 | 2.3882
Scenario 3: Aggressive Fuel Sub | SCE | Res | AppPlug | Res - Multi Family | Electric Demand (MW) | Energy Efficiency | 0 | 0 | 0 | 0 | 0 | 0 | 0 | 0 | 0 | 0 | 0 | 0 | 0
Scenario 3: Aggressive Fuel Sub | SCE | Res | AppPlug | Res - Multi Family | Electric Energy (GWh/year) | Energy Efficiency | 0 | 0 | 0 | 0 | 0 | 0 | 0 | 0 | 0 | 0 | 0 | 0 | 0
Scenario 3: Aggressive Fuel Sub | SCE | Res | AppPlug | Res - Multi Family | Electric Energy (GWh/year) | Fuel Substitution | -0.014484 | -0.015625 | -0.016774 | -0.017932 | -0.019099 | 0 | 0 | 0 | 0 | 0 | 0 | 0 | 0
Scenario 3: Aggressive Fuel Sub | SCE | Res | AppPlug | Res - Multi Family | Gas Energy (MMTherm/year) | Energy Efficiency | 0 | 0 | 0 | 0 | 0 | 0 | 0 | 0 | 0 | 0 | 0 | 0 | 0
Scenario 3: Aggressive Fuel Sub | SCE | Res | AppPlug | Res - Multi Family | Gas Energy (MMTherm/year) | Fuel Substitution | 0.0029499 | 0.0031824 | 0.0034163 | 0.0036522 | 0.0038899 | 0 | 0 | 0 | 0 | 0 | 0 | 0 | 0
Scenario 3: Aggressive Fuel Sub | SCE | Res | AppPlug | Res - Single Family | Electric Demand (MW) | Energy Efficiency | 0 | 0 | 0 | 0 | 0 | 0 | 0 | 0 | 0 | 0 | 0 | 0 | 0
Scenario 3: Aggressive Fuel Sub | SCE | Res | AppPlug | Res - Single Family | Electric Energy (GWh/year) | Energy Efficiency | 0 | 0 | 0 | 0 | 0 | 0 | 0 | 0 | 0 | 0 | 0 | 0 | 0
Scenario 3: Aggressive Fuel Sub | SCE | Res | AppPlug | Res - Single Family | Electric Energy (GWh/year) | Fuel Substitution | -0.10866 | -0.11735 | -0.12606 | -0.13481 | -0.14363 | 0 | 0 | 0 | 0 | 0 | 0 | 0 | 0
Scenario 3: Aggressive Fuel Sub | SCE | Res | AppPlug | Res - Single Family | Gas Energy (MMTherm/year) | Energy Efficiency | 0 | 0 | 0 | 0 | 0 | 0 | 0 | 0 | 0 | 0 | 0 | 0 | 0
Scenario 3: Aggressive Fuel Sub | SCE | Res | AppPlug | Res - Single Family | Gas Energy (MMTherm/year) | Fuel Substitution | 0.022056 | 0.02382 | 0.025587 | 0.027364 | 0.029154 | 0 | 0 | 0 | 0 | 0 | 0 | 0 | 0
Scenario 3: Aggressive Fuel Sub | SCE | Res | BROs | Income Qualified - Multi Family IQ | Electric Demand (MW) | Energy Efficiency | 2.6492 | 2.7675 | 2.8929 | 3.0048 | 3.0809 | 3.1625 | 3.2358 | 3.3198 | 3.4 | 3.4841 | 3.5569 | 3.6463 | 3.7381
Scenario 3: Aggressive Fuel Sub | SCE | Res | BROs | Income Qualified - Multi Family IQ | Electric Energy (GWh/year) | Energy Efficiency | 11.846 | 12.4085 | 13.0114 | 13.5709 | 13.9959 | 14.4595 | 14.8998 | 15.4065 | 15.9147 | 16.4624 | 16.9806 | 17.605 | 18.2718
Scenario 3: Aggressive Fuel Sub | SCE | Res | BROs | Income Qualified - Single Family IQ | Electric Demand (MW) | Energy Efficiency | 9.0294 | 9.3687 | 9.7261 | 10.067 | 10.2865 | 10.5247 | 10.7392 | 10.9854 | 11.2183 | 11.4547 | 11.6538 | 11.9071 | 12.1677
Scenario 3: Aggressive Fuel Sub | SCE | Res | BROs | Income Qualified - Single Family IQ | Electric Energy (GWh/year) | Energy Efficiency | 40.3774 | 42.0082 | 43.7462 | 45.4696 | 46.7327 | 48.1237 | 49.4539 | 50.9844 | 52.5144 | 54.1291 | 55.6414 | 57.4964 | 59.4833
Scenario 3: Aggressive Fuel Sub | SCE | Res | BROs | Res - Multi Family | Electric Demand (MW) | Energy Efficiency | 19.6664 | 20.4106 | 21.195 | 21.9413 | 22.4232 | 22.9459 | 23.4166 | 23.9569 | 24.4684 | 24.9885 | 25.4271 | 25.9842 | 26.5574
Scenario 3: Aggressive Fuel Sub | SCE | Res | BROs | Res - Multi Family | Electric Energy (GWh/year) | Energy Efficiency | 87.9402 | 91.5157 | 95.3273 | 99.0972 | 101.8653 | 104.9126 | 107.8264 | 111.1788 | 114.5307 | 118.0714 | 121.3894 | 125.4558 | 129.8108
Scenario 3: Aggressive Fuel Sub | SCE | Res | BROs | Res - Single Family | Electric Demand (MW) | Energy Efficiency | 4.7019 | 4.913 | 5.1369 | 5.336 | 5.4716 | 5.6171 | 5.7476 | 5.8972 | 6.0401 | 6.19 | 6.3198 | 6.4792 | 6.6427
Scenario 3: Aggressive Fuel Sub | SCE | Res | BROs | Res - Single Family | Electric Energy (GWh/year) | Energy Efficiency | 21.0259 | 22.0293 | 23.1049 | 24.101 | 24.8581 | 25.6837 | 26.4676 | 27.3698 | 28.2747 | 29.2506 | 30.174 | 31.2862 | 32.4738
Scenario 3: Aggressive Fuel Sub | SCE | Res | BldgEnv | Res - Single Family | Electric Demand (MW) | Energy Efficiency | 0.022623 | 0.025907 | 0.027346 | 0.027344 | 0.027765 | 0.027405 | 0.026701 | 0.025886 | 0.016647 | 0 | 0 | 0 | 0
Scenario 3: Aggressive Fuel Sub | SCE | Res | BldgEnv | Res - Single Family | Electric Energy (GWh/year) | Energy Efficiency | 0.010421 | 0.012143 | 0.013404 | 0.014284 | 0.015218 | 0.015917 | 0.016505 | 0.017048 | -0.0060448 | 0 | 0 | 0 | 0
Scenario 3: Aggressive Fuel Sub | SCE | Res | BldgEnv | Res - Single Family | Gas Energy (MMTherm/year) | Energy Efficiency | 0.0064075 | 0.0071407 | 0.0074846 | 0.007521 | 0.0076429 | 0.0075944 | 0.0074703 | 0.0073215 | 0.0036368 | 0 | 0 | 0 | 0
Scenario 3: Aggressive Fuel Sub | SCE | Res | HVAC | Res - Multi Family | Electric Demand (MW) | Energy Efficiency | 1.6551 | 1.3542 | 1.0797 | 0.84156 | 0.64306 | 0.48181 | 0.35449 | 0.2554 | 0.17932 | 0.12148 | 0.077869 | 0.045175 | 0.020769
Scenario 3: Aggressive Fuel Sub | SCE | Res | HVAC | Res - Multi Family | Electric Demand (MW) | Fuel Substitution | 0 | 0 | 0 | 0 | 0 | 2.2325e-07 | 2.367e-07 | 2.4687e-07 | 2.5316e-07 | 2.5644e-07 | 2.5764e-07 | 2.575e-07 | 2.5654e-07
Scenario 3: Aggressive Fuel Sub | SCE | Res | HVAC | Res - Multi Family | Electric Energy (GWh/year) | Energy Efficiency | 1.8481 | 1.5445 | 1.2526 | 0.99469 | 0.7799 | 0.60155 | 0.46381 | 0.35665 | 0.27438 | 0.21184 | 0.16467 | 0.12929 | 0.10275
Scenario 3: Aggressive Fuel Sub | SCE | Res | HVAC | Res - Multi Family | Electric Energy (GWh/year) | Fuel Substitution | 7.8966e-06 | 7.8949e-06 | 7.8217e-06 | 7.134e-06 | 1.1955e-05 | 2.1379e-06 | 2.2671e-06 | 2.3649e-06 | 2.4255e-06 | 2.4572e-06 | 2.4688e-06 | 2.4677e-06 | 2.4587e-06
Scenario 3: Aggressive Fuel Sub | SCE | Res | HVAC | Res - Multi Family | Gas Energy (MMTherm/year) | Fuel Substitution | 1.0855e-05 | 1.0863e-05 | 1.0777e-05 | 1.1079e-05 | 1.2977e-05 | 0 | 0 | 0 | 0 | 0 | 0 | 0 | 0
Scenario 3: Aggressive Fuel Sub | SCE | Res | HVAC | Res - Single Family | Electric Demand (MW) | Energy Efficiency | 19.4468 | 16.242 | 13.3171 | 10.769 | 8.6457 | 6.9157 | 5.5391 | 4.4634 | 2.5618 | 1.7221 | 1.2335 | 0.86563 | 0.58995
Scenario 3: Aggressive Fuel Sub | SCE | Res | HVAC | Res - Single Family | Electric Demand (MW) | Fuel Substitution | 0 | 0 | 0 | 0 | 0 | 7.8262e-06 | 8.2527e-06 | 8.3562e-06 | 3.9306e-06 | 3.9906e-06 | 4.016e-06 | 4.0186e-06 | 4.0069e-06
Scenario 3: Aggressive Fuel Sub | SCE | Res | HVAC | Res - Single Family | Electric Energy (GWh/year) | Energy Efficiency | 11.7028 | 9.8565 | 8.1694 | 6.6945 | 5.4683 | 4.4675 | 3.6704 | 3.0472 | 1.5722 | 1.0138 | 0.72729 | 0.51159 | 0.34992
Scenario 3: Aggressive Fuel Sub | SCE | Res | HVAC | Res - Single Family | Electric Energy (GWh/year) | Fuel Substitution | -0.00086541 | -0.00087972 | -0.00088038 | -0.00089942 | -0.00089597 | 5.2622e-05 | 5.5425e-05 | 5.576e-05 | 2.672e-05 | 2.7136e-05 | 2.7315e-05 | 2.7338e-05 | 2.7263e-05
Scenario 3: Aggressive Fuel Sub | SCE | Res | HVAC | Res - Single Family | Gas Energy (MMTherm/year) | Energy Efficiency | -0.0022129 | -0.0024567 | -0.0026487 | -0.0027894 | -0.0029295 | -0.0030311 | -0.0031066 | -0.0031633 | -0.00049024 | 0 | 0 | 0 | 0
Scenario 3: Aggressive Fuel Sub | SCE | Res | HVAC | Res - Single Family | Gas Energy (MMTherm/year) | Fuel Substitution | 0.00026676 | 0.00027101 | 0.00027088 | 0.00028581 | 0.00028456 | 0 | 0 | 0 | 0 | 0 | 0 | 0 | 0
Scenario 3: Aggressive Fuel Sub | SCE | Res | WaterHeat | Res - Multi Family | Electric Demand (MW) | Energy Efficiency | 0.016763 | 0.017834 | 0.019164 | 0.020338 | 0.021517 | 0.022458 | 0.023483 | 0.02447 | 0.025428 | 0.026366 | 0.027304 | 0.028719 | 0.030385
Scenario 3: Aggressive Fuel Sub | SCE | Res | WaterHeat | Res - Multi Family | Electric Demand (MW) | Fuel Substitution | 0 | 0 | 0 | 0 | 0 | 0.12131 | 0.14581 | 0.16998 | 0.18716 | 0.19777 | 0.20342 | 0.20576 | 0.20602
Scenario 3: Aggressive Fuel Sub | SCE | Res | WaterHeat | Res - Multi Family | Electric Energy (GWh/year) | Energy Efficiency | 0.088507 | 0.094122 | 0.10113 | 0.1073 | 0.1135 | 0.11844 | 0.12382 | 0.129 | 0.13403 | 0.13895 | 0.14387 | 0.15135 | 0.16016
Scenario 3: Aggressive Fuel Sub | SCE | Res | WaterHeat | Res - Multi Family | Electric Energy (GWh/year) | Fuel Substitution | -46.3907 | -45.4419 | -44.5153 | -43.694 | -42.9773 | 0.67268 | 0.80907 | 0.94321 | 1.0385 | 1.0973 | 1.1286 | 1.1414 | 1.1428
Scenario 3: Aggressive Fuel Sub | SCE | Res | WaterHeat | Res - Multi Family | Gas Energy (MMTherm/year) | Fuel Substitution | 3.3025 | 3.2336 | 3.1661 | 3.1067 | 3.0553 | 0 | 0 | 0 | 0 | 0 | 0 | 0 | 0
Scenario 3: Aggressive Fuel Sub | SCE | Res | WaterHeat | Res - Single Family | Electric Demand (MW) | Energy Efficiency | 0.015103 | 0.017239 | 0.0189 | 0.020165 | 0.021571 | 0.022771 | 0.023854 | 0.024872 | 0.023336 | 0.023972 | 0.024932 | 0.026037 | 0.02715
Scenario 3: Aggressive Fuel Sub | SCE | Res | WaterHeat | Res - Single Family | Electric Demand (MW) | Fuel Substitution | 0 | 0 | 0 | 0 | 0 | 0.87688 | 1.0445 | 1.2139 | 1.3334 | 1.4068 | 1.4459 | 1.4619 | 1.4637
Scenario 3: Aggressive Fuel Sub | SCE | Res | WaterHeat | Res - Single Family | Electric Energy (GWh/year) | Energy Efficiency | 0.077402 | 0.088302 | 0.096841 | 0.10339 | 0.11061 | 0.11678 | 0.12234 | 0.12757 | 0.12121 | 0.12469 | 0.12966 | 0.13542 | 0.14118
Scenario 3: Aggressive Fuel Sub | SCE | Res | WaterHeat | Res - Single Family | Electric Energy (GWh/year) | Fuel Substitution | -7.5331 | -7.2728 | -6.98 | -6.7558 | -6.6078 | 4.8239 | 5.7471 | 6.6793 | 7.3369 | 7.7403 | 7.9542 | 8.042 | 8.0511
Scenario 3: Aggressive Fuel Sub | SCE | Res | WaterHeat | Res - Single Family | Gas Energy (MMTherm/year) | Fuel Substitution | 1.0464 | 1.01 | 0.96913 | 0.93784 | 0.91719 | 0 | 0 | 0 | 0 | 0 | 0 | 0 | 0
Scenario 3: Aggressive Fuel Sub | SCE | Res | WholeBlg | Res - Multi Family | Electric Demand (MW) | Energy Efficiency | 0 | 0 | 0 | 0 | 0.012356 | 0.011434 | 0.010602 | 0.0097651 | 0.0089481 | 0.0081604 | 0.0074966 | 0.0069653 | 0.0064653
Scenario 3: Aggressive Fuel Sub | SCE | Res | WholeBlg | Res - Multi Family | Electric Energy (GWh/year) | Energy Efficiency | 0 | 0 | 0 | 0 | 0.11936 | 0.11046 | 0.10241 | 0.094332 | 0.086439 | 0.07883 | 0.072417 | 0.067285 | 0.062456
Scenario 3: Aggressive Fuel Sub | SCE | Res | WholeBlg | Res - Multi Family | Gas Energy (MMTherm/year) | Energy Efficiency | 0 | 0 | 0 | 0 | 0.0008868 | 0.00082062 | 0.00076088 | 0.00070083 | 0.00064219 | 0.00058566 | 0.00053802 | 0.00049989 | 0.00046401
Scenario 3: Aggressive Fuel Sub | SCE | Res | WholeBlg | Res - Single Family | Electric Demand (MW) | Energy Efficiency | 0 | 0 | 0.091141 | 0.091406 | 0.088619 | 0.082851 | 0.076004 | 0.068977 | 0.06255 | 0.056604 | 0.051415 | 0.047124 | 0.043171
Scenario 3: Aggressive Fuel Sub | SCE | Res | WholeBlg | Res - Single Family | Electric Energy (GWh/year) | Energy Efficiency | 0 | 0 | 0.40802 | 0.40921 | 0.39673 | 0.37091 | 0.34026 | 0.3088 | 0.28002 | 0.25341 | 0.23018 | 0.21097 | 0.19327
Scenario 3: Aggressive Fuel Sub | SCE | Res | WholeBlg | Res - Single Family | Gas Energy (MMTherm/year) | Energy Efficiency | 0 | 0 | 0.0023526 | 0.0023595 | 0.0022875 | 0.0021387 | 0.0019619 | 0.0017805 | 0.0016146 | 0.0014611 | 0.0013272 | 0.0012164 | 0.0011144
Scenario 3: Aggressive Fuel Sub | SCG | Ag | WholeBlg | Ag - Dairies, fishing, hunting | Gas Energy (MMTherm/year) | Energy Efficiency | 0.0049239 | 0.0049239 | 0.0049239 | 0.0049239 | 0.0049239 | 0.0049239 | 0.0049239 | 0.0049239 | 0.0049239 | 0.0049239 | 0.0049239 | 0.0049239 | 0.0049239
Scenario 3: Aggressive Fuel Sub | SCG | Ag | WholeBlg | Ag - Irrigated Agriculture, vineyards, forestry and greenhouses | Gas Energy (MMTherm/year) | Energy Efficiency | 0.021124 | 0.021124 | 0.021124 | 0.021124 | 0.021124 | 0.021124 | 0.021124 | 0.021124 | 0.021124 | 0.021124 | 0.021124 | 0.021124 | 0.021124
Scenario 3: Aggressive Fuel Sub | SCG | Ag | WholeBlg | Ag - Water pumping | Gas Energy (MMTherm/year) | Energy Efficiency | 0.0069376 | 0.0069376 | 0.0069376 | 0.0069376 | 0.0069376 | 0.0069376 | 0.0069376 | 0.0069376 | 0.0069376 | 0.0069376 | 0.0069376 | 0.0069376 | 0.0069376
Scenario 3: Aggressive Fuel Sub | SCG | Com | AppPlug | Com - College | Gas Energy (MMTherm/year) | Energy Efficiency | 0 | 0 | 0 | 0 | 0 | 0 | 0 | 0 | 0 | 0 | 0 | 0 | 0.0032292
Scenario 3: Aggressive Fuel Sub | SCG | Com | AppPlug | Com - Health | Gas Energy (MMTherm/year) | Energy Efficiency | 0.8812 | 0.97682 | 1.0673 | 1.1297 | 1.1888 | 1.2347 | 1.2715 | 1.2873 | 1.2852 | 1.2611 | 1.2188 | 1.1711 | 1.1122
Scenario 3: Aggressive Fuel Sub | SCG | Com | AppPlug | Com - Lodging | Gas Energy (MMTherm/year) | Energy Efficiency | 0.61486 | 0.67734 | 0.74595 | 0.77932 | 0.81032 | 0.83616 | 0.85496 | 0.86521 | 0.86502 | 0.85462 | 0.83524 | 0.80659 | 0.77021
Scenario 3: Aggressive Fuel Sub | SCG | Com | AppPlug | Com - Other | Gas Energy (MMTherm/year) | Energy Efficiency | 0.001969 | 0.0022816 | 0.0026133 | 0.02639 | 0.021837 | 0.026418 | 0.020615 | 0.018049 | 0.015482 | 0.01312 | 0.011048 | 0.0092911 | 0.0078763
Scenario 3: Aggressive Fuel Sub | SCG | Com | BldgEnv | Com - College | Electric Demand (MW) | Energy Efficiency | 0.0042218 | 0.0042063 | 0.0041031 | 0.0038121 | 0.0034058 | 0.0029419 | 0.0024523 | 0.0019669 | 0.0015198 | 0.0011241 | 0.00079235 | 0.0005385 | 0.00050454
Scenario 3: Aggressive Fuel Sub | SCG | Com | BldgEnv | Com - College | Electric Energy (GWh/year) | Energy Efficiency | 0.0014365 | 0.0014312 | 0.0013917 | 0.0012931 | 0.0011554 | 0.00099817 | 0.00083224 | 0.00066774 | 0.0005162 | 0.00038209 | 0.00026965 | 0.00018366 | 0.00017219
Scenario 3: Aggressive Fuel Sub | SCG | Com | BldgEnv | Com - College | Gas Energy (MMTherm/year) | Energy Efficiency | 0.0038306 | 0.0038046 | 0.0036478 | 0.0033559 | 0.0029611 | 0.0025056 | 0.0020267 | 0.0015573 | 0.0011254 | 0.00074562 | 0.0004258 | 0.00016984 | 0.00013495
Scenario 3: Aggressive Fuel Sub | SCG | Com | BldgEnv | Com - Grocery | Electric Demand (MW) | Energy Efficiency | 0.0042402 | 0.00294 | 0.00168 | 0.00086289 | 0.00088135 | 0.00081136 | 0.00084764 | 0.00088711 | 0.00091973 | 0.00094645 | 0.00097416 | 0.00099679 | 0.0010187
Scenario 3: Aggressive Fuel Sub | SCG | Com | BldgEnv | Com - Grocery | Electric Energy (GWh/year) | Energy Efficiency | 0.0014432 | 0.0010009 | 0.00057131 | 0.00029447 | 0.00030076 | 0.00027683 | 0.0002892 | 0.00030267 | 0.0003138 | 0.00032292 | 0.00033237 | 0.00034009 | 0.00034757
Scenario 3: Aggressive Fuel Sub | SCG | Com | BldgEnv | Com - Grocery | Gas Energy (MMTherm/year) | Energy Efficiency | 0.0029026 | 0.0018462 | 0.00081873 | 0.00015934 | 0.00016625 | 0.00016612 | 0.00017358 | 0.0001817 | 0.00018841 | 0.00019391 | 0.00019961 | 0.00020426 | 0.00020876
Scenario 3: Aggressive Fuel Sub | SCG | Com | BldgEnv | Com - Health | Electric Demand (MW) | Energy Efficiency | 0.0060866 | 0.0054974 | 0.0047352 | 0.0038534 | 0.0029787 | 0.0021516 | 0.0014428 | 0.0010524 | 0.00099671 | 0.00091515 | 0.00090958 | 0.00094889 | 0.00099405
Scenario 3: Aggressive Fuel Sub | SCG | Com | BldgEnv | Com - Health | Electric Energy (GWh/year) | Energy Efficiency | 0.0029019 | 0.0026214 | 0.0022586 | 0.0018387 | 0.0014222 | 0.0010284 | 0.00069088 | 0.00050496 | 0.0004782 | 0.00043902 | 0.00043635 | 0.0004552 | 0.00047687
Scenario 3: Aggressive Fuel Sub | SCG | Com | BldgEnv | Com - Health | Gas Energy (MMTherm/year) | Energy Efficiency | 0.0037239 | 0.0033065 | 0.0027697 | 0.0021644 | 0.001557 | 0.00098681 | 0.00048912 | 0.00021947 | 0.00021377 | 0.00020275 | 0.0002015 | 0.00021021 | 0.00022022
Scenario 3: Aggressive Fuel Sub | SCG | Com | BldgEnv | Com - Lodging | Electric Demand (MW) | Energy Efficiency | 0.00016434 | 0.00019883 | 0.00024007 | 0.00050558 | 0.00060797 | 0.00072896 | 0.0008711 | 0.0010368 | 0.0012282 | 0.0014466 | 0.0016926 | 0.0019644 | 0.002258
Scenario 3: Aggressive Fuel Sub | SCG | Com | BldgEnv | Com - Lodging | Electric Energy (GWh/year) | Energy Efficiency | 0.00010566 | 0.00012782 | 0.00015433 | 0.0003273 | 0.00039358 | 0.0004719 | 0.00056391 | 0.00067117 | 0.00079504 | 0.00093647 | 0.0010956 | 0.0012716 | 0.0014617
Scenario 3: Aggressive Fuel Sub | SCG | Com | BldgEnv | Com - Lodging | Gas Energy (MMTherm/year) | Energy Efficiency | 6.1967e-05 | 7.5073e-05 | 9.0751e-05 | 0.00018992 | 0.00022851 | 0.00027413 | 0.00032772 | 0.00039022 | 0.00046242 | 0.00054487 | 0.00063767 | 0.00074024 | 0.00085103
Scenario 3: Aggressive Fuel Sub | SCG | Com | BldgEnv | Com - Office (Large) | Electric Demand (MW) | Energy Efficiency | 0.0044593 | 0.0046327 | 0.0047628 | 0.004887 | 0.0050237 | 0.0051514 | 0.0052353 | 0.0053068 | 0.0053214 | 0.0053115 | 0.0053129 | 0.0052862 | 0.0052622
Scenario 3: Aggressive Fuel Sub | SCG | Com | BldgEnv | Com - Office (Large) | Electric Energy (GWh/year) | Energy Efficiency | 0.0015214 | 0.0015806 | 0.001625 | 0.0016674 | 0.001714 | 0.0017576 | 0.0017862 | 0.0018106 | 0.0018156 | 0.0018122 | 0.0018127 | 0.0018036 | 0.0017954
Scenario 3: Aggressive Fuel Sub | SCG | Com | BldgEnv | Com - Office (Large) | Gas Energy (MMTherm/year) | Energy Efficiency | 0.00057006 | 0.00059231 | 0.00060899 | 0.00062492 | 0.00064247 | 0.00065886 | 0.00066966 | 0.00067887 | 0.0006808 | 0.00067957 | 0.0006798 | 0.00067641 | 0.00067335
Scenario 3: Aggressive Fuel Sub | SCG | Com | BldgEnv | Com - Office (Small) | Electric Demand (MW) | Energy Efficiency | 0.0025873 | 0.0018891 | 0.0012294 | 0.00074915 | 9.6686e-05 | 0.0075342 | 0.00077527 | 0.00079866 | 0.00081887 | 0.00083567 | 0.00085151 | 0.00086456 | 0.00087675
Scenario 3: Aggressive Fuel Sub | SCG | Com | BldgEnv | Com - Office (Small) | Electric Energy (GWh/year) | Energy Efficiency | 0.00087884 | 0.00064224 | 0.0004179 | 0.0002556 | 3.3031e-05 | 0.0025706 | 0.00026451 | 0.00027249 | 0.00027939 | 0.00028512 | 0.00029053 | 0.00029498 | 0.00029914
Scenario 3: Aggressive Fuel Sub | SCG | Com | BldgEnv | Com - Office (Small) | Gas Energy (MMTherm/year) | Energy Efficiency | 0.00073407 | 0.00048026 | 0.00023913 | 9.5615e-05 | 8.0186e-06 | 0.00096212 | 9.8972e-05 | 0.00010197 | 0.00010456 | 0.00010671 | 0.00010874 | 0.00011042 | 0.00011197
Scenario 3: Aggressive Fuel Sub | SCG | Com | BldgEnv | Com - Other | Electric Demand (MW) | Energy Efficiency | 0.011844 | 0.010666 | 0.0092333 | 0.026304 | 0.017586 | 0.01356 | 0.0058479 | 0.0017639 | 0.0018239 | 0.0018885 | 0.0019519 | 0.0020073 | 0.0020645
Scenario 3: Aggressive Fuel Sub | SCG | Com | BldgEnv | Com - Other | Electric Energy (GWh/year) | Energy Efficiency | 0.0040326 | 0.0036315 | 0.003135 | 0.0089751 | 0.0060006 | 0.0046278 | 0.0019964 | 0.00060221 | 0.00062271 | 0.00064475 | 0.0006664 | 0.00068531 | 0.00070484
Scenario 3: Aggressive Fuel Sub | SCG | Com | BldgEnv | Com - Other | Gas Energy (MMTherm/year) | Energy Efficiency | 0.0087138 | 0.0077337 | 0.0064817 | 0.0090123 | 0.0059843 | 0.0044015 | 0.0017659 | 0.00052947 | 0.0005475 | 0.00056687 | 0.00058591 | 0.00060254 | 0.00061972
Scenario 3: Aggressive Fuel Sub | SCG | Com | BldgEnv | Com - Refrig. Warehouse | Electric Demand (MW) | Energy Efficiency | 0.001028 | 9.4359e-05 | 0.00019534 | 0.001301 | 0.00057111 | 0.00064523 | 0.00072201 | 0.00079697 | 0.00086803 | 0.00092948 | 0.00097624 | 0.0010056 | 0.0010125
Scenario 3: Aggressive Fuel Sub | SCG | Com | BldgEnv | Com - Refrig. Warehouse | Electric Energy (GWh/year) | Energy Efficiency | 0.00035302 | 3.2297e-05 | 6.8093e-05 | 0.00044664 | 0.00019704 | 0.00022264 | 0.00024916 | 0.00027505 | 0.00029959 | 0.00032081 | 0.00033696 | 0.00034707 | 0.00034943
Scenario 3: Aggressive Fuel Sub | SCG | Com | BldgEnv | Com - Refrig. Warehouse | Gas Energy (MMTherm/year) | Energy Efficiency | 0.00022943 | 1.8082e-05 | 7.1884e-05 | 0.00031907 | 0.00019075 | 0.00021709 | 0.0002443 | 0.00027099 | 0.0002961 | 0.00031777 | 0.00033417 | 0.00034404 | 0.0003458
Scenario 3: Aggressive Fuel Sub | SCG | Com | BldgEnv | Com - Restaurant | Electric Demand (MW) | Energy Efficiency | 0.00066666 | 0.0007195 | 0.0007714 | 0.00082331 | 0.00087673 | 0.00092016 | 0.00095754 | 0.00099614 | 0.0010314 | 0.0010618 | 0.0010916 | 0.0011171 | 0.0011423
Scenario 3: Aggressive Fuel Sub | SCG | Com | BldgEnv | Com - Restaurant | Electric Energy (GWh/year) | Energy Efficiency | 0.0002275 | 0.00024553 | 0.00026324 | 0.00028095 | 0.00029918 | 0.000314 | 0.00032676 | 0.00033993 | 0.00035196 | 0.00036232 | 0.0003725 | 0.00038121 | 0.0003898
Scenario 3: Aggressive Fuel Sub | SCG | Com | BldgEnv | Com - Restaurant | Gas Energy (MMTherm/year) | Energy Efficiency | 0.00017695 | 0.00019097 | 0.00020475 | 0.00021853 | 0.00023271 | 0.00024424 | 0.00025416 | 0.0002644 | 0.00027377 | 0.00028182 | 0.00028974 | 0.00029651 | 0.0003032
Scenario 3: Aggressive Fuel Sub | SCG | Com | BldgEnv | Com - Retail | Electric Demand (MW) | Energy Efficiency | 0.021345 | 0.018424 | 0.015106 | 0.0031779 | 0.0065215 | 0.0095405 | 0.0035937 | 0.0036949 | 0.0034955 | 0.0035992 | 0.0037035 | 0.00379 | 0.003875
Scenario 3: Aggressive Fuel Sub | SCG | Com | BldgEnv | Com - Retail | Electric Energy (GWh/year) | Energy Efficiency | 0.0072638 | 0.0062705 | 0.0051274 | 0.0010846 | 0.0022115 | 0.0032495 | 0.0012265 | 0.001261 | 0.0011928 | 0.0012282 | 0.0012638 | 0.0012933 | 0.0013223
Scenario 3: Aggressive Fuel Sub | SCG | Com | BldgEnv | Com - Retail | Gas Energy (MMTherm/year) | Energy Efficiency | 0.028829 | 0.024246 | 0.018876 | 0.0010643 | 0.0090879 | 0.006329 | 0.0012222 | 0.0012675 | 0.0012613 | 0.0012986 | 0.0013362 | 0.0013673 | 0.001398
Scenario 3: Aggressive Fuel Sub | SCG | Com | BldgEnv | Com - School | Electric Demand (MW) | Energy Efficiency | 0.0009696 | 0.0010161 | 0.0010621 | 0.0011019 | 0.0011226 | 0.0011536 | 0.0011708 | 0.0011856 | 0.0012015 | 0.0012189 | 0.0012298 | 0.001246 | 0.0012533
Scenario 3: Aggressive Fuel Sub | SCG | Com | BldgEnv | Com - School | Electric Energy (GWh/year) | Energy Efficiency | 0.00033081 | 0.00034667 | 0.00036238 | 0.00037597 | 0.00038303 | 0.00039358 | 0.00039947 | 0.00040449 | 0.00040994 | 0.00041588 | 0.0004196 | 0.0004251 | 0.00042761
Scenario 3: Aggressive Fuel Sub | SCG | Com | BldgEnv | Com - School | Gas Energy (MMTherm/year) | Energy Efficiency | 0.00012394 | 0.0001299 | 0.0001358 | 0.00014091 | 0.00014356 | 0.00014753 | 0.00014976 | 0.00015165 | 0.00015371 | 0.00015595 | 0.00015736 | 0.00015943 | 0.00016037
Scenario 3: Aggressive Fuel Sub | SCG | Com | BldgEnv | Com - Warehouse | Electric Demand (MW) | Energy Efficiency | 0.0072048 | 0.008202 | 0.0091671 | 0.016669 | 0.017986 | 0.018962 | 0.019494 | 0.019532 | 0.019035 | 0.018045 | 0.016647 | 0.014944 | 0.01309
Scenario 3: Aggressive Fuel Sub | SCG | Com | BldgEnv | Com - Warehouse | Electric Energy (GWh/year) | Energy Efficiency | 0.0046014 | 0.0052374 | 0.0058528 | 0.010741 | 0.01159 | 0.012219 | 0.012563 | 0.012588 | 0.012269 | 0.011633 | 0.010733 | 0.009638 | 0.0084451
Scenario 3: Aggressive Fuel Sub | SCG | Com | BldgEnv | Com - Warehouse | Gas Energy (MMTherm/year) | Energy Efficiency | 0.0039323 | 0.0044978 | 0.0050491 | 0.0095354 | 0.010287 | 0.010836 | 0.011124 | 0.011113 | 0.010787 | 0.010166 | 0.0092989 | 0.0082544 | 0.0071165
Scenario 3: Aggressive Fuel Sub | SCG | Com | FoodServ | Com - College | Electric Demand (MW) | Energy Efficiency | 0.002221 | 0.0023982 | 0.0026086 | 0.0028307 | 0.002998 | 0.0032221 | 0.0034446 | 0.0036208 | 0.0037908 | 0.0039332 | 0.0040874 | 0.0043542 | 0.0045034
Scenario 3: Aggressive Fuel Sub | SCG | Com | FoodServ | Com - College | Electric Energy (GWh/year) | Energy Efficiency | 0.010879 | 0.01174 | 0.012764 | 0.013846 | 0.014661 | 0.015753 | 0.016838 | 0.017696 | 0.018524 | 0.019216 | 0.019966 | 0.021267 | 0.021991
Scenario 3: Aggressive Fuel Sub | SCG | Com | FoodServ | Com - College | Gas Energy (MMTherm/year) | Energy Efficiency | 0.011624 | 0.012148 | 0.012665 | 0.013142 | 0.013478 | 0.013855 | 0.014867 | 0.015316 | 0.015525 | 0.015658 | 0.015788 | 0.016061 | 0.016151
Scenario 3: Aggressive Fuel Sub | SCG | Com | FoodServ | Com - Grocery | Electric Demand (MW) | Energy Efficiency | 0.01351 | 0.014704 | 0.015767 | 0.016849 | 0.017942 | 0.019031 | 0.020039 | 0.021108 | 0.022092 | 0.023001 | 0.023942 | 0.024818 | 0.025696
Scenario 3: Aggressive Fuel Sub | SCG | Com | FoodServ | Com - Grocery | Electric Energy (GWh/year) | Energy Efficiency | 0.066177 | 0.071963 | 0.077119 | 0.08237 | 0.087683 | 0.092973 | 0.097867 | 0.10306 | 0.10784 | 0.11224 | 0.11681 | 0.12105 | 0.12531
Scenario 3: Aggressive Fuel Sub | SCG | Com | FoodServ | Com - Grocery | Gas Energy (MMTherm/year) | Energy Efficiency | 0.091198 | 0.095991 | 0.10007 | 0.10389 | 0.10745 | 0.11066 | 0.12902 | 0.13848 | 0.14206 | 0.14523 | 0.14834 | 0.15111 | 0.15377
Scenario 3: Aggressive Fuel Sub | SCG | Com | FoodServ | Com - Health | Electric Demand (MW) | Energy Efficiency | 0.0057862 | 0.0063718 | 0.007009 | 0.0074492 | 0.0080104 | 0.0085006 | 0.0091445 | 0.0096166 | 0.010069 | 0.010347 | 0.010558 | 0.011179 | 0.011873
Scenario 3: Aggressive Fuel Sub | SCG | Com | FoodServ | Com - Health | Electric Energy (GWh/year) | Energy Efficiency | 0.028202 | 0.031045 | 0.034142 | 0.03628 | 0.03901 | 0.041395 | 0.04453 | 0.046828 | 0.049028 | 0.050378 | 0.0514 | 0.054425 | 0.057807
Scenario 3: Aggressive Fuel Sub | SCG | Com | FoodServ | Com - Health | Gas Energy (MMTherm/year) | Energy Efficiency | 0.031357 | 0.033084 | 0.034748 | 0.035918 | 0.037169 | 0.038163 | 0.042656 | 0.044648 | 0.045482 | 0.045956 | 0.046266 | 0.047182 | 0.04816
Scenario 3: Aggressive Fuel Sub | SCG | Com | FoodServ | Com - Lodging | Electric Demand (MW) | Energy Efficiency | 0.0072508 | 0.0078216 | 0.0083826 | 0.0088861 | 0.0094226 | 0.0099626 | 0.010493 | 0.011003 | 0.011457 | 0.011873 | 0.012296 | 0.012699 | 0.01309
Scenario 3: Aggressive Fuel Sub | SCG | Com | FoodServ | Com - Lodging | Electric Energy (GWh/year) | Energy Efficiency | 0.035442 | 0.038212 | 0.040938 | 0.043385 | 0.045993 | 0.048617 | 0.05119 | 0.053668 | 0.055871 | 0.057889 | 0.059941 | 0.061891 | 0.063783
Scenario 3: Aggressive Fuel Sub | SCG | Com | FoodServ | Com - Lodging | Gas Energy (MMTherm/year) | Energy Efficiency | 0.027433 | 0.028898 | 0.030267 | 0.031453 | 0.0326 | 0.033653 | 0.038504 | 0.041172 | 0.04222 | 0.043154 | 0.044052 | 0.04487 | 0.045627
Scenario 3: Aggressive Fuel Sub | SCG | Com | FoodServ | Com - Other | Electric Demand (MW) | Energy Efficiency | 0.041668 | 0.045134 | 0.048359 | 0.051322 | 0.032678 | 0.078504 | 0.059268 | 0.061648 | 0.063768 | 0.065948 | 0.068119 | 0.070186 | 0.072306
Scenario 3: Aggressive Fuel Sub | SCG | Com | FoodServ | Com - Other | Electric Energy (GWh/year) | Energy Efficiency | 0.20269 | 0.21932 | 0.23481 | 0.24905 | 0.15864 | 0.38051 | 0.28722 | 0.29865 | 0.30881 | 0.31926 | 0.32965 | 0.33953 | 0.34967
Scenario 3: Aggressive Fuel Sub | SCG | Com | FoodServ | Com - Other | Gas Energy (MMTherm/year) | Energy Efficiency | 0.13684 | 0.14533 | 0.15323 | 0.16046 | 0.12135 | 0.21929 | 0.18394 | 0.19129 | 0.19623 | 0.20111 | 0.20576 | 0.20999 | 0.21404
Scenario 3: Aggressive Fuel Sub | SCG | Com | FoodServ | Com - Restaurant | Electric Demand (MW) | Energy Efficiency | 0.11681 | 0.12572 | 0.13398 | 0.14219 | 0.1505 | 0.15787 | 0.16466 | 0.17156 | 0.17815 | 0.18417 | 0.19016 | 0.19581 | 0.20151
Scenario 3: Aggressive Fuel Sub | SCG | Com | FoodServ | Com - Restaurant | Electric Energy (GWh/year) | Energy Efficiency | 0.57712 | 0.62062 | 0.66102 | 0.7011 | 0.74164 | 0.77754 | 0.81056 | 0.8441 | 0.8761 | 0.90529 | 0.93433 | 0.96165 | 0.98919
Scenario 3: Aggressive Fuel Sub | SCG | Com | FoodServ | Com - Restaurant | Gas Energy (MMTherm/year) | Energy Efficiency | 0.42957 | 0.45498 | 0.47863 | 0.50113 | 0.52281 | 0.54131 | 0.61807 | 0.66245 | 0.68287 | 0.7016 | 0.71968 | 0.73638 | 0.75222
Scenario 3: Aggressive Fuel Sub | SCG | Com | FoodServ | Com - Retail | Electric Demand (MW) | Energy Efficiency | 0.0016293 | 0.0018072 | 0.0019751 | 0.0021597 | 0 | 0.0054141 | 0.0027546 | 0.0029689 | 0.0031683 | 0.0033626 | 0.0035641 | 0.0037542 | 0.0039473
Scenario 3: Aggressive Fuel Sub | SCG | Com | FoodServ | Com - Retail | Electric Energy (GWh/year) | Energy Efficiency | 0.007981 | 0.0088522 | 0.0096748 | 0.010579 | 0 | 0.02652 | 0.013493 | 0.014542 | 0.015519 | 0.016471 | 0.017458 | 0.018389 | 0.019335
Scenario 3: Aggressive Fuel Sub | SCG | Com | FoodServ | Com - Retail | Gas Energy (MMTherm/year) | Energy Efficiency | 0.00017674 | 0.00019604 | 0.00021425 | 0.00023427 | 0 | 0.00058729 | 0.0002988 | 0.00032205 | 0.00034368 | 0.00036475 | 0.00038662 | 0.00040723 | 0.00042818
Scenario 3: Aggressive Fuel Sub | SCG | Com | FoodServ | Com - School | Electric Demand (MW) | Energy Efficiency | 0.013812 | 0.01465 | 0.015487 | 0.016273 | 0.016888 | 0.017598 | 0.018182 | 0.018741 | 0.019312 | 0.019897 | 0.020416 | 0.020987 | 0.021463
Scenario 3: Aggressive Fuel Sub | SCG | Com | FoodServ | Com - School | Electric Energy (GWh/year) | Energy Efficiency | 0.066027 | 0.070039 | 0.074051 | 0.077818 | 0.080758 | 0.084162 | 0.086961 | 0.089641 | 0.092378 | 0.095184 | 0.09767 | 0.10041 | 0.1027
Scenario 3: Aggressive Fuel Sub | SCG | Com | FoodServ | Com - School | Gas Energy (MMTherm/year) | Energy Efficiency | 0.031987 | 0.033331 | 0.034561 | 0.035617 | 0.036348 | 0.037129 | 0.039038 | 0.040164 | 0.04065 | 0.041116 | 0.041465 | 0.041857 | 0.042112
Scenario 3: Aggressive Fuel Sub | SCG | Com | HVAC | Com - College | Electric Demand (MW) | Energy Efficiency | 0.039708 | 0.039774 | 0.040818 | 0.042151 | 0.042327 | 0.042639 | 0.043925 | 0.044347 | 0.04469 | 0.044617 | 0.044784 | 0.046634 | 0.04673
Scenario 3: Aggressive Fuel Sub | SCG | Com | HVAC | Com - College | Electric Energy (GWh/year) | Energy Efficiency | 0.051161 | 0.051126 | 0.052269 | 0.053764 | 0.053871 | 0.050197 | 0.051711 | 0.052208 | 0.052611 | 0.052526 | 0.052722 | 0.0549 | 0.055013
Scenario 3: Aggressive Fuel Sub | SCG | Com | HVAC | Com - College | Gas Energy (MMTherm/year) | Energy Efficiency | 0.006005 | 0.0059225 | 0.005925 | 0.0059554 | 0.0075613 | 0.0048145 | 0.0049608 | 0.0050096 | 0.0050494 | 0.0047334 | 0.0050626 | 0.0052734 | 0.0052861
Scenario 3: Aggressive Fuel Sub | SCG | Com | HVAC | Com - Grocery | Gas Energy (MMTherm/year) | Energy Efficiency | 0.0039826 | 0.0040789 | 0.0041255 | 0.0041901 | 0.0042653 | 0.0043411 | 0.0043894 | 0.0044605 | 0.0045042 | 0.0045275 | 0.0045642 | 0.0045854 | 0.0046118
Scenario 3: Aggressive Fuel Sub | SCG | Com | HVAC | Com - Health | Electric Demand (MW) | Energy Efficiency | 0.0012734 | 0.0012515 | 0.0012332 | 0.0012012 | 0.0011796 | 0 | 0 | 0 | 0 | 0 | 0 | 0 | 0
Scenario 3: Aggressive Fuel Sub | SCG | Com | HVAC | Com - Health | Electric Energy (GWh/year) | Energy Efficiency | 0.0063598 | 0.0062505 | 0.0061592 | 0.0059989 | 0.0058913 | 0 | 0 | 0 | 0 | 0 | 0 | 0 | 0
Scenario 3: Aggressive Fuel Sub | SCG | Com | HVAC | Com - Health | Gas Energy (MMTherm/year) | Energy Efficiency | 0.11415 | 0.11701 | 0.11766 | 0.11528 | 0.1109 | 0.10079 | 0.092955 | 0.083689 | 0.073912 | 0.06387 | 0.054208 | 0.046023 | 0.038864
Scenario 3: Aggressive Fuel Sub | SCG | Com | HVAC | Com - Lodging | Electric Demand (MW) | Energy Efficiency | 0.00052636 | 0.00051591 | 0.00050623 | 0.00049563 | 0.00048717 | 0 | 0 | 0 | 0 | 0 | 0 | 0 | 0
Scenario 3: Aggressive Fuel Sub | SCG | Com | HVAC | Com - Lodging | Electric Energy (GWh/year) | Energy Efficiency | 0.0026288 | 0.0025766 | 0.0025282 | 0.0024752 | 0.002433 | 0 | 0 | 0 | 0 | 0 | 0 | 0 | 0
Scenario 3: Aggressive Fuel Sub | SCG | Com | HVAC | Com - Lodging | Gas Energy (MMTherm/year) | Energy Efficiency | 0.058624 | 0.059396 | 0.05888 | 0.056981 | 0.053906 | 0.048374 | 0.043568 | 0.038343 | 0.0073049 | 0.0072917 | 0.0072951 | 0.0072894 | 0.0072838
Scenario 3: Aggressive Fuel Sub | SCG | Com | HVAC | Com - Office (Large) | Electric Demand (MW) | Energy Efficiency | 0.0095609 | 0.0092422 | 0.0089129 | 0.0086178 | 0.0083731 | 0 | 0 | 0 | 0 | 0 | 0 | 0 | 0
Scenario 3: Aggressive Fuel Sub | SCG | Com | HVAC | Com - Office (Large) | Electric Energy (GWh/year) | Energy Efficiency | 0.047749 | 0.046157 | 0.044513 | 0.043038 | 0.041816 | 0 | 0 | 0 | 0 | 0 | 0 | 0 | 0
Scenario 3: Aggressive Fuel Sub | SCG | Com | HVAC | Com - Office (Large) | Gas Energy (MMTherm/year) | Energy Efficiency | 0.028846 | 0.027886 | 0.026893 | 0.026003 | 0.025265 | 5.5696e-05 | 5.4873e-05 | 5.4124e-05 | 5.2983e-05 | 5.1778e-05 | 5.0845e-05 | 4.9778e-05 | 4.8862e-05
Scenario 3: Aggressive Fuel Sub | SCG | Com | HVAC | Com - Office (Small) | Electric Demand (MW) | Energy Efficiency | 0.044216 | 0.044216 | 0.044134 | 0.04412 | 0.0018926 | 0.38076 | 0.037578 | 0.037643 | 0.03766 | 0.037613 | 0.037608 | 0.037556 | 0.037536
Scenario 3: Aggressive Fuel Sub | SCG | Com | HVAC | Com - Office (Small) | Electric Energy (GWh/year) | Energy Efficiency | 0.077097 | 0.076776 | 0.076325 | 0.075988 | 0.0094519 | 0.54322 | 0.053612 | 0.053705 | 0.053729 | 0.053661 | 0.053654 | 0.05358 | 0.053551
Scenario 3: Aggressive Fuel Sub | SCG | Com | HVAC | Com - Office (Small) | Gas Energy (MMTherm/year) | Energy Efficiency | 0.014149 | 0.013883 | 0.013602 | 0.013339 | 0.0056982 | 0.021932 | 0.0021646 | 0.0021683 | 0.0021693 | 0.0021666 | 0.0021663 | 0.0021633 | 0.0021622
Scenario 3: Aggressive Fuel Sub | SCG | Com | HVAC | Com - Other | Electric Demand (MW) | Energy Efficiency | 0.93742 | 0.95759 | 0.97888 | 0.99823 | 0.043029 | 2.0075 | 1.0581 | 1.0754 | 1.0853 | 1.0998 | 1.1155 | 1.1284 | 1.1438
Scenario 3: Aggressive Fuel Sub | SCG | Com | HVAC | Com - Other | Electric Energy (GWh/year) | Energy Efficiency | 1.3109 | 1.3391 | 1.3689 | 1.3959 | 0.060172 | 2.8073 | 1.4797 | 1.5039 | 1.5176 | 1.538 | 1.56 | 1.5779 | 1.5995
Scenario 3: Aggressive Fuel Sub | SCG | Com | HVAC | Com - Other | Gas Energy (MMTherm/year) | Energy Efficiency | 0.071067 | 0.072611 | 0.074219 | 0.075665 | 0.0035244 | 0.15181 | 0.080095 | 0.081365 | 0.082074 | 0.083145 | 0.084307 | 0.085254 | 0.086405
Scenario 3: Aggressive Fuel Sub | SCG | Com | HVAC | Com - Restaurant | Electric Demand (MW) | Energy Efficiency | 0.069849 | 0.071176 | 0.07256 | 0.074093 | 0.075888 | 0.076942 | 0.077659 | 0.078648 | 0.079527 | 0.080174 | 0.080926 | 0.081493 | 0.082164
Scenario 3: Aggressive Fuel Sub | SCG | Com | HVAC | Com - Restaurant | Electric Energy (GWh/year) | Energy Efficiency | 0.044728 | 0.045577 | 0.046464 | 0.047445 | 0.048595 | 0.04927 | 0.049729 | 0.050363 | 0.050926 | 0.051341 | 0.051823 | 0.052186 | 0.052615
Scenario 3: Aggressive Fuel Sub | SCG | Com | HVAC | Com - Restaurant | Gas Energy (MMTherm/year) | Energy Efficiency | 0.2492 | 0.2484 | 0.24519 | 0.24085 | 0.23633 | 0.23108 | 0.2258 | 0.22125 | 0.21707 | 0.21314 | 0.20979 | 0.20671 | 0.20414
Scenario 3: Aggressive Fuel Sub | SCG | Com | HVAC | Com - Retail | Electric Demand (MW) | Energy Efficiency | 0.16701 | 0.16956 | 0.17067 | 0.17281 | 0.00095105 | 0.37363 | 0.17872 | 0.1815 | 0.1832 | 0.18455 | 0.18628 | 0.18744 | 0.18884
Scenario 3: Aggressive Fuel Sub | SCG | Com | HVAC | Com - Retail | Electric Energy (GWh/year) | Energy Efficiency | 0.14873 | 0.15077 | 0.15156 | 0.15324 | 0.0047496 | 0.31725 | 0.15175 | 0.15412 | 0.15556 | 0.1567 | 0.15817 | 0.15916 | 0.16034
Scenario 3: Aggressive Fuel Sub | SCG | Com | HVAC | Com - Retail | Gas Energy (MMTherm/year) | Energy Efficiency | 0.0089837 | 0.0089518 | 0.0088698 | 0.0088255 | 0.0028633 | 0.0089432 | 0.0042778 | 0.0043446 | 0.0043853 | 0.0044177 | 0.0044592 | 0.004487 | 0.0045205
Scenario 3: Aggressive Fuel Sub | SCG | Com | HVAC | Com - School | Electric Demand (MW) | Energy Efficiency | 0.15324 | 0.15124 | 0.14999 | 0.14859 | 0.14534 | 0.14102 | 0.13872 | 0.13664 | 0.13516 | 0.13423 | 0.1329 | 0.13244 | 0.1313
Scenario 3: Aggressive Fuel Sub | SCG | Com | HVAC | Com - School | Electric Energy (GWh/year) | Energy Efficiency | 0.13285 | 0.13088 | 0.12952 | 0.12805 | 0.12509 | 0.10853 | 0.10676 | 0.10515 | 0.10402 | 0.1033 | 0.10228 | 0.10193 | 0.10105
Scenario 3: Aggressive Fuel Sub | SCG | Com | HVAC | Com - School | Gas Energy (MMTherm/year) | Energy Efficiency | 0.034995 | 0.034387 | 0.033939 | 0.03346 | 0.032636 | 0.023012 | 0.022643 | 0.02231 | 0.022075 | 0.021929 | 0.02172 | 0.021652 | 0.021473
Scenario 3: Aggressive Fuel Sub | SCG | Com | HVAC | Com - Warehouse | Gas Energy (MMTherm/year) | Energy Efficiency | 1.7389e-06 | 1.8386e-06 | 1.903e-06 | 1.9904e-06 | 2.1047e-06 | 2.2014e-06 | 2.2774e-06 | 2.3593e-06 | 2.4183e-06 | 2.4747e-06 | 2.5336e-06 | 2.5767e-06 | 2.6323e-06
Scenario 3: Aggressive Fuel Sub | SCG | Com | WaterHeat | Com - College | Electric Demand (MW) | Energy Efficiency | -0.00032279 | -0.00031843 | -0.00031618 | -0.0003149 | -0.00031195 | 0 | 0 | 0 | 0 | 0 | 0 | 0 | 0
Scenario 3: Aggressive Fuel Sub | SCG | Com | WaterHeat | Com - College | Electric Energy (GWh/year) | Energy Efficiency | -0.0012723 | -0.0012551 | -0.0012462 | -0.0012411 | -0.0012295 | 0 | 0 | 0 | 0 | 0 | 0 | 0 | 0
Scenario 3: Aggressive Fuel Sub | SCG | Com | WaterHeat | Com - College | Gas Energy (MMTherm/year) | Energy Efficiency | 0.024822 | 0.022914 | 0.022423 | 0.023019 | 0.02205 | 0.00041709 | 0.00022717 | 0.00015888 | 9.5331e-05 | 9.5887e-05 | 9.6508e-05 | 9.7641e-05 | 9.8274e-05
Scenario 3: Aggressive Fuel Sub | SCG | Com | WaterHeat | Com - Grocery | Electric Demand (MW) | Energy Efficiency | 8.3412e-06 | 8.2802e-06 | 8.1936e-06 | 8.1373e-06 | 8.1031e-06 | 0 | 0 | 0 | 0 | 0 | 0 | 0 | 0
Scenario 3: Aggressive Fuel Sub | SCG | Com | WaterHeat | Com - Grocery | Electric Energy (GWh/year) | Energy Efficiency | 4.5356e-05 | 4.5024e-05 | 4.4553e-05 | 4.4247e-05 | 4.4061e-05 | 0 | 0 | 0 | 0 | 0 | 0 | 0 | 0
Scenario 3: Aggressive Fuel Sub | SCG | Com | WaterHeat | Com - Grocery | Gas Energy (MMTherm/year) | Energy Efficiency | 0.042617 | 0.018211 | 0.0046322 | 0.0042314 | 0.0042439 | 0.0022965 | 0.0023159 | 0.0023383 | 0.0023587 | 0.0023773 | 0.0023972 | 0.0024158 | 0.002435
Scenario 3: Aggressive Fuel Sub | SCG | Com | WaterHeat | Com - Health | Electric Demand (MW) | Energy Efficiency | -0.00036617 | -0.00036461 | -0.00036439 | -0.00036067 | -0.00035989 | 0 | 0 | 0 | 0 | 0 | 0 | 0 | 0
Scenario 3: Aggressive Fuel Sub | SCG | Com | WaterHeat | Com - Health | Electric Energy (GWh/year) | Energy Efficiency | -0.0032033 | -0.0031895 | -0.0031875 | -0.0031548 | -0.0031479 | 0 | 0 | 0 | 0 | 0 | 0 | 0 | 0
Scenario 3: Aggressive Fuel Sub | SCG | Com | WaterHeat | Com - Health | Gas Energy (MMTherm/year) | Energy Efficiency | 0.19195 | 0.63029 | 0.44426 | 0.30333 | 0.20877 | 0.089951 | 0.047393 | 0.018904 | 0.00034266 | 0.00034444 | 0.00034584 | 0.00035 | 0.00035463
Scenario 3: Aggressive Fuel Sub | SCG | Com | WaterHeat | Com - Lodging | Electric Demand (MW) | Energy Efficiency | -1.5972e-05 | -1.7919e-05 | -1.9547e-05 | -1.8518e-05 | -1.5231e-05 | 0 | 0 | 0 | 0 | 0 | 0 | 0 | 0
Scenario 3: Aggressive Fuel Sub | SCG | Com | WaterHeat | Com - Lodging | Electric Energy (GWh/year) | Energy Efficiency | -0.00013305 | -0.00014906 | -0.00016245 | -0.00015399 | -0.00012693 | 0 | 0 | 0 | 0 | 0 | 0 | 0 | 0
Scenario 3: Aggressive Fuel Sub | SCG | Com | WaterHeat | Com - Lodging | Gas Energy (MMTherm/year) | Energy Efficiency | 0.3672 | 0.32353 | 0.28407 | 0.25361 | 0.23287 | 0.0075493 | 0.00028604 | 0.00028908 | 0.00029179 | 0.00029432 | 0.00029697 | 0.00029954 | 0.00030211
Scenario 3: Aggressive Fuel Sub | SCG | Com | WaterHeat | Com - Office (Large) | Electric Demand (MW) | Energy Efficiency | -4.4416e-05 | -4.3365e-05 | -4.1899e-05 | -4.0617e-05 | -3.9628e-05 | 0 | 0 | 0 | 0 | 0 | 0 | 0 | 0
Scenario 3: Aggressive Fuel Sub | SCG | Com | WaterHeat | Com - Office (Large) | Electric Energy (GWh/year) | Energy Efficiency | -0.00090804 | -0.00088658 | -0.00085661 | -0.00083038 | -0.00081016 | 0 | 0 | 0 | 0 | 0 | 0 | 0 | 0
Scenario 3: Aggressive Fuel Sub | SCG | Com | WaterHeat | Com - Office (Large) | Gas Energy (MMTherm/year) | Energy Efficiency | 0.048237 | 0.047083 | 0.045812 | 0.044724 | 0.043906 | 0 | 0 | 0 | 0 | 0 | 0 | 0 | 0
Scenario 3: Aggressive Fuel Sub | SCG | Com | WaterHeat | Com - Office (Small) | Electric Demand (MW) | Energy Efficiency | -2.4081e-06 | -2.3842e-06 | -2.3601e-06 | -2.3396e-06 | -1.3091e-06 | 0 | 0 | 0 | 0 | 0 | 0 | 0 | 0
Scenario 3: Aggressive Fuel Sub | SCG | Com | WaterHeat | Com - Office (Small) | Electric Energy (GWh/year) | Energy Efficiency | -0.00029316 | -0.00029025 | -0.00028732 | -0.00028482 | -0.00015937 | 0 | 0 | 0 | 0 | 0 | 0 | 0 | 0
Scenario 3: Aggressive Fuel Sub | SCG | Com | WaterHeat | Com - Office (Small) | Gas Energy (MMTherm/year) | Energy Efficiency | 0.0028602 | 0.0028318 | 0.0028032 | 0.0027788 | 0.0015549 | 0 | 0 | 0 | 0 | 0 | 0 | 0 | 0
Scenario 3: Aggressive Fuel Sub | SCG | Com | WaterHeat | Com - Other | Electric Demand (MW) | Energy Efficiency | -0.0028696 | -0.0028582 | -0.00285 | -0.0028433 | -0.0018986 | 0 | 0 | 0 | 0 | 0 | 0 | 0 | 0
Scenario 3: Aggressive Fuel Sub | SCG | Com | WaterHeat | Com - Other | Electric Energy (GWh/year) | Energy Efficiency | -0.019064 | -0.018988 | -0.018934 | -0.018889 | -0.012613 | 0 | 0 | 0 | 0 | 0 | 0 | 0 | 0
Scenario 3: Aggressive Fuel Sub | SCG | Com | WaterHeat | Com - Other | Gas Energy (MMTherm/year) | Energy Efficiency | 0.2217 | 0.20927 | 0.20653 | 0.20457 | 0.13426 | 0.00835 | 0.0073244 | 0.007332 | 0.0074058 | 0.007486 | 0.0075684 | 0.0076481 | 0.0077321
Scenario 3: Aggressive Fuel Sub | SCG | Com | WaterHeat | Com - Refrig. Warehouse | Electric Demand (MW) | Energy Efficiency | -5.6457e-06 | -1.655e-06 | -1.0649e-06 | -5.0958e-06 | -1.5186e-06 | 0 | 0 | 0 | 0 | 0 | 0 | 0 | 0
Scenario 3: Aggressive Fuel Sub | SCG | Com | WaterHeat | Com - Refrig. Warehouse | Electric Energy (GWh/year) | Energy Efficiency | -6.8892e-05 | -2.0201e-05 | -1.3e-05 | -6.2184e-05 | -1.8536e-05 | 0 | 0 | 0 | 0 | 0 | 0 | 0 | 0
Scenario 3: Aggressive Fuel Sub | SCG | Com | WaterHeat | Com - Refrig. Warehouse | Gas Energy (MMTherm/year) | Energy Efficiency | 0.0047386 | 0.00029627 | 0.00035665 | 0.0010361 | 0.00027126 | 0 | 0 | 0 | 0 | 0 | 0 | 0 | 0
Scenario 3: Aggressive Fuel Sub | SCG | Com | WaterHeat | Com - Restaurant | Electric Demand (MW) | Energy Efficiency | -0.0032782 | -0.0032713 | -0.003251 | -0.0032189 | -0.0031936 | 0 | 0 | 0 | 0 | 0 | 0 | 0 | 0
Scenario 3: Aggressive Fuel Sub | SCG | Com | WaterHeat | Com - Restaurant | Electric Energy (GWh/year) | Energy Efficiency | -0.017298 | -0.017262 | -0.017155 | -0.016985 | -0.016852 | 0 | 0 | 0 | 0 | 0 | 0 | 0 | 0
Scenario 3: Aggressive Fuel Sub | SCG | Com | WaterHeat | Com - Restaurant | Gas Energy (MMTherm/year) | Energy Efficiency | 0.18306 | 0.18284 | 0.18197 | 0.18051 | 0.17943 | 0.012244 | 0.012375 | 0.012515 | 0.012653 | 0.012786 | 0.012923 | 0.013055 | 0.013193
Scenario 3: Aggressive Fuel Sub | SCG | Com | WaterHeat | Com - Retail | Electric Demand (MW) | Energy Efficiency | -0.00010246 | -0.0001019 | -0.00010111 | -0.00010063 | -6.4143e-05 | 0 | 0 | 0 | 0 | 0 | 0 | 0 | 0
Scenario 3: Aggressive Fuel Sub | SCG | Com | WaterHeat | Com - Retail | Electric Energy (GWh/year) | Energy Efficiency | -0.00066869 | -0.00066502 | -0.00065987 | -0.00065674 | -0.00041862 | 0 | 0 | 0 | 0 | 0 | 0 | 0 | 0
Scenario 3: Aggressive Fuel Sub | SCG | Com | WaterHeat | Com - Retail | Gas Energy (MMTherm/year) | Energy Efficiency | 0.033456 | 0.010311 | 0.0088485 | 0.0062085 | 0.0050518 | 0.00041253 | 0 | 0 | 0 | 0 | 0 | 0 | 0
Scenario 3: Aggressive Fuel Sub | SCG | Com | WaterHeat | Com - School | Electric Demand (MW) | Energy Efficiency | -0.00021803 | -0.00021363 | -0.00020843 | -0.00020364 | -0.00019837 | 0 | 0 | 0 | 0 | 0 | 0 | 0 | 0
Scenario 3: Aggressive Fuel Sub | SCG | Com | WaterHeat | Com - School | Electric Energy (GWh/year) | Energy Efficiency | -0.0033869 | -0.0033187 | -0.0032379 | -0.0031635 | -0.0030816 | 0 | 0 | 0 | 0 | 0 | 0 | 0 | 0
Scenario 3: Aggressive Fuel Sub | SCG | Com | WaterHeat | Com - School | Gas Energy (MMTherm/year) | Energy Efficiency | 0.052859 | 0.051871 | 0.050804 | 0.049803 | 0.048626 | 0.0015216 | 0.0015236 | 0.0015261 | 0.0015302 | 0.0015357 | 0.0015404 | 0.0015475 | 0.001553
Scenario 3: Aggressive Fuel Sub | SCG | Com | WaterHeat | Com - Warehouse | Electric Demand (MW) | Energy Efficiency | -6.0288e-07 | -5.962e-07 | -5.8945e-07 | -5.8497e-07 | -5.8319e-07 | 0 | 0 | 0 | 0 | 0 | 0 | 0 | 0
Scenario 3: Aggressive Fuel Sub | SCG | Com | WaterHeat | Com - Warehouse | Electric Energy (GWh/year) | Energy Efficiency | -1.8357e-05 | -1.8153e-05 | -1.7947e-05 | -1.7809e-05 | -1.7754e-05 | 0 | 0 | 0 | 0 | 0 | 0 | 0 | 0
Scenario 3: Aggressive Fuel Sub | SCG | Com | WaterHeat | Com - Warehouse | Gas Energy (MMTherm/year) | Energy Efficiency | 0.058041 | 0.013434 | 0.0058407 | 0.0042934 | 0.0032215 | 0.00075339 | 0.00022839 | 0 | 0 | 0 | 0 | 0 | 0
Scenario 3: Aggressive Fuel Sub | SCG | Com | WholeBlg | Com - College | Electric Demand (MW) | Energy Efficiency | 0 | 0 | 0 | 0 | 0 | 0 | 0 | 0 | 0 | 0 | 0 | 0 | 0
Scenario 3: Aggressive Fuel Sub | SCG | Com | WholeBlg | Com - College | Electric Energy (GWh/year) | Energy Efficiency | 0 | 0 | 0 | 0 | 0 | 0 | 0 | 0 | 0 | 0 | 0 | 0 | 0
Scenario 3: Aggressive Fuel Sub | SCG | Com | WholeBlg | Com - College | Gas Energy (MMTherm/year) | Energy Efficiency | 0.013975 | 0.013971 | 0.013929 | 0.013922 | 0.013921 | 0.013941 | 0.013974 | 0.013977 | 0.013977 | 0.013996 | 0.013966 | 0.013903 | 0.013892
Scenario 3: Aggressive Fuel Sub | SCG | Com | WholeBlg | Com - Grocery | Gas Energy (MMTherm/year) | Energy Efficiency | 0.0052561 | 0.0053235 | 0.0053786 | 0.0054476 | 0.005521 | 0.005573 | 0.0056265 | 0.0056773 | 0.0057295 | 0.0057658 | 0.0058 | 0.0058182 | 0.0058326
Scenario 3: Aggressive Fuel Sub | SCG | Com | WholeBlg | Com - Health | Gas Energy (MMTherm/year) | Energy Efficiency | 0.019297 | 0.019609 | 0.019876 | 0.020192 | 0.020526 | 0.020801 | 0.021087 | 0.02135 | 0.021616 | 0.021826 | 0.022025 | 0.022159 | 0.022193
Scenario 3: Aggressive Fuel Sub | SCG | Com | WholeBlg | Com - Lodging | Electric Demand (MW) | Energy Efficiency | 0 | 0 | 0 | 0 | 0 | 0 | 0 | 0 | 0 | 0 | 0 | 0 | 0
Scenario 3: Aggressive Fuel Sub | SCG | Com | WholeBlg | Com - Lodging | Electric Energy (GWh/year) | Energy Efficiency | 0 | 0 | 0 | 0 | 0 | 0 | 0 | 0 | 0 | 0 | 0 | 0 | 0
Scenario 3: Aggressive Fuel Sub | SCG | Com | WholeBlg | Com - Lodging | Gas Energy (MMTherm/year) | Energy Efficiency | 0.0094452 | 0.0095802 | 0.0096926 | 0.0098292 | 0.0099745 | 0.01009 | 0.010209 | 0.010322 | 0.010437 | 0.010534 | 0.01062 | 0.010677 | 0.010697
Scenario 3: Aggressive Fuel Sub | SCG | Com | WholeBlg | Com - Office (Large) | Electric Demand (MW) | Energy Efficiency | 0 | 0 | 0 | 0 | 0 | 0 | 0 | 0 | 0 | 0 | 0 | 0 | 0
Scenario 3: Aggressive Fuel Sub | SCG | Com | WholeBlg | Com - Office (Large) | Electric Energy (GWh/year) | Energy Efficiency | 0 | 0 | 0 | 0 | 0 | 0 | 0 | 0 | 0 | 0 | 0 | 0 | 0
Scenario 3: Aggressive Fuel Sub | SCG | Com | WholeBlg | Com - Office (Large) | Gas Energy (MMTherm/year) | Energy Efficiency | 0.030241 | 0.030392 | 0.030453 | 0.030579 | 0.030726 | 0.030862 | 0.031046 | 0.031169 | 0.031284 | 0.031523 | 0.031556 | 0.031501 | 0.031462
Scenario 3: Aggressive Fuel Sub | SCG | Com | WholeBlg | Com - Office (Small) | Electric Demand (MW) | Energy Efficiency | 0 | 0 | 0 | 0 | 0 | 0 | 0 | 0 | 0 | 0 | 0 | 0 | 0
Scenario 3: Aggressive Fuel Sub | SCG | Com | WholeBlg | Com - Office (Small) | Electric Energy (GWh/year) | Energy Efficiency | 0 | 0 | 0 | 0 | 0 | 0 | 0 | 0 | 0 | 0 | 0 | 0 | 0
Scenario 3: Aggressive Fuel Sub | SCG | Com | WholeBlg | Com - Office (Small) | Gas Energy (MMTherm/year) | Energy Efficiency | 0.0036009 | 0.0036395 | 0.0036699 | 0.00371 | 0.0037528 | 0.0037794 | 0.0038062 | 0.0038314 | 0.0038577 | 0.0038818 | 0.0038961 | 0.0039003 | 0.0039092
Scenario 3: Aggressive Fuel Sub | SCG | Com | WholeBlg | Com - Other | Electric Demand (MW) | Energy Efficiency | 0 | 0 | 0 | 0 | 0 | 0 | 0 | 0 | 0 | 0 | 0 | 0 | 0
Scenario 3: Aggressive Fuel Sub | SCG | Com | WholeBlg | Com - Other | Electric Energy (GWh/year) | Energy Efficiency | 0 | 0 | 0 | 0 | 0 | 0 | 0 | 0 | 0 | 0 | 0 | 0 | 0
Scenario 3: Aggressive Fuel Sub | SCG | Com | WholeBlg | Com - Other | Gas Energy (MMTherm/year) | Energy Efficiency | 0.062905 | 0.0638 | 0.064563 | 0.065503 | 0.0665 | 0.067266 | 0.068074 | 0.068836 | 0.069617 | 0.070243 | 0.070823 | 0.071209 | 0.071349
Scenario 3: Aggressive Fuel Sub | SCG | Com | WholeBlg | Com - Refrig. Warehouse | Gas Energy (MMTherm/year) | Energy Efficiency | 0.0012197 | 0.0012422 | 0.0012623 | 0.0012858 | 0.0013104 | 0.0013283 | 0.0013462 | 0.0013638 | 0.001382 | 0.001395 | 0.0014087 | 0.0014184 | 0.0014227
Scenario 3: Aggressive Fuel Sub | SCG | Com | WholeBlg | Com - Restaurant | Electric Demand (MW) | Energy Efficiency | 0 | 0 | 0 | 0 | 0 | 0 | 0 | 0 | 0 | 0 | 0 | 0 | 0
Scenario 3: Aggressive Fuel Sub | SCG | Com | WholeBlg | Com - Restaurant | Electric Energy (GWh/year) | Energy Efficiency | 0 | 0 | 0 | 0 | 0 | 0 | 0 | 0 | 0 | 0 | 0 | 0 | 0
Scenario 3: Aggressive Fuel Sub | SCG | Com | WholeBlg | Com - Restaurant | Gas Energy (MMTherm/year) | Energy Efficiency | 0.026753 | 0.027253 | 0.027699 | 0.02822 | 0.028769 | 0.029181 | 0.029595 | 0.030003 | 0.030423 | 0.030741 | 0.031063 | 0.031299 | 0.03139
Scenario 3: Aggressive Fuel Sub | SCG | Com | WholeBlg | Com - Retail | Electric Demand (MW) | Energy Efficiency | 0 | 0 | 0 | 0 | 0 | 0 | 0 | 0 | 0 | 0 | 0 | 0 | -0.0054537
Scenario 3: Aggressive Fuel Sub | SCG | Com | WholeBlg | Com - Retail | Electric Energy (GWh/year) | Energy Efficiency | 0 | 0 | 0 | 0 | 0 | 0 | 0 | 0 | 0 | 0 | 0 | 0 | 0.87409
Scenario 3: Aggressive Fuel Sub | SCG | Com | WholeBlg | Com - Retail | Gas Energy (MMTherm/year) | Energy Efficiency | 0.007249 | 0.0073547 | 0.0074443 | 0.0075539 | 0.0076702 | 0.0077543 | 0.0078393 | 0.0079221 | 0.0080075 | 0.0080734 | 0.0081335 | 0.0081714 | 0.014532
Scenario 3: Aggressive Fuel Sub | SCG | Com | WholeBlg | Com - School | Electric Demand (MW) | Energy Efficiency | 0 | 0 | 0 | 0 | 0 | 0 | 0 | 0 | 0 | 0 | 0 | 0 | 0
Scenario 3: Aggressive Fuel Sub | SCG | Com | WholeBlg | Com - School | Electric Energy (GWh/year) | Energy Efficiency | 0 | 0 | 0 | 0 | 0 | 0 | 0 | 0 | 0 | 0 | 0 | 0 | 0
Scenario 3: Aggressive Fuel Sub | SCG | Com | WholeBlg | Com - School | Gas Energy (MMTherm/year) | Energy Efficiency | 0.011625 | 0.011671 | 0.011688 | 0.011735 | 0.011786 | 0.011821 | 0.011854 | 0.011873 | 0.011892 | 0.011911 | 0.011898 | 0.011853 | 0.011872
Scenario 3: Aggressive Fuel Sub | SCG | Com | WholeBlg | Com - Warehouse | Electric Demand (MW) | Energy Efficiency | 0 | 0 | 0 | 0 | 0 | 0 | 0 | 0 | 0 | 0 | 0 | 0 | 0
Scenario 3: Aggressive Fuel Sub | SCG | Com | WholeBlg | Com - Warehouse | Electric Energy (GWh/year) | Energy Efficiency | 0 | 0 | 0 | 0 | 0 | 0 | 0 | 0 | 0 | 0 | 0 | 0 | 0
Scenario 3: Aggressive Fuel Sub | SCG | Com | WholeBlg | Com - Warehouse | Gas Energy (MMTherm/year) | Energy Efficiency | 0.023804 | 0.024156 | 0.024458 | 0.024829 | 0.025225 | 0.025498 | 0.025773 | 0.026044 | 0.026327 | 0.026524 | 0.026722 | 0.026847 | 0.026928
Scenario 3: Aggressive Fuel Sub | SCG | Ind | WholeBlg | Ind - All Other Industrial | Gas Energy (MMTherm/year) | Energy Efficiency | 0.033334 | 0.033553 | 0.033721 | 0.03387 | 0.034008 | 0.034111 | 0.034201 | 0.034295 | 0.034396 | 0.034513 | 0.034642 | 0.034781 | 0.034929
Scenario 3: Aggressive Fuel Sub | SCG | Ind | WholeBlg | Ind - Chemicals | Gas Energy (MMTherm/year) | Energy Efficiency | 0.40303 | 0.406 | 0.40876 | 0.41129 | 0.41364 | 0.41561 | 0.41723 | 0.4186 | 0.42001 | 0.42143 | 0.42276 | 0.42395 | 0.42509
Scenario 3: Aggressive Fuel Sub | SCG | Ind | WholeBlg | Ind - Electronics | Gas Energy (MMTherm/year) | Energy Efficiency | 0.019253 | 0.019399 | 0.019544 | 0.019682 | 0.019816 | 0.019944 | 0.020071 | 0.0202 | 0.020328 | 0.020456 | 0.020582 | 0.020704 | 0.020824
Scenario 3: Aggressive Fuel Sub | SCG | Ind | WholeBlg | Ind - Fabricated Metals | Gas Energy (MMTherm/year) | Energy Efficiency | 0.11556 | 0.11701 | 0.11851 | 0.11957 | 0.12042 | 0.12102 | 0.12147 | 0.12188 | 0.12227 | 0.12266 | 0.12301 | 0.12328 | 0.12349
Scenario 3: Aggressive Fuel Sub | SCG | Ind | WholeBlg | Ind - Food | Gas Energy (MMTherm/year) | Energy Efficiency | 0.55403 | 0.55379 | 0.55344 | 0.55304 | 0.55252 | 0.5519 | 0.55127 | 0.55057 | 0.54987 | 0.54923 | 0.54851 | 0.54769 | 0.54687
Scenario 3: Aggressive Fuel Sub | SCG | Ind | WholeBlg | Ind - Industrial Machinery | Gas Energy (MMTherm/year) | Energy Efficiency | 0.012017 | 0.01223 | 0.012459 | 0.012613 | 0.012721 | 0.0128 | 0.012875 | 0.012949 | 0.013024 | 0.013101 | 0.01317 | 0.013228 | 0.013277
Scenario 3: Aggressive Fuel Sub | SCG | Ind | WholeBlg | Ind - Lumber & Furniture | Gas Energy (MMTherm/year) | Energy Efficiency | 0.0054055 | 0.005446 | 0.0054845 | 0.0055205 | 0.0055565 | 0.0055768 | 0.005583 | 0.005591 | 0.0056004 | 0.005612 | 0.0056252 | 0.0056372 | 0.0056479
Scenario 3: Aggressive Fuel Sub | SCG | Ind | WholeBlg | Ind - Paper | Gas Energy (MMTherm/year) | Energy Efficiency | 0.084456 | 0.084588 | 0.084741 | 0.085035 | 0.085358 | 0.085611 | 0.085901 | 0.086274 | 0.086736 | 0.087284 | 0.08787 | 0.088458 | 0.089054
Scenario 3: Aggressive Fuel Sub | SCG | Ind | WholeBlg | Ind - Petroleum | Gas Energy (MMTherm/year) | Energy Efficiency | 1.6438 | 1.6486 | 1.6532 | 1.6577 | 1.6611 | 1.6627 | 1.6634 | 1.6634 | 1.6639 | 1.6645 | 1.6644 | 1.6636 | 1.6627
Scenario 3: Aggressive Fuel Sub | SCG | Ind | WholeBlg | Ind - Plastics | Gas Energy (MMTherm/year) | Energy Efficiency | 0.018896 | 0.019817 | 0.020707 | 0.021543 | 0.022362 | 0.023085 | 0.023667 | 0.024121 | 0.024608 | 0.025111 | 0.025609 | 0.02608 | 0.026529
Scenario 3: Aggressive Fuel Sub | SCG | Ind | WholeBlg | Ind - Primary Metals | Gas Energy (MMTherm/year) | Energy Efficiency | 0.12366 | 0.12427 | 0.12494 | 0.12553 | 0.12603 | 0.12646 | 0.1269 | 0.12734 | 0.12776 | 0.12817 | 0.12855 | 0.12888 | 0.12921
Scenario 3: Aggressive Fuel Sub | SCG | Ind | WholeBlg | Ind - Printing & Publishing | Gas Energy (MMTherm/year) | Energy Efficiency | 0.0068443 | 0.0068732 | 0.0069012 | 0.006928 | 0.0069444 | 0.0069434 | 0.0069414 | 0.0069437 | 0.0069553 | 0.0069729 | 0.0069891 | 0.0070007 | 0.0070094
Scenario 3: Aggressive Fuel Sub | SCG | Ind | WholeBlg | Ind - Stone-Glass-Clay | Gas Energy (MMTherm/year) | Energy Efficiency | 0.13076 | 0.13177 | 0.13261 | 0.13331 | 0.13394 | 0.13444 | 0.13483 | 0.1352 | 0.13555 | 0.1359 | 0.13625 | 0.13659 | 0.13692
Scenario 3: Aggressive Fuel Sub | SCG | Ind | WholeBlg | Ind - Textiles | Gas Energy (MMTherm/year) | Energy Efficiency | 0.062477 | 0.062571 | 0.062662 | 0.062713 | 0.062735 | 0.06273 | 0.062719 | 0.0627 | 0.062677 | 0.062655 | 0.062623 | 0.062583 | 0.062544
Scenario 3: Aggressive Fuel Sub | SCG | Ind | WholeBlg | Ind - Transportation Equipment | Gas Energy (MMTherm/year) | Energy Efficiency | 0.046491 | 0.046473 | 0.046463 | 0.046443 | 0.046419 | 0.046389 | 0.046362 | 0.046333 | 0.046301 | 0.046269 | 0.046229 | 0.046185 | 0.046142
Scenario 3: Aggressive Fuel Sub | SCG | Res | AppPlug | Res - Multi Family | Electric Demand (MW) | Energy Efficiency | 0 | 0 | 0 | 0 | 0 | 0 | 0 | 0 | 0 | 0 | 0 | 0 | 0
Scenario 3: Aggressive Fuel Sub | SCG | Res | AppPlug | Res - Multi Family | Electric Energy (GWh/year) | Energy Efficiency | 0 | 0 | 0 | 0 | 0 | 0 | 0 | 0 | 0 | 0 | 0 | 0 | 0
Scenario 3: Aggressive Fuel Sub | SCG | Res | AppPlug | Res - Multi Family | Gas Energy (MMTherm/year) | Energy Efficiency | 0 | 0 | 0 | 0 | 0 | 0 | 0 | 0 | 0 | 0 | 0 | 0 | 0
Scenario 3: Aggressive Fuel Sub | SCG | Res | AppPlug | Res - Single Family | Electric Demand (MW) | Energy Efficiency | 0 | 0 | 0 | 0 | 0 | 0 | 0 | 0 | 0 | 0 | 0 | 0 | 0
Scenario 3: Aggressive Fuel Sub | SCG | Res | AppPlug | Res - Single Family | Electric Energy (GWh/year) | Energy Efficiency | 0 | 0 | 0 | 0 | 0 | 0 | 0 | 0 | 0 | 0 | 0 | 0 | 0
Scenario 3: Aggressive Fuel Sub | SCG | Res | AppPlug | Res - Single Family | Gas Energy (MMTherm/year) | Energy Efficiency | 0 | 0 | 0 | 0 | 0 | 0 | 0 | 0 | 0 | 0 | 0 | 0 | 0
Scenario 3: Aggressive Fuel Sub | SCG | Res | BROs | Income Qualified - Multi Family IQ | Gas Energy (MMTherm/year) | Energy Efficiency | 0.23348 | 0.2365 | 0.24016 | 0.24449 | 0.24945 | 0.25506 | 0.26114 | 0.26853 | 0.27677 | 0.2863 | 0.29665 | 0.30796 | 0.32045
Scenario 3: Aggressive Fuel Sub | SCG | Res | BROs | Income Qualified - Single Family IQ | Gas Energy (MMTherm/year) | Energy Efficiency | 0.72066 | 0.72917 | 0.73953 | 0.75176 | 0.76591 | 0.78207 | 0.80011 | 0.82174 | 0.84593 | 0.87291 | 0.90228 | 0.93442 | 0.96995
Scenario 3: Aggressive Fuel Sub | SCG | Res | BROs | Res - Multi Family | Gas Energy (MMTherm/year) | Energy Efficiency | 2.4695 | 2.4988 | 2.5345 | 2.5767 | 2.6254 | 2.681 | 2.743 | 2.8174 | 2.9005 | 2.9935 | 3.0946 | 3.2053 | 3.3277
Scenario 3: Aggressive Fuel Sub | SCG | Res | BROs | Res - Single Family | Gas Energy (MMTherm/year) | Energy Efficiency | 0.70639 | 0.71555 | 0.7267 | 0.73985 | 0.75495 | 0.77198 | 0.79043 | 0.81285 | 0.83786 | 0.86681 | 0.89829 | 0.93269 | 0.97065
Scenario 3: Aggressive Fuel Sub | SCG | Res | BldgEnv | Res - Multi Family | Electric Demand (MW) | Energy Efficiency | 0 | 0 | 0 | 0 | 0 | 0 | 0 | 0 | 5.9701e-05 | 6.0618e-05 | 6.147e-05 | 6.2258e-05 | 6.298e-05
Scenario 3: Aggressive Fuel Sub | SCG | Res | BldgEnv | Res - Multi Family | Electric Energy (GWh/year) | Energy Efficiency | 0 | 0 | 0 | 0 | 0 | 0 | 0 | 0 | 9.1657e-05 | 9.3065e-05 | 9.4374e-05 | 9.5583e-05 | 9.6692e-05
Scenario 3: Aggressive Fuel Sub | SCG | Res | BldgEnv | Res - Multi Family | Gas Energy (MMTherm/year) | Energy Efficiency | 0 | 0 | 0 | 0 | 0 | 0 | 0 | 0 | 2.8705e-05 | 2.9146e-05 | 2.9555e-05 | 2.9934e-05 | 3.0281e-05
Scenario 3: Aggressive Fuel Sub | SCG | Res | BldgEnv | Res - Single Family | Electric Demand (MW) | Energy Efficiency | 0.01741 | 0.020185 | 0.02135 | 0.021484 | 0.021491 | 0.020916 | 0.020414 | 0.019404 | 0.018024 | 0 | 0 | 0 | 0
Scenario 3: Aggressive Fuel Sub | SCG | Res | BldgEnv | Res - Single Family | Electric Energy (GWh/year) | Energy Efficiency | -0.014794 | -0.014164 | -0.013576 | -0.013073 | -0.01259 | -0.01215 | -0.011282 | -0.010877 | -0.010951 | 0 | 0 | 0 | 0
Scenario 3: Aggressive Fuel Sub | SCG | Res | BldgEnv | Res - Single Family | Gas Energy (MMTherm/year) | Energy Efficiency | 0.0037316 | 0.0043573 | 0.0046248 | 0.0046619 | 0.0046701 | 0.0045476 | 0.0044641 | 0.0042438 | 0.0039164 | 0 | 0 | 0 | 0
Scenario 3: Aggressive Fuel Sub | SCG | Res | HVAC | Res - Multi Family | Electric Demand (MW) | Energy Efficiency | -2.8425e-05 | -2.8857e-05 | -2.86e-05 | -2.8033e-05 | -2.741e-05 | 0 | 0 | 0 | 0 | 0 | 0 | 0 | 0
Scenario 3: Aggressive Fuel Sub | SCG | Res | HVAC | Res - Multi Family | Electric Energy (GWh/year) | Energy Efficiency | -2.6817e-09 | -2.7224e-09 | -2.6982e-09 | -2.6447e-09 | -2.586e-09 | 0 | 0 | 0 | 0 | 0 | 0 | 0 | 0.00053283
Scenario 3: Aggressive Fuel Sub | SCG | Res | HVAC | Res - Multi Family | Gas Energy (MMTherm/year) | Energy Efficiency | 6.7108e-06 | 6.8126e-06 | 6.752e-06 | 6.6182e-06 | 6.4712e-06 | 0 | 0 | 0 | 0 | 0 | 0 | 0 | 3.428e-05
Scenario 3: Aggressive Fuel Sub | SCG | Res | HVAC | Res - Single Family | Electric Demand (MW) | Energy Efficiency | 0.0092616 | 0.0061877 | 0.0062998 | 0.0062689 | 0.0061983 | 0 | 0 | 0 | 0 | 0 | 0 | 0 | 0
Scenario 3: Aggressive Fuel Sub | SCG | Res | HVAC | Res - Single Family | Electric Energy (GWh/year) | Energy Efficiency | 0.094434 | 0.10106 | 0.1064 | 0.10833 | 0.10948 | 0 | 0 | 0 | 0 | 0 | 0 | 0 | 0.011024
Scenario 3: Aggressive Fuel Sub | SCG | Res | HVAC | Res - Single Family | Gas Energy (MMTherm/year) | Energy Efficiency | 0.010269 | 0.011533 | 0.012163 | 0.012399 | 0.012544 | 0 | 0 | 0 | 0 | 0 | 0 | 0 | 0.00060383
Scenario 3: Aggressive Fuel Sub | SCG | Res | WaterHeat | Res - Multi Family | Electric Demand (MW) | Energy Efficiency | -0.0032593 | -0.0032848 | -0.0033427 | -0.0033525 | -0.003338 | 0 | 0 | 0 | 0 | 0 | 0 | 0 | 0
Scenario 3: Aggressive Fuel Sub | SCG | Res | WaterHeat | Res - Multi Family | Electric Energy (GWh/year) | Energy Efficiency | -0.016796 | -0.016928 | -0.017226 | -0.017276 | -0.017201 | 0 | 0 | 0 | 0 | 0 | 0 | 0 | 0
Scenario 3: Aggressive Fuel Sub | SCG | Res | WaterHeat | Res - Multi Family | Gas Energy (MMTherm/year) | Energy Efficiency | 0.30861 | 0.26993 | 0.24827 | 0.23134 | 0.21862 | 0.048314 | 0.04536 | 0.04306 | 0.040703 | 0.038378 | 0.036262 | 0.0345 | 0.032817
Scenario 3: Aggressive Fuel Sub | SCG | Res | WaterHeat | Res - Single Family | Electric Demand (MW) | Energy Efficiency | -0.020003 | -0.021191 | -0.021867 | -0.022065 | -0.02212 | 0 | 0 | 0 | 0 | 0 | 0 | 0 | 0
Scenario 3: Aggressive Fuel Sub | SCG | Res | WaterHeat | Res - Single Family | Electric Energy (GWh/year) | Energy Efficiency | -0.11371 | -0.12053 | -0.12437 | -0.12549 | -0.1258 | 0 | 0 | 0 | 0 | 0 | 0 | 0 | 0
Scenario 3: Aggressive Fuel Sub | SCG | Res | WaterHeat | Res - Single Family | Gas Energy (MMTherm/year) | Energy Efficiency | 1.8067 | 1.7303 | 1.6739 | 1.6174 | 1.5771 | 0.21131 | 0.18353 | 0.16123 | 0.14807 | 0.13813 | 0.1293 | 0.12148 | 0.11421
Scenario 3: Aggressive Fuel Sub | SCG | Res | WholeBlg | Res - Multi Family | Electric Demand (MW) | Energy Efficiency | 0 | 0 | 0 | 0 | 0 | 0 | 0 | 0 | 0 | 0 | 0 | 0 | 0
Scenario 3: Aggressive Fuel Sub | SCG | Res | WholeBlg | Res - Multi Family | Electric Energy (GWh/year) | Energy Efficiency | 0 | 0 | 0 | 0 | 0 | 0 | 0 | 0 | 0 | 0 | 0 | 0 | 0
Scenario 3: Aggressive Fuel Sub | SCG | Res | WholeBlg | Res - Multi Family | Gas Energy (MMTherm/year) | Energy Efficiency | 0 | 0 | 0 | 0 | 0 | 0 | 0 | 0 | 0 | 0 | 0 | 0 | 0
Scenario 3: Aggressive Fuel Sub | SCG | Res | WholeBlg | Res - Single Family | Electric Demand (MW) | Energy Efficiency | 0 | 0 | 0 | 0 | 0 | 0 | 0 | 0 | 0 | 0 | 0 | 0 | 0
Scenario 3: Aggressive Fuel Sub | SCG | Res | WholeBlg | Res - Single Family | Electric Energy (GWh/year) | Energy Efficiency | 0 | 0 | 0 | 0 | 0 | 0 | 0 | 0 | 0 | 0 | 0 | 0 | 0
Scenario 3: Aggressive Fuel Sub | SCG | Res | WholeBlg | Res - Single Family | Gas Energy (MMTherm/year) | Energy Efficiency | 0 | 0 | 0 | 0 | 0 | 0 | 0 | 0 | 0 | 0 | 0 | 0 | 0
Scenario 3: Aggressive Fuel Sub | SDG&E | Ag | WholeBlg | Ag - Dairies, fishing, hunting | Electric Demand (MW) | Energy Efficiency | 0.0018919 | 0.0019052 | 0.0019178 | 0.0019298 | 0.0019409 | 0.0019509 | 0.0019603 | 0.0019696 | 0.0019789 | 0.0019881 | 0.0019971 | 0.0020059 | 0.0020145
Scenario 3: Aggressive Fuel Sub | SDG&E | Ag | WholeBlg | Ag - Dairies, fishing, hunting | Electric Energy (GWh/year) | Energy Efficiency | 0.0080594 | 0.0081163 | 0.0081697 | 0.0082209 | 0.0082681 | 0.0083107 | 0.0083508 | 0.0083906 | 0.0084301 | 0.0084693 | 0.0085075 | 0.0085451 | 0.0085817
Scenario 3: Aggressive Fuel Sub | SDG&E | Ag | WholeBlg | Ag - Dairies, fishing, hunting | Gas Energy (MMTherm/year) | Energy Efficiency | 1.6867e-05 | 1.6867e-05 | 1.6867e-05 | 1.6867e-05 | 1.6867e-05 | 1.6867e-05 | 1.6867e-05 | 1.6867e-05 | 1.6867e-05 | 1.6867e-05 | 1.6867e-05 | 1.6867e-05 | 1.6867e-05
Scenario 3: Aggressive Fuel Sub | SDG&E | Ag | WholeBlg | Ag - Irrigated Agriculture, vineyards, forestry and greenhouses | Electric Demand (MW) | Energy Efficiency | 0.013304 | 0.013773 | 0.014216 | 0.014647 | 0.015052 | 0.015421 | 0.015774 | 0.016128 | 0.016486 | 0.016845 | 0.017198 | 0.017547 | 0.01789
Scenario 3: Aggressive Fuel Sub | SDG&E | Ag | WholeBlg | Ag - Irrigated Agriculture, vineyards, forestry and greenhouses | Electric Energy (GWh/year) | Energy Efficiency | 0.056675 | 0.058673 | 0.060559 | 0.062395 | 0.064121 | 0.065693 | 0.067196 | 0.068703 | 0.07023 | 0.071758 | 0.073261 | 0.07475 | 0.076209
Scenario 3: Aggressive Fuel Sub | SDG&E | Ag | WholeBlg | Ag - Irrigated Agriculture, vineyards, forestry and greenhouses | Gas Energy (MMTherm/year) | Energy Efficiency | 0.0012197 | 0.0012197 | 0.0012197 | 0.0012197 | 0.0012197 | 0.0012197 | 0.0012197 | 0.0012197 | 0.0012197 | 0.0012197 | 0.0012197 | 0.0012197 | 0.0012197
Scenario 3: Aggressive Fuel Sub | SDG&E | Ag | WholeBlg | Ag - Water pumping | Electric Demand (MW) | Energy Efficiency | 0.041617 | 0.041536 | 0.041457 | 0.041374 | 0.041291 | 0.041212 | 0.041132 | 0.04105 | 0.040961 | 0.040869 | 0.040777 | 0.040684 | 0.04059
Scenario 3: Aggressive Fuel Sub | SDG&E | Ag | WholeBlg | Ag - Water pumping | Electric Energy (GWh/year) | Energy Efficiency | 0.17729 | 0.17694 | 0.1766 | 0.17625 | 0.1759 | 0.17556 | 0.17522 | 0.17487 | 0.17449 | 0.1741 | 0.17371 | 0.17331 | 0.17291
Scenario 3: Aggressive Fuel Sub | SDG&E | Ag | WholeBlg | Ag - Water pumping | Gas Energy (MMTherm/year) | Energy Efficiency | 0.00034934 | 0.00034934 | 0.00034934 | 0.00034934 | 0.00034934 | 0.00034934 | 0.00034934 | 0.00034934 | 0.00034934 | 0.00034934 | 0.00034934 | 0.00034934 | 0.00034934
Scenario 3: Aggressive Fuel Sub | SDG&E | Com | AppPlug | Com - Health | Gas Energy (MMTherm/year) | Energy Efficiency | 0.046686 | 0.052198 | 0.11921 | 0.13266 | 0.1452 | 0.15747 | 0.16469 | 0.1776 | 0.19246 | 0.20834 | 0.22313 | 0.22335 | 0.22586
Scenario 3: Aggressive Fuel Sub | SDG&E | Com | AppPlug | Com - Lodging | Gas Energy (MMTherm/year) | Energy Efficiency | 0.023955 | 0.026107 | 0.097667 | 0.10678 | 0.11459 | 0.12376 | 0.13246 | 0.14112 | 0.15016 | 0.15868 | 0.16512 | 0.16843 | 0.1717
Scenario 3: Aggressive Fuel Sub | SDG&E | Com | AppPlug | Com - Other | Gas Energy (MMTherm/year) | Energy Efficiency | 0.0001807 | 0.00021033 | 0.00024281 | 0.00027836 | 0.00031298 | 0.00035374 | 0.00039676 | 0.0004408 | 0.00048571 | 0.00053285 | 0.00057955 | 0.00062763 | 0.00067753
Scenario 3: Aggressive Fuel Sub | SDG&E | Com | BROs | Com - Lodging | Electric Energy (GWh/year) | Energy Efficiency | 0.0087675 | 0.017942 | 0.027556 | 0.037827 | 0.048759 | 0.060287 | 0.07269 | 0.08562 | 0.099235 | 0.11359 | 0.12828 | 0.14288 | 0.1577
Scenario 3: Aggressive Fuel Sub | SDG&E | Com | BROs | Com - Other | Electric Energy (GWh/year) | Energy Efficiency | 0.0079453 | 0.016295 | 0.025078 | 0.034484 | 0.044544 | 0.055196 | 0.066813 | 0.078968 | 0.091831 | 0.10546 | 0.11952 | 0.13362 | 0.14899
Scenario 3: Aggressive Fuel Sub | SDG&E | Com | BROs | Com - Retail | Electric Demand (MW) | Energy Efficiency | 0.0016338 | 0.0033258 | 0.0050803 | 0.0069276 | 0.008875 | 0.010905 | 0.013094 | 0.015353 | 0.017704 | 0.020162 | 0.022645 | 0.025101 | 0.027999
Scenario 3: Aggressive Fuel Sub | SDG&E | Com | BROs | Com - Retail | Electric Energy (GWh/year) | Energy Efficiency | 0.017664 | 0.035957 | 0.054926 | 0.074897 | 0.095951 | 0.1179 | 0.14157 | 0.16598 | 0.19141 | 0.21798 | 0.24482 | 0.27138 | 0.30271
Scenario 3: Aggressive Fuel Sub | SDG&E | Com | BldgEnv | Com - College | Electric Demand (MW) | Energy Efficiency | 1.5285e-06 | 1.5244e-06 | 1.5203e-06 | 1.5205e-06 | 1.5152e-06 | 1.5156e-06 | 1.5166e-06 | 1.516e-06 | 1.5161e-06 | 1.5176e-06 | 1.5174e-06 | 1.5338e-06 | 1.5363e-06
Scenario 3: Aggressive Fuel Sub | SDG&E | Com | BldgEnv | Com - College | Electric Energy (GWh/year) | Energy Efficiency | 5.2225e-07 | 5.2085e-07 | 5.1943e-07 | 5.1951e-07 | 5.1769e-07 | 5.1782e-07 | 5.1817e-07 | 5.1796e-07 | 5.1799e-07 | 5.1851e-07 | 5.1844e-07 | 5.2405e-07 | 5.249e-07
Scenario 3: Aggressive Fuel Sub | SDG&E | Com | BldgEnv | Com - College | Gas Energy (MMTherm/year) | Energy Efficiency | 1.118e-06 | 1.1113e-06 | 1.1043e-06 | 1.0986e-06 | 1.0912e-06 | 1.0855e-06 | 1.08e-06 | 1.074e-06 | 1.0683e-06 | 1.0631e-06 | 1.0573e-06 | 1.0567e-06 | 1.0519e-06
Scenario 3: Aggressive Fuel Sub | SDG&E | Com | BldgEnv | Com - Grocery | Electric Demand (MW) | Energy Efficiency | 4.9843e-06 | 4.8247e-06 | 4.672e-06 | 4.5436e-06 | 4.4146e-06 | 4.3165e-06 | 4.2326e-06 | 4.1558e-06 | 4.078e-06 | 4.0156e-06 | 3.9525e-06 | 3.8953e-06 | 3.8461e-06
Scenario 3: Aggressive Fuel Sub | SDG&E | Com | BldgEnv | Com - Grocery | Electric Energy (GWh/year) | Energy Efficiency | 1.703e-06 | 1.6484e-06 | 1.5963e-06 | 1.5524e-06 | 1.5083e-06 | 1.4748e-06 | 1.4461e-06 | 1.4199e-06 | 1.3933e-06 | 1.372e-06 | 1.3504e-06 | 1.3309e-06 | 1.3141e-06
Scenario 3: Aggressive Fuel Sub | SDG&E | Com | BldgEnv | Com - Grocery | Gas Energy (MMTherm/year) | Energy Efficiency | 1.2854e-06 | 1.2439e-06 | 1.2047e-06 | 1.1716e-06 | 1.1381e-06 | 1.1125e-06 | 1.0903e-06 | 1.0696e-06 | 1.0485e-06 | 1.0315e-06 | 1.0146e-06 | 9.9955e-07 | 9.8699e-07
Scenario 3: Aggressive Fuel Sub | SDG&E | Com | BldgEnv | Com - Health | Electric Demand (MW) | Energy Efficiency | 8.1815e-06 | 7.5745e-06 | 6.9147e-06 | 6.2403e-06 | 5.4497e-06 | 4.5729e-06 | 3.8301e-06 | 3.7167e-06 | 3.6608e-06 | 3.693e-06 | 3.7879e-06 | 3.5471e-06 | 3.3838e-06
Scenario 3: Aggressive Fuel Sub | SDG&E | Com | BldgEnv | Com - Health | Electric Energy (GWh/year) | Energy Efficiency | 3.9301e-06 | 3.6385e-06 | 3.3216e-06 | 2.9976e-06 | 2.6179e-06 | 2.1966e-06 | 1.8399e-06 | 1.7854e-06 | 1.7585e-06 | 1.774e-06 | 1.8196e-06 | 1.7039e-06 | 1.6255e-06
Scenario 3: Aggressive Fuel Sub | SDG&E | Com | BldgEnv | Com - Health | Gas Energy (MMTherm/year) | Energy Efficiency | 3.3966e-06 | 3.1327e-06 | 2.847e-06 | 2.5559e-06 | 2.2199e-06 | 1.854e-06 | 1.5501e-06 | 1.5041e-06 | 1.4815e-06 | 1.4951e-06 | 1.5343e-06 | 1.4362e-06 | 1.3699e-06
Scenario 3: Aggressive Fuel Sub | SDG&E | Com | BldgEnv | Com - Lodging | Electric Demand (MW) | Energy Efficiency | 1.4917e-06 | 1.4775e-06 | 1.4634e-06 | 1.4586e-06 | 1.4404e-06 | 1.4323e-06 | 1.4199e-06 | 1.4077e-06 | 3.9659e-07 | 1.3882e-06 | 2.147e-06 | 2.1228e-06 | 2.1023e-06
Scenario 3: Aggressive Fuel Sub | SDG&E | Com | BldgEnv | Com - Lodging | Electric Energy (GWh/year) | Energy Efficiency | 9.7476e-07 | 9.6544e-07 | 9.5627e-07 | 9.531e-07 | 9.4122e-07 | 9.3591e-07 | 9.2781e-07 | 9.1985e-07 | 2.5915e-07 | 9.0709e-07 | 1.403e-06 | 1.3871e-06 | 1.3738e-06
Scenario 3: Aggressive Fuel Sub | SDG&E | Com | BldgEnv | Com - Lodging | Gas Energy (MMTherm/year) | Energy Efficiency | 4.9072e-07 | 4.8488e-07 | 4.791e-07 | 4.7511e-07 | 4.6861e-07 | 4.6408e-07 | 4.5877e-07 | 4.5355e-07 | 7.6145e-08 | 4.4384e-07 | 7.258e-07 | 7.1646e-07 | 7.0789e-07
Scenario 3: Aggressive Fuel Sub | SDG&E | Com | BldgEnv | Com - Office (Large) | Electric Demand (MW) | Energy Efficiency | 1.3948e-05 | 1.3577e-05 | 1.3216e-05 | 1.288e-05 | 1.2521e-05 | 1.2265e-05 | 1.2054e-05 | 1.1811e-05 | 1.1489e-05 | 1.1222e-05 | 1.0953e-05 | 1.0711e-05 | 1.0492e-05
Scenario 3: Aggressive Fuel Sub | SDG&E | Com | BldgEnv | Com - Office (Large) | Electric Energy (GWh/year) | Energy Efficiency | 4.7656e-06 | 4.6387e-06 | 4.5155e-06 | 4.4008e-06 | 4.278e-06 | 4.1905e-06 | 4.1184e-06 | 4.0356e-06 | 3.9253e-06 | 3.834e-06 | 3.7422e-06 | 3.6595e-06 | 3.5847e-06
Scenario 3: Aggressive Fuel Sub | SDG&E | Com | BldgEnv | Com - Office (Large) | Gas Energy (MMTherm/year) | Energy Efficiency | 1.7582e-06 | 1.7129e-06 | 1.6686e-06 | 1.6273e-06 | 1.583e-06 | 1.5519e-06 | 1.5267e-06 | 1.4973e-06 | 1.4568e-06 | 1.424e-06 | 1.3905e-06 | 1.3604e-06 | 1.3333e-06
Scenario 3: Aggressive Fuel Sub | SDG&E | Com | BldgEnv | Com - Office (Small) | Electric Demand (MW) | Energy Efficiency | 5.6524e-06 | 5.4627e-06 | 5.2847e-06 | 5.1173e-06 | 4.9596e-06 | 4.8144e-06 | 4.6781e-06 | 4.5476e-06 | 4.4236e-06 | 4.3076e-06 | 4.1987e-06 | 4.098e-06 | 4.0052e-06
Scenario 3: Aggressive Fuel Sub | SDG&E | Com | BldgEnv | Com - Office (Small) | Electric Energy (GWh/year) | Energy Efficiency | 1.9312e-06 | 1.8664e-06 | 1.8056e-06 | 1.7484e-06 | 1.6945e-06 | 1.6449e-06 | 1.5984e-06 | 1.5538e-06 | 1.5114e-06 | 1.4718e-06 | 1.4346e-06 | 1.4001e-06 | 1.3685e-06
Scenario 3: Aggressive Fuel Sub | SDG&E | Com | BldgEnv | Com - Office (Small) | Gas Energy (MMTherm/year) | Energy Efficiency | 7.0599e-07 | 6.827e-07 | 6.6085e-07 | 6.4035e-07 | 6.2152e-07 | 6.0422e-07 | 5.8791e-07 | 5.7219e-07 | 5.5684e-07 | 5.4277e-07 | 5.2931e-07 | 5.1685e-07 | 5.0544e-07
Scenario 3: Aggressive Fuel Sub | SDG&E | Com | BldgEnv | Com - Other | Electric Demand (MW) | Energy Efficiency | 9.155e-06 | 8.9658e-06 | 8.7632e-06 | 8.5469e-06 | 8.3009e-06 | 8.0571e-06 | 7.7994e-06 | 7.525e-06 | 6.9515e-06 | 6.9335e-06 | 6.7986e-06 | 6.4461e-06 | 6.082e-06
Scenario 3: Aggressive Fuel Sub | SDG&E | Com | BldgEnv | Com - Other | Electric Energy (GWh/year) | Energy Efficiency | 3.1295e-06 | 3.0648e-06 | 2.9955e-06 | 2.9216e-06 | 2.8375e-06 | 2.7542e-06 | 2.6661e-06 | 2.5723e-06 | 2.3762e-06 | 2.3701e-06 | 2.324e-06 | 2.2035e-06 | 2.079e-06
Scenario 3: Aggressive Fuel Sub | SDG&E | Com | BldgEnv | Com - Other | Gas Energy (MMTherm/year) | Energy Efficiency | 1.2783e-06 | 1.2538e-06 | 1.2266e-06 | 1.1968e-06 | 1.1625e-06 | 1.1277e-06 | 1.0904e-06 | 1.0501e-06 | 9.0519e-07 | 9.6151e-07 | 9.7909e-07 | 9.2046e-07 | 8.5962e-07
Scenario 3: Aggressive Fuel Sub | SDG&E | Com | BldgEnv | Com - Refrig. Warehouse | Electric Demand (MW) | Energy Efficiency | 1.5741e-07 | 1.5489e-07 | 1.524e-07 | 1.4924e-07 | 1.4646e-07 | 1.4381e-07 | 1.4142e-07 | 1.5974e-07 | 1.3702e-07 | 1.5628e-07 | 1.7241e-07 | 1.7131e-07 | 1.7018e-07
Scenario 3: Aggressive Fuel Sub | SDG&E | Com | BldgEnv | Com - Refrig. Warehouse | Electric Energy (GWh/year) | Energy Efficiency | 5.3783e-08 | 5.292e-08 | 5.2069e-08 | 5.0991e-08 | 5.0042e-08 | 4.9135e-08 | 4.832e-08 | 5.4577e-08 | 4.6816e-08 | 5.3397e-08 | 5.8908e-08 | 5.8531e-08 | 5.8144e-08
Scenario 3: Aggressive Fuel Sub | SDG&E | Com | BldgEnv | Com - Refrig. Warehouse | Gas Energy (MMTherm/year) | Energy Efficiency | 2.0331e-08 | 1.9993e-08 | 1.9658e-08 | 1.9239e-08 | 1.8871e-08 | 1.8519e-08 | 1.8204e-08 | 2.5327e-08 | 1.7634e-08 | 2.5061e-08 | 3.1288e-08 | 3.1282e-08 | 3.1262e-08
Scenario 3: Aggressive Fuel Sub | SDG&E | Com | BldgEnv | Com - Restaurant | Electric Demand (MW) | Energy Efficiency | 1.7432e-06 | 1.6457e-06 | 1.5564e-06 | 1.4652e-06 | 1.7398e-06 | 1.7008e-06 | 1.6679e-06 | 1.6382e-06 | 1.6077e-06 | 1.5811e-06 | 1.5577e-06 | 1.5372e-06 | 1.5189e-06
Scenario 3: Aggressive Fuel Sub | SDG&E | Com | BldgEnv | Com - Restaurant | Electric Energy (GWh/year) | Energy Efficiency | 5.9558e-07 | 5.623e-07 | 5.3176e-07 | 5.0062e-07 | 5.9444e-07 | 5.8112e-07 | 5.6987e-07 | 5.5971e-07 | 5.4931e-07 | 5.4019e-07 | 5.3221e-07 | 5.252e-07 | 5.1896e-07
Scenario 3: Aggressive Fuel Sub | SDG&E | Com | BldgEnv | Com - Restaurant | Gas Energy (MMTherm/year) | Energy Efficiency | 2.0809e-07 | 1.9688e-07 | 1.8647e-07 | 1.761e-07 | 2.1777e-07 | 2.1308e-07 | 2.0916e-07 | 2.0576e-07 | 2.0213e-07 | 1.9905e-07 | 1.9627e-07 | 1.9382e-07 | 1.9165e-07
Scenario 3: Aggressive Fuel Sub | SDG&E | Com | BldgEnv | Com - Retail | Electric Demand (MW) | Energy Efficiency | 1.7926e-05 | 1.5656e-05 | 1.3296e-05 | 1.0623e-05 | 7.6609e-06 | 5.637e-06 | 5.2015e-06 | 4.794e-06 | 4.428e-06 | 4.1121e-06 | 3.8273e-06 | 3.5878e-06 | 3.3785e-06
Scenario 3: Aggressive Fuel Sub | SDG&E | Com | BldgEnv | Com - Retail | Electric Energy (GWh/year) | Energy Efficiency | 6.1247e-06 | 5.3491e-06 | 4.5427e-06 | 3.6295e-06 | 2.6175e-06 | 1.926e-06 | 1.7772e-06 | 1.638e-06 | 1.5129e-06 | 1.405e-06 | 1.3076e-06 | 1.2258e-06 | 1.1543e-06
Scenario 3: Aggressive Fuel Sub | SDG&E | Com | BldgEnv | Com - Retail | Gas Energy (MMTherm/year) | Energy Efficiency | 4.4413e-06 | 3.8348e-06 | 3.1944e-06 | 2.4939e-06 | 1.7428e-06 | 1.2483e-06 | 1.165e-06 | 1.0868e-06 | 1.0153e-06 | 9.5179e-07 | 8.9349e-07 | 8.423e-07 | 7.9615e-07
Scenario 3: Aggressive Fuel Sub | SDG&E | Com | BldgEnv | Com - School | Electric Demand (MW) | Energy Efficiency | 2.4161e-06 | 2.4092e-06 | 2.4046e-06 | 2.4026e-06 | 2.4083e-06 | 2.4092e-06 | 2.411e-06 | 2.417e-06 | 2.4284e-06 | 2.4407e-06 | 2.4565e-06 | 2.474e-06 | 2.4918e-06
Scenario 3: Aggressive Fuel Sub | SDG&E | Com | BldgEnv | Com - School | Electric Energy (GWh/year) | Energy Efficiency | 8.2551e-07 | 8.2314e-07 | 8.2159e-07 | 8.209e-07 | 8.2284e-07 | 8.2313e-07 | 8.2376e-07 | 8.2582e-07 | 8.297e-07 | 8.339e-07 | 8.393e-07 | 8.453e-07 | 8.5137e-07
Scenario 3: Aggressive Fuel Sub | SDG&E | Com | BldgEnv | Com - School | Gas Energy (MMTherm/year) | Energy Efficiency | 3.067e-07 | 3.0613e-07 | 3.0584e-07 | 3.0598e-07 | 3.0711e-07 | 3.0757e-07 | 3.0813e-07 | 3.092e-07 | 3.1086e-07 | 3.1271e-07 | 3.1494e-07 | 3.1739e-07 | 3.1986e-07
Scenario 3: Aggressive Fuel Sub | SDG&E | Com | BldgEnv | Com - Warehouse | Electric Demand (MW) | Energy Efficiency | 9.8745e-06 | 9.7662e-06 | 9.6553e-06 | 9.5512e-06 | 9.4224e-06 | 9.3034e-06 | 9.1712e-06 | 9.0363e-06 | 8.3534e-06 | 8.7589e-06 | 9.0629e-06 | 8.9219e-06 | 8.7874e-06
Scenario 3: Aggressive Fuel Sub | SDG&E | Com | BldgEnv | Com - Warehouse | Electric Energy (GWh/year) | Energy Efficiency | 6.4525e-06 | 6.3817e-06 | 6.3093e-06 | 6.2412e-06 | 6.157e-06 | 6.0793e-06 | 5.9929e-06 | 5.9047e-06 | 5.4585e-06 | 5.7235e-06 | 5.9221e-06 | 5.83e-06 | 5.7421e-06
Scenario 3: Aggressive Fuel Sub | SDG&E | Com | BldgEnv | Com - Warehouse | Gas Energy (MMTherm/year) | Energy Efficiency | 2.3157e-06 | 2.2992e-06 | 2.2814e-06 | 2.2646e-06 | 2.2421e-06 | 2.2213e-06 | 2.1973e-06 | 2.1722e-06 | 1.8173e-06 | 2.1176e-06 | 2.3593e-06 | 2.3319e-06 | 2.3048e-06
Scenario 3: Aggressive Fuel Sub | SDG&E | Com | ComRefrig | Com - College | Electric Demand (MW) | Energy Efficiency | 7.1745e-05 | 4.855e-05 | 2.8894e-05 | 1.4811e-05 | 5.7901e-06 | 2.3984e-06 | 7.2956e-07 | 0 | 0 | 0 | 0 | 0 | 0
Scenario 3: Aggressive Fuel Sub | SDG&E | Com | ComRefrig | Com - College | Electric Energy (GWh/year) | Energy Efficiency | 0.00052639 | 0.00036223 | 0.00022013 | 0.00011617 | 4.8311e-05 | 2.0572e-05 | 6.2576e-06 | 0 | 0 | 0 | 0 | 0 | 0
Scenario 3: Aggressive Fuel Sub | SDG&E | Com | ComRefrig | Com - College | Gas Energy (MMTherm/year) | Energy Efficiency | 0 | 0 | 0 | 0 | 0 | 0 | 0 | 0 | 0 | 0 | 0 | 0 | 0
Scenario 3: Aggressive Fuel Sub | SDG&E | Com | ComRefrig | Com - Grocery | Electric Demand (MW) | Energy Efficiency | 0.065963 | 0.034271 | 0.012666 | 0.0051124 | 0.0011996 | 0 | 0 | 0 | 0 | 0 | 0 | 0 | 0
Scenario 3: Aggressive Fuel Sub | SDG&E | Com | ComRefrig | Com - Grocery | Electric Energy (GWh/year) | Energy Efficiency | 0.4958 | 0.26624 | 0.1059 | 0.043851 | 0.01029 | 0 | 0 | 0 | 0 | 0 | 0 | 0 | 0
Scenario 3: Aggressive Fuel Sub | SDG&E | Com | ComRefrig | Com - Grocery | Gas Energy (MMTherm/year) | Energy Efficiency | 0 | 0 | 0 | 0 | 0 | 0 | 0 | 0 | 0 | 0 | 0 | 0 | 0
Scenario 3: Aggressive Fuel Sub | SDG&E | Com | ComRefrig | Com - Refrig. Warehouse | Electric Demand (MW) | Energy Efficiency | 2.1987e-05 | 1.4219e-05 | 7.9988e-06 | 3.748e-06 | 1.2817e-06 | 5.1927e-07 | 6.0664e-08 | 0 | 0 | 0 | 0 | 0 | 0
Scenario 3: Aggressive Fuel Sub | SDG&E | Com | ComRefrig | Com - Refrig. Warehouse | Electric Energy (GWh/year) | Energy Efficiency | 0.00016187 | 0.00010654 | 6.129e-05 | 2.9744e-05 | 1.0993e-05 | 4.454e-06 | 5.2034e-07 | 0 | 0 | 0 | 0 | 0 | 0
Scenario 3: Aggressive Fuel Sub | SDG&E | Com | ComRefrig | Com - Refrig. Warehouse | Gas Energy (MMTherm/year) | Energy Efficiency | 0 | 0 | 0 | 0 | 0 | 0 | 0 | 0 | 0 | 0 | 0 | 0 | 0
Scenario 3: Aggressive Fuel Sub | SDG&E | Com | ComRefrig | Com - Restaurant | Electric Demand (MW) | Energy Efficiency | 0.0025375 | 0.0013459 | 0.00052578 | 0.00021378 | 6.1202e-05 | 0 | 0 | 0 | 0 | 0 | 0 | 0 | 0
Scenario 3: Aggressive Fuel Sub | SDG&E | Com | ComRefrig | Com - Restaurant | Electric Energy (GWh/year) | Energy Efficiency | 0.019064 | 0.010443 | 0.0043623 | 0.0018336 | 0.00052495 | 0 | 0 | 0 | 0 | 0 | 0 | 0 | 0
Scenario 3: Aggressive Fuel Sub | SDG&E | Com | ComRefrig | Com - Restaurant | Gas Energy (MMTherm/year) | Energy Efficiency | 0 | 0 | 0 | 0 | 0 | 0 | 0 | 0 | 0 | 0 | 0 | 0 | 0
Scenario 3: Aggressive Fuel Sub | SDG&E | Com | ComRefrig | Com - Retail | Electric Demand (MW) | Energy Efficiency | 0.028556 | 0.015233 | 0.0060785 | 0.002298 | 0.00065053 | 0 | 0 | 0 | 0 | 0 | 0 | 0 | 0
Scenario 3: Aggressive Fuel Sub | SDG&E | Com | ComRefrig | Com - Retail | Electric Energy (GWh/year) | Energy Efficiency | 0.21413 | 0.11772 | 0.04986 | 0.019711 | 0.0055798 | 0 | 0 | 0 | 0 | 0 | 0 | 0 | 0
Scenario 3: Aggressive Fuel Sub | SDG&E | Com | ComRefrig | Com - Retail | Gas Energy (MMTherm/year) | Energy Efficiency | 0 | 0 | 0 | 0 | 0 | 0 | 0 | 0 | 0 | 0 | 0 | 0 | 0
Scenario 3: Aggressive Fuel Sub | SDG&E | Com | ComRefrig | Com - School | Electric Demand (MW) | Energy Efficiency | 2.8948e-06 | 0 | 0 | 0 | 0 | 0 | 0 | 0 | 0 | 0 | 0 | 0 | 0
Scenario 3: Aggressive Fuel Sub | SDG&E | Com | ComRefrig | Com - School | Electric Energy (GWh/year) | Energy Efficiency | 2.483e-05 | 0 | 0 | 0 | 0 | 0 | 0 | 0 | 0 | 0 | 0 | 0 | 0
Scenario 3: Aggressive Fuel Sub | SDG&E | Com | ComRefrig | Com - School | Gas Energy (MMTherm/year) | Energy Efficiency | 0 | 0 | 0 | 0 | 0 | 0 | 0 | 0 | 0 | 0 | 0 | 0 | 0
Scenario 3: Aggressive Fuel Sub | SDG&E | Com | FoodServ | Com - College | Electric Demand (MW) | Energy Efficiency | 0.0013861 | 0.0015804 | 0.0016586 | 0.0017562 | 0.0018958 | 0.0020129 | 0.0021083 | 0.0021922 | 0.0022761 | 0.0023632 | 0.0024393 | 0.002585 | 0.0026671
Scenario 3: Aggressive Fuel Sub | SDG&E | Com | FoodServ | Com - College | Electric Demand (MW) | Fuel Substitution | -0.00026828 | -0.00030839 | -0.0003478 | -0.00038683 | -0.00042541 | -0.00046356 | -0.00050138 | -0.00053876 | -0.00057561 | -0.00061192 | -0.00064746 | -0.00068225 | -0.00071612
Scenario 3: Aggressive Fuel Sub | SDG&E | Com | FoodServ | Com - College | Electric Energy (GWh/year) | Energy Efficiency | 0.0067561 | 0.0076372 | 0.008018 | 0.0084931 | 0.0091428 | 0.0097028 | 0.010167 | 0.010577 | 0.010986 | 0.011412 | 0.011786 | 0.012496 | 0.012899
Scenario 3: Aggressive Fuel Sub | SDG&E | Com | FoodServ | Com - College | Electric Energy (GWh/year) | Fuel Substitution | -0.0031928 | -0.0036563 | -0.0041225 | -0.0045951 | -0.0050737 | -0.0055645 | -0.0060688 | -0.006586 | -0.0071158 | -0.0076663 | -0.0082317 | -0.0088126 | -0.0094046
Scenario 3: Aggressive Fuel Sub | SDG&E | Com | FoodServ | Com - College | Gas Energy (MMTherm/year) | Energy Efficiency | 0.0031007 | 0.0032258 | 0.0033396 | 0.0034721 | 0.0035584 | 0.00367 | 0.0037752 | 0.0038617 | 0.003944 | 0.0040256 | 0.0040908 | 0.0042321 | 0.0042976
Scenario 3: Aggressive Fuel Sub | SDG&E | Com | FoodServ | Com - College | Gas Energy (MMTherm/year) | Fuel Substitution | 0.00033007 | 0.00037816 | 0.00042647 | 0.00047538 | 0.00052485 | 0.0005755 | 0.00062745 | 0.00068065 | 0.00073507 | 0.00079155 | 0.00084949 | 0.00090894 | 0.00096944
Scenario 3: Aggressive Fuel Sub | SDG&E | Com | FoodServ | Com - Grocery | Electric Demand (MW) | Energy Efficiency | 0.0085791 | 0.010031 | 0.010578 | 0.011139 | 0.012133 | 0.012876 | 0.01344 | 0.013974 | 0.014449 | 0.014947 | 0.015412 | 0.015875 | 0.016353
Scenario 3: Aggressive Fuel Sub | SDG&E | Com | FoodServ | Com - Grocery | Electric Demand (MW) | Fuel Substitution | -0.0015782 | -0.0018081 | -0.002033 | -0.0022549 | -0.0024735 | -0.0026892 | -0.0029025 | -0.0031129 | -0.00332 | -0.0035236 | -0.0037226 | -0.0039164 | -0.0041046
Scenario 3: Aggressive Fuel Sub | SDG&E | Com | FoodServ | Com - Grocery | Electric Energy (GWh/year) | Energy Efficiency | 0.041808 | 0.048376 | 0.051029 | 0.053759 | 0.058378 | 0.061911 | 0.064648 | 0.067249 | 0.069567 | 0.072 | 0.074278 | 0.076552 | 0.078897
Scenario 3: Aggressive Fuel Sub | SDG&E | Com | FoodServ | Com - Grocery | Electric Energy (GWh/year) | Fuel Substitution | -0.033793 | -0.038199 | -0.04252 | -0.046797 | -0.051032 | -0.05523 | -0.05946 | -0.063725 | -0.06806 | -0.07258 | -0.077141 | -0.081734 | -0.086347
Scenario 3: Aggressive Fuel Sub | SDG&E | Com | FoodServ | Com - Grocery | Gas Energy (MMTherm/year) | Energy Efficiency | 0.020146 | 0.02113 | 0.022019 | 0.022909 | 0.023647 | 0.024463 | 0.025233 | 0.025934 | 0.02652 | 0.027107 | 0.02763 | 0.028134 | 0.028641
Scenario 3: Aggressive Fuel Sub | SDG&E | Com | FoodServ | Com - Grocery | Gas Energy (MMTherm/year) | Fuel Substitution | 0.0035102 | 0.0039678 | 0.0044162 | 0.0048598 | 0.0052988 | 0.0057337 | 0.0061716 | 0.0066125 | 0.0070604 | 0.0075275 | 0.0079985 | 0.0084725 | 0.0089483
Scenario 3: Aggressive Fuel Sub | SDG&E | Com | FoodServ | Com - Health | Electric Demand (MW) | Energy Efficiency | 0.0033638 | 0.0038045 | 0.0039732 | 0.0042084 | 0.0044514 | 0.0045914 | 0.0044311 | 0.0045583 | 0.0047722 | 0.0051319 | 0.0055956 | 0.0054358 | 0.0054004
Scenario 3: Aggressive Fuel Sub | SDG&E | Com | FoodServ | Com - Health | Electric Demand (MW) | Fuel Substitution | -0.00069714 | -0.00080604 | -0.0009138 | -0.0010213 | -0.0011282 | -0.0012343 | -0.0013395 | -0.0014436 | -0.0015462 | -0.0016476 | -0.0017476 | -0.0018449 | -0.0019393
Scenario 3: Aggressive Fuel Sub | SDG&E | Com | FoodServ | Com - Health | Electric Energy (GWh/year) | Energy Efficiency | 0.016727 | 0.018736 | 0.019573 | 0.020736 | 0.02189 | 0.022569 | 0.021799 | 0.022435 | 0.023494 | 0.025268 | 0.027553 | 0.026788 | 0.026631
Scenario 3: Aggressive Fuel Sub | SDG&E | Com | FoodServ | Com - Health | Electric Energy (GWh/year) | Fuel Substitution | -0.010074 | -0.011503 | -0.012937 | -0.014378 | -0.015829 | -0.017305 | -0.018804 | -0.020319 | -0.021849 | -0.023441 | -0.025084 | -0.026735 | -0.028392
Scenario 3: Aggressive Fuel Sub | SDG&E | Com | FoodServ | Com - Health | Gas Energy (MMTherm/year) | Energy Efficiency | 0.0088977 | 0.0092309 | 0.0095402 | 0.0099333 | 0.010166 | 0.010326 | 0.010116 | 0.010294 | 0.010578 | 0.011035 | 0.011609 | 0.011374 | 0.011294
Scenario 3: Aggressive Fuel Sub | SDG&E | Com | FoodServ | Com - Health | Gas Energy (MMTherm/year) | Fuel Substitution | 0.0010672 | 0.0012193 | 0.0013718 | 0.0015249 | 0.0016789 | 0.0018352 | 0.0019937 | 0.0021537 | 0.002315 | 0.0024825 | 0.002655 | 0.0028282 | 0.0030017
Scenario 3: Aggressive Fuel Sub | SDG&E | Com | FoodServ | Com - Lodging | Electric Demand (MW) | Energy Efficiency | 0.0054679 | 0.0059418 | 0.0061568 | 0.0064378 | 0.0066571 | 0.0069061 | 0.0070945 | 0.0072743 | 0.0074749 | 0.0076543 | 0.0077941 | 0.0079298 | 0.0080847
Scenario 3: Aggressive Fuel Sub | SDG&E | Com | FoodServ | Com - Lodging | Electric Demand (MW) | Fuel Substitution | -0.00096595 | -0.001105 | -0.0012411 | -0.0013754 | -0.0015076 | -0.0016377 | -0.0017659 | -0.0018919 | -0.0020153 | -0.002136 | -0.0022531 | -0.0023665 | -0.0024756
Scenario 3: Aggressive Fuel Sub | SDG&E | Com | FoodServ | Com - Lodging | Electric Energy (GWh/year) | Energy Efficiency | 0.032968 | 0.035331 | 0.036565 | 0.038164 | 0.039347 | 0.040736 | 0.041803 | 0.042818 | 0.043945 | 0.044952 | 0.045738 | 0.046498 | 0.047361
Scenario 3: Aggressive Fuel Sub | SDG&E | Com | FoodServ | Com - Lodging | Electric Energy (GWh/year) | Fuel Substitution | -0.013318 | -0.015092 | -0.016837 | -0.018565 | -0.020274 | -0.021965 | -0.023658 | -0.025346 | -0.027027 | -0.028695 | -0.030418 | -0.03213 | -0.033828
Scenario 3: Aggressive Fuel Sub | SDG&E | Com | FoodServ | Com - Lodging | Gas Energy (MMTherm/year) | Energy Efficiency | 0.0080615 | 0.0082943 | 0.0085087 | 0.0087863 | 0.0089249 | 0.0091307 | 0.0092796 | 0.0094112 | 0.0095558 | 0.0096721 | 0.009735 | 0.0097883 | 0.0098549
Scenario 3: Aggressive Fuel Sub | SDG&E | Com | FoodServ | Com - Lodging | Gas Energy (MMTherm/year) | Fuel Substitution | 0.0013785 | 0.0015624 | 0.0017432 | 0.0019221 | 0.002099 | 0.0022739 | 0.0024488 | 0.0026231 | 0.0027965 | 0.0029684 | 0.003146 | 0.0033225 | 0.0034973
Scenario 3: Aggressive Fuel Sub | SDG&E | Com | FoodServ | Com - Office (Large) | Electric Demand (MW) | Energy Efficiency | 0.00025422 | 0.00026082 | 0.00026645 | 0.00027157 | 0.0002752 | 0.00028012 | 0.00028517 | 0.00028882 | 0.00029023 | 0.00029203 | 0.00029325 | 0.00029444 | 0.00029556
Scenario 3: Aggressive Fuel Sub | SDG&E | Com | FoodServ | Com - Office (Large) | Electric Energy (GWh/year) | Energy Efficiency | 0.0022298 | 0.0022877 | 0.0023371 | 0.002382 | 0.0024138 | 0.002457 | 0.0025013 | 0.0025333 | 0.0025457 | 0.0025615 | 0.0025722 | 0.0025826 | 0.0025924
Scenario 3: Aggressive Fuel Sub | SDG&E | Com | FoodServ | Com - Office (Small) | Electric Demand (MW) | Energy Efficiency | 9.032e-05 | 9.3648e-05 | 9.665e-05 | 9.936e-05 | 0.00010176 | 0.00010397 | 0.00010597 | 0.00010771 | 0.00010926 | 0.00011062 | 0.00011183 | 0.00011291 | 0.00011389
Scenario 3: Aggressive Fuel Sub | SDG&E | Com | FoodServ | Com - Office (Small) | Electric Energy (GWh/year) | Energy Efficiency | 0.00079221 | 0.0008214 | 0.00084773 | 0.00087151 | 0.00089252 | 0.00091192 | 0.00092946 | 0.00094475 | 0.00095838 | 0.00097026 | 0.00098088 | 0.0009904 | 0.00099895
Scenario 3: Aggressive Fuel Sub | SDG&E | Com | FoodServ | Com - Other | Electric Demand (MW) | Energy Efficiency | 0.013585 | 0.015731 | 0.016767 | 0.017787 | 0.019072 | 0.020205 | 0.021186 | 0.022131 | 0.023045 | 0.023961 | 0.024842 | 0.025726 | 0.026623
Scenario 3: Aggressive Fuel Sub | SDG&E | Com | FoodServ | Com - Other | Electric Demand (MW) | Fuel Substitution | -0.0049426 | -0.0056598 | -0.0063672 | -0.0070707 | -0.0077698 | -0.0084651 | -0.0091584 | -0.0098481 | -0.010532 | -0.011211 | -0.01188 | -0.012537 | -0.013181
Scenario 3: Aggressive Fuel Sub | SDG&E | Com | FoodServ | Com - Other | Electric Energy (GWh/year) | Energy Efficiency | 0.066804 | 0.076723 | 0.081869 | 0.086947 | 0.093178 | 0.098772 | 0.1037 | 0.10846 | 0.11309 | 0.11774 | 0.12223 | 0.12673 | 0.13132
Scenario 3: Aggressive Fuel Sub | SDG&E | Com | FoodServ | Com - Other | Electric Energy (GWh/year) | Fuel Substitution | -0.030094 | -0.034407 | -0.038686 | -0.042974 | -0.047275 | -0.051598 | -0.055959 | -0.060351 | -0.064773 | -0.069267 | -0.073776 | -0.078289 | -0.082793
Scenario 3: Aggressive Fuel Sub | SDG&E | Com | FoodServ | Com - Other | Gas Energy (MMTherm/year) | Energy Efficiency | 0.021801 | 0.023039 | 0.024216 | 0.025345 | 0.026321 | 0.027349 | 0.02833 | 0.029244 | 0.030101 | 0.030935 | 0.03171 | 0.032468 | 0.033225
Scenario 3: Aggressive Fuel Sub | SDG&E | Com | FoodServ | Com - Other | Gas Energy (MMTherm/year) | Fuel Substitution | 0.0028933 | 0.0033083 | 0.0037199 | 0.0041325 | 0.0045464 | 0.0049625 | 0.0053822 | 0.0058051 | 0.006231 | 0.0066643 | 0.0070993 | 0.0075349 | 0.00797
Scenario 3: Aggressive Fuel Sub | SDG&E | Com | FoodServ | Com - Restaurant | Electric Demand (MW) | Energy Efficiency | 0.023703 | 0.025138 | 0.02583 | 0.026278 | 0.03536 | 0.037191 | 0.038862 | 0.040477 | 0.041962 | 0.043425 | 0.044881 | 0.046313 | 0.047706
Scenario 3: Aggressive Fuel Sub | SDG&E | Com | FoodServ | Com - Restaurant | Electric Demand (MW) | Fuel Substitution | -0.0099122 | -0.011287 | -0.012615 | -0.013907 | -0.015191 | -0.016457 | -0.017707 | -0.018941 | -0.020153 | -0.021345 | -0.02251 | -0.023644 | -0.024744
Scenario 3: Aggressive Fuel Sub | SDG&E | Com | FoodServ | Com - Restaurant | Electric Energy (GWh/year) | Energy Efficiency | 0.12527 | 0.13211 | 0.13578 | 0.13821 | 0.18397 | 0.1933 | 0.20195 | 0.21033 | 0.21806 | 0.22567 | 0.23326 | 0.24073 | 0.24801
Scenario 3: Aggressive Fuel Sub | SDG&E | Com | FoodServ | Com - Restaurant | Electric Energy (GWh/year) | Fuel Substitution | -0.10654 | -0.12033 | -0.13367 | -0.14669 | -0.15941 | -0.17196 | -0.18439 | -0.19674 | -0.20908 | -0.22161 | -0.23434 | -0.247 | -0.25955
Scenario 3: Aggressive Fuel Sub | SDG&E | Com | FoodServ | Com - Restaurant | Gas Energy (MMTherm/year) | Energy Efficiency | 0.04867 | 0.049802 | 0.050917 | 0.051656 | 0.062703 | 0.064856 | 0.066999 | 0.069009 | 0.070781 | 0.072443 | 0.074017 | 0.075512 | 0.076911
Scenario 3: Aggressive Fuel Sub | SDG&E | Com | FoodServ | Com - Restaurant | Gas Energy (MMTherm/year) | Fuel Substitution | 0.010736 | 0.012123 | 0.013465 | 0.014774 | 0.016052 | 0.017312 | 0.018559 | 0.019797 | 0.021034 | 0.022291 | 0.023569 | 0.024841 | 0.026103
Scenario 3: Aggressive Fuel Sub | SDG&E | Com | FoodServ | Com - Retail | Electric Demand (MW) | Energy Efficiency | 0.00030074 | 0.00029939 | 0.00029794 | 0.00029252 | 0.0002794 | 0.000274 | 0.00026474 | 0.00025522 | 0.00024728 | 0.00024281 | 0.00023852 | 0.00023817 | 0.00023989
Scenario 3: Aggressive Fuel Sub | SDG&E | Com | FoodServ | Com - Retail | Electric Energy (GWh/year) | Energy Efficiency | 0.0020796 | 0.0020849 | 0.0020878 | 0.0020675 | 0.0020038 | 0.0019808 | 0.0019355 | 0.0018877 | 0.0018475 | 0.0018249 | 0.0018025 | 0.0018004 | 0.0018087
Scenario 3: Aggressive Fuel Sub | SDG&E | Com | FoodServ | Com - Retail | Gas Energy (MMTherm/year) | Energy Efficiency | 1.246e-05 | 1.2078e-05 | 1.1727e-05 | 1.112e-05 | 9.9726e-06 | 9.4318e-06 | 8.6285e-06 | 7.8299e-06 | 7.1745e-06 | 6.8023e-06 | 6.4636e-06 | 6.4421e-06 | 6.595e-06
Scenario 3: Aggressive Fuel Sub | SDG&E | Com | FoodServ | Com - School | Electric Demand (MW) | Energy Efficiency | 0.0061793 | 0.0075253 | 0.0079168 | 0.0082952 | 0.008738 | 0.0091271 | 0.009473 | 0.0098178 | 0.010166 | 0.010503 | 0.010839 | 0.011167 | 0.011483
Scenario 3: Aggressive Fuel Sub | SDG&E | Com | FoodServ | Com - School | Electric Demand (MW) | Fuel Substitution | -0.00034013 | -0.00038821 | -0.00043503 | -0.00048106 | -0.00052629 | -0.00057078 | -0.00061466 | -0.00065783 | -0.0007002 | -0.00074177 | -0.00078229 | -0.00082166 | -0.00085975
Scenario 3: Aggressive Fuel Sub | SDG&E | Com | FoodServ | Com - School | Electric Energy (GWh/year) | Energy Efficiency | 0.031577 | 0.037659 | 0.039623 | 0.041524 | 0.043715 | 0.045656 | 0.047402 | 0.049145 | 0.050907 | 0.052617 | 0.054321 | 0.055991 | 0.057598
Scenario 3: Aggressive Fuel Sub | SDG&E | Com | FoodServ | Com - School | Electric Energy (GWh/year) | Fuel Substitution | -0.0047413 | -0.0054006 | -0.0060605 | -0.0067316 | -0.007417 | -0.0081197 | -0.0088448 | -0.0096045 | -0.010391 | -0.011205 | -0.012042 | -0.0129 | -0.013778
Scenario 3: Aggressive Fuel Sub | SDG&E | Com | FoodServ | Com - School | Gas Energy (MMTherm/year) | Energy Efficiency | 0.0075726 | 0.0078702 | 0.0081396 | 0.0083844 | 0.0086207 | 0.0088232 | 0.0090086 | 0.009185 | 0.0093582 | 0.0095172 | 0.0096705 | 0.0098137 | 0.0099433
Scenario 3: Aggressive Fuel Sub | SDG&E | Com | FoodServ | Com - School | Gas Energy (MMTherm/year) | Fuel Substitution | 0.00049468 | 0.00056358 | 0.00063244 | 0.00070234 | 0.00077358 | 0.00084646 | 0.00092152 | 0.001 | 0.0010812 | 0.0011649 | 0.001251 | 0.0013391 | 0.0014291
Scenario 3: Aggressive Fuel Sub | SDG&E | Com | HVAC | Com - College | Electric Demand (MW) | Energy Efficiency | 0.0064476 | 0.0070004 | 0.0075295 | 0.0041442 | 0.0043556 | 0.0045941 | 0.0095414 | 0.010004 | 0.0055212 | 0.00584 | 0.0061081 | 0.0067294 | 0.0070297
Scenario 3: Aggressive Fuel Sub | SDG&E | Com | HVAC | Com - College | Electric Energy (GWh/year) | Energy Efficiency | 0.016614 | 0.018382 | 0.019951 | 0.0042632 | 0.0044982 | 0.0040991 | 0.024182 | 0.025155 | 0.0048496 | 0.0051006 | 0.005315 | 0.0057609 | 0.0059915
Scenario 3: Aggressive Fuel Sub | SDG&E | Com | HVAC | Com - College | Electric Energy (GWh/year) | Fuel Substitution | 2.2667e-07 | 2.4968e-07 | 2.7346e-07 | 4.7593e-07 | 5.1717e-07 | 0 | 0 | 0 | 0 | 0 | 0 | 0 | 0
Scenario 3: Aggressive Fuel Sub | SDG&E | Com | HVAC | Com - College | Gas Energy (MMTherm/year) | Energy Efficiency | 0.00027888 | 0.00049729 | 0.00062273 | 0.00069237 | 0.00073515 | 0.00040691 | 0.00042392 | 0.00044991 | 0.00049148 | 0.00052079 | 0.00054534 | 0.00060385 | 0.00063165
Scenario 3: Aggressive Fuel Sub | SDG&E | Com | HVAC | Com - College | Gas Energy (MMTherm/year) | Fuel Substitution | 5.4886e-08 | 6.0456e-08 | 6.6213e-08 | 8.5731e-08 | 9.3085e-08 | 0 | 0 | 0 | 0 | 0 | 0 | 0 | 0
Scenario 3: Aggressive Fuel Sub | SDG&E | Com | HVAC | Com - Grocery | Electric Demand (MW) | Energy Efficiency | 0.0045475 | 0.0050779 | 0.0056265 | 0.00621 | 0.0067986 | 0.007439 | 0.0081095 | 0.0088041 | 0.0034156 | 0.0018542 | 0.0019856 | 0.0021194 | 0.00064949
Scenario 3: Aggressive Fuel Sub | SDG&E | Com | HVAC | Com - Grocery | Electric Energy (GWh/year) | Energy Efficiency | 0.023868 | 0.026605 | 0.02943 | 0.032446 | 0.035465 | 0.03878 | 0.042251 | 0.045841 | 0.018695 | 0.010892 | 0.011632 | 0.012391 | 0.0058097
Scenario 3: Aggressive Fuel Sub | SDG&E | Com | HVAC | Com - Grocery | Electric Energy (GWh/year) | Fuel Substitution | -8.472e-05 | -9.2871e-05 | -0.00010124 | -0.00011 | -0.00011918 | 0 | 0 | 0 | 0 | 0 | 0 | 0 | 0
Scenario 3: Aggressive Fuel Sub | SDG&E | Com | HVAC | Com - Grocery | Gas Energy (MMTherm/year) | Energy Efficiency | 0.00023141 | 0.00024781 | 0.0002632 | 0.00028159 | 0.00029541 | 0.00031578 | 0.0003369 | 0.00035727 | 0.00046011 | 0.00051284 | 0.00054048 | 0.00056949 | 0.0006062
Scenario 3: Aggressive Fuel Sub | SDG&E | Com | HVAC | Com - Grocery | Gas Energy (MMTherm/year) | Fuel Substitution | 1.2842e-05 | 1.4074e-05 | 1.5339e-05 | 1.6655e-05 | 1.8027e-05 | 0 | 0 | 0 | 0 | 0 | 0 | 0 | 0
Scenario 3: Aggressive Fuel Sub | SDG&E | Com | HVAC | Com - Health | Electric Demand (MW) | Energy Efficiency | 0.0066303 | 0.0073064 | 0.0080062 | 0.0088487 | 0.0096219 | 0.010178 | 0.010731 | 0.011428 | 0.010813 | 0.012241 | 0.013032 | 0.013463 | 0.013926
Scenario 3: Aggressive Fuel Sub | SDG&E | Com | HVAC | Com - Health | Electric Energy (GWh/year) | Energy Efficiency | 0.052446 | 0.064154 | 0.069379 | 0.075859 | 0.083057 | 0.08707 | 0.090215 | 0.09537 | 0.080212 | 0.091778 | 0.098373 | 0.10025 | 0.11432
Scenario 3: Aggressive Fuel Sub | SDG&E | Com | HVAC | Com - Health | Electric Energy (GWh/year) | Fuel Substitution | 3.5146e-06 | 3.8683e-06 | 4.2361e-06 | 4.6152e-06 | 5.0051e-06 | 0 | 0 | 0 | 0 | 0 | 0 | 0 | 0
Scenario 3: Aggressive Fuel Sub | SDG&E | Com | HVAC | Com - Health | Gas Energy (MMTherm/year) | Energy Efficiency | 0.0019605 | 0.0035606 | 0.0037176 | 0.004285 | 0.0049481 | 0.0045071 | 0.0044097 | 0.0045669 | 0.0022345 | 0.0024811 | 0.0028336 | 0.0026476 | 0.0050854
Scenario 3: Aggressive Fuel Sub | SDG&E | Com | HVAC | Com - Health | Gas Energy (MMTherm/year) | Fuel Substitution | 7.0537e-07 | 7.7929e-07 | 8.5603e-07 | 9.359e-07 | 1.0191e-06 | 0 | 0 | 0 | 0 | 0 | 0 | 0 | 0
Scenario 3: Aggressive Fuel Sub | SDG&E | Com | HVAC | Com - Lodging | Electric Demand (MW) | Energy Efficiency | 0.0054362 | 0.0060044 | 0.0065865 | 0.0072171 | 0.0077873 | 0.0083292 | 0.0089161 | 0.0094985 | 0.0043887 | 0.0036354 | 0.003848 | 0.0040651 | 0.004293
Scenario 3: Aggressive Fuel Sub | SDG&E | Com | HVAC | Com - Lodging | Electric Energy (GWh/year) | Energy Efficiency | 0.041769 | 0.045191 | 0.048661 | 0.052463 | 0.055744 | 0.058807 | 0.062143 | 0.065405 | 0.026437 | 0.023296 | 0.024442 | 0.025615 | 0.026895
Scenario 3: Aggressive Fuel Sub | SDG&E | Com | HVAC | Com - Lodging | Electric Energy (GWh/year) | Fuel Substitution | -1.183e-05 | -1.3006e-05 | -1.423e-05 | -1.5516e-05 | -1.6868e-05 | 0 | 0 | 0 | 0 | 0 | 0 | 0 | 0
Scenario 3: Aggressive Fuel Sub | SDG&E | Com | HVAC | Com - Lodging | Gas Energy (MMTherm/year) | Energy Efficiency | 0.0018977 | 0.0019957 | 0.002096 | 0.0022182 | 0.002311 | 0.0021405 | 0.0022308 | 0.0023217 | 0.00077354 | 0.00076354 | 0.00078322 | 0.0008039 | 0.00083165
Scenario 3: Aggressive Fuel Sub | SDG&E | Com | HVAC | Com - Lodging | Gas Energy (MMTherm/year) | Fuel Substitution | 2.8994e-06 | 3.1828e-06 | 3.4764e-06 | 3.7819e-06 | 4.0998e-06 | 0 | 0 | 0 | 0 | 0 | 0 | 0 | 0
Scenario 3: Aggressive Fuel Sub | SDG&E | Com | HVAC | Com - Office (Large) | Electric Demand (MW) | Energy Efficiency | 0.00056175 | 0.00060423 | 0.00064594 | 0.00068777 | 0.00072668 | 0.00021732 | 0.00022709 | 0.00023566 | 0.0002422 | 0.00024886 | 0.00025477 | 0.00026038 | 0.00026564
Scenario 3: Aggressive Fuel Sub | SDG&E | Com | HVAC | Com - Office (Large) | Electric Energy (GWh/year) | Energy Efficiency | 0.0032761 | 0.0035338 | 0.0037886 | 0.0040454 | 0.0042863 | 0.00055604 | 0.00058104 | 0.00060298 | 0.00061971 | 0.00063675 | 0.00065187 | 0.00066623 | 0.00067969
Scenario 3: Aggressive Fuel Sub | SDG&E | Com | HVAC | Com - Office (Large) | Gas Energy (MMTherm/year) | Energy Efficiency | 0.0015229 | 0.0016464 | 0.0017689 | 0.001893 | 0.00201 | 0 | 0 | 0 | 0 | 0 | 0 | 0 | 0
Scenario 3: Aggressive Fuel Sub | SDG&E | Com | HVAC | Com - Office (Small) | Electric Demand (MW) | Energy Efficiency | 0.0033739 | 0.0036372 | 0.0039014 | 0.0041673 | 0.0044257 | 0.0046927 | 0.004959 | 0.005212 | 0.0054587 | 0.0056928 | 0.0059202 | 0.0061412 | 0.0063552
Scenario 3: Aggressive Fuel Sub | SDG&E | Com | HVAC | Com - Office (Small) | Electric Energy (GWh/year) | Energy Efficiency | 0.0026478 | 0.0028521 | 0.0030553 | 0.0032579 | 0.0034537 | 0.0036532 | 0.0038502 | 0.0040367 | 0.0042172 | 0.0043875 | 0.0045517 | 0.0047098 | 0.0048616
Scenario 3: Aggressive Fuel Sub | SDG&E | Com | HVAC | Com - Office (Small) | Gas Energy (MMTherm/year) | Energy Efficiency | 0.0001963 | 0.00021172 | 0.00022727 | 0.00024299 | 0.00025831 | 0.00027426 | 0.00029025 | 0.00030547 | 0.00032035 | 0.00033451 | 0.00034832 | 0.00036179 | 0.00037489
Scenario 3: Aggressive Fuel Sub | SDG&E | Com | HVAC | Com - Other | Electric Demand (MW) | Energy Efficiency | 0.042839 | 0.047349 | 0.051949 | 0.056673 | 0.060849 | 0.065805 | 0.070812 | 0.075682 | 0.07665 | 0.080018 | 0.08799 | 0.093742 | 0.098593
Scenario 3: Aggressive Fuel Sub | SDG&E | Com | HVAC | Com - Other | Electric Energy (GWh/year) | Energy Efficiency | 0.044314 | 0.049377 | 0.054395 | 0.059423 | 0.06398 | 0.069302 | 0.074714 | 0.080046 | 0.072951 | 0.07346 | 0.090108 | 0.099027 | 0.10448
Scenario 3: Aggressive Fuel Sub | SDG&E | Com | HVAC | Com - Other | Electric Energy (GWh/year) | Fuel Substitution | -4.7384e-05 | -5.2234e-05 | -5.7254e-05 | -6.1375e-05 | -6.6738e-05 | 0 | 0 | 0 | 0 | 0 | 0 | 0 | 0
Scenario 3: Aggressive Fuel Sub | SDG&E | Com | HVAC | Com - Other | Gas Energy (MMTherm/year) | Energy Efficiency | 0.0058214 | 0.0064058 | 0.0070108 | 0.0076399 | 0.0081921 | 0.0088514 | 0.0095169 | 0.010163 | 0.010534 | 0.011078 | 0.01193 | 0.012629 | 0.013275
Scenario 3: Aggressive Fuel Sub | SDG&E | Com | HVAC | Com - Other | Gas Energy (MMTherm/year) | Fuel Substitution | 7.8468e-06 | 8.6435e-06 | 9.4674e-06 | 1.0486e-05 | 1.1392e-05 | 0 | 0 | 0 | 0 | 0 | 0 | 0 | 0
Scenario 3: Aggressive Fuel Sub | SDG&E | Com | HVAC | Com - Restaurant | Electric Demand (MW) | Energy Efficiency | 0.00097449 | 0.0009057 | 0.0008501 | 0.00075716 | 0.0030329 | 0.0032618 | 0.0035175 | 0.0037774 | 0.0040197 | 0.0042676 | 0.0045225 | 0.0047779 | 0.0050277
Scenario 3: Aggressive Fuel Sub | SDG&E | Com | HVAC | Com - Restaurant | Electric Energy (GWh/year) | Energy Efficiency | -0.00012723 | -9.0636e-05 | -5.961e-05 | -1.9975e-05 | 9.5617e-05 | 0.00011384 | 0.00013482 | 0.00015878 | 0.00018604 | 0.00021642 | 0.0002502 | 0.00028796 | 0.00032993
Scenario 3: Aggressive Fuel Sub | SDG&E | Com | HVAC | Com - Restaurant | Electric Energy (GWh/year) | Fuel Substitution | 4.0145e-08 | 4.4062e-08 | 3.4933e-07 | 3.7999e-07 | 4.1141e-07 | 0 | 0 | 0 | 0 | 0 | 0 | 0 | 0
Scenario 3: Aggressive Fuel Sub | SDG&E | Com | HVAC | Com - Restaurant | Gas Energy (MMTherm/year) | Energy Efficiency | 0.002758 | 0.0030205 | 0.0033029 | 0.0035875 | 0.0045291 | 0.0049872 | 0.005485 | 0.0060163 | 0.0065738 | 0.0071682 | 0.0078013 | 0.0084715 | 0.0091763
Scenario 3: Aggressive Fuel Sub | SDG&E | Com | HVAC | Com - Restaurant | Gas Energy (MMTherm/year) | Fuel Substitution | 9.2326e-09 | 1.0133e-08 | 5.1177e-08 | 5.5659e-08 | 6.0254e-08 | 0 | 0 | 0 | 0 | 0 | 0 | 0 | 0
Scenario 3: Aggressive Fuel Sub | SDG&E | Com | HVAC | Com - Retail | Electric Demand (MW) | Energy Efficiency | 0.011292 | 0.011971 | 0.012662 | 0.013223 | 0.013539 | 0.014009 | 0.01442 | 0.014821 | 0.00099735 | 0.00051437 | 0.00026736 | 0.00013584 | 6.2178e-05
Scenario 3: Aggressive Fuel Sub | SDG&E | Com | HVAC | Com - Retail | Electric Energy (GWh/year) | Energy Efficiency | 0.03168 | 0.034579 | 0.037513 | 0.040294 | 0.042768 | 0.044874 | 0.047388 | 0.049859 | 0.0013292 | 0.00037734 | 0.00026729 | 0.00020944 | 0.00017755
Scenario 3: Aggressive Fuel Sub | SDG&E | Com | HVAC | Com - Retail | Electric Energy (GWh/year) | Fuel Substitution | 3.75e-06 | 4.1176e-06 | 4.4952e-06 | 4.8833e-06 | 5.2823e-06 | 0 | 0 | 0 | 0 | 0 | 0 | 0 | 0
Scenario 3: Aggressive Fuel Sub | SDG&E | Com | HVAC | Com - Retail | Gas Energy (MMTherm/year) | Energy Efficiency | 0.00048478 | 0.00051854 | 0.00055261 | 0.00058319 | 0.00060679 | 0.00029396 | 0.00030457 | 0.00031518 | 1.7844e-05 | 8.382e-06 | 3.9653e-06 | 1.6097e-06 | 2.8757e-07
Scenario 3: Aggressive Fuel Sub | SDG&E | Com | HVAC | Com - Retail | Gas Energy (MMTherm/year) | Fuel Substitution | 2.7877e-07 | 3.0604e-07 | 3.3407e-07 | 3.6289e-07 | 3.9253e-07 | 0 | 0 | 0 | 0 | 0 | 0 | 0 | 0
Scenario 3: Aggressive Fuel Sub | SDG&E | Com | HVAC | Com - School | Electric Demand (MW) | Energy Efficiency | 0.012404 | 0.012648 | 0.012791 | 0.012856 | 0.012906 | 0.01288 | 0.012843 | 0.01284 | 0.013344 | 0.01393 | 0.014515 | 0.015081 | 0.015614
Scenario 3: Aggressive Fuel Sub | SDG&E | Com | HVAC | Com - School | Electric Energy (GWh/year) | Energy Efficiency | 0.039169 | 0.037862 | 0.035961 | 0.0336 | 0.031011 | 0.028198 | 0.02539 | 0.022767 | 0.02304 | 0.023907 | 0.024784 | 0.025642 | 0.02646
Scenario 3: Aggressive Fuel Sub | SDG&E | Com | HVAC | Com - School | Electric Energy (GWh/year) | Fuel Substitution | 2.5859e-08 | 2.7968e-08 | 3.0067e-08 | 3.2159e-08 | 3.4245e-08 | 0 | 0 | 0 | 0 | 0 | 0 | 0 | 0
Scenario 3: Aggressive Fuel Sub | SDG&E | Com | HVAC | Com - School | Gas Energy (MMTherm/year) | Energy Efficiency | 0.0023946 | 0.0025253 | 0.0026558 | 0.002786 | 0.0029274 | 0.0030553 | 0.0031807 | 0.0033096 | 0.0034419 | 0.0035692 | 0.0036985 | 0.0038253 | 0.0039463
Scenario 3: Aggressive Fuel Sub | SDG&E | Com | HVAC | Com - School | Gas Energy (MMTherm/year) | Fuel Substitution | 9.8776e-08 | 1.0682e-07 | 1.1483e-07 | 1.2281e-07 | 1.3077e-07 | 0 | 0 | 0 | 0 | 0 | 0 | 0 | 0
Scenario 3: Aggressive Fuel Sub | SDG&E | Com | HVAC | Com - Warehouse | Electric Demand (MW) | Energy Efficiency | 1.3077e-05 | 1.4163e-05 | 1.5235e-05 | 1.634e-05 | 1.7342e-05 | 1.8378e-05 | 1.9349e-05 | 2.029e-05 | 2.1198e-05 | 2.2081e-05 | 2.2895e-05 | 2.3676e-05 | 6.1577e-06
Scenario 3: Aggressive Fuel Sub | SDG&E | Com | HVAC | Com - Warehouse | Electric Energy (GWh/year) | Energy Efficiency | 4.004e-05 | 4.3367e-05 | 4.6648e-05 | 5.0031e-05 | 5.3098e-05 | 5.6273e-05 | 5.9244e-05 | 6.2127e-05 | 6.4906e-05 | 6.761e-05 | 7.0104e-05 | 7.2493e-05 | 1.8854e-05
Scenario 3: Aggressive Fuel Sub | SDG&E | Com | HVAC | Com - Warehouse | Electric Energy (GWh/year) | Fuel Substitution | -8.1579e-06 | -8.9952e-06 | -9.8228e-06 | -1.0736e-05 | -1.1384e-05 | 0 | 0 | 0 | 0 | 0 | 0 | 0 | 0
Scenario 3: Aggressive Fuel Sub | SDG&E | Com | HVAC | Com - Warehouse | Gas Energy (MMTherm/year) | Energy Efficiency | 0 | 0 | 0 | 0 | 0 | 0 | 0 | 0 | 0 | 0 | 0 | 0 | 0
Scenario 3: Aggressive Fuel Sub | SDG&E | Com | HVAC | Com - Warehouse | Gas Energy (MMTherm/year) | Fuel Substitution | 1.3642e-06 | 1.5043e-06 | 1.6678e-06 | 1.8221e-06 | 2.0876e-06 | 0 | 0 | 0 | 0 | 0 | 0 | 0 | 0
Scenario 3: Aggressive Fuel Sub | SDG&E | Com | Lighting | Com - College | Electric Demand (MW) | Energy Efficiency | 0 | 0.0050287 | 0.0073437 | 0.0074618 | 0.0074892 | 0.0075821 | 0.007671 | 0.0077319 | 0.0023867 | 0 | 0 | 0 | 0
Scenario 3: Aggressive Fuel Sub | SDG&E | Com | Lighting | Com - College | Electric Energy (GWh/year) | Energy Efficiency | 0 | 0.019603 | 0.028627 | 0.029088 | 0.029194 | 0.029557 | 0.029903 | 0.03014 | 0.0093039 | 0 | 0 | 0 | 0
Scenario 3: Aggressive Fuel Sub | SDG&E | Com | Lighting | Com - College | Gas Energy (MMTherm/year) | Energy Efficiency | 0 | -8.8034e-05 | -0.00012856 | -0.00013063 | -0.00013111 | -0.00013274 | -0.00013429 | -0.00013536 | -4.1783e-05 | 0 | 0 | 0 | 0
Scenario 3: Aggressive Fuel Sub | SDG&E | Com | Lighting | Com - Grocery | Electric Demand (MW) | Energy Efficiency | 0.008634 | 0.0085813 | 0.0085311 | 0.0085145 | 0.0084693 | 0.0084797 | 0.0084991 | 0.0085169 | 0.0085173 | 0.0061268 | 0.0049939 | 0.0050447 | 0.0050983
Scenario 3: Aggressive Fuel Sub | SDG&E | Com | Lighting | Com - Grocery | Electric Energy (GWh/year) | Energy Efficiency | 0.049473 | 0.049173 | 0.048887 | 0.048794 | 0.048536 | 0.048597 | 0.048709 | 0.048812 | 0.048816 | 0.035157 | 0.028684 | 0.028977 | 0.029284
Scenario 3: Aggressive Fuel Sub | SDG&E | Com | Lighting | Com - Grocery | Gas Energy (MMTherm/year) | Energy Efficiency | -0.00059215 | -0.00058852 | -0.00058507 | -0.00058393 | -0.00058082 | -0.00058153 | -0.00058285 | -0.00058407 | -0.00058409 | -0.00041994 | -0.00034214 | -0.00034563 | -0.0003493
Scenario 3: Aggressive Fuel Sub | SDG&E | Com | Lighting | Com - Health | Electric Demand (MW) | Energy Efficiency | 0.020348 | 0.020046 | 0.019797 | 0.019797 | 0.019545 | 0.019231 | 0.018298 | 0.018156 | 0.018249 | 0.018688 | 0.019351 | 0.018678 | 0.018311
Scenario 3: Aggressive Fuel Sub | SDG&E | Com | Lighting | Com - Health | Electric Energy (GWh/year) | Energy Efficiency | 0.12468 | 0.12283 | 0.12131 | 0.12131 | 0.11976 | 0.11784 | 0.11213 | 0.11126 | 0.11183 | 0.11452 | 0.11858 | 0.11446 | 0.11221
Scenario 3: Aggressive Fuel Sub | SDG&E | Com | Lighting | Com - Health | Gas Energy (MMTherm/year) | Energy Efficiency | -0.00068864 | -0.00067842 | -0.00067001 | -0.00067001 | -0.00066148 | -0.00065084 | -0.0006193 | -0.0006145 | -0.00061764 | -0.0006325 | -0.00065495 | -0.00063217 | -0.00061975
Scenario 3: Aggressive Fuel Sub | SDG&E | Com | Lighting | Com - Office (Large) | Electric Demand (MW) | Energy Efficiency | 0.017217 | 0.017065 | 0.01691 | 0.01678 | 0.016596 | 0.016557 | 0.016566 | 0.016513 | 0.01634 | 0.016227 | 0.016104 | 0.016006 | 0.015926
Scenario 3: Aggressive Fuel Sub | SDG&E | Com | Lighting | Com - Office (Large) | Electric Energy (GWh/year) | Energy Efficiency | 0.12666 | 0.12555 | 0.12441 | 0.12345 | 0.1221 | 0.12181 | 0.12188 | 0.12149 | 0.12021 | 0.11938 | 0.11848 | 0.11776 | 0.11717
Scenario 3: Aggressive Fuel Sub | SDG&E | Com | Lighting | Com - Office (Large) | Gas Energy (MMTherm/year) | Energy Efficiency | -0.00012559 | -0.00012448 | -0.00012335 | -0.0001224 | -0.00012106 | -0.00012078 | -0.00012084 | -0.00012045 | -0.00011919 | -0.00011837 | -0.00011747 | -0.00011675 | -0.00011617
Scenario 3: Aggressive Fuel Sub | SDG&E | Com | Lighting | Com - Refrig. Warehouse | Electric Demand (MW) | Energy Efficiency | 2.0286e-05 | 2.0184e-05 | 2.0117e-05 | 1.9864e-05 | 1.9762e-05 | 1.9716e-05 | 1.9762e-05 | 1.982e-05 | 1.9956e-05 | 2.0058e-05 | 2.0236e-05 | 2.0447e-05 | 2.0653e-05
Scenario 3: Aggressive Fuel Sub | SDG&E | Com | Lighting | Com - Refrig. Warehouse | Electric Energy (GWh/year) | Energy Efficiency | 0.0001805 | 0.00017959 | 0.00017898 | 0.00017673 | 0.00017581 | 0.0001754 | 0.0001758 | 0.00017631 | 0.00017752 | 0.00017843 | 0.00018 | 0.00018188 | 0.00018371
Scenario 3: Aggressive Fuel Sub | SDG&E | Com | Lighting | Com - Restaurant | Electric Demand (MW) | Energy Efficiency | 0.0051987 | 0.0050051 | 0.0048471 | 0.0046828 | 0.0055303 | 0.0055177 | 0.0055195 | 0.0055241 | 0.0055227 | 0.0055266 | 0.0055366 | 0.0055501 | 0.0055653
Scenario 3: Aggressive Fuel Sub | SDG&E | Com | Lighting | Com - Restaurant | Electric Energy (GWh/year) | Energy Efficiency | 0.032527 | 0.031316 | 0.030327 | 0.029299 | 0.0346 | 0.034522 | 0.034532 | 0.034561 | 0.034552 | 0.034577 | 0.034639 | 0.034723 | 0.034818
Scenario 3: Aggressive Fuel Sub | SDG&E | Com | Lighting | Com - Restaurant | Gas Energy (MMTherm/year) | Energy Efficiency | -9.9471e-05 | -9.5767e-05 | -9.2745e-05 | -8.9601e-05 | -0.00010582 | -0.00010558 | -0.00010561 | -0.0001057 | -0.00010568 | -0.00010575 | -0.00010594 | -0.0001062 | -0.00010649
Scenario 3: Aggressive Fuel Sub | SDG&E | Com | Lighting | Com - Retail | Electric Demand (MW) | Energy Efficiency | 0.034921 | 0.033734 | 0.032687 | 0.031631 | 0.030451 | 0.029605 | 0.028731 | 0.027925 | 0.027224 | 0.026662 | 0.026148 | 0.025761 | 0.025448
Scenario 3: Aggressive Fuel Sub | SDG&E | Com | Lighting | Com - Retail | Electric Energy (GWh/year) | Energy Efficiency | 0.21756 | 0.21017 | 0.20364 | 0.19706 | 0.18971 | 0.18444 | 0.179 | 0.17397 | 0.16961 | 0.16611 | 0.1629 | 0.16049 | 0.15854
Scenario 3: Aggressive Fuel Sub | SDG&E | Com | Lighting | Com - Retail | Gas Energy (MMTherm/year) | Energy Efficiency | -0.00032651 | -0.00031541 | -0.00030562 | -0.00029575 | -0.00028472 | -0.00027681 | -0.00026864 | -0.0002611 | -0.00025455 | -0.00024929 | -0.00024448 | -0.00024086 | -0.00023794
Scenario 3: Aggressive Fuel Sub | SDG&E | Com | Lighting | Com - Warehouse | Electric Demand (MW) | Energy Efficiency | 0.00043838 | 0.00044227 | 0.0004464 | 0.00045248 | 0.000456 | 0.00046155 | 0.00046602 | 0.00047064 | 0.00013579 | 0 | 0 | 0 | 0
Scenario 3: Aggressive Fuel Sub | SDG&E | Com | Lighting | Com - Warehouse | Electric Energy (GWh/year) | Energy Efficiency | 0.0036381 | 0.0036704 | 0.0037047 | 0.0037551 | 0.0037843 | 0.0038303 | 0.0038675 | 0.0039058 | 0.0011269 | 0 | 0 | 0 | 0
Scenario 3: Aggressive Fuel Sub | SDG&E | Com | Lighting | Com - Warehouse | Gas Energy (MMTherm/year) | Energy Efficiency | -1.2153e-05 | -1.2261e-05 | -1.2375e-05 | -1.2544e-05 | -1.2641e-05 | -1.2795e-05 | -1.2919e-05 | -1.3047e-05 | -3.7645e-06 | 0 | 0 | 0 | 0
Scenario 3: Aggressive Fuel Sub | SDG&E | Com | WaterHeat | Com - College | Electric Demand (MW) | Energy Efficiency | 0.0051807 | 0.0055736 | 0.0059675 | 0.0063955 | 0.0067798 | 0.0072227 | 0.0076552 | 0.0080734 | 0.0084956 | 0.0089275 | 0.0093441 | 0.0098923 | 0.010331
Scenario 3: Aggressive Fuel Sub | SDG&E | Com | WaterHeat | Com - College | Electric Demand (MW) | Fuel Substitution | 0 | 0 | 0 | 0 | 0 | 0.35341 | 0.40462 | 0.45124 | 0.48953 | 0.548 | 0.60887 | 0.65214 | 0.68138
Scenario 3: Aggressive Fuel Sub | SDG&E | Com | WaterHeat | Com - College | Electric Energy (GWh/year) | Energy Efficiency | 0.019649 | 0.021139 | 0.022633 | 0.024256 | 0.025713 | 0.027393 | 0.029034 | 0.03062 | 0.032221 | 0.033859 | 0.035439 | 0.037518 | 0.039184
Scenario 3: Aggressive Fuel Sub | SDG&E | Com | WaterHeat | Com - College | Electric Energy (GWh/year) | Fuel Substitution | -0.73013 | -0.80185 | -0.87288 | -0.94383 | -1.0145 | 1.4038 | 1.6071 | 1.7921 | 1.944 | 2.176 | 2.4175 | 2.5891 | 2.7049
Scenario 3: Aggressive Fuel Sub | SDG&E | Com | WaterHeat | Com - College | Gas Energy (MMTherm/year) | Energy Efficiency | 0.0055481 | 0.0056302 | 0.005708 | 0.0058035 | 0.0058677 | 0.0034939 | 0.0034899 | 0.003484 | 2.2117e-05 | 2.2372e-05 | 0.0034647 | 0.0034567 | 0.0034468
Scenario 3: Aggressive Fuel Sub | SDG&E | Com | WaterHeat | Com - College | Gas Energy (MMTherm/year) | Fuel Substitution | 0.082732 | 0.09079 | 0.098769 | 0.10674 | 0.11469 | 0 | 0 | 0 | 0 | 0 | 0 | 0 | 0
Scenario 3: Aggressive Fuel Sub | SDG&E | Com | WaterHeat | Com - Grocery | Electric Demand (MW) | Energy Efficiency | 0.013375 | 0.014423 | 0.015463 | 0.016533 | 0.017555 | 0.018647 | 0.01975 | 0.020847 | 0.021908 | 0.023005 | 0.024088 | 0.025182 | 0.026304
Scenario 3: Aggressive Fuel Sub | SDG&E | Com | WaterHeat | Com - Grocery | Electric Energy (GWh/year) | Energy Efficiency | 0.070239 | 0.075746 | 0.081204 | 0.086826 | 0.092195 | 0.097925 | 0.10372 | 0.10948 | 0.11505 | 0.12082 | 0.1265 | 0.13225 | 0.13814
Scenario 3: Aggressive Fuel Sub | SDG&E | Com | WaterHeat | Com - Grocery | Electric Energy (GWh/year) | Fuel Substitution | -0.026095 | -0.02802 | -0.029899 | -0.031797 | -0.033708 | 0 | 0 | 0 | 0 | 0 | 0 | 0 | 0
Scenario 3: Aggressive Fuel Sub | SDG&E | Com | WaterHeat | Com - Grocery | Gas Energy (MMTherm/year) | Energy Efficiency | 0.0033495 | 0.0033515 | 0.0033492 | 0.0033464 | 0.0033386 | 0.0029999 | 0.0029847 | 0.0029685 | 0.00051152 | 0.00051698 | 0.0028967 | 0.0028781 | 0.0028592
Scenario 3: Aggressive Fuel Sub | SDG&E | Com | WaterHeat | Com - Grocery | Gas Energy (MMTherm/year) | Fuel Substitution | 0.0035354 | 0.0037962 | 0.0040508 | 0.0043079 | 0.0045669 | 0 | 0 | 0 | 0 | 0 | 0 | 0 | 0
Scenario 3: Aggressive Fuel Sub | SDG&E | Com | WaterHeat | Com - Health | Electric Demand (MW) | Energy Efficiency | 0.016851 | 0.018122 | 0.019401 | 0.020835 | 0.022071 | 0.023242 | 0.023802 | 0.024995 | 0.026396 | 0.028162 | 0.030215 | 0.03077 | 0.031604
Scenario 3: Aggressive Fuel Sub | SDG&E | Com | WaterHeat | Com - Health | Electric Demand (MW) | Fuel Substitution | 0 | 0 | 0 | 0 | 0 | 0.4451 | 0.51263 | 0.57448 | 0.6257 | 0.70107 | 0.78422 | 0.84326 | 0.88337
Scenario 3: Aggressive Fuel Sub | SDG&E | Com | WaterHeat | Com - Health | Electric Energy (GWh/year) | Energy Efficiency | 0.13999 | 0.15055 | 0.16117 | 0.17308 | 0.18335 | 0.19309 | 0.19775 | 0.20766 | 0.2193 | 0.23396 | 0.25102 | 0.25563 | 0.26256
Scenario 3: Aggressive Fuel Sub | SDG&E | Com | WaterHeat | Com - Health | Electric Energy (GWh/year) | Fuel Substitution | -1.9792 | -2.1794 | -2.3789 | -2.5798 | -2.7811 | 3.8655 | 4.4515 | 4.9881 | 5.4322 | 6.0861 | 6.8074 | 7.3193 | 7.6666
Scenario 3: Aggressive Fuel Sub | SDG&E | Com | WaterHeat | Com - Health | Gas Energy (MMTherm/year) | Energy Efficiency | 0.011225 | 0.011438 | 0.011647 | 0.011941 | 0.012109 | 0.0046327 | 0.0046428 | 0.0046528 | 8.5919e-05 | 8.7948e-05 | 0.0046536 | 0.0046577 | 0.0046607
Scenario 3: Aggressive Fuel Sub | SDG&E | Com | WaterHeat | Com - Health | Gas Energy (MMTherm/year) | Fuel Substitution | 0.22707 | 0.24985 | 0.27253 | 0.29538 | 0.31827 | 0 | 0 | 0 | 0 | 0 | 0 | 0 | 0
Scenario 3: Aggressive Fuel Sub | SDG&E | Com | WaterHeat | Com - Lodging | Electric Demand (MW) | Energy Efficiency | 0.003913 | 0.0041629 | 0.0044107 | 0.0046861 | 0.0049128 | 0.0050987 | 0.0053377 | 0.0055729 | 0.00581 | 0.0060451 | 0.0062615 | 0.0064747 | 0.0066957
Scenario 3: Aggressive Fuel Sub | SDG&E | Com | WaterHeat | Com - Lodging | Electric Demand (MW) | Fuel Substitution | 0 | 0 | 0 | 0 | 0 | 0.56874 | 0.65117 | 0.72591 | 0.78673 | 0.87319 | 0.96843 | 1.0342 | 1.0772
Scenario 3: Aggressive Fuel Sub | SDG&E | Com | WaterHeat | Com - Lodging | Electric Energy (GWh/year) | Energy Efficiency | 0.03171 | 0.033736 | 0.035745 | 0.037977 | 0.039816 | 0.041329 | 0.043266 | 0.045174 | 0.0471 | 0.049006 | 0.050761 | 0.052489 | 0.05428
Scenario 3: Aggressive Fuel Sub | SDG&E | Com | WaterHeat | Com - Lodging | Electric Energy (GWh/year) | Fuel Substitution | -2.7034 | -2.9578 | -3.2079 | -3.4562 | -3.7015 | 4.8166 | 5.5141 | 6.1465 | 6.6606 | 7.392 | 8.1978 | 8.7537 | 9.1169
Scenario 3: Aggressive Fuel Sub | SDG&E | Com | WaterHeat | Com - Lodging | Gas Energy (MMTherm/year) | Energy Efficiency | 0.04895 | 0.04911 | 0.049312 | 0.05003 | 0.049984 | 0.0083472 | 0.0082885 | 0.0082267 | 8.1237e-05 | 8.1435e-05 | 0.0045965 | 0.004557 | 0.0045154
Scenario 3: Aggressive Fuel Sub | SDG&E | Com | WaterHeat | Com - Lodging | Gas Energy (MMTherm/year) | Fuel Substitution | 0.30465 | 0.33299 | 0.36084 | 0.38849 | 0.41581 | 0 | 0 | 0 | 0 | 0 | 0 | 0 | 0
Scenario 3: Aggressive Fuel Sub | SDG&E | Com | WaterHeat | Com - Office (Large) | Electric Demand (MW) | Energy Efficiency | 0.0035216 | 0.0037695 | 0.0040122 | 0.0042542 | 0.0044814 | 0.0047307 | 0.0049892 | 0.0052322 | 0.0054428 | 0.0056621 | 0.0058735 | 0.0060859 | 0.0062985
Scenario 3: Aggressive Fuel Sub | SDG&E | Com | WaterHeat | Com - Office (Large) | Electric Demand (MW) | Fuel Substitution | 0 | 0 | 0 | 0 | 0 | 0.047355 | 0.053616 | 0.059235 | 0.063728 | 0.072719 | 0.080436 | 0.085649 | 0.088898
Scenario 3: Aggressive Fuel Sub | SDG&E | Com | WaterHeat | Com - Office (Large) | Electric Energy (GWh/year) | Energy Efficiency | 0.063564 | 0.068038 | 0.072419 | 0.076785 | 0.080886 | 0.085384 | 0.09005 | 0.094436 | 0.098237 | 0.10219 | 0.10601 | 0.10984 | 0.11368
Scenario 3: Aggressive Fuel Sub | SDG&E | Com | WaterHeat | Com - Office (Large) | Electric Energy (GWh/year) | Fuel Substitution | -0.42708 | -0.46591 | -0.50403 | -0.54168 | -0.57887 | 0.89539 | 1.0137 | 1.1198 | 1.2046 | 1.3745 | 1.5202 | 1.6185 | 1.6798
Scenario 3: Aggressive Fuel Sub | SDG&E | Com | WaterHeat | Com - Office (Large) | Gas Energy (MMTherm/year) | Energy Efficiency | 0.011847 | 0.011585 | 0.011316 | 0.011054 | 0.010774 | 0.0055605 | 0.0052511 | 0.0049488 | 0 | 0 | 0.0040837 | 0.003809 | 0.003541
Scenario 3: Aggressive Fuel Sub | SDG&E | Com | WaterHeat | Com - Office (Large) | Gas Energy (MMTherm/year) | Fuel Substitution | 0.047622 | 0.051937 | 0.056172 | 0.060357 | 0.06449 | 0 | 0 | 0 | 0 | 0 | 0 | 0 | 0
Scenario 3: Aggressive Fuel Sub | SDG&E | Com | WaterHeat | Com - Office (Small) | Electric Demand (MW) | Energy Efficiency | 0.00020846 | 0.00022354 | 0.0002385 | 0.00025335 | 0.000268 | 0.00028287 | 0.00029745 | 0.00031179 | 0.00032599 | 0.00033999 | 0.00035387 | 0.00036764 | 0.0003813
Scenario 3: Aggressive Fuel Sub | SDG&E | Com | WaterHeat | Com - Office (Small) | Electric Demand (MW) | Fuel Substitution | 0 | 0 | 0 | 0 | 0 | 0.0033688 | 0.0038328 | 0.0042498 | 0.0045852 | 0.0051009 | 0.0056313 | 0.0059922 | 0.0062225
Scenario 3: Aggressive Fuel Sub | SDG&E | Com | WaterHeat | Com - Office (Small) | Electric Energy (GWh/year) | Energy Efficiency | 0.022256 | 0.023865 | 0.025463 | 0.027049 | 0.028612 | 0.030202 | 0.031759 | 0.03329 | 0.034807 | 0.036301 | 0.037782 | 0.039253 | 0.040712
Scenario 3: Aggressive Fuel Sub | SDG&E | Com | WaterHeat | Com - Office (Small) | Electric Energy (GWh/year) | Fuel Substitution | -0.18786 | -0.20551 | -0.22285 | -0.23996 | -0.25685 | 0.37636 | 0.42817 | 0.4747 | 0.51211 | 0.56967 | 0.62886 | 0.6691 | 0.69475
Scenario 3: Aggressive Fuel Sub | SDG&E | Com | WaterHeat | Com - Office (Small) | Gas Energy (MMTherm/year) | Energy Efficiency | 0.0060622 | 0.0060363 | 0.0060511 | 0.0060133 | 0.0059714 | 0.0056848 | 0.0056254 | 0.0055629 | 0 | 0 | 0.0053229 | 0.005251 | 0.0051763
Scenario 3: Aggressive Fuel Sub | SDG&E | Com | WaterHeat | Com - Office (Small) | Gas Energy (MMTherm/year) | Fuel Substitution | 0.020761 | 0.022703 | 0.024611 | 0.026494 | 0.028353 | 0 | 0 | 0 | 0 | 0 | 0 | 0 | 0
Scenario 3: Aggressive Fuel Sub | SDG&E | Com | WaterHeat | Com - Other | Electric Demand (MW) | Energy Efficiency | 0.10155 | 0.10994 | 0.11844 | 0.12707 | 0.13542 | 0.14436 | 0.15326 | 0.16213 | 0.171 | 0.18001 | 0.18896 | 0.19804 | 0.20731
Scenario 3: Aggressive Fuel Sub | SDG&E | Com | WaterHeat | Com - Other | Electric Demand (MW) | Fuel Substitution | 0 | 0 | 0 | 0 | 0 | 1.8603 | 2.1284 | 2.374 | 2.5767 | 2.9044 | 3.2329 | 3.4655 | 3.6222
Scenario 3: Aggressive Fuel Sub | SDG&E | Com | WaterHeat | Com - Other | Electric Energy (GWh/year) | Energy Efficiency | 0.65537 | 0.7095 | 0.76437 | 0.82006 | 0.87396 | 0.93167 | 0.98906 | 1.0463 | 1.1035 | 1.1617 | 1.2195 | 1.2781 | 1.3379
Scenario 3: Aggressive Fuel Sub | SDG&E | Com | WaterHeat | Com - Other | Electric Energy (GWh/year) | Fuel Substitution | -6.9028 | -7.5734 | -8.2401 | -8.9072 | -9.5744 | 12.578 | 14.3898 | 16.0486 | 17.4171 | 19.6307 | 21.8498 | 23.4195 | 24.4763
Scenario 3: Aggressive Fuel Sub | SDG&E | Com | WaterHeat | Com - Other | Gas Energy (MMTherm/year) | Energy Efficiency | 0.021775 | 0.022311 | 0.022837 | 0.02336 | 0.023831 | 0.013113 | 0.013083 | 0.013046 | 0.0012369 | 0.0012529 | 0.012551 | 0.012498 | 0.012441
Scenario 3: Aggressive Fuel Sub | SDG&E | Com | WaterHeat | Com - Other | Gas Energy (MMTherm/year) | Fuel Substitution | 0.7656 | 0.83936 | 0.91267 | 0.98605 | 1.0595 | 0 | 0 | 0 | 0 | 0 | 0 | 0 | 0
Scenario 3: Aggressive Fuel Sub | SDG&E | Com | WaterHeat | Com - Refrig. Warehouse | Electric Demand (MW) | Energy Efficiency | 6.6229e-05 | 7.1262e-05 | 7.6309e-05 | 8.0823e-05 | 8.5618e-05 | 9.0517e-05 | 9.564e-05 | 0.00010078 | 0.00010618 | 0.00011146 | 0.00011703 | 0.00012275 | 0.00012849
Scenario 3: Aggressive Fuel Sub | SDG&E | Com | WaterHeat | Com - Refrig. Warehouse | Electric Demand (MW) | Fuel Substitution | 0 | 0 | 0 | 0 | 0 | 0.00030797 | 0.00035213 | 0.00039228 | 0.00042501 | 0.00046672 | 0.00051745 | 0.00055274 | 0.00057603
Scenario 3: Aggressive Fuel Sub | SDG&E | Com | WaterHeat | Com - Refrig. Warehouse | Electric Energy (GWh/year) | Energy Efficiency | 0.00076143 | 0.00081929 | 0.00087732 | 0.00092921 | 0.00098434 | 0.0010407 | 0.0010996 | 0.0011586 | 0.0012207 | 0.0012814 | 0.0013454 | 0.0014113 | 0.0014772
Scenario 3: Aggressive Fuel Sub | SDG&E | Com | WaterHeat | Com - Refrig. Warehouse | Electric Energy (GWh/year) | Fuel Substitution | -0.002068 | -0.0022513 | -0.0024309 | -0.002608 | -0.0027829 | 0.0037039 | 0.0042347 | 0.0047171 | 0.0051101 | 0.0056111 | 0.0062206 | 0.0066443 | 0.0069236
Scenario 3: Aggressive Fuel Sub | SDG&E | Com | WaterHeat | Com - Refrig. Warehouse | Gas Energy (MMTherm/year) | Energy Efficiency | 3.7066e-06 | 3.8989e-06 | 4.0881e-06 | 4.2196e-06 | 4.3793e-06 | 0 | 0 | 0.00010958 | 0 | 0 | 0.00010895 | 0.00010865 | 0.00010831
Scenario 3: Aggressive Fuel Sub | SDG&E | Com | WaterHeat | Com - Refrig. Warehouse | Gas Energy (MMTherm/year) | Fuel Substitution | 0.00024126 | 0.00026234 | 0.000283 | 0.00030336 | 0.00032349 | 0 | 0 | 0 | 0 | 0 | 0 | 0 | 0
Scenario 3: Aggressive Fuel Sub | SDG&E | Com | WaterHeat | Com - Restaurant | Electric Demand (MW) | Energy Efficiency | 0.02938 | 0.030885 | 0.032364 | 0.033661 | 0.041239 | 0.043733 | 0.046183 | 0.048637 | 0.05104 | 0.053458 | 0.055901 | 0.058356 | 0.060807
Scenario 3: Aggressive Fuel Sub | SDG&E | Com | WaterHeat | Com - Restaurant | Electric Demand (MW) | Fuel Substitution | 0 | 0 | 0 | 0 | 0 | 1.768 | 2.0111 | 2.23 | 2.4071 | 2.6774 | 2.9628 | 3.1608 | 3.2908
Scenario 3: Aggressive Fuel Sub | SDG&E | Com | WaterHeat | Com - Restaurant | Electric Energy (GWh/year) | Energy Efficiency | 0.15074 | 0.15847 | 0.16606 | 0.17272 | 0.21163 | 0.22443 | 0.237 | 0.24959 | 0.26192 | 0.27433 | 0.28687 | 0.29947 | 0.31205
Scenario 3: Aggressive Fuel Sub | SDG&E | Com | WaterHeat | Com - Restaurant | Electric Energy (GWh/year) | Fuel Substitution | -4.3814 | -4.7756 | -5.157 | -5.5271 | -5.9118 | 9.4908 | 10.7948 | 11.9684 | 12.9178 | 14.3671 | 15.8977 | 16.9588 | 17.6545
Scenario 3: Aggressive Fuel Sub | SDG&E | Com | WaterHeat | Com - Restaurant | Gas Energy (MMTherm/year) | Energy Efficiency | 0.0057248 | 0.0058409 | 0.0059589 | 0.0060437 | 0.0076186 | 0.0016177 | 0.0016349 | 0.0034024 | 0.0016663 | 0.0016811 | 0.0033997 | 0.0033972 | 0.0033937
Scenario 3: Aggressive Fuel Sub | SDG&E | Com | WaterHeat | Com - Restaurant | Gas Energy (MMTherm/year) | Fuel Substitution | 0.50655 | 0.55193 | 0.59581 | 0.63839 | 0.68272 | 0 | 0 | 0 | 0 | 0 | 0 | 0 | 0
Scenario 3: Aggressive Fuel Sub | SDG&E | Com | WaterHeat | Com - Retail | Electric Demand (MW) | Energy Efficiency | 0.0065528 | 0.006895 | 0.0072222 | 0.0075157 | 0.0077593 | 0.0080245 | 0.0082514 | 0.008462 | 0.0085733 | 0.008783 | 0.0089817 | 0.0091883 | 0.0093934
Scenario 3: Aggressive Fuel Sub | SDG&E | Com | WaterHeat | Com - Retail | Electric Demand (MW) | Fuel Substitution | 0 | 0 | 0 | 0 | 0 | 0.066597 | 0.075651 | 0.083673 | 0.089974 | 0.096867 | 0.10604 | 0.11197 | 0.11552
Scenario 3: Aggressive Fuel Sub | SDG&E | Com | WaterHeat | Com - Retail | Electric Energy (GWh/year) | Energy Efficiency | 0.040636 | 0.042776 | 0.044824 | 0.046662 | 0.048189 | 0.049852 | 0.051275 | 0.052597 | 0.053587 | 0.054899 | 0.056141 | 0.057433 | 0.058715
Scenario 3: Aggressive Fuel Sub | SDG&E | Com | WaterHeat | Com - Retail | Electric Energy (GWh/year) | Fuel Substitution | -0.21683 | -0.23656 | -0.25568 | -0.27426 | -0.29229 | 0.43555 | 0.49473 | 0.54714 | 0.58827 | 0.63327 | 0.69318 | 0.7319 | 0.75504
Scenario 3: Aggressive Fuel Sub | SDG&E | Com | WaterHeat | Com - Retail | Gas Energy (MMTherm/year) | Energy Efficiency | 0.011065 | 0.01104 | 0.011002 | 0.010956 | 0.010902 | 0.010635 | 0.010567 | 0.010494 | 0 | 0 | 0.010241 | 0.010152 | 0.010058
Scenario 3: Aggressive Fuel Sub | SDG&E | Com | WaterHeat | Com - Retail | Gas Energy (MMTherm/year) | Fuel Substitution | 0.023566 | 0.025707 | 0.027781 | 0.029797 | 0.031753 | 0 | 0 | 0 | 0 | 0 | 0 | 0 | 0
Scenario 3: Aggressive Fuel Sub | SDG&E | Com | WaterHeat | Com - School | Electric Demand (MW) | Energy Efficiency | 0.0041669 | 0.0044915 | 0.0048164 | 0.0051412 | 0.0054729 | 0.0058079 | 0.006132 | 0.006459 | 0.0067912 | 0.007122 | 0.0074559 | 0.0077903 | 0.008123
Scenario 3: Aggressive Fuel Sub | SDG&E | Com | WaterHeat | Com - School | Electric Demand (MW) | Fuel Substitution | 0 | 0 | 0 | 0 | 0 | 0.17861 | 0.20266 | 0.22424 | 0.24162 | 0.27622 | 0.306 | 0.3266 | 0.33997
Scenario 3: Aggressive Fuel Sub | SDG&E | Com | WaterHeat | Com - School | Electric Energy (GWh/year) | Energy Efficiency | 0.056569 | 0.060975 | 0.065386 | 0.069795 | 0.074298 | 0.078861 | 0.083262 | 0.087703 | 0.092212 | 0.096705 | 0.10124 | 0.10578 | 0.1103
Scenario 3: Aggressive Fuel Sub | SDG&E | Com | WaterHeat | Com - School | Electric Energy (GWh/year) | Fuel Substitution | -1.1985 | -1.3117 | -1.4235 | -1.5345 | -1.645 | 2.54 | 2.8818 | 3.1883 | 3.4351 | 3.9268 | 4.3498 | 4.6421 | 4.8316
Scenario 3: Aggressive Fuel Sub | SDG&E | Com | WaterHeat | Com - School | Gas Energy (MMTherm/year) | Energy Efficiency | 0.0076441 | 0.0076749 | 0.0077012 | 0.0077247 | 0.0077548 | 0.0035066 | 0.0033872 | 0.0032689 | 0.0003336 | 0.00033632 | 0.0029204 | 0.0028063 | 0.0026933
Scenario 3: Aggressive Fuel Sub | SDG&E | Com | WaterHeat | Com - School | Gas Energy (MMTherm/year) | Fuel Substitution | 0.13688 | 0.14977 | 0.1625 | 0.17514 | 0.18773 | 0 | 0 | 0 | 0 | 0 | 0 | 0 | 0
Scenario 3: Aggressive Fuel Sub | SDG&E | Com | WaterHeat | Com - Warehouse | Electric Demand (MW) | Energy Efficiency | 0.000361 | 0.00038137 | 0.00040182 | 0.00042307 | 0.00044322 | 0.0004643 | 0.0004849 | 0.00050559 | 0.00041797 | 0.0004392 | 0.00046005 | 0.00048108 | 0.00050282
Scenario 3: Aggressive Fuel Sub | SDG&E | Com | WaterHeat | Com - Warehouse | Electric Demand (MW) | Fuel Substitution | 0 | 0 | 0 | 0 | 0 | 0.00095584 | 0.001094 | 0.0012205 | 0.0013246 | 0.0014768 | 0.0016402 | 0.0017549 | 0.0018317
Scenario 3: Aggressive Fuel Sub | SDG&E | Com | WaterHeat | Com - Warehouse | Electric Energy (GWh/year) | Energy Efficiency | 0.0070591 | 0.007586 | 0.0081169 | 0.0086719 | 0.0092004 | 0.0097555 | 0.010301 | 0.010851 | 0.011061 | 0.011624 | 0.012175 | 0.012732 | 0.013307
Scenario 3: Aggressive Fuel Sub | SDG&E | Com | WaterHeat | Com - Warehouse | Electric Energy (GWh/year) | Fuel Substitution | -0.016281 | -0.017805 | -0.019313 | -0.02082 | -0.022323 | 0.0265 | 0.030329 | 0.033832 | 0.036714 | 0.040929 | 0.045453 | 0.048627 | 0.05075
Scenario 3: Aggressive Fuel Sub | SDG&E | Com | WaterHeat | Com - Warehouse | Gas Energy (MMTherm/year) | Energy Efficiency | 0.0087123 | 0.0087559 | 0.0087919 | 0.0088229 | 0.0088483 | 0.00872 | 0.0087336 | 0.0087439 | 0 | 0 | 0.0085954 | 0.0085932 | 0.0085876
Scenario 3: Aggressive Fuel Sub | SDG&E | Com | WaterHeat | Com - Warehouse | Gas Energy (MMTherm/year) | Fuel Substitution | 0.0018442 | 0.0020149 | 0.0021837 | 0.0023524 | 0.0025208 | 0 | 0 | 0 | 0 | 0 | 0 | 0 | 0
Scenario 3: Aggressive Fuel Sub | SDG&E | Com | WholeBlg | Com - College | Electric Demand (MW) | Energy Efficiency | 0.031626 | 0.032632 | 0.033701 | 0.034981 | 0.036406 | 0.037875 | 0.039554 | 0.041203 | 0.042907 | 0.044687 | 0.046409 | 0.047953 | 0.048774
Scenario 3: Aggressive Fuel Sub | SDG&E | Com | WholeBlg | Com - College | Electric Energy (GWh/year) | Energy Efficiency | 0.28821 | 0.29738 | 0.30712 | 0.31879 | 0.33177 | 0.34516 | 0.36046 | 0.37548 | 0.39102 | 0.40724 | 0.42293 | 0.43701 | 0.44449
Scenario 3: Aggressive Fuel Sub | SDG&E | Com | WholeBlg | Com - College | Gas Energy (MMTherm/year) | Energy Efficiency | 0.0032688 | 0.0032606 | 0.0032449 | 0.0032337 | 0.003218 | 0.0031906 | 0.0031654 | 0.003133 | 0.0031007 | 0.0030743 | 0.0030422 | 0.0030072 | 0.0030093
Scenario 3: Aggressive Fuel Sub | SDG&E | Com | WholeBlg | Com - Grocery | Electric Demand (MW) | Energy Efficiency | 0.076189 | 0.078457 | 0.0809 | 0.083808 | 0.087038 | 0.090368 | 0.093865 | 0.097403 | 0.1011 | 0.10477 | 0.10843 | 0.11168 | 0.11167
Scenario 3: Aggressive Fuel Sub | SDG&E | Com | WholeBlg | Com - Grocery | Electric Energy (GWh/year) | Energy Efficiency | 0.69432 | 0.71498 | 0.73725 | 0.76375 | 0.79319 | 0.82354 | 0.8554 | 0.88765 | 0.92134 | 0.95482 | 0.98816 | 1.0177 | 1.0177
Scenario 3: Aggressive Fuel Sub | SDG&E | Com | WholeBlg | Com - Grocery | Gas Energy (MMTherm/year) | Energy Efficiency | 0.0011322 | 0.0011457 | 0.0011574 | 0.0011713 | 0.0011839 | 0.0011912 | 0.0011983 | 0.0012042 | 0.0012109 | 0.0012164 | 0.0012225 | 0.0012279 | 0.0012295
Scenario 3: Aggressive Fuel Sub | SDG&E | Com | WholeBlg | Com - Health | Electric Demand (MW) | Energy Efficiency | 0.088077 | 0.090653 | 0.093331 | 0.096484 | 0.099923 | 0.10335 | 0.10714 | 0.11073 | 0.11444 | 0.11839 | 0.12224 | 0.12548 | 0.12835
Scenario 3: Aggressive Fuel Sub | SDG&E | Com | WholeBlg | Com - Health | Electric Energy (GWh/year) | Energy Efficiency | 0.80266 | 0.82613 | 0.85054 | 0.87927 | 0.91061 | 0.94183 | 0.97635 | 1.0091 | 1.0429 | 1.0789 | 1.114 | 1.1435 | 1.1697
Scenario 3: Aggressive Fuel Sub | SDG&E | Com | WholeBlg | Com - Health | Gas Energy (MMTherm/year) | Energy Efficiency | 0.0054812 | 0.0055973 | 0.0057026 | 0.0058152 | 0.0059189 | 0.005987 | 0.0060376 | 0.0060824 | 0.0061333 | 0.0061721 | 0.0062319 | 0.0062809 | 0.0062938
Scenario 3: Aggressive Fuel Sub | SDG&E | Com | WholeBlg | Com - Lodging | Electric Demand (MW) | Energy Efficiency | 0.044237 | 0.045275 | 0.04637 | 0.047754 | 0.049258 | 0.050767 | 0.052481 | 0.054104 | 0.055756 | 0.057453 | 0.059004 | 0.060258 | 0.061409
Scenario 3: Aggressive Fuel Sub | SDG&E | Com | WholeBlg | Com - Lodging | Electric Energy (GWh/year) | Energy Efficiency | 0.40314 | 0.4126 | 0.42258 | 0.43518 | 0.44889 | 0.46265 | 0.47827 | 0.49306 | 0.50811 | 0.52357 | 0.53771 | 0.54914 | 0.55963
Scenario 3: Aggressive Fuel Sub | SDG&E | Com | WholeBlg | Com - Lodging | Gas Energy (MMTherm/year) | Energy Efficiency | 0.0040204 | 0.0040488 | 0.0040698 | 0.0040981 | 0.0041191 | 0.0041238 | 0.0041284 | 0.0041255 | 0.0041241 | 0.0041255 | 0.0041228 | 0.0041167 | 0.0041202
Scenario 3: Aggressive Fuel Sub | SDG&E | Com | WholeBlg | Com - Office (Large) | Electric Demand (MW) | Energy Efficiency | 0.15161 | 0.15509 | 0.1587 | 0.16304 | 0.16781 | 0.17259 | 0.17825 | 0.18353 | 0.18886 | 0.19432 | 0.19926 | 0.20333 | 0.20903
Scenario 3: Aggressive Fuel Sub | SDG&E | Com | WholeBlg | Com - Office (Large) | Electric Energy (GWh/year) | Energy Efficiency | 1.3816 | 1.4134 | 1.4462 | 1.4858 | 1.5292 | 1.5729 | 1.6244 | 1.6725 | 1.7211 | 1.7709 | 1.8159 | 1.853 | 1.9049
Scenario 3: Aggressive Fuel Sub | SDG&E | Com | WholeBlg | Com - Office (Large) | Gas Energy (MMTherm/year) | Energy Efficiency | 0.0069284 | 0.0069604 | 0.0069759 | 0.0070003 | 0.007014 | 0.0070059 | 0.0070077 | 0.006994 | 0.0069819 | 0.0069904 | 0.0069807 | 0.0069668 | 0.0069647
Scenario 3: Aggressive Fuel Sub | SDG&E | Com | WholeBlg | Com - Office (Small) | Electric Demand (MW) | Energy Efficiency | 0.045435 | 0.046297 | 0.047231 | 0.048425 | 0.049784 | 0.051156 | 0.052727 | 0.054237 | 0.055791 | 0.057541 | 0.059019 | 0.060252 | 0.061248
Scenario 3: Aggressive Fuel Sub | SDG&E | Com | WholeBlg | Com - Office (Small) | Electric Energy (GWh/year) | Energy Efficiency | 0.41405 | 0.42191 | 0.43042 | 0.4413 | 0.45369 | 0.46619 | 0.4805 | 0.49427 | 0.50843 | 0.52438 | 0.53784 | 0.54909 | 0.55817
Scenario 3: Aggressive Fuel Sub | SDG&E | Com | WholeBlg | Com - Office (Small) | Gas Energy (MMTherm/year) | Energy Efficiency | 0.00060879 | 0.00061669 | 0.00062365 | 0.00063185 | 0.00063943 | 0.00064368 | 0.0006469 | 0.00064989 | 0.00065333 | 0.00065555 | 0.00065841 | 0.00066084 | 0.0006619
Scenario 3: Aggressive Fuel Sub | SDG&E | Com | WholeBlg | Com - Other | Electric Demand (MW) | Energy Efficiency | 0.080177 | 0.082239 | 0.084402 | 0.087068 | 0.089999 | 0.09296 | 0.096476 | 0.099802 | 0.10319 | 0.10669 | 0.10994 | 0.11271 | 0.11603
Scenario 3: Aggressive Fuel Sub | SDG&E | Com | WholeBlg | Com - Other | Electric Energy (GWh/year) | Energy Efficiency | 0.73066 | 0.74946 | 0.76916 | 0.79345 | 0.82017 | 0.84715 | 0.8792 | 0.90951 | 0.94039 | 0.97228 | 1.0019 | 1.0271 | 1.0574
Scenario 3: Aggressive Fuel Sub | SDG&E | Com | WholeBlg | Com - Other | Gas Energy (MMTherm/year) | Energy Efficiency | 0.0090077 | 0.009125 | 0.0092278 | 0.0093487 | 0.0094596 | 0.0095299 | 0.0096017 | 0.0096616 | 0.0097266 | 0.0097891 | 0.0098508 | 0.0099067 | 0.0099182
Scenario 3: Aggressive Fuel Sub | SDG&E | Com | WholeBlg | Com - Refrig. Warehouse | Electric Demand (MW) | Energy Efficiency | 0.0016645 | 0.0017475 | 0.0018376 | 0.0019434 | 0.0020529 | 0.0021507 | 0.0022514 | 0.0023568 | 0.0024692 | 0.0025834 | 0.0027019 | 0.0028129 | 0.0028262
Scenario 3: Aggressive Fuel Sub | SDG&E | Com | WholeBlg | Com - Refrig. Warehouse | Electric Energy (GWh/year) | Energy Efficiency | 0.015169 | 0.015925 | 0.016746 | 0.017711 | 0.018708 | 0.0196 | 0.020517 | 0.021478 | 0.022502 | 0.023543 | 0.024623 | 0.025635 | 0.025756
Scenario 3: Aggressive Fuel Sub | SDG&E | Com | WholeBlg | Com - Refrig. Warehouse | Gas Energy (MMTherm/year) | Energy Efficiency | 3.831e-05 | 3.8687e-05 | 3.9018e-05 | 3.9436e-05 | 3.9828e-05 | 3.9997e-05 | 4.0094e-05 | 4.0191e-05 | 4.0326e-05 | 4.0345e-05 | 4.0452e-05 | 4.0546e-05 | 4.0649e-05
Scenario 3: Aggressive Fuel Sub | SDG&E | Com | WholeBlg | Com - Restaurant | Electric Demand (MW) | Energy Efficiency | 0.072999 | 0.079091 | 0.085816 | 0.049602 | 0.051416 | 0.053277 | 0.05528 | 0.057293 | 0.059392 | 0.06151 | 0.06358 | 0.065384 | 0.065554
Scenario 3: Aggressive Fuel Sub | SDG&E | Com | WholeBlg | Com - Restaurant | Electric Energy (GWh/year) | Energy Efficiency | 1.0277 | 1.1474 | 1.2799 | 0.45203 | 0.46856 | 0.48552 | 0.50377 | 0.52212 | 0.54125 | 0.56055 | 0.57941 | 0.59585 | 0.5974
Scenario 3: Aggressive Fuel Sub | SDG&E | Com | WholeBlg | Com - Restaurant | Gas Energy (MMTherm/year) | Energy Efficiency | -0.00030117 | -0.00096553 | -0.0017149 | 0.0038348 | 0.003878 | 0.0039003 | 0.0039165 | 0.0039318 | 0.0039505 | 0.0039544 | 0.0039702 | 0.0039836 | 0.0039926
Scenario 3: Aggressive Fuel Sub | SDG&E | Com | WholeBlg | Com - Retail | Electric Demand (MW) | Energy Efficiency | 0.05755 | 0.056193 | 0.054726 | 0.053582 | 0.053143 | 0.052517 | 0.052641 | 0.05297 | 0.05365 | 0.054589 | 0.055542 | 0.056166 | 0.058057
Scenario 3: Aggressive Fuel Sub | SDG&E | Com | WholeBlg | Com - Retail | Electric Energy (GWh/year) | Energy Efficiency | 2.7576 | 3.1918 | 3.6543 | 4.1233 | 4.5135 | 4.9295 | 5.3038 | 5.6107 | 5.8588 | 6.0733 | 6.2364 | 6.384 | 6.5418
Scenario 3: Aggressive Fuel Sub | SDG&E | Com | WholeBlg | Com - Retail | Gas Energy (MMTherm/year) | Energy Efficiency | 0.016222 | 0.019292 | 0.022562 | 0.025858 | 0.028568 | 0.031462 | 0.034022 | 0.036105 | 0.037765 | 0.039178 | 0.040236 | 0.041208 | 0.042174
Scenario 3: Aggressive Fuel Sub | SDG&E | Com | WholeBlg | Com - School | Electric Demand (MW) | Energy Efficiency | 0.027604 | 0.028244 | 0.028921 | 0.029777 | 0.030736 | 0.031703 | 0.03288 | 0.033996 | 0.03513 | 0.036307 | 0.037391 | 0.038315 | 0.039274
Scenario 3: Aggressive Fuel Sub | SDG&E | Com | WholeBlg | Com - School | Electric Energy (GWh/year) | Energy Efficiency | 0.25156 | 0.25739 | 0.26356 | 0.27136 | 0.2801 | 0.28891 | 0.29964 | 0.30981 | 0.32014 | 0.33087 | 0.34075 | 0.34917 | 0.35791
Scenario 3: Aggressive Fuel Sub | SDG&E | Com | WholeBlg | Com - School | Gas Energy (MMTherm/year) | Energy Efficiency | 0.0015809 | 0.0015926 | 0.0016018 | 0.0016144 | 0.0016258 | 0.0016305 | 0.0016347 | 0.0016374 | 0.0016412 | 0.0016456 | 0.0016495 | 0.0016527 | 0.0016551
Scenario 3: Aggressive Fuel Sub | SDG&E | Com | WholeBlg | Com - Warehouse | Electric Demand (MW) | Energy Efficiency | 0.025755 | 0.026483 | 0.027258 | 0.028203 | 0.029238 | 0.030274 | 0.031453 | 0.032585 | 0.033751 | 0.034958 | 0.036099 | 0.037085 | 0.038201
Scenario 3: Aggressive Fuel Sub | SDG&E | Com | WholeBlg | Com - Warehouse | Electric Energy (GWh/year) | Energy Efficiency | 0.23471 | 0.24134 | 0.2484 | 0.25702 | 0.26645 | 0.27589 | 0.28663 | 0.29695 | 0.30758 | 0.31857 | 0.32898 | 0.33796 | 0.34813
Scenario 3: Aggressive Fuel Sub | SDG&E | Com | WholeBlg | Com - Warehouse | Gas Energy (MMTherm/year) | Energy Efficiency | 0.0022739 | 0.0023082 | 0.0023396 | 0.002376 | 0.0024099 | 0.0024307 | 0.0024469 | 0.0024629 | 0.0024811 | 0.002492 | 0.0025077 | 0.0025218 | 0.002528
Scenario 3: Aggressive Fuel Sub | SDG&E | Ind | WholeBlg | Ind - All Other Industrial | Electric Demand (MW) | Energy Efficiency | 0.033862 | 0.033848 | 0.033849 | 0.033966 | 0.03402 | 0.034071 | 0.03416 | 0.034206 | 0.03424 | 0.034275 | 0.03426 | 0.034257 | 0.034241
Scenario 3: Aggressive Fuel Sub | SDG&E | Ind | WholeBlg | Ind - All Other Industrial | Electric Energy (GWh/year) | Energy Efficiency | 0.246 | 0.24589 | 0.2459 | 0.24674 | 0.24713 | 0.2475 | 0.24814 | 0.24847 | 0.24871 | 0.24896 | 0.24885 | 0.24882 | 0.2487
Scenario 3: Aggressive Fuel Sub | SDG&E | Ind | WholeBlg | Ind - All Other Industrial | Gas Energy (MMTherm/year) | Energy Efficiency | 0.0051345 | 0.0051593 | 0.0051767 | 0.0051925 | 0.0052058 | 0.0052109 | 0.005213 | 0.0052179 | 0.0052247 | 0.0052344 | 0.0052463 | 0.00526 | 0.0052744
Scenario 3: Aggressive Fuel Sub | SDG&E | Ind | WholeBlg | Ind - Chemicals | Electric Demand (MW) | Energy Efficiency | 0.037323 | 0.037627 | 0.037927 | 0.03833 | 0.038645 | 0.038924 | 0.039203 | 0.039395 | 0.039579 | 0.039759 | 0.039868 | 0.039968 | 0.040038
Scenario 3: Aggressive Fuel Sub | SDG&E | Ind | WholeBlg | Ind - Chemicals | Electric Energy (GWh/year) | Energy Efficiency | 0.27114 | 0.27335 | 0.27552 | 0.27844 | 0.28073 | 0.28275 | 0.28477 | 0.28616 | 0.2875 | 0.2888 | 0.28958 | 0.29031 | 0.29081
Scenario 3: Aggressive Fuel Sub | SDG&E | Ind | WholeBlg | Ind - Chemicals | Gas Energy (MMTherm/year) | Energy Efficiency | 0.0063209 | 0.0063623 | 0.0063985 | 0.0064301 | 0.0064586 | 0.0064802 | 0.0064949 | 0.0065066 | 0.006519 | 0.0065315 | 0.0065425 | 0.0065513 | 0.0065581
Scenario 3: Aggressive Fuel Sub | SDG&E | Ind | WholeBlg | Ind - Electronics | Electric Demand (MW) | Energy Efficiency | 0.11765 | 0.11908 | 0.12056 | 0.12241 | 0.124 | 0.12559 | 0.12732 | 0.12891 | 0.13044 | 0.13194 | 0.13321 | 0.13448 | 0.13566
Scenario 3: Aggressive Fuel Sub | SDG&E | Ind | WholeBlg | Ind - Electronics | Electric Energy (GWh/year) | Energy Efficiency | 0.85473 | 0.86505 | 0.87583 | 0.88923 | 0.90078 | 0.91228 | 0.92489 | 0.9364 | 0.94746 | 0.95838 | 0.96761 | 0.97681 | 0.98532
Scenario 3: Aggressive Fuel Sub | SDG&E | Ind | WholeBlg | Ind - Electronics | Gas Energy (MMTherm/year) | Energy Efficiency | 0.0069633 | 0.0070771 | 0.0071895 | 0.0072987 | 0.0074061 | 0.0075101 | 0.0076136 | 0.0077215 | 0.007831 | 0.0079425 | 0.0080541 | 0.0081651 | 0.0082747
Scenario 3: Aggressive Fuel Sub | SDG&E | Ind | WholeBlg | Ind - Fabricated Metals | Electric Demand (MW) | Energy Efficiency | 0.01941 | 0.019543 | 0.019691 | 0.019846 | 0.019935 | 0.019995 | 0.020057 | 0.020085 | 0.020102 | 0.020118 | 0.020097 | 0.02007 | 0.020025
Scenario 3: Aggressive Fuel Sub | SDG&E | Ind | WholeBlg | Ind - Fabricated Metals | Electric Energy (GWh/year) | Energy Efficiency | 0.14101 | 0.14197 | 0.14304 | 0.14417 | 0.14481 | 0.14525 | 0.14569 | 0.14589 | 0.14602 | 0.14613 | 0.14598 | 0.14578 | 0.14545
Scenario 3: Aggressive Fuel Sub | SDG&E | Ind | WholeBlg | Ind - Fabricated Metals | Gas Energy (MMTherm/year) | Energy Efficiency | 0.0018897 | 0.0019097 | 0.0019291 | 0.0019409 | 0.0019489 | 0.0019521 | 0.0019521 | 0.0019518 | 0.0019512 | 0.0019508 | 0.0019498 | 0.0019475 | 0.001944
Scenario 3: Aggressive Fuel Sub | SDG&E | Ind | WholeBlg | Ind - Food | Electric Demand (MW) | Energy Efficiency | 0.052883 | 0.052718 | 0.052582 | 0.052631 | 0.052581 | 0.052543 | 0.05257 | 0.05252 | 0.052448 | 0.052376 | 0.052219 | 0.052065 | 0.051887
Scenario 3: Aggressive Fuel Sub | SDG&E | Ind | WholeBlg | Ind - Food | Electric Energy (GWh/year) | Energy Efficiency | 0.38418 | 0.38297 | 0.38198 | 0.38233 | 0.38196 | 0.38168 | 0.38187 | 0.3815 | 0.38098 | 0.38045 | 0.3793 | 0.37818 | 0.37688
Scenario 3: Aggressive Fuel Sub | SDG&E | Ind | WholeBlg | Ind - Food | Gas Energy (MMTherm/year) | Energy Efficiency | 0.010219 | 0.010175 | 0.010123 | 0.01007 | 0.010015 | 0.0099523 | 0.0098868 | 0.0098232 | 0.0097627 | 0.0097065 | 0.0096504 | 0.009594 | 0.0095369
Scenario 3: Aggressive Fuel Sub | SDG&E | Ind | WholeBlg | Ind - Industrial Machinery | Electric Demand (MW) | Energy Efficiency | 0.036172 | 0.03646 | 0.036789 | 0.037096 | 0.037243 | 0.037338 | 0.037469 | 0.037544 | 0.037604 | 0.037667 | 0.037654 | 0.037627 | 0.037566
Scenario 3: Aggressive Fuel Sub | SDG&E | Ind | WholeBlg | Ind - Industrial Machinery | Electric Energy (GWh/year) | Energy Efficiency | 0.26278 | 0.26487 | 0.26725 | 0.26948 | 0.27055 | 0.27123 | 0.27217 | 0.27272 | 0.27315 | 0.2736 | 0.2735 | 0.2733 | 0.27286
Scenario 3: Aggressive Fuel Sub | SDG&E | Ind | WholeBlg | Ind - Industrial Machinery | Gas Energy (MMTherm/year) | Energy Efficiency | 0.013021 | 0.01322 | 0.013421 | 0.013537 | 0.0136 | 0.013622 | 0.013636 | 0.013649 | 0.013663 | 0.013682 | 0.013691 | 0.013689 | 0.013676
Scenario 3: Aggressive Fuel Sub | SDG&E | Ind | WholeBlg | Ind - Lumber & Furniture | Electric Demand (MW) | Energy Efficiency | 0.0025797 | 0.0025778 | 0.0025779 | 0.0025867 | 0.0025912 | 0.0025945 | 0.002599 | 0.0026 | 0.0026 | 0.0025997 | 0.0025953 | 0.0025912 | 0.0025857
Scenario 3: Aggressive Fuel Sub | SDG&E | Ind | WholeBlg | Ind - Lumber & Furniture | Electric Energy (GWh/year) | Energy Efficiency | 0.018741 | 0.018727 | 0.018727 | 0.018791 | 0.018823 | 0.018847 | 0.018879 | 0.018887 | 0.018886 | 0.018883 | 0.018851 | 0.018821 | 0.018781
Scenario 3: Aggressive Fuel Sub | SDG&E | Ind | WholeBlg | Ind - Lumber & Furniture | Gas Energy (MMTherm/year) | Energy Efficiency | 6.5547e-05 | 6.6011e-05 | 6.6389e-05 | 6.6712e-05 | 6.7025e-05 | 6.708e-05 | 6.6904e-05 | 6.6754e-05 | 6.6621e-05 | 6.6515e-05 | 6.6429e-05 | 6.6317e-05 | 6.617e-05
Scenario 3: Aggressive Fuel Sub | SDG&E | Ind | WholeBlg | Ind - Paper | Electric Demand (MW) | Energy Efficiency | 0.0033328 | 0.0033092 | 0.0032872 | 0.0032834 | 0.0032743 | 0.0032617 | 0.0032534 | 0.0032435 | 0.0032356 | 0.0032303 | 0.0032211 | 0.0032116 | 0.0032005
Scenario 3: Aggressive Fuel Sub | SDG&E | Ind | WholeBlg | Ind - Paper | Electric Energy (GWh/year) | Energy Efficiency | 0.024212 | 0.02404 | 0.02388 | 0.023852 | 0.023785 | 0.023694 | 0.023633 | 0.023561 | 0.023503 | 0.023464 | 0.023396 | 0.023327 | 0.023247
Scenario 3: Aggressive Fuel Sub | SDG&E | Ind | WholeBlg | Ind - Paper | Gas Energy (MMTherm/year) | Energy Efficiency | 3.6864e-06 | 3.6654e-06 | 3.6421e-06 | 3.6264e-06 | 3.6107e-06 | 3.5886e-06 | 3.5662e-06 | 3.5478e-06 | 3.5335e-06 | 3.523e-06 | 3.5139e-06 | 3.5035e-06 | 3.4926e-06
Scenario 3: Aggressive Fuel Sub | SDG&E | Ind | WholeBlg | Ind - Petroleum | Electric Demand (MW) | Energy Efficiency | 0.0019522 | 0.0019475 | 0.0019448 | 0.001949 | 0.0019499 | 0.0019515 | 0.0019556 | 0.0019569 | 0.0019572 | 0.0019573 | 0.001954 | 0.0019509 | 0.001947
Scenario 3: Aggressive Fuel Sub | SDG&E | Ind | WholeBlg | Ind - Petroleum | Electric Energy (GWh/year) | Energy Efficiency | 0.014183 | 0.014148 | 0.014128 | 0.014158 | 0.014164 | 0.014176 | 0.014205 | 0.014215 | 0.014217 | 0.014217 | 0.014193 | 0.014171 | 0.014142
Scenario 3: Aggressive Fuel Sub | SDG&E | Ind | WholeBlg | Ind - Petroleum | Gas Energy (MMTherm/year) | Energy Efficiency | 4.7142e-06 | 4.7252e-06 | 4.7354e-06 | 4.7446e-06 | 4.7507e-06 | 4.7509e-06 | 4.7477e-06 | 4.7435e-06 | 4.7406e-06 | 4.738e-06 | 4.7332e-06 | 4.7263e-06 | 4.7185e-06
Scenario 3: Aggressive Fuel Sub | SDG&E | Ind | WholeBlg | Ind - Plastics | Electric Demand (MW) | Energy Efficiency | 0.013439 | 0.013444 | 0.013457 | 0.013514 | 0.013546 | 0.01358 | 0.013624 | 0.013643 | 0.013656 | 0.013668 | 0.013656 | 0.013645 | 0.013627
Scenario 3: Aggressive Fuel Sub | SDG&E | Ind | WholeBlg | Ind - Plastics | Electric Energy (GWh/year) | Energy Efficiency | 0.097631 | 0.097663 | 0.097756 | 0.098169 | 0.098404 | 0.098645 | 0.098962 | 0.099101 | 0.099198 | 0.099279 | 0.099193 | 0.099113 | 0.098981
Scenario 3: Aggressive Fuel Sub | SDG&E | Ind | WholeBlg | Ind - Plastics | Gas Energy (MMTherm/year) | Energy Efficiency | 0.0013305 | 0.0013882 | 0.0014404 | 0.0014874 | 0.0015324 | 0.0015687 | 0.0015938 | 0.0016097 | 0.0016277 | 0.0016464 | 0.0016646 | 0.0016803 | 0.001694
Scenario 3: Aggressive Fuel Sub | SDG&E | Ind | WholeBlg | Ind - Primary Metals | Electric Demand (MW) | Energy Efficiency | 0.0045046 | 0.004546 | 0.0045942 | 0.0046514 | 0.0046927 | 0.0047287 | 0.0047703 | 0.0048053 | 0.0048385 | 0.0048712 | 0.0048937 | 0.0049142 | 0.0049304
Scenario 3: Aggressive Fuel Sub | SDG&E | Ind | WholeBlg | Ind - Primary Metals | Electric Energy (GWh/year) | Energy Efficiency | 0.032725 | 0.033025 | 0.033374 | 0.03379 | 0.034089 | 0.03435 | 0.034652 | 0.034905 | 0.035146 | 0.035383 | 0.035546 | 0.035694 | 0.035812
Scenario 3: Aggressive Fuel Sub | SDG&E | Ind | WholeBlg | Ind - Primary Metals | Gas Energy (MMTherm/year) | Energy Efficiency | 0.0067757 | 0.0067989 | 0.0068227 | 0.0068418 | 0.0068562 | 0.0068659 | 0.0068742 | 0.0068831 | 0.0068918 | 0.0069002 | 0.0069066 | 0.0069111 | 0.0069139
Scenario 3: Aggressive Fuel Sub | SDG&E | Ind | WholeBlg | Ind - Printing & Publishing | Electric Demand (MW) | Energy Efficiency | 0.017106 | 0.017079 | 0.017067 | 0.017116 | 0.017131 | 0.017147 | 0.017184 | 0.017198 | 0.017205 | 0.01721 | 0.017186 | 0.017163 | 0.017131
Scenario 3: Aggressive Fuel Sub | SDG&E | Ind | WholeBlg | Ind - Printing & Publishing | Electric Energy (GWh/year) | Energy Efficiency | 0.12427 | 0.12407 | 0.12398 | 0.12434 | 0.12445 | 0.12456 | 0.12482 | 0.12492 | 0.12497 | 0.12501 | 0.12483 | 0.12466 | 0.12443
Scenario 3: Aggressive Fuel Sub | SDG&E | Ind | WholeBlg | Ind - Printing & Publishing | Gas Energy (MMTherm/year) | Energy Efficiency | 0.00044457 | 0.00045063 | 0.00045622 | 0.00046166 | 0.00046632 | 0.00046975 | 0.00047274 | 0.00047589 | 0.00047923 | 0.00048261 | 0.00048572 | 0.00048851 | 0.00049106
Scenario 3: Aggressive Fuel Sub | SDG&E | Ind | WholeBlg | Ind - Stone-Glass-Clay | Electric Demand (MW) | Energy Efficiency | 0.0046715 | 0.0047083 | 0.0047376 | 0.0047778 | 0.0048066 | 0.0048305 | 0.0048544 | 0.0048703 | 0.0048833 | 0.0048959 | 0.004901 | 0.0049066 | 0.0049087
Scenario 3: Aggressive Fuel Sub | SDG&E | Ind | WholeBlg | Ind - Stone-Glass-Clay | Electric Energy (GWh/year) | Energy Efficiency | 0.033938 | 0.034204 | 0.034416 | 0.034708 | 0.034917 | 0.03509 | 0.035262 | 0.035377 | 0.035471 | 0.035563 | 0.035599 | 0.035639 | 0.035654
Scenario 3: Aggressive Fuel Sub | SDG&E | Ind | WholeBlg | Ind - Stone-Glass-Clay | Gas Energy (MMTherm/year) | Energy Efficiency | 0.0055295 | 0.0056307 | 0.0057077 | 0.0057722 | 0.0058295 | 0.0058716 | 0.0058997 | 0.0059256 | 0.00595 | 0.0059751 | 0.0060001 | 0.006024 | 0.0060444
Scenario 3: Aggressive Fuel Sub | SDG&E | Ind | WholeBlg | Ind - Textiles | Electric Demand (MW) | Energy Efficiency | 0.0020004 | 0.0019945 | 0.0019895 | 0.0019879 | 0.0019802 | 0.0019708 | 0.0019628 | 0.0019517 | 0.0019404 | 0.0019297 | 0.0019161 | 0.0019032 | 0.0018897
Scenario 3: Aggressive Fuel Sub | SDG&E | Ind | WholeBlg | Ind - Textiles | Electric Energy (GWh/year) | Energy Efficiency | 0.014532 | 0.014489 | 0.014453 | 0.014441 | 0.014385 | 0.014316 | 0.014258 | 0.014177 | 0.014094 | 0.014017 | 0.013918 | 0.013824 | 0.013726
Scenario 3: Aggressive Fuel Sub | SDG&E | Ind | WholeBlg | Ind - Textiles | Gas Energy (MMTherm/year) | Energy Efficiency | 7.1658e-05 | 7.1861e-05 | 7.2053e-05 | 7.2147e-05 | 7.2165e-05 | 7.2112e-05 | 7.2019e-05 | 7.1922e-05 | 7.1819e-05 | 7.172e-05 | 7.1606e-05 | 7.1479e-05 | 7.1336e-05
Scenario 3: Aggressive Fuel Sub | SDG&E | Ind | WholeBlg | Ind - Transportation Equipment | Electric Demand (MW) | Energy Efficiency | 0.073716 | 0.074051 | 0.074855 | 0.075513 | 0.075779 | 0.075913 | 0.076244 | 0.076508 | 0.076817 | 0.077161 | 0.077321 | 0.077401 | 0.077362
Scenario 3: Aggressive Fuel Sub | SDG&E | Ind | WholeBlg | Ind - Transportation Equipment | Electric Energy (GWh/year) | Energy Efficiency | 0.53553 | 0.53795 | 0.54378 | 0.54856 | 0.55048 | 0.55144 | 0.55384 | 0.55575 | 0.55798 | 0.56048 | 0.56163 | 0.5622 | 0.56191
Scenario 3: Aggressive Fuel Sub | SDG&E | Ind | WholeBlg | Ind - Transportation Equipment | Gas Energy (MMTherm/year) | Energy Efficiency | 0.004166 | 0.0041631 | 0.0041605 | 0.0041571 | 0.0041533 | 0.004149 | 0.0041442 | 0.0041399 | 0.0041355 | 0.0041309 | 0.0041257 | 0.0041201 | 0.0041141
Scenario 3: Aggressive Fuel Sub | SDG&E | Res | AppPlug | Res - Multi Family | Electric Demand (MW) | Energy Efficiency | 5.0177e-06 | 5.1184e-06 | 5.1974e-06 | 3.5582e-05 | 0.00010979 | 0.00011167 | 0.0001137 | 0.00011543 | 0.00011721 | 0.00011946 | 0.00012245 | 0.00012658 | 0.00013138
Scenario 3: Aggressive Fuel Sub | SDG&E | Res | AppPlug | Res - Multi Family | Electric Energy (GWh/year) | Energy Efficiency | 3.5631e-05 | 3.6346e-05 | 3.6907e-05 | 0.00025267 | 0.00077964 | 0.00079298 | 0.00080737 | 0.00081966 | 0.00083232 | 0.0008483 | 0.00086953 | 0.00089882 | 0.0009329
Scenario 3: Aggressive Fuel Sub | SDG&E | Res | AppPlug | Res - Multi Family | Electric Energy (GWh/year) | Fuel Substitution | -3.9488e-06 | -4.2729e-06 | -4.5965e-06 | -4.9209e-06 | -5.242e-06 | 0 | 0 | 0 | 0 | 0 | 0 | 0 | 0
Scenario 3: Aggressive Fuel Sub | SDG&E | Res | AppPlug | Res - Multi Family | Gas Energy (MMTherm/year) | Energy Efficiency | 3.4234e-06 | 3.4921e-06 | 3.546e-06 | 2.4276e-05 | 7.4908e-05 | 7.6189e-05 | 7.7572e-05 | 7.8752e-05 | 7.9969e-05 | 8.1505e-05 | 8.3544e-05 | 8.6359e-05 | 8.9633e-05
Scenario 3: Aggressive Fuel Sub | SDG&E | Res | AppPlug | Res - Multi Family | Gas Energy (MMTherm/year) | Fuel Substitution | 8.3695e-07 | 9.0564e-07 | 9.7422e-07 | 1.043e-06 | 1.111e-06 | 0 | 0 | 0 | 0 | 0 | 0 | 0 | 0
Scenario 3: Aggressive Fuel Sub | SDG&E | Res | AppPlug | Res - Single Family | Electric Demand (MW) | Energy Efficiency | 0 | 0 | 0 | 0 | 0 | 7.6597e-07 | 1.8351e-06 | 1.8636e-06 | 1.9023e-06 | 1.9538e-06 | 2.0194e-06 | 2.1032e-06 | 2.1996e-06
Scenario 3: Aggressive Fuel Sub | SDG&E | Res | AppPlug | Res - Single Family | Electric Energy (GWh/year) | Energy Efficiency | 0 | 0 | 0 | 0 | 0 | 4.877e-06 | 1.1684e-05 | 1.1866e-05 | 1.2112e-05 | 1.244e-05 | 1.2858e-05 | 1.3391e-05 | 1.4005e-05
Scenario 3: Aggressive Fuel Sub | SDG&E | Res | AppPlug | Res - Single Family | Electric Energy (GWh/year) | Fuel Substitution | -3.9547e-06 | -4.254e-06 | -4.5529e-06 | -4.851e-06 | -5.1471e-06 | 0 | 0 | 0 | 0 | 0 | 0 | 0 | 0
Scenario 3: Aggressive Fuel Sub | SDG&E | Res | AppPlug | Res - Single Family | Gas Energy (MMTherm/year) | Energy Efficiency | 1.187e-09 | 1.8476e-09 | 2.0662e-09 | 2.2476e-09 | 2.3621e-09 | 9.1879e-07 | 2.2012e-06 | 2.2355e-06 | 2.2818e-06 | 2.3436e-06 | 2.4223e-06 | 2.5228e-06 | 2.6384e-06
Scenario 3: Aggressive Fuel Sub | SDG&E | Res | AppPlug | Res - Single Family | Gas Energy (MMTherm/year) | Fuel Substitution | 8.39e-07 | 9.0249e-07 | 9.659e-07 | 1.0291e-06 | 1.092e-06 | 0 | 0 | 0 | 0 | 0 | 0 | 0 | 0
Scenario 3: Aggressive Fuel Sub | SDG&E | Res | BROs | Income Qualified - Multi Family IQ | Electric Demand (MW) | Energy Efficiency | 0.75079 | 0.77168 | 0.79386 | 0.81959 | 0.84639 | 0.87536 | 0.90326 | 0.933 | 0.96101 | 0.98825 | 1.0114 | 0.96908 | 0.99268
Scenario 3: Aggressive Fuel Sub | SDG&E | Res | BROs | Income Qualified - Multi Family IQ | Electric Energy (GWh/year) | Energy Efficiency | 3.3676 | 3.4808 | 3.6031 | 3.7455 | 3.8972 | 4.0641 | 4.232 | 4.4151 | 4.5975 | 4.7843 | 4.9603 | 4.8829 | 5.0881
Scenario 3: Aggressive Fuel Sub | SDG&E | Res | BROs | Income Qualified - Multi Family IQ | Gas Energy (MMTherm/year) | Energy Efficiency | 0.061453 | 0.062715 | 0.064211 | 0.06593 | 0.067803 | 0.06974 | 0.071817 | 0.074003 | 0.07638 | 0.078911 | 0.081736 | 0.084893 | 0.088418
Scenario 3: Aggressive Fuel Sub | SDG&E | Res | BROs | Income Qualified - Single Family IQ | Electric Demand (MW) | Energy Efficiency | 1.4012 | 1.4302 | 1.4612 | 1.5036 | 1.5477 | 1.5954 | 1.6408 | 1.6894 | 1.7347 | 1.7782 | 1.8142 | 1.744 | 1.7817
Scenario 3: Aggressive Fuel Sub | SDG&E | Res | BROs | Income Qualified - Single Family IQ | Electric Energy (GWh/year) | Energy Efficiency | 6.2891 | 6.4562 | 6.6377 | 6.8781 | 7.1344 | 7.4168 | 7.6991 | 8.0082 | 8.3148 | 8.6278 | 8.9201 | 8.8036 | 9.1517
Scenario 3: Aggressive Fuel Sub | SDG&E | Res | BROs | Income Qualified - Single Family IQ | Gas Energy (MMTherm/year) | Energy Efficiency | 0.20572 | 0.20904 | 0.21307 | 0.21779 | 0.22296 | 0.22831 | 0.23399 | 0.23999 | 0.24653 | 0.25359 | 0.26152 | 0.27042 | 0.28043
Scenario 3: Aggressive Fuel Sub | SDG&E | Res | BROs | Res - Multi Family | Electric Demand (MW) | Energy Efficiency | 4.9533 | 5.0618 | 5.1776 | 5.3325 | 5.494 | 5.6688 | 5.8359 | 6.0149 | 6.1825 | 6.3446 | 6.4804 | 6.6558 | 6.8371
Scenario 3: Aggressive Fuel Sub | SDG&E | Res | BROs | Res - Multi Family | Electric Energy (GWh/year) | Energy Efficiency | 22.2177 | 22.8324 | 23.5 | 24.3693 | 25.297 | 26.319 | 27.3427 | 28.4633 | 29.577 | 30.7156 | 31.7824 | 33.106 | 34.5312
Scenario 3: Aggressive Fuel Sub | SDG&E | Res | BROs | Res - Multi Family | Gas Energy (MMTherm/year) | Energy Efficiency | 0.69719 | 0.70875 | 0.72277 | 0.73911 | 0.75704 | 0.77558 | 0.79528 | 0.81607 | 0.83874 | 0.86316 | 0.89058 | 0.92135 | 0.95587
Scenario 3: Aggressive Fuel Sub | SDG&E | Res | BROs | Res - Single Family | Electric Demand (MW) | Energy Efficiency | 2.0795 | 2.1375 | 2.1989 | 2.2694 | 2.3426 | 2.4218 | 2.4977 | 2.5785 | 2.6544 | 2.7278 | 2.7898 | 2.8686 | 2.9496
Scenario 3: Aggressive Fuel Sub | SDG&E | Res | BROs | Res - Single Family | Electric Energy (GWh/year) | Energy Efficiency | 9.3337 | 9.649 | 9.9894 | 10.3814 | 10.7991 | 11.2584 | 11.7198 | 12.2226 | 12.723 | 13.2352 | 13.7166 | 14.3092 | 14.9459
Scenario 3: Aggressive Fuel Sub | SDG&E | Res | BROs | Res - Single Family | Gas Energy (MMTherm/year) | Energy Efficiency | 0.19225 | 0.19619 | 0.20086 | 0.20622 | 0.21207 | 0.21811 | 0.22459 | 0.23141 | 0.23883 | 0.24673 | 0.25555 | 0.2654 | 0.27641
Scenario 3: Aggressive Fuel Sub | SDG&E | Res | BldgEnv | Res - Multi Family | Electric Demand (MW) | Energy Efficiency | 0 | 0 | 0 | 1.0817e-05 | 1.105e-05 | 9.1174e-05 | 9.294e-05 | 9.4648e-05 | 9.6299e-05 | 9.7893e-05 | 9.9431e-05 | 0.00010091 | 0.00010234
Scenario 3: Aggressive Fuel Sub | SDG&E | Res | BldgEnv | Res - Multi Family | Electric Energy (GWh/year) | Energy Efficiency | 0 | 0 | 0 | 5.0746e-05 | 5.1842e-05 | 0.0001775 | 0.00018094 | 0.00018426 | 0.00018748 | 0.00019058 | 0.00019358 | 0.00019646 | 0.00019923
Scenario 3: Aggressive Fuel Sub | SDG&E | Res | BldgEnv | Res - Multi Family | Gas Energy (MMTherm/year) | Energy Efficiency | 0 | 0 | 0 | 1.8274e-05 | 1.8669e-05 | 9.6104e-05 | 9.7965e-05 | 9.9765e-05 | 0.00010151 | 0.00010319 | 0.00010481 | 0.00010637 | 0.00010787
Scenario 3: Aggressive Fuel Sub | SDG&E | Res | BldgEnv | Res - Single Family | Electric Demand (MW) | Energy Efficiency | 0.0027907 | 0.002975 | 0.0030884 | 0.0031225 | 0.0030433 | 0.0030029 | 0.0029507 | 0.0028915 | 0.0014365 | 7.6374e-05 | 7.7417e-05 | 7.845e-05 | 7.9473e-05
Scenario 3: Aggressive Fuel Sub | SDG&E | Res | BldgEnv | Res - Single Family | Electric Energy (GWh/year) | Energy Efficiency | 0.00078148 | 0.00080419 | 0.00088406 | 0.00099826 | 0.0011584 | 0.0012746 | 0.0013854 | 0.0014926 | -0.00080908 | 0.00058711 | 0.00059513 | 0.00060308 | 0.00061094
Scenario 3: Aggressive Fuel Sub | SDG&E | Res | BldgEnv | Res - Single Family | Gas Energy (MMTherm/year) | Energy Efficiency | 0.00092831 | 0.00098684 | 0.0010299 | 0.0010528 | 0.0010463 | 0.0010476 | 0.001045 | 0.00104 | 0.00036657 | 0.00011284 | 0.00011439 | 0.00011591 | 0.00011742
Scenario 3: Aggressive Fuel Sub | SDG&E | Res | HVAC | Res - Multi Family | Electric Demand (MW) | Energy Efficiency | 0 | 0 | 0 | 0 | 0 | 0 | 0 | 0 | 0 | 0 | 0 | 0 | 0
Scenario 3: Aggressive Fuel Sub | SDG&E | Res | HVAC | Res - Multi Family | Electric Energy (GWh/year) | Energy Efficiency | 0 | 0 | 0 | 0 | 0 | 0.0043647 | 0.0041908 | 0.0039718 | 0.0037303 | 0.0034929 | 0.0032771 | 0.003107 | 0.002955
Scenario 3: Aggressive Fuel Sub | SDG&E | Res | HVAC | Res - Multi Family | Electric Energy (GWh/year) | Fuel Substitution | -0.0009156 | -0.00091597 | -0.0010129 | -0.0010085 | -0.0010068 | 0 | 0 | 0 | 0 | 0 | 0 | 0 | 0
Scenario 3: Aggressive Fuel Sub | SDG&E | Res | HVAC | Res - Multi Family | Gas Energy (MMTherm/year) | Energy Efficiency | 0 | 0 | 0 | 0 | 0 | 0.0005666 | 0.00054402 | 0.00051559 | 0.00048424 | 0.00045342 | 0.00042541 | 0.00040333 | 0.00038359
Scenario 3: Aggressive Fuel Sub | SDG&E | Res | HVAC | Res - Multi Family | Gas Energy (MMTherm/year) | Fuel Substitution | 0.00056166 | 0.00056518 | 0.00063223 | 0.00062959 | 0.00062859 | 0 | 0 | 0 | 0 | 0 | 0 | 0 | 0
Scenario 3: Aggressive Fuel Sub | SDG&E | Res | HVAC | Res - Single Family | Electric Demand (MW) | Energy Efficiency | 0.37004 | 0.38369 | 0.40371 | 0.41071 | 0.40081 | 0.20782 | 0.20526 | 0.20209 | 0.025633 | 0 | 0 | 0 | 0
Scenario 3: Aggressive Fuel Sub | SDG&E | Res | HVAC | Res - Single Family | Electric Demand (MW) | Fuel Substitution | 0 | 0 | 0 | 0 | 0 | 2.6372e-05 | 2.8973e-05 | 3.0086e-05 | 0 | 0 | 0 | 0 | 0
Scenario 3: Aggressive Fuel Sub | SDG&E | Res | HVAC | Res - Single Family | Electric Energy (GWh/year) | Energy Efficiency | 0.29272 | 0.31369 | 0.33073 | 0.33654 | 0.32769 | 0.14779 | 0.14549 | 0.14277 | 0.024204 | 0.006536 | 0.0060729 | 0.0056968 | 0.0053598
Scenario 3: Aggressive Fuel Sub | SDG&E | Res | HVAC | Res - Single Family | Electric Energy (GWh/year) | Fuel Substitution | -0.082361 | -0.083039 | -0.083105 | -0.082856 | -0.082481 | 2.6816e-05 | 2.9465e-05 | 3.0598e-05 | 0 | 0 | 0 | 0 | 0
Scenario 3: Aggressive Fuel Sub | SDG&E | Res | HVAC | Res - Single Family | Gas Energy (MMTherm/year) | Energy Efficiency | 0.0026549 | 0.0030116 | 0.0032175 | 0.0032779 | 0.003142 | 0.00036152 | 0.00029584 | 0.00023028 | 0.00081729 | 0.00084593 | 0.00078599 | 0.00073731 | 0.00069369
Scenario 3: Aggressive Fuel Sub | SDG&E | Res | HVAC | Res - Single Family | Gas Energy (MMTherm/year) | Fuel Substitution | 0.019608 | 0.019744 | 0.019748 | 0.019713 | 0.019604 | 0 | 0 | 0 | 0 | 0 | 0 | 0 | 0
Scenario 3: Aggressive Fuel Sub | SDG&E | Res | WaterHeat | Res - Multi Family | Electric Demand (MW) | Energy Efficiency | 0.33201 | 0.31566 | 0.29787 | 0.28195 | 0.26276 | 0.24764 | 0.23288 | 0.2188 | 0.20565 | 0.19368 | 0.18303 | 0.17395 | 0.16591
Scenario 3: Aggressive Fuel Sub | SDG&E | Res | WaterHeat | Res - Multi Family | Electric Demand (MW) | Fuel Substitution | 0 | 0 | 0 | 0 | 0 | 0.00032244 | 0.0003736 | 0.00042001 | 0.0004527 | 0.00047275 | 0.00048326 | 0.00048731 | 0.00048722
Scenario 3: Aggressive Fuel Sub | SDG&E | Res | WaterHeat | Res - Multi Family | Electric Energy (GWh/year) | Energy Efficiency | 1.6349 | 1.5552 | 1.4673 | 1.3885 | 1.2936 | 1.2189 | 1.1458 | 1.0762 | 1.0111 | 0.95187 | 0.89922 | 0.85432 | 0.81461
Scenario 3: Aggressive Fuel Sub | SDG&E | Res | WaterHeat | Res - Multi Family | Electric Energy (GWh/year) | Fuel Substitution | -0.15238 | -0.15215 | -0.15059 | -0.14864 | -0.1464 | 0.0016651 | 0.001929 | 0.0021686 | 0.0023372 | 0.0024405 | 0.0024945 | 0.0025152 | 0.0025146
Scenario 3: Aggressive Fuel Sub | SDG&E | Res | WaterHeat | Res - Multi Family | Gas Energy (MMTherm/year) | Energy Efficiency | 0.11257 | 0.10662 | 0.099858 | 0.093575 | 0.085481 | 0.043616 | 0.037913 | 0.032698 | 0.028132 | 0.024109 | 0.020661 | 0.017835 | 0.015464
Scenario 3: Aggressive Fuel Sub | SDG&E | Res | WaterHeat | Res - Multi Family | Gas Energy (MMTherm/year) | Fuel Substitution | 0.011085 | 0.011072 | 0.010963 | 0.010824 | 0.010665 | 0 | 0 | 0 | 0 | 0 | 0 | 0 | 0
Scenario 3: Aggressive Fuel Sub | SDG&E | Res | WaterHeat | Res - Single Family | Electric Demand (MW) | Energy Efficiency | 0.18709 | 0.18076 | 0.17183 | 0.16113 | 0.14828 | 0.14086 | 0.13093 | 0.12181 | 0.11358 | 0.10625 | 0.099755 | 0.094107 | 0.089101
Scenario 3: Aggressive Fuel Sub | SDG&E | Res | WaterHeat | Res - Single Family | Electric Demand (MW) | Fuel Substitution | 0 | 0 | 0 | 0 | 0 | 0.0016014 | 0.0017817 | 0.0019761 | 0.0021208 | 0.0022075 | 0.0022514 | 0.0022667 | 0.0022642
Scenario 3: Aggressive Fuel Sub | SDG&E | Res | WaterHeat | Res - Single Family | Electric Energy (GWh/year) | Energy Efficiency | 0.96474 | 0.9317 | 0.88512 | 0.82942 | 0.76262 | 0.72508 | 0.67336 | 0.62591 | 0.58317 | 0.54509 | 0.51138 | 0.48211 | 0.4562
Scenario 3: Aggressive Fuel Sub | SDG&E | Res | WaterHeat | Res - Single Family | Electric Energy (GWh/year) | Fuel Substitution | -0.011141 | -0.011295 | -0.011386 | -0.011471 | -0.011551 | 0.0086971 | 0.0096754 | 0.01073 | 0.011515 | 0.011985 | 0.012222 | 0.012304 | 0.01229
Scenario 3: Aggressive Fuel Sub | SDG&E | Res | WaterHeat | Res - Single Family | Gas Energy (MMTherm/year) | Energy Efficiency | 0.4123 | 0.40932 | 0.39585 | 0.37362 | 0.34174 | 0.13273 | 0.11273 | 0.094933 | 0.079532 | 0.066485 | 0.055603 | 0.046748 | 0.03948
Scenario 3: Aggressive Fuel Sub | SDG&E | Res | WaterHeat | Res - Single Family | Gas Energy (MMTherm/year) | Fuel Substitution | 0.0016016 | 0.0016237 | 0.0016366 | 0.0016488 | 0.0016603 | 0 | 0 | 0 | 0 | 0 | 0 | 0 | 0

## PV Benefits (hidden)
Scenario | Utility | Sector | End Use | Building Type | Cost Test | Measure Type | 2025 | 2026 | 2027 | 2028 | 2029 | 2030 | 2031 | 2032 | 2033 | 2034 | 2035 | 2036 | 2037
Scenario 1: Reference | PG&E | Ag | WholeBlg | Ag - Dairies, fishing, hunting | Participant Cost Test | Energy Efficiency | 214056.4017 | 217436.6067 | 220239.6446 | 222768.302 | 228040.4054 | 239482.0322 | 249875.5336 | 259621.8782 | 269389.5623 | 279519.3568 | 289780.049 | 296018.8637 | 302768.6259
Scenario 1: Reference | PG&E | Ag | WholeBlg | Ag - Dairies, fishing, hunting | Program Administrator Cost Test | Energy Efficiency | 214056.4017 | 217436.6067 | 220239.6446 | 222768.302 | 228040.4054 | 239482.0322 | 249875.5336 | 259621.8782 | 269389.5623 | 279519.3568 | 289780.049 | 296018.8637 | 302768.6259
Scenario 1: Reference | PG&E | Ag | WholeBlg | Ag - Dairies, fishing, hunting | Rate Impact Measure Test | Energy Efficiency | 214056.4017 | 217436.6067 | 220239.6446 | 222768.302 | 228040.4054 | 239482.0322 | 249875.5336 | 259621.8782 | 269389.5623 | 279519.3568 | 289780.049 | 296018.8637 | 302768.6259
Scenario 1: Reference | PG&E | Ag | WholeBlg | Ag - Dairies, fishing, hunting | Total Resource Cost Test | Energy Efficiency | 214056.4017 | 217436.6067 | 220239.6446 | 222768.302 | 228040.4054 | 239482.0322 | 249875.5336 | 259621.8782 | 269389.5623 | 279519.3568 | 289780.049 | 296018.8637 | 302768.6259
Scenario 1: Reference | PG&E | Ag | WholeBlg | Ag - Irrigated Agriculture, vineyards, forestry and greenhouses | Participant Cost Test | Energy Efficiency | 1748994.9183 | 1804624.2957 | 1852116.5851 | 1896582.4904 | 1961007.4542 | 2080088.0243 | 2191509.5489 | 2299449.7722 | 2407516.177 | 2519917.7689 | 2633325.7405 | 2710636.9702 | 2791998.07
Scenario 1: Reference | PG&E | Ag | WholeBlg | Ag - Irrigated Agriculture, vineyards, forestry and greenhouses | Program Administrator Cost Test | Energy Efficiency | 1748994.9183 | 1804624.2957 | 1852116.5851 | 1896582.4904 | 1961007.4542 | 2080088.0243 | 2191509.5489 | 2299449.7722 | 2407516.177 | 2519917.7689 | 2633325.7405 | 2710636.9702 | 2791998.07
Scenario 1: Reference | PG&E | Ag | WholeBlg | Ag - Irrigated Agriculture, vineyards, forestry and greenhouses | Rate Impact Measure Test | Energy Efficiency | 1748994.9183 | 1804624.2957 | 1852116.5851 | 1896582.4904 | 1961007.4542 | 2080088.0243 | 2191509.5489 | 2299449.7722 | 2407516.177 | 2519917.7689 | 2633325.7405 | 2710636.9702 | 2791998.07
Scenario 1: Reference | PG&E | Ag | WholeBlg | Ag - Irrigated Agriculture, vineyards, forestry and greenhouses | Total Resource Cost Test | Energy Efficiency | 1748994.9183 | 1804624.2957 | 1852116.5851 | 1896582.4904 | 1961007.4542 | 2080088.0243 | 2191509.5489 | 2299449.7722 | 2407516.177 | 2519917.7689 | 2633325.7405 | 2710636.9702 | 2791998.07
Scenario 1: Reference | PG&E | Ag | WholeBlg | Ag - Water pumping | Participant Cost Test | Energy Efficiency | 1032562.2727 | 1021275.2113 | 1003739.2548 | 984901.2681 | 977480.7304 | 1003009.6778 | 1022589.6476 | 1038389.6521 | 1049795.961 | 1061328.2682 | 1070534.595 | 1061955.6033 | 1054008.0669
Scenario 1: Reference | PG&E | Ag | WholeBlg | Ag - Water pumping | Program Administrator Cost Test | Energy Efficiency | 1032562.2727 | 1021275.2113 | 1003739.2548 | 984901.2681 | 977480.7304 | 1003009.6778 | 1022589.6476 | 1038389.6521 | 1049795.961 | 1061328.2682 | 1070534.595 | 1061955.6033 | 1054008.0669
Scenario 1: Reference | PG&E | Ag | WholeBlg | Ag - Water pumping | Rate Impact Measure Test | Energy Efficiency | 1032562.2727 | 1021275.2113 | 1003739.2548 | 984901.2681 | 977480.7304 | 1003009.6778 | 1022589.6476 | 1038389.6521 | 1049795.961 | 1061328.2682 | 1070534.595 | 1061955.6033 | 1054008.0669
Scenario 1: Reference | PG&E | Ag | WholeBlg | Ag - Water pumping | Total Resource Cost Test | Energy Efficiency | 1032562.2727 | 1021275.2113 | 1003739.2548 | 984901.2681 | 977480.7304 | 1003009.6778 | 1022589.6476 | 1038389.6521 | 1049795.961 | 1061328.2682 | 1070534.595 | 1061955.6033 | 1054008.0669
Scenario 1: Reference | PG&E | Com | AppPlug | Com - Health | Participant Cost Test | Energy Efficiency | 6777245.1872 | 7459260.3008 | 8035816.8294 | 8357466.4196 | 7046739.0556 | 5142318.3137 | 16140217.04 | 8362664.6034 | 8202129.9021 | 7945775.2495 | 7109731.9969 | 5207999.5147 | 3122347.5474
Scenario 1: Reference | PG&E | Com | AppPlug | Com - Health | Program Administrator Cost Test | Energy Efficiency | 5944874.0777 | 6723938.661 | 7434499.1137 | 7919589.8109 | 7203319.1063 | 4867824.3518 | 20769580.5414 | 10239319.2787 | 10794500.6805 | 11257536.0267 | 11608308.9263 | 12214794.7123 | 12801864.9041
Scenario 1: Reference | PG&E | Com | AppPlug | Com - Health | Rate Impact Measure Test | Energy Efficiency | 5944874.0777 | 6723938.661 | 7434499.1137 | 7919589.8109 | 7203319.1063 | 4867824.3518 | 20769580.5414 | 10239319.2787 | 10794500.6805 | 11257536.0267 | 11608308.9263 | 12214794.7123 | 12801864.9041
Scenario 1: Reference | PG&E | Com | AppPlug | Com - Health | Total Resource Cost Test | Energy Efficiency | 5944874.0777 | 6723938.661 | 7434499.1137 | 7919589.8109 | 7203319.1063 | 4867824.3518 | 20769580.5414 | 10239319.2787 | 10794500.6805 | 11257536.0267 | 11608308.9263 | 12214794.7123 | 12801864.9041
Scenario 1: Reference | PG&E | Com | AppPlug | Com - Lodging | Participant Cost Test | Energy Efficiency | 5960953.6901 | 6631933.9446 | 6982328.6138 | 7263132.766 | 7264283.699 | 7167341.0723 | 7018033.4116 | 6804790.2196 | 6525165.3569 | 6184247.9016 | 2004860.6145 | 2276494.2128 | 6672717.7787
Scenario 1: Reference | PG&E | Com | AppPlug | Com - Lodging | Program Administrator Cost Test | Energy Efficiency | 5261424.1737 | 6023224.9265 | 6503852.8271 | 6935302.9686 | 7445872.9772 | 7915372.3261 | 8397526.2708 | 8877369.2709 | 9355780.2634 | 9854178.217 | 6370972.9639 | 3722893.5999 | 45354113.3581
Scenario 1: Reference | PG&E | Com | AppPlug | Com - Lodging | Rate Impact Measure Test | Energy Efficiency | 5261424.1737 | 6023224.9265 | 6503852.8271 | 6935302.9686 | 7445872.9772 | 7915372.3261 | 8397526.2708 | 8877369.2709 | 9355780.2634 | 9854178.217 | 6370972.9639 | 3722893.5999 | 45354113.3581
Scenario 1: Reference | PG&E | Com | AppPlug | Com - Lodging | Total Resource Cost Test | Energy Efficiency | 5261424.1737 | 6023224.9265 | 6503852.8271 | 6935302.9686 | 7445872.9772 | 7915372.3261 | 8397526.2708 | 8877369.2709 | 9355780.2634 | 9854178.217 | 6370972.9639 | 3722893.5999 | 45354113.3581
Scenario 1: Reference | PG&E | Com | AppPlug | Com - Other | Participant Cost Test | Energy Efficiency | 17064.2855 | 19588.0897 | 22414.7612 | 25293.0628 | 28028.3497 | 31371.4239 | 34933.2915 | 38357.6623 | 41373.0809 | 37014.833 | 31204.2661 | 23772.0736 | 14598.0601
Scenario 1: Reference | PG&E | Com | AppPlug | Com - Other | Program Administrator Cost Test | Energy Efficiency | 11960.7808 | 14082.2814 | 16526.5488 | 19125.9192 | 21748.0625 | 24973.523 | 28543.0039 | 32157.9852 | 35583.6693 | 39433.5114 | 43557.4155 | 47897.5222 | 52549.115
Scenario 1: Reference | PG&E | Com | AppPlug | Com - Other | Rate Impact Measure Test | Energy Efficiency | 11960.7808 | 14082.2814 | 16526.5488 | 19125.9192 | 21748.0625 | 24973.523 | 28543.0039 | 32157.9852 | 35583.6693 | 39433.5114 | 43557.4155 | 47897.5222 | 52549.115
Scenario 1: Reference | PG&E | Com | AppPlug | Com - Other | Total Resource Cost Test | Energy Efficiency | 11960.7808 | 14082.2814 | 16526.5488 | 19125.9192 | 21748.0625 | 24973.523 | 28543.0039 | 32157.9852 | 35583.6693 | 39433.5114 | 43557.4155 | 47897.5222 | 52549.115
Scenario 1: Reference | PG&E | Com | BROs | Com - Lodging | Participant Cost Test | Energy Efficiency | 1222.1319 | 2661.863 | 4053.0946 | 4876.0152 | 5808.8039 | 7605.881 | 9538.2402 | 11471.6334 | 13558.9414 | 17051.976 | 20624.3918 | 23166.3387 | 25604.8242
Scenario 1: Reference | PG&E | Com | BROs | Com - Lodging | Program Administrator Cost Test | Energy Efficiency | 1222.1319 | 2661.863 | 4053.0946 | 4876.0152 | 5808.8039 | 7605.881 | 9538.2402 | 11471.6334 | 13558.9414 | 17051.976 | 20624.3918 | 23166.3387 | 25604.8242
Scenario 1: Reference | PG&E | Com | BROs | Com - Lodging | Rate Impact Measure Test | Energy Efficiency | 1222.1319 | 2661.863 | 4053.0946 | 4876.0152 | 5808.8039 | 7605.881 | 9538.2402 | 11471.6334 | 13558.9414 | 17051.976 | 20624.3918 | 23166.3387 | 25604.8242
Scenario 1: Reference | PG&E | Com | BROs | Com - Lodging | Total Resource Cost Test | Energy Efficiency | 1222.1319 | 2661.863 | 4053.0946 | 4876.0152 | 5808.8039 | 7605.881 | 9538.2402 | 11471.6334 | 13558.9414 | 17051.976 | 20624.3918 | 23166.3387 | 25604.8242
Scenario 1: Reference | PG&E | Com | BROs | Com - Other | Participant Cost Test | Energy Efficiency | 4713.9811 | 10797.9743 | 17157.9171 | 21284.9463 | 26273.6902 | 36016.1206 | 46623.7721 | 55894.4951 | 66983.8796 | 85255.9248 | 104434.2981 | 118721.0271 | 131959.7593
Scenario 1: Reference | PG&E | Com | BROs | Com - Other | Program Administrator Cost Test | Energy Efficiency | 4713.9811 | 10797.9743 | 17157.9171 | 21284.9463 | 26273.6902 | 36016.1206 | 46623.7721 | 55894.4951 | 66983.8796 | 85255.9248 | 104434.2981 | 118721.0271 | 131959.7593
Scenario 1: Reference | PG&E | Com | BROs | Com - Other | Rate Impact Measure Test | Energy Efficiency | 4713.9811 | 10797.9743 | 17157.9171 | 21284.9463 | 26273.6902 | 36016.1206 | 46623.7721 | 55894.4951 | 66983.8796 | 85255.9248 | 104434.2981 | 118721.0271 | 131959.7593
Scenario 1: Reference | PG&E | Com | BROs | Com - Other | Total Resource Cost Test | Energy Efficiency | 4713.9811 | 10797.9743 | 17157.9171 | 21284.9463 | 26273.6902 | 36016.1206 | 46623.7721 | 55894.4951 | 66983.8796 | 85255.9248 | 104434.2981 | 118721.0271 | 131959.7593
Scenario 1: Reference | PG&E | Com | BROs | Com - Retail | Participant Cost Test | Energy Efficiency | 6102.0337 | 13152.5562 | 19820.3074 | 23597.9812 | 27810.7124 | 36044.6685 | 44813.3967 | 54479.4955 | 63716.1887 | 79277.2833 | 94862.489 | 105422.7392 | 117566.1779
Scenario 1: Reference | PG&E | Com | BROs | Com - Retail | Program Administrator Cost Test | Energy Efficiency | 6102.0337 | 13152.5562 | 19820.3074 | 23597.9812 | 27810.7124 | 36044.6685 | 44813.3967 | 54479.4955 | 63716.1887 | 79277.2833 | 94862.489 | 105422.7392 | 117566.1779
Scenario 1: Reference | PG&E | Com | BROs | Com - Retail | Rate Impact Measure Test | Energy Efficiency | 6102.0337 | 13152.5562 | 19820.3074 | 23597.9812 | 27810.7124 | 36044.6685 | 44813.3967 | 54479.4955 | 63716.1887 | 79277.2833 | 94862.489 | 105422.7392 | 117566.1779
Scenario 1: Reference | PG&E | Com | BROs | Com - Retail | Total Resource Cost Test | Energy Efficiency | 6102.0337 | 13152.5562 | 19820.3074 | 23597.9812 | 27810.7124 | 36044.6685 | 44813.3967 | 54479.4955 | 63716.1887 | 79277.2833 | 94862.489 | 105422.7392 | 117566.1779
Scenario 1: Reference | PG&E | Com | BldgEnv | Com - College | Participant Cost Test | Energy Efficiency | 1740.2757 | 1737.625 | 1799.4922 | 1856.6001 | 1838.1668 | 1787.1709 | 1744.3516 | 1633.8194 | 1200.3428 | 1029.9399 | 819.4273 | 567.7644 | 298.4357
Scenario 1: Reference | PG&E | Com | BldgEnv | Com - College | Program Administrator Cost Test | Energy Efficiency | 1306.9259 | 1426.7555 | 1592.5004 | 1788.7235 | 1945.8119 | 2098.7224 | 2296.4013 | 2467.1263 | 2708.4185 | 2939.6422 | 3157.23 | 3319.1389 | 3536.6246
Scenario 1: Reference | PG&E | Com | BldgEnv | Com - College | Rate Impact Measure Test | Energy Efficiency | 1306.9259 | 1426.7555 | 1592.5004 | 1788.7235 | 1945.8119 | 2098.7224 | 2296.4013 | 2467.1263 | 2708.4185 | 2939.6422 | 3157.23 | 3319.1389 | 3536.6246
Scenario 1: Reference | PG&E | Com | BldgEnv | Com - College | Total Resource Cost Test | Energy Efficiency | 1542.1876 | 1663.7789 | 1851.8194 | 2061.3357 | 2228.242 | 2388.3625 | 2597.4167 | 2774.3878 | 2708.4185 | 2939.6422 | 3157.23 | 3319.1389 | 3536.6246
Scenario 1: Reference | PG&E | Com | BldgEnv | Com - Grocery | Participant Cost Test | Energy Efficiency | 2832.4627 | 2888.0331 | 2943.9803 | 2984.7074 | 2961.1021 | 2932.8437 | 2853.1934 | 2694.3491 | 2045.7634 | 1747.2397 | 1399.3393 | 993.9445 | 530.3705
Scenario 1: Reference | PG&E | Com | BldgEnv | Com - Grocery | Program Administrator Cost Test | Energy Efficiency | 2079.5317 | 2306.7536 | 2569.84 | 2861.4369 | 3142.299 | 3490.2029 | 3849.2661 | 4231.3732 | 4595.1426 | 4989.3379 | 5414.236 | 5853.1683 | 6333.3842
Scenario 1: Reference | PG&E | Com | BldgEnv | Com - Grocery | Rate Impact Measure Test | Energy Efficiency | 2079.5317 | 2306.7536 | 2569.84 | 2861.4369 | 3142.299 | 3490.2029 | 3849.2661 | 4231.3732 | 4595.1426 | 4989.3379 | 5414.236 | 5853.1683 | 6333.3842
Scenario 1: Reference | PG&E | Com | BldgEnv | Com - Grocery | Total Resource Cost Test | Energy Efficiency | 2386.009 | 2622.4376 | 2897.3567 | 3203.7333 | 3495.7813 | 3858.5356 | 4231.0411 | 4626.1598 | 4595.1426 | 4989.3379 | 5414.236 | 5853.1683 | 6333.3842
Scenario 1: Reference | PG&E | Com | BldgEnv | Com - Health | Participant Cost Test | Energy Efficiency | 247795.8706 | 260715.3349 | 265216.3956 | 258972.7484 | 242515.5067 | 218453.4207 | 187702.935 | 142317.2964 | 82907.5792 | 49171.5018 | 24518.7344 | 8854.6835 | 1466.135
Scenario 1: Reference | PG&E | Com | BldgEnv | Com - Health | Program Administrator Cost Test | Energy Efficiency | 150271.6157 | 163232.8068 | 171415.6658 | 172767.4725 | 167627.2391 | 157374.6132 | 141339.3777 | 121508.885 | 99486.0567 | 76734.9529 | 54436.8768 | 34357.2408 | 18411.6735
Scenario 1: Reference | PG&E | Com | BldgEnv | Com - Health | Rate Impact Measure Test | Energy Efficiency | 150271.6157 | 163232.8068 | 171415.6658 | 172767.4725 | 167627.2391 | 157374.6132 | 141339.3777 | 121508.885 | 99486.0567 | 76734.9529 | 54436.8768 | 34357.2408 | 18411.6735
Scenario 1: Reference | PG&E | Com | BldgEnv | Com - Health | Total Resource Cost Test | Energy Efficiency | 180958.7368 | 195031.9557 | 203256.05 | 203386.6455 | 195896.5173 | 182532.899 | 162740.2239 | 138901.3026 | 99486.0567 | 76734.9529 | 54436.8768 | 34357.2408 | 18411.6735
Scenario 1: Reference | PG&E | Com | BldgEnv | Com - Lodging | Participant Cost Test | Energy Efficiency | 411648.0715 | 395285.4668 | 362576.5289 | 316089.8098 | 260821.2392 | 201357.5087 | 142646.8131 | 83766.6013 | 20854.5843 | 6592.5364 | 5275.5952 | 3754.9495 | 2000.4686
Scenario 1: Reference | PG&E | Com | BldgEnv | Com - Lodging | Program Administrator Cost Test | Energy Efficiency | 198690.4779 | 198119.6144 | 188806.3171 | 171460.6273 | 148366.068 | 121324.5665 | 92570.0399 | 64128.5047 | 37424.4939 | 23952.1382 | 25841.6494 | 27873.9866 | 29992.9804
Scenario 1: Reference | PG&E | Com | BldgEnv | Com - Lodging | Rate Impact Measure Test | Energy Efficiency | 198690.4779 | 198119.6144 | 188806.3171 | 171460.6273 | 148366.068 | 121324.5665 | 92570.0399 | 64128.5047 | 37424.4939 | 23952.1382 | 25841.6494 | 27873.9866 | 29992.9804
Scenario 1: Reference | PG&E | Com | BldgEnv | Com - Lodging | Total Resource Cost Test | Energy Efficiency | 337904.7292 | 330276.6655 | 308638.5702 | 274864.705 | 233032.2057 | 186468.4122 | 138989.3301 | 93653.7095 | 37424.4939 | 23952.1382 | 25841.6494 | 27873.9866 | 29992.9804
Scenario 1: Reference | PG&E | Com | BldgEnv | Com - Office (Large) | Participant Cost Test | Energy Efficiency | 26618.9656 | 26754.9706 | 26900.1049 | 26538.3338 | 26046.3671 | 25132.9894 | 24044.8895 | 22292.9561 | 14572.76 | 12205.6763 | 9548.2273 | 6637.6046 | 3463.1043
Scenario 1: Reference | PG&E | Com | BldgEnv | Com - Office (Large) | Program Administrator Cost Test | Energy Efficiency | 18810.633 | 20491.0928 | 22415.016 | 24196.6572 | 26205.1788 | 28204.7627 | 30416.6383 | 32381.4557 | 34096.5195 | 36159.6621 | 38180.4541 | 40263.6933 | 42467.8953
Scenario 1: Reference | PG&E | Com | BldgEnv | Com - Office (Large) | Rate Impact Measure Test | Energy Efficiency | 18810.633 | 20491.0928 | 22415.016 | 24196.6572 | 26205.1788 | 28204.7627 | 30416.6383 | 32381.4557 | 34096.5195 | 36159.6621 | 38180.4541 | 40263.6933 | 42467.8953
Scenario 1: Reference | PG&E | Com | BldgEnv | Com - Office (Large) | Total Resource Cost Test | Energy Efficiency | 23492.6329 | 25316.5816 | 27411.1966 | 29308.1024 | 31446.2266 | 33538.6048 | 35856.1218 | 37861.4681 | 34096.5195 | 36159.6621 | 38180.4541 | 40263.6933 | 42467.8953
Scenario 1: Reference | PG&E | Com | BldgEnv | Com - Office (Small) | Participant Cost Test | Energy Efficiency | 4578.1617 | 4661.585 | 4724.7924 | 807.9535 | 42823.6877 | 4193.4195 | 4035.264 | 3759.2898 | 2903.0384 | 2461.5606 | 1955.5656 | 1379.8397 | 730.281
Scenario 1: Reference | PG&E | Com | BldgEnv | Com - Office (Small) | Program Administrator Cost Test | Energy Efficiency | 3441.1545 | 3806.1788 | 4207.3799 | 438.7573 | 50345.0999 | 5043.1135 | 5498.7169 | 5969.643 | 6441.0448 | 6944.6025 | 7476.4336 | 8031.1986 | 8620.6326
Scenario 1: Reference | PG&E | Com | BldgEnv | Com - Office (Small) | Rate Impact Measure Test | Energy Efficiency | 3441.1545 | 3806.1788 | 4207.3799 | 438.7573 | 50345.0999 | 5043.1135 | 5498.7169 | 5969.643 | 6441.0448 | 6944.6025 | 7476.4336 | 8031.1986 | 8620.6326
Scenario 1: Reference | PG&E | Com | BldgEnv | Com - Office (Small) | Total Resource Cost Test | Energy Efficiency | 3858.7147 | 4239.0263 | 4656.5544 | 539.3285 | 54569.5267 | 5495.9148 | 5962.8531 | 6443.8085 | 6441.0448 | 6944.6025 | 7476.4336 | 8031.1986 | 8620.6326
Scenario 1: Reference | PG&E | Com | BldgEnv | Com - Other | Participant Cost Test | Energy Efficiency | 4936.1197 | 5019.8682 | 5098.6436 | 5110.8604 | 5042.5659 | 4984.7384 | 4882.4376 | 4610.3109 | 3029.3495 | 2559.9154 | 2029.3066 | 1427.2648 | 754.4537
Scenario 1: Reference | PG&E | Com | BldgEnv | Com - Other | Program Administrator Cost Test | Energy Efficiency | 3144.2369 | 3464.3635 | 3825.0641 | 4187.1279 | 4540.1253 | 4992.9302 | 5490.5459 | 5977.1217 | 6396.8214 | 6893.3246 | 7426.0015 | 7970.3508 | 8565.8156
Scenario 1: Reference | PG&E | Com | BldgEnv | Com - Other | Rate Impact Measure Test | Energy Efficiency | 3144.2369 | 3464.3635 | 3825.0641 | 4187.1279 | 4540.1253 | 4992.9302 | 5490.5459 | 5977.1217 | 6396.8214 | 6893.3246 | 7426.0015 | 7970.3508 | 8565.8156
Scenario 1: Reference | PG&E | Com | BldgEnv | Com - Other | Total Resource Cost Test | Energy Efficiency | 4114.762 | 4459.6207 | 4849.3685 | 5235.7398 | 5605.4872 | 6086.8659 | 6615.1811 | 7124.5784 | 6396.8214 | 6893.3246 | 7426.0015 | 7970.3508 | 8565.8156
Scenario 1: Reference | PG&E | Com | BldgEnv | Com - Refrig. Warehouse | Participant Cost Test | Energy Efficiency | 1133.0937 | 1164.8128 | 1183.4807 | 1185.8364 | 1169.8853 | 1134.8817 | 1072.7019 | 973.2779 | 796.2234 | 658.5477 | 509.8447 | 351.8634 | 182.808
Scenario 1: Reference | PG&E | Com | BldgEnv | Com - Refrig. Warehouse | Program Administrator Cost Test | Energy Efficiency | 937.1622 | 1039.0993 | 1143 | 1248.946 | 1357.5707 | 1472.0574 | 1577.9475 | 1686.081 | 1784.0924 | 1889.7823 | 1996.7253 | 2112.0685 | 2238.754
Scenario 1: Reference | PG&E | Com | BldgEnv | Com - Refrig. Warehouse | Rate Impact Measure Test | Energy Efficiency | 937.1622 | 1039.0993 | 1143 | 1248.946 | 1357.5707 | 1472.0574 | 1577.9475 | 1686.081 | 1784.0924 | 1889.7823 | 1996.7253 | 2112.0685 | 2238.754
Scenario 1: Reference | PG&E | Com | BldgEnv | Com - Refrig. Warehouse | Total Resource Cost Test | Energy Efficiency | 977.0368 | 1081.0549 | 1186.7878 | 1294.3071 | 1404.2286 | 1519.8006 | 1626.2387 | 1734.7399 | 1784.0924 | 1889.7823 | 1996.7253 | 2112.0685 | 2238.754
Scenario 1: Reference | PG&E | Com | BldgEnv | Com - Restaurant | Participant Cost Test | Energy Efficiency | 1276.7686 | 1275.5249 | 1286.4748 | 1281.4243 | 1259.9366 | 1219.6464 | 1169.7862 | 1079.5779 | 902.7908 | 765.3206 | 607.1165 | 65.3615 | 2156.0358
Scenario 1: Reference | PG&E | Com | BldgEnv | Com - Restaurant | Program Administrator Cost Test | Energy Efficiency | 999.0724 | 1083.9147 | 1192.4914 | 1304.5735 | 1421.8989 | 1544.8595 | 1684.3371 | 1825.0622 | 1967.8552 | 2123.7423 | 2285.2104 | 155.3693 | 27328.6423
Scenario 1: Reference | PG&E | Com | BldgEnv | Com - Restaurant | Rate Impact Measure Test | Energy Efficiency | 999.0724 | 1083.9147 | 1192.4914 | 1304.5735 | 1421.8989 | 1544.8595 | 1684.3371 | 1825.0622 | 1967.8552 | 2123.7423 | 2285.2104 | 155.3693 | 27328.6423
Scenario 1: Reference | PG&E | Com | BldgEnv | Com - Restaurant | Total Resource Cost Test | Energy Efficiency | 1047.3069 | 1132.7207 | 1242.7787 | 1356.2056 | 1474.74 | 1598.7338 | 1739.4747 | 1881.2214 | 1967.8552 | 2123.7423 | 2285.2104 | 155.3693 | 27328.6423
Scenario 1: Reference | PG&E | Com | BldgEnv | Com - Retail | Participant Cost Test | Energy Efficiency | 147312.0116 | 150255.791 | 8213.2214 | 125893.8326 | 187727.3581 | 110321.8647 | 94707.3737 | 72375.4067 | 5066.0339 | 4301.3633 | 3430.0225 | 2428.703 | 1298.7195
Scenario 1: Reference | PG&E | Com | BldgEnv | Com - Retail | Program Administrator Cost Test | Energy Efficiency | 57744.443 | 61121.3956 | 6421.4187 | 51973.8848 | 120258.3151 | 53337.8425 | 49427.3087 | 43436.3575 | 11548.3775 | 12512.1279 | 13563.8171 | 14657.6174 | 15895.4045
Scenario 1: Reference | PG&E | Com | BldgEnv | Com - Retail | Rate Impact Measure Test | Energy Efficiency | 57744.443 | 61121.3956 | 6421.4187 | 51973.8848 | 120258.3151 | 53337.8425 | 49427.3087 | 43436.3575 | 11548.3775 | 12512.1279 | 13563.8171 | 14657.6174 | 15895.4045
Scenario 1: Reference | PG&E | Com | BldgEnv | Com - Retail | Total Resource Cost Test | Energy Efficiency | 99580.9379 | 103461.5256 | 8319.3468 | 87024.7963 | 169742.3848 | 83350.8644 | 75067.3022 | 64167.6209 | 11548.3775 | 12512.1279 | 13563.8171 | 14657.6174 | 15895.4045
Scenario 1: Reference | PG&E | Com | BldgEnv | Com - School | Participant Cost Test | Energy Efficiency | 6947.2337 | 7034.2607 | 7055.1543 | 6972.964 | 6756.7752 | 6498.0329 | 6139.9394 | 5675.995 | 4158.2269 | 3503.1329 | 2765.06 | 1946.5271 | 1023.5807
Scenario 1: Reference | PG&E | Com | BldgEnv | Com - School | Program Administrator Cost Test | Energy Efficiency | 5234.5675 | 5756.191 | 6293.7543 | 6825.0447 | 7317.2919 | 7881.7703 | 8435.0342 | 9033.626 | 9644.616 | 10296.3567 | 10979.3188 | 11736.7651 | 12485.2359
Scenario 1: Reference | PG&E | Com | BldgEnv | Com - School | Rate Impact Measure Test | Energy Efficiency | 5234.5675 | 5756.191 | 6293.7543 | 6825.0447 | 7317.2919 | 7881.7703 | 8435.0342 | 9033.626 | 9644.616 | 10296.3567 | 10979.3188 | 11736.7651 | 12485.2359
Scenario 1: Reference | PG&E | Com | BldgEnv | Com - School | Total Resource Cost Test | Energy Efficiency | 6039.6005 | 6591.9719 | 7157.7694 | 7711.9148 | 8217.4441 | 8797.8135 | 9361.886 | 9972.0574 | 9644.616 | 10296.3567 | 10979.3188 | 11736.7651 | 12485.2359
Scenario 1: Reference | PG&E | Com | BldgEnv | Com - Warehouse | Participant Cost Test | Energy Efficiency | 894276.4468 | 891809.5412 | 853302.271 | 780436.0416 | 679879.2732 | 561725.4908 | 434892.0329 | 289860.436 | 124986.1401 | 48229.8599 | 17283.9634 | 12207.3512 | 6472.3736
Scenario 1: Reference | PG&E | Com | BldgEnv | Com - Warehouse | Program Administrator Cost Test | Energy Efficiency | 529222.0121 | 546428.2112 | 541525.4464 | 514385.9958 | 467906.0677 | 407658.4246 | 336326.55 | 261146.6056 | 185873.0982 | 115224.7874 | 81994.2368 | 87910.0203 | 94302.8405
Scenario 1: Reference | PG&E | Com | BldgEnv | Com - Warehouse | Rate Impact Measure Test | Energy Efficiency | 529222.0121 | 546428.2112 | 541525.4464 | 514385.9958 | 467906.0677 | 407658.4246 | 336326.55 | 261146.6056 | 185873.0982 | 115224.7874 | 81994.2368 | 87910.0203 | 94302.8405
Scenario 1: Reference | PG&E | Com | BldgEnv | Com - Warehouse | Total Resource Cost Test | Energy Efficiency | 700114.9524 | 714449.8276 | 700010.7453 | 657495.1355 | 591281.6415 | 508998.3141 | 414871.2361 | 317960.4425 | 185873.0982 | 115224.7874 | 81994.2368 | 87910.0203 | 94302.8405
Scenario 1: Reference | PG&E | Com | ComRefrig | Com - College | Participant Cost Test | Energy Efficiency | 4054.1585 | 2383.5657 | 1227.1622 | 506.6362 | 187.9918 | 58.5674 | 0 | 712.9872 | 793.0567 | 638.7406 | 925.6936 | 751.2716 | 410.3274
Scenario 1: Reference | PG&E | Com | ComRefrig | Com - College | Program Administrator Cost Test | Energy Efficiency | 1066.3422 | 672.8943 | 367.6776 | 157.4503 | 60.6791 | 21.1747 | 0 | 311.229 | 407.8526 | 400.8944 | 757.6516 | 884.517 | 873.2567
Scenario 1: Reference | PG&E | Com | ComRefrig | Com - College | Rate Impact Measure Test | Energy Efficiency | 1066.3422 | 672.8943 | 367.6776 | 157.4503 | 60.6791 | 21.1747 | 0 | 311.229 | 407.8526 | 400.8944 | 757.6516 | 884.517 | 873.2567
Scenario 1: Reference | PG&E | Com | ComRefrig | Com - College | Total Resource Cost Test | Energy Efficiency | 1066.3422 | 672.8943 | 367.6776 | 157.4503 | 60.6791 | 21.1747 | 0 | 311.229 | 407.8526 | 400.8944 | 757.6516 | 884.517 | 873.2567
Scenario 1: Reference | PG&E | Com | ComRefrig | Com - Grocery | Participant Cost Test | Energy Efficiency | 2913766.0961 | 1239414.7126 | 440682.4719 | 133198.3276 | 0 | 0 | 0 | 850445.0864 | 992138.8763 | 799033.3188 | 1126569.3929 | 949548.315 | 520965.6274
Scenario 1: Reference | PG&E | Com | ComRefrig | Com - Grocery | Program Administrator Cost Test | Energy Efficiency | 755655.8017 | 337665.3908 | 123025.8617 | 39668.2242 | 0 | 0 | 0 | 371231.3233 | 510236.4269 | 501499.3655 | 922084.4279 | 1117960.5683 | 1108717.0256
Scenario 1: Reference | PG&E | Com | ComRefrig | Com - Grocery | Rate Impact Measure Test | Energy Efficiency | 755655.8017 | 337665.3908 | 123025.8617 | 39668.2242 | 0 | 0 | 0 | 371231.3233 | 510236.4269 | 501499.3655 | 922084.4279 | 1117960.5683 | 1108717.0256
Scenario 1: Reference | PG&E | Com | ComRefrig | Com - Grocery | Total Resource Cost Test | Energy Efficiency | 755655.8017 | 337665.3908 | 123025.8617 | 39668.2242 | 0 | 0 | 0 | 371231.3233 | 510236.4269 | 501499.3655 | 922084.4279 | 1117960.5683 | 1108717.0256
Scenario 1: Reference | PG&E | Com | ComRefrig | Com - Health | Participant Cost Test | Energy Efficiency | 0 | 0 | 0 | 0 | 0 | 0 | 0 | 0 | 0 | 0 | 0 | 0 | 0
Scenario 1: Reference | PG&E | Com | ComRefrig | Com - Health | Program Administrator Cost Test | Energy Efficiency | 0 | 0 | 0 | 0 | 0 | 0 | 0 | 0 | 0 | 0 | 0 | 0 | 0
Scenario 1: Reference | PG&E | Com | ComRefrig | Com - Health | Rate Impact Measure Test | Energy Efficiency | 0 | 0 | 0 | 0 | 0 | 0 | 0 | 0 | 0 | 0 | 0 | 0 | 0
Scenario 1: Reference | PG&E | Com | ComRefrig | Com - Health | Total Resource Cost Test | Energy Efficiency | 0 | 0 | 0 | 0 | 0 | 0 | 0 | 0 | 0 | 0 | 0 | 0 | 0
Scenario 1: Reference | PG&E | Com | ComRefrig | Com - Refrig. Warehouse | Participant Cost Test | Energy Efficiency | 8674.807 | 4844.2554 | 2308.348 | 793.2048 | 303.6651 | 47.8466 | 0 | 1820.9957 | 2301.2933 | 1863.1079 | 2564.0162 | 2231.2293 | 1228.3573
Scenario 1: Reference | PG&E | Com | ComRefrig | Com - Refrig. Warehouse | Program Administrator Cost Test | Energy Efficiency | 2277.6278 | 1363.556 | 686.8637 | 238.4882 | 98.0156 | 17.2987 | 0 | 794.8904 | 1183.5074 | 1169.3473 | 2098.6662 | 2626.961 | 2614.1853
Scenario 1: Reference | PG&E | Com | ComRefrig | Com - Refrig. Warehouse | Rate Impact Measure Test | Energy Efficiency | 2277.6278 | 1363.556 | 686.8637 | 238.4882 | 98.0156 | 17.2987 | 0 | 794.8904 | 1183.5074 | 1169.3473 | 2098.6662 | 2626.961 | 2614.1853
Scenario 1: Reference | PG&E | Com | ComRefrig | Com - Refrig. Warehouse | Total Resource Cost Test | Energy Efficiency | 2277.6278 | 1363.556 | 686.8637 | 238.4882 | 98.0156 | 17.2987 | 0 | 794.8904 | 1183.5074 | 1169.3473 | 2098.6662 | 2626.961 | 2614.1853
Scenario 1: Reference | PG&E | Com | ComRefrig | Com - Restaurant | Participant Cost Test | Energy Efficiency | 103150.8216 | 45480.0036 | 16411.7808 | 5561.6374 | 0 | 0 | 0 | 29152.5071 | 31840.7798 | 25509.2938 | 37011.8973 | 18950.5021 | 64263.376
Scenario 1: Reference | PG&E | Com | ComRefrig | Com - Restaurant | Program Administrator Cost Test | Energy Efficiency | 26764.3843 | 12421.5336 | 4581.6968 | 1656.3292 | 0 | 0 | 0 | 12725.4822 | 16375.052 | 16010.4646 | 30292.9849 | 22311.5677 | 136765.0749
Scenario 1: Reference | PG&E | Com | ComRefrig | Com - Restaurant | Rate Impact Measure Test | Energy Efficiency | 26764.3843 | 12421.5336 | 4581.6968 | 1656.3292 | 0 | 0 | 0 | 12725.4822 | 16375.052 | 16010.4646 | 30292.9849 | 22311.5677 | 136765.0749
Scenario 1: Reference | PG&E | Com | ComRefrig | Com - Restaurant | Total Resource Cost Test | Energy Efficiency | 26764.3843 | 12421.5336 | 4581.6968 | 1656.3292 | 0 | 0 | 0 | 12725.4822 | 16375.052 | 16010.4646 | 30292.9849 | 22311.5677 | 136765.0749
Scenario 1: Reference | PG&E | Com | ComRefrig | Com - Retail | Participant Cost Test | Energy Efficiency | 1349556.5152 | 596976.8783 | 0 | 133388.6918 | 33399.7188 | 0 | 0 | 347919.4825 | 398022.5427 | 321172.7552 | 459152.8704 | 383492.4697 | 210799.2035
Scenario 1: Reference | PG&E | Com | ComRefrig | Com - Retail | Program Administrator Cost Test | Energy Efficiency | 350529.8704 | 163588.3427 | 0 | 39724.9171 | 10780.6047 | 0 | 0 | 151871.781 | 204694.7306 | 201578.4939 | 375807.8952 | 451508.5718 | 448621.7348
Scenario 1: Reference | PG&E | Com | ComRefrig | Com - Retail | Rate Impact Measure Test | Energy Efficiency | 350529.8704 | 163588.3427 | 0 | 39724.9171 | 10780.6047 | 0 | 0 | 151871.781 | 204694.7306 | 201578.4939 | 375807.8952 | 451508.5718 | 448621.7348
Scenario 1: Reference | PG&E | Com | ComRefrig | Com - Retail | Total Resource Cost Test | Energy Efficiency | 350529.8704 | 163588.3427 | 0 | 39724.9171 | 10780.6047 | 0 | 0 | 151871.781 | 204694.7306 | 201578.4939 | 375807.8952 | 451508.5718 | 448621.7348
Scenario 1: Reference | PG&E | Com | ComRefrig | Com - School | Participant Cost Test | Energy Efficiency | 13.5822 | 0 | 0 | 0 | 0 | 0 | 0 | 1198.2089 | 1764.1559 | 1420.9321 | 1807.9371 | 1693.0607 | 928.7663
Scenario 1: Reference | PG&E | Com | ComRefrig | Com - School | Program Administrator Cost Test | Energy Efficiency | 3.3324 | 0 | 0 | 0 | 0 | 0 | 0 | 523.0352 | 907.2688 | 891.8233 | 1479.9053 | 1993.3425 | 1976.5968
Scenario 1: Reference | PG&E | Com | ComRefrig | Com - School | Rate Impact Measure Test | Energy Efficiency | 3.3324 | 0 | 0 | 0 | 0 | 0 | 0 | 523.0352 | 907.2688 | 891.8233 | 1479.9053 | 1993.3425 | 1976.5968
Scenario 1: Reference | PG&E | Com | ComRefrig | Com - School | Total Resource Cost Test | Energy Efficiency | 3.3324 | 0 | 0 | 0 | 0 | 0 | 0 | 523.0352 | 907.2688 | 891.8233 | 1479.9053 | 1993.3425 | 1976.5968
Scenario 1: Reference | PG&E | Com | FoodServ | Com - College | Participant Cost Test | Energy Efficiency | 471280.1145 | 482609.1188 | 462459.9966 | 486688.8315 | 427048.4263 | 398662.2238 | 383034.7745 | 350629.0986 | 313127.3348 | 270052.6416 | 223469.3472 | 169462.3771 | 110520.8039
Scenario 1: Reference | PG&E | Com | FoodServ | Com - College | Participant Cost Test | Fuel Substitution | 257.077 | 290.2842 | 319.0393 | 347.2708 | 374.4552 | 401.0356 | 426.2213 | 460.9059 | 497.8692 | 538.7485 | 584.4448 | 633.3194 | 685.5185
Scenario 1: Reference | PG&E | Com | FoodServ | Com - College | Program Administrator Cost Test | Energy Efficiency | 271477.3192 | 287312.97 | 296142.6189 | 348239.6198 | 333236.4234 | 349008.3258 | 372782.293 | 391758.9756 | 413768.3538 | 435837.6702 | 460840.2975 | 483066.4257 | 508549.4593
Scenario 1: Reference | PG&E | Com | FoodServ | Com - College | Program Administrator Cost Test | Fuel Substitution | 2482.0107 | 2889.6496 | 3333.561 | 3814.4852 | 4332.5007 | 4892.3876 | 5496.227 | 6317.3468 | 7281.6187 | 8444.3124 | 9858.5544 | 11522.9712 | 13491.5262
Scenario 1: Reference | PG&E | Com | FoodServ | Com - College | Rate Impact Measure Test | Energy Efficiency | 271477.3192 | 287312.97 | 296142.6189 | 348239.6198 | 333236.4234 | 349008.3258 | 372782.293 | 391758.9756 | 413768.3538 | 435837.6702 | 460840.2975 | 483066.4257 | 508549.4593
Scenario 1: Reference | PG&E | Com | FoodServ | Com - College | Rate Impact Measure Test | Fuel Substitution | 3246.104 | 3689.7533 | 4143.649 | 4619.0205 | 5116.7644 | 5635.4095 | 6183.8307 | 6950.8511 | 7852.0122 | 8934.8146 | 10256.5887 | 11806.6152 | 13643.7402
Scenario 1: Reference | PG&E | Com | FoodServ | Com - College | Total Resource Cost Test | Energy Efficiency | 271477.3192 | 287312.97 | 296142.6189 | 348239.6198 | 333236.4234 | 349008.3258 | 372782.293 | 391758.9756 | 413768.3538 | 435837.6702 | 460840.2975 | 483066.4257 | 508549.4593
Scenario 1: Reference | PG&E | Com | FoodServ | Com - College | Total Resource Cost Test | Fuel Substitution | 2482.0107 | 2889.6496 | 3333.561 | 3814.4852 | 4332.5007 | 4892.3876 | 5496.227 | 6317.3468 | 7281.6187 | 8444.3124 | 9858.5544 | 11522.9712 | 13491.5262
Scenario 1: Reference | PG&E | Com | FoodServ | Com - Grocery | Participant Cost Test | Energy Efficiency | 3003453.831 | 3087838.9654 | 3078891.3273 | 2966215.757 | 2816070.4609 | 2654131.5157 | 2515356.9549 | 2312198.4141 | 2055152.5418 | 1772769.8724 | 1497714.5022 | 1169073.2932 | 782235.0258
Scenario 1: Reference | PG&E | Com | FoodServ | Com - Grocery | Participant Cost Test | Fuel Substitution | 2334.6936 | 2606.2374 | 2861.2709 | 3112.1147 | 3354.7957 | 3590.669 | 3818.207 | 4073.716 | 4334.7884 | 4605.535 | 4888.7943 | 5183.1858 | 5491.042
Scenario 1: Reference | PG&E | Com | FoodServ | Com - Grocery | Program Administrator Cost Test | Energy Efficiency | 1547020.7814 | 1639760.2255 | 1737422.0365 | 1836635.4273 | 1932913.7493 | 2043653.0858 | 2175119.0725 | 2299875.8608 | 2414489.4025 | 2537453.6948 | 2716570.9883 | 2895429.8638 | 3062686.5229
Scenario 1: Reference | PG&E | Com | FoodServ | Com - Grocery | Program Administrator Cost Test | Fuel Substitution | 23883.9345 | 27839.007 | 32142.0472 | 36795.0354 | 41787.3897 | 47147.0012 | 52912.9668 | 59681.0007 | 67250.2526 | 75805.4635 | 85541.9877 | 96553.1249 | 109089.2673
Scenario 1: Reference | PG&E | Com | FoodServ | Com - Grocery | Rate Impact Measure Test | Energy Efficiency | 1547020.7814 | 1639760.2255 | 1737422.0365 | 1836635.4273 | 1932913.7493 | 2043653.0858 | 2175119.0725 | 2299875.8608 | 2414489.4025 | 2537453.6948 | 2716570.9883 | 2895429.8638 | 3062686.5229
Scenario 1: Reference | PG&E | Com | FoodServ | Com - Grocery | Rate Impact Measure Test | Fuel Substitution | 30944.9077 | 35174.0537 | 39532.562 | 44093.4085 | 48855.9991 | 53786.8156 | 59000.7864 | 65137.0135 | 72013.8333 | 79750.3409 | 88609.4575 | 98642.1143 | 110160.5453
Scenario 1: Reference | PG&E | Com | FoodServ | Com - Grocery | Total Resource Cost Test | Energy Efficiency | 1547020.7814 | 1639760.2255 | 1737422.0365 | 1836635.4273 | 1932913.7493 | 2043653.0858 | 2175119.0725 | 2299875.8608 | 2414489.4025 | 2537453.6948 | 2716570.9883 | 2895429.8638 | 3062686.5229
Scenario 1: Reference | PG&E | Com | FoodServ | Com - Grocery | Total Resource Cost Test | Fuel Substitution | 23883.9345 | 27839.007 | 32142.0472 | 36795.0354 | 41787.3897 | 47147.0012 | 52912.9668 | 59681.0007 | 67250.2526 | 75805.4635 | 85541.9877 | 96553.1249 | 109089.2673
Scenario 1: Reference | PG&E | Com | FoodServ | Com - Health | Participant Cost Test | Energy Efficiency | 1198607.8549 | 1231469.1579 | 1243905.8777 | 1190432.0668 | 1138657.9256 | 1062311.7189 | 1083976.9429 | 976963.3494 | 866916.6002 | 740404.8077 | 610022.824 | 471760.1379 | 312342.8877
Scenario 1: Reference | PG&E | Com | FoodServ | Com - Health | Participant Cost Test | Fuel Substitution | 733.5258 | 840.147 | 932.6548 | 1023.8972 | 1122.3704 | 1222.9367 | 1325.2942 | 1432.2235 | 1539.6005 | 1647.7335 | 1755.4851 | 1865.9635 | 1978.3071
Scenario 1: Reference | PG&E | Com | FoodServ | Com - Health | Program Administrator Cost Test | Energy Efficiency | 674436.8542 | 715020.7136 | 772266.2923 | 810106.7027 | 857931.5935 | 894061.075 | 1016475.4964 | 1039741.897 | 1090864.1447 | 1137184.9441 | 1192424.4209 | 1267842.9037 | 1342865.0385
Scenario 1: Reference | PG&E | Com | FoodServ | Com - Health | Program Administrator Cost Test | Fuel Substitution | 6943.5318 | 8195.786 | 9555.6468 | 11034.5847 | 12768.3012 | 14703.1602 | 16887.5487 | 19395.2363 | 22234.9278 | 25477.549 | 29183.2459 | 33457.5982 | 38414.3609
Scenario 1: Reference | PG&E | Com | FoodServ | Com - Health | Rate Impact Measure Test | Energy Efficiency | 674436.8542 | 715020.7136 | 772266.2923 | 810106.7027 | 857931.5935 | 894061.075 | 1016475.4964 | 1039741.897 | 1090864.1447 | 1137184.9441 | 1192424.4209 | 1267842.9037 | 1342865.0385
Scenario 1: Reference | PG&E | Com | FoodServ | Com - Health | Rate Impact Measure Test | Fuel Substitution | 8907.1155 | 10271.3427 | 11674.515 | 13152.366 | 14868.0625 | 16726.9373 | 18797.2991 | 21147.4867 | 23799.2756 | 26801.5447 | 30233.501 | 34188.2939 | 38797.287
Scenario 1: Reference | PG&E | Com | FoodServ | Com - Health | Total Resource Cost Test | Energy Efficiency | 674436.8542 | 715020.7136 | 772266.2923 | 810106.7027 | 857931.5935 | 894061.075 | 1016475.4964 | 1039741.897 | 1090864.1447 | 1137184.9441 | 1192424.4209 | 1267842.9037 | 1342865.0385
Scenario 1: Reference | PG&E | Com | FoodServ | Com - Health | Total Resource Cost Test | Fuel Substitution | 6943.5318 | 8195.786 | 9555.6468 | 11034.5847 | 12768.3012 | 14703.1602 | 16887.5487 | 19395.2363 | 22234.9278 | 25477.549 | 29183.2459 | 33457.5982 | 38414.3609
Scenario 1: Reference | PG&E | Com | FoodServ | Com - Lodging | Participant Cost Test | Energy Efficiency | 1231776.5169 | 1272843.2856 | 1276629.0897 | 1242381.2236 | 1197975.2693 | 1133797.1127 | 1084056.2026 | 1005012.7197 | 897566.517 | 777861.7437 | 652926.8341 | 504467.1362 | 342078.1616
Scenario 1: Reference | PG&E | Com | FoodServ | Com - Lodging | Participant Cost Test | Fuel Substitution | 709.4823 | 798.6753 | 880.2524 | 960.414 | 1044.6927 | 1129.5831 | 1217.8038 | 1307.0928 | 1396.1888 | 1485.7074 | 1575.6437 | 1668.5025 | 1766.8279
Scenario 1: Reference | PG&E | Com | FoodServ | Com - Lodging | Program Administrator Cost Test | Energy Efficiency | 614334.0212 | 656057.5184 | 699330.1801 | 741477.2535 | 791060.0773 | 838848.9411 | 897836.5182 | 954274.0459 | 1005907.1079 | 1062543.054 | 1136234.5659 | 1205613.6999 | 1322303.6042
Scenario 1: Reference | PG&E | Com | FoodServ | Com - Lodging | Program Administrator Cost Test | Fuel Substitution | 7159.1369 | 8387.5902 | 9721.1977 | 11164.9538 | 12807.4705 | 14615.3246 | 16659.8851 | 18933.3922 | 21456.4128 | 24277.4243 | 27442.3029 | 31029.2378 | 35149.2027
Scenario 1: Reference | PG&E | Com | FoodServ | Com - Lodging | Rate Impact Measure Test | Energy Efficiency | 614334.0212 | 656057.5184 | 699330.1801 | 741477.2535 | 791060.0773 | 838848.9411 | 897836.5182 | 954274.0459 | 1005907.1079 | 1062543.054 | 1136234.5659 | 1205613.6999 | 1322303.6042
Scenario 1: Reference | PG&E | Com | FoodServ | Com - Lodging | Rate Impact Measure Test | Fuel Substitution | 9348.942 | 10685.3755 | 12052.8573 | 13483.2855 | 15084.7849 | 16789.5531 | 18695.5023 | 20780.8925 | 23086.3604 | 25639.7427 | 28509.0235 | 31761.7356 | 35527.9296
Scenario 1: Reference | PG&E | Com | FoodServ | Com - Lodging | Total Resource Cost Test | Energy Efficiency | 614334.0212 | 656057.5184 | 699330.1801 | 741477.2535 | 791060.0773 | 838848.9411 | 897836.5182 | 954274.0459 | 1005907.1079 | 1062543.054 | 1136234.5659 | 1205613.6999 | 1322303.6042
Scenario 1: Reference | PG&E | Com | FoodServ | Com - Lodging | Total Resource Cost Test | Fuel Substitution | 7159.1369 | 8387.5902 | 9721.1977 | 11164.9538 | 12807.4705 | 14615.3246 | 16659.8851 | 18933.3922 | 21456.4128 | 24277.4243 | 27442.3029 | 31029.2378 | 35149.2027
Scenario 1: Reference | PG&E | Com | FoodServ | Com - Office (Large) | Participant Cost Test | Energy Efficiency | 27832.4324 | 27742.7735 | 27884.0606 | 27896.8045 | 26089.8078 | 24038.8138 | 21899.1308 | 19490.7375 | 16889.1761 | 14176.6756 | 11283.8541 | 8189.8575 | 4878.8378
Scenario 1: Reference | PG&E | Com | FoodServ | Com - Office (Large) | Program Administrator Cost Test | Energy Efficiency | 5731.2658 | 5939.243 | 6156.3236 | 6339.9913 | 6600.8829 | 6920.9538 | 7196.1557 | 7415.0616 | 7583.4454 | 7762.7096 | 7992.7135 | 8176.3025 | 8357.749
Scenario 1: Reference | PG&E | Com | FoodServ | Com - Office (Large) | Rate Impact Measure Test | Energy Efficiency | 5731.2658 | 5939.243 | 6156.3236 | 6339.9913 | 6600.8829 | 6920.9538 | 7196.1557 | 7415.0616 | 7583.4454 | 7762.7096 | 7992.7135 | 8176.3025 | 8357.749
Scenario 1: Reference | PG&E | Com | FoodServ | Com - Office (Large) | Total Resource Cost Test | Energy Efficiency | 5731.2658 | 5939.243 | 6156.3236 | 6339.9913 | 6600.8829 | 6920.9538 | 7196.1557 | 7415.0616 | 7583.4454 | 7762.7096 | 7992.7135 | 8176.3025 | 8357.749
Scenario 1: Reference | PG&E | Com | FoodServ | Com - Office (Small) | Participant Cost Test | Energy Efficiency | 6345.6493 | 6393.6255 | 6472.8895 | 3647.6976 | 26276.6433 | 5524.0181 | 5062.0619 | 4548.9565 | 3988.9099 | 3375.6472 | 2711.5511 | 1985.0261 | 1192.0184
Scenario 1: Reference | PG&E | Com | FoodServ | Com - Office (Small) | Program Administrator Cost Test | Energy Efficiency | 1306.6987 | 1368.7635 | 1429.1033 | 828.9971 | 6648.1534 | 1590.406 | 1663.4169 | 1730.6063 | 1791.069 | 1848.4001 | 1920.6781 | 1981.7407 | 2042.0008
Scenario 1: Reference | PG&E | Com | FoodServ | Com - Office (Small) | Rate Impact Measure Test | Energy Efficiency | 1306.6987 | 1368.7635 | 1429.1033 | 828.9971 | 6648.1534 | 1590.406 | 1663.4169 | 1730.6063 | 1791.069 | 1848.4001 | 1920.6781 | 1981.7407 | 2042.0008
Scenario 1: Reference | PG&E | Com | FoodServ | Com - Office (Small) | Total Resource Cost Test | Energy Efficiency | 1306.6987 | 1368.7635 | 1429.1033 | 828.9971 | 6648.1534 | 1590.406 | 1663.4169 | 1730.6063 | 1791.069 | 1848.4001 | 1920.6781 | 1981.7407 | 2042.0008
Scenario 1: Reference | PG&E | Com | FoodServ | Com - Other | Participant Cost Test | Energy Efficiency | 3616036.3629 | 3721525.6015 | 3656082.0591 | 3533253.7015 | 3372571.3088 | 3194895.2967 | 3035213.2906 | 2794753.0713 | 2490068.2508 | 2154685.7505 | 1789713.0471 | 1373181.8639 | 904779.3587
Scenario 1: Reference | PG&E | Com | FoodServ | Com - Other | Participant Cost Test | Fuel Substitution | 2636.8029 | 2969.6261 | 3291.0736 | 3613.7353 | 3933.6459 | 4251.9348 | 4565.2096 | 4890.4111 | 5238.0497 | 5590.3415 | 5962.0623 | 6344.4588 | 6738.2392
Scenario 1: Reference | PG&E | Com | FoodServ | Com - Other | Program Administrator Cost Test | Energy Efficiency | 2088436.2997 | 2220753.8774 | 2358705.3721 | 2496162.2419 | 2633697.915 | 2791547.454 | 2975156.127 | 3147165.8091 | 3304126.2025 | 3478112.3116 | 3679589.7129 | 3885014.2288 | 4100038.6821
Scenario 1: Reference | PG&E | Com | FoodServ | Com - Other | Program Administrator Cost Test | Fuel Substitution | 28304.2255 | 33327.3012 | 38862.5826 | 44932.4844 | 51546.1353 | 58751.1086 | 66584.7003 | 75366.9494 | 85413.1789 | 96597.18 | 109343.2975 | 123653.507 | 139781.8855
Scenario 1: Reference | PG&E | Com | FoodServ | Com - Other | Rate Impact Measure Test | Energy Efficiency | 2088436.2997 | 2220753.8774 | 2358705.3721 | 2496162.2419 | 2633697.915 | 2791547.454 | 2975156.127 | 3147165.8091 | 3304126.2025 | 3478112.3116 | 3679589.7129 | 3885014.2288 | 4100038.6821
Scenario 1: Reference | PG&E | Com | FoodServ | Com - Other | Rate Impact Measure Test | Fuel Substitution | 39208.9369 | 44953.0506 | 50794.9005 | 56946.3392 | 63417.6684 | 70160.4822 | 77296.2421 | 85143.0207 | 94111.1607 | 103943.3471 | 115164.7676 | 127708.3355 | 141905.4145
Scenario 1: Reference | PG&E | Com | FoodServ | Com - Other | Total Resource Cost Test | Energy Efficiency | 2088436.2997 | 2220753.8774 | 2358705.3721 | 2496162.2419 | 2633697.915 | 2791547.454 | 2975156.127 | 3147165.8091 | 3304126.2025 | 3478112.3116 | 3679589.7129 | 3885014.2288 | 4100038.6821
Scenario 1: Reference | PG&E | Com | FoodServ | Com - Other | Total Resource Cost Test | Fuel Substitution | 28304.2255 | 33327.3012 | 38862.5826 | 44932.4844 | 51546.1353 | 58751.1086 | 66584.7003 | 75366.9494 | 85413.1789 | 96597.18 | 109343.2975 | 123653.507 | 139781.8855
Scenario 1: Reference | PG&E | Com | FoodServ | Com - Restaurant | Participant Cost Test | Energy Efficiency | 7780184.0295 | 7946030.6218 | 7869908.6748 | 7559700.3584 | 7173372.4459 | 6720456.5384 | 6328443.5147 | 5779964.1254 | 5129518.1843 | 4417230.2386 | 3709661.6017 | 1781900.2776 | 7639704.2604
Scenario 1: Reference | PG&E | Com | FoodServ | Com - Restaurant | Participant Cost Test | Fuel Substitution | 6874.3488 | 7697.5751 | 8490.7817 | 9279.7514 | 10053.7935 | 10816.7653 | 11561.3424 | 12327.3614 | 13110.2726 | 13897.8337 | 14699.3588 | 13780.0902 | 14124.276
Scenario 1: Reference | PG&E | Com | FoodServ | Com - Restaurant | Program Administrator Cost Test | Energy Efficiency | 4142700.9674 | 4369464.1122 | 4611438.3365 | 4852325.0426 | 5098142.8477 | 5351342.2991 | 5661128.6647 | 5947891.2159 | 6226756.9115 | 6525570.6547 | 6942318.3527 | 4559571.0054 | 30943130.4838
Scenario 1: Reference | PG&E | Com | FoodServ | Com - Restaurant | Program Administrator Cost Test | Fuel Substitution | 72318.1556 | 84747.7327 | 98358.999 | 113183.3449 | 129213.1167 | 146563.6707 | 165310.9646 | 186189.1615 | 209433.7139 | 235144.5514 | 263812.6482 | 262729.0341 | 286954.0641
Scenario 1: Reference | PG&E | Com | FoodServ | Com - Restaurant | Rate Impact Measure Test | Energy Efficiency | 4142700.9674 | 4369464.1122 | 4611438.3365 | 4852325.0426 | 5098142.8477 | 5351342.2991 | 5661128.6647 | 5947891.2159 | 6226756.9115 | 6525570.6547 | 6942318.3527 | 4559571.0054 | 30943130.4838
Scenario 1: Reference | PG&E | Com | FoodServ | Com - Restaurant | Rate Impact Measure Test | Fuel Substitution | 96373.5919 | 110055.7055 | 124097.4186 | 138849.3113 | 154322.7946 | 170422.3207 | 187444.1998 | 206132.0627 | 226926.2048 | 249687.2255 | 275143.2651 | 269612.7618 | 290458.1523
Scenario 1: Reference | PG&E | Com | FoodServ | Com - Restaurant | Total Resource Cost Test | Energy Efficiency | 4142700.9674 | 4369464.1122 | 4611438.3365 | 4852325.0426 | 5098142.8477 | 5351342.2991 | 5661128.6647 | 5947891.2159 | 6226756.9115 | 6525570.6547 | 6942318.3527 | 4559571.0054 | 30943130.4838
Scenario 1: Reference | PG&E | Com | FoodServ | Com - Restaurant | Total Resource Cost Test | Fuel Substitution | 72318.1556 | 84747.7327 | 98358.999 | 113183.3449 | 129213.1167 | 146563.6707 | 165310.9646 | 186189.1615 | 209433.7139 | 235144.5514 | 263812.6482 | 262729.0341 | 286954.0641
Scenario 1: Reference | PG&E | Com | FoodServ | Com - Retail | Participant Cost Test | Energy Efficiency | 42029.2448 | 43546.6629 | 45163.0205 | 11229.8096 | 323174.8329 | 40757.1403 | 40729.6284 | 38269.7546 | 34734.8749 | 30413.4629 | 25316.1332 | 19299.7127 | 12410.2088
Scenario 1: Reference | PG&E | Com | FoodServ | Com - Retail | Program Administrator Cost Test | Energy Efficiency | 13841.2438 | 15536.1419 | 17443.3836 | 2552.1524 | 172577.8874 | 21604.6262 | 25007.5587 | 27462.2019 | 29699.8896 | 32013.2928 | 34538.0383 | 36990.2756 | 39586.9365
Scenario 1: Reference | PG&E | Com | FoodServ | Com - Retail | Rate Impact Measure Test | Energy Efficiency | 13841.2438 | 15536.1419 | 17443.3836 | 2552.1524 | 172577.8874 | 21604.6262 | 25007.5587 | 27462.2019 | 29699.8896 | 32013.2928 | 34538.0383 | 36990.2756 | 39586.9365
Scenario 1: Reference | PG&E | Com | FoodServ | Com - Retail | Total Resource Cost Test | Energy Efficiency | 13841.2438 | 15536.1419 | 17443.3836 | 2552.1524 | 172577.8874 | 21604.6262 | 25007.5587 | 27462.2019 | 29699.8896 | 32013.2928 | 34538.0383 | 36990.2756 | 39586.9365
Scenario 1: Reference | PG&E | Com | FoodServ | Com - School | Participant Cost Test | Energy Efficiency | 1568599.4003 | 1597709.3541 | 1562964.7607 | 1504111.2751 | 1424421.7265 | 1337591.003 | 1261780.351 | 1163482.3493 | 1034058.2825 | 890394.1211 | 734673.8598 | 562003.8869 | 365095.7475
Scenario 1: Reference | PG&E | Com | FoodServ | Com - School | Participant Cost Test | Fuel Substitution | 339.6605 | 374.592 | 402.1206 | 441.0264 | 486.0463 | 535.5417 | 587.04 | 643.1723 | 703.7684 | 768.5038 | 837.4757 | 915.7343 | 1047.3082
Scenario 1: Reference | PG&E | Com | FoodServ | Com - School | Program Administrator Cost Test | Energy Efficiency | 816240.1663 | 863080.8127 | 911003.9744 | 957873.0988 | 1003312.6288 | 1056096.9419 | 1117557.7999 | 1180899.8514 | 1239607.2816 | 1302350.1816 | 1375350.247 | 1455574.1406 | 1531539.8192
Scenario 1: Reference | PG&E | Com | FoodServ | Com - School | Program Administrator Cost Test | Fuel Substitution | 3215.2382 | 3642.3981 | 4100.818 | 4751.2262 | 5556.9715 | 6509.5012 | 7603.6905 | 8896.52 | 10423.3416 | 12215.3788 | 14315.1515 | 16826.37 | 20649.121
Scenario 1: Reference | PG&E | Com | FoodServ | Com - School | Rate Impact Measure Test | Energy Efficiency | 816240.1663 | 863080.8127 | 911003.9744 | 957873.0988 | 1003312.6288 | 1056096.9419 | 1117557.7999 | 1180899.8514 | 1239607.2816 | 1302350.1816 | 1375350.247 | 1455574.1406 | 1531539.8192
Scenario 1: Reference | PG&E | Com | FoodServ | Com - School | Rate Impact Measure Test | Fuel Substitution | 4168.8514 | 4613.2709 | 5060.4973 | 5719.4565 | 6532.8078 | 7472.0342 | 8532.4991 | 9769.2048 | 11223.1953 | 12910.9814 | 14882.0246 | 17231.8926 | 20872.7009
Scenario 1: Reference | PG&E | Com | FoodServ | Com - School | Total Resource Cost Test | Energy Efficiency | 816240.1663 | 863080.8127 | 911003.9744 | 957873.0988 | 1003312.6288 | 1056096.9419 | 1117557.7999 | 1180899.8514 | 1239607.2816 | 1302350.1816 | 1375350.247 | 1455574.1406 | 1531539.8192
Scenario 1: Reference | PG&E | Com | FoodServ | Com - School | Total Resource Cost Test | Fuel Substitution | 3215.2382 | 3642.3981 | 4100.818 | 4751.2262 | 5556.9715 | 6509.5012 | 7603.6905 | 8896.52 | 10423.3416 | 12215.3788 | 14315.1515 | 16826.37 | 20649.121
Scenario 1: Reference | PG&E | Com | HVAC | Com - College | Participant Cost Test | Energy Efficiency | 1449306.1545 | 1374672.5502 | 1123563.3659 | 1925307.849 | 1038430.0226 | 580906.7341 | 453532.7979 | 384655.4347 | 287374.1403 | 243617.9583 | 194105.4398 | 137973.6975 | 80367.8227
Scenario 1: Reference | PG&E | Com | HVAC | Com - College | Participant Cost Test | Fuel Substitution | 123198.1645 | 141965.9294 | 146554.3598 | 150110.8341 | 151519.933 | 0 | 0 | 0 | 0 | 0 | 0 | 0 | 0
Scenario 1: Reference | PG&E | Com | HVAC | Com - College | Program Administrator Cost Test | Energy Efficiency | 421386.2065 | 435481.5136 | 404231.9458 | 654779.861 | 451435.4642 | 328011.2116 | 337980.6502 | 345045.4067 | 364152.8713 | 383760.7534 | 402374.3436 | 414080.7832 | 433069.8714
Scenario 1: Reference | PG&E | Com | HVAC | Com - College | Program Administrator Cost Test | Fuel Substitution | 285425.8454 | 332072.771 | 366252.606 | 399372.8011 | 430946.8122 | 0 | 0 | 0 | 0 | 0 | 0 | 0 | 0
Scenario 1: Reference | PG&E | Com | HVAC | Com - College | Rate Impact Measure Test | Energy Efficiency | 421386.2065 | 435481.5136 | 404231.9458 | 654779.861 | 451435.4642 | 328011.2116 | 337980.6502 | 345045.4067 | 364152.8713 | 383760.7534 | 402374.3436 | 414080.7832 | 433069.8714
Scenario 1: Reference | PG&E | Com | HVAC | Com - College | Rate Impact Measure Test | Fuel Substitution | 292460.1763 | 337004.2261 | 369465.0799 | 401760.2019 | 432532.1093 | 0 | 0 | 0 | 0 | 0 | 0 | 0 | 0
Scenario 1: Reference | PG&E | Com | HVAC | Com - College | Total Resource Cost Test | Energy Efficiency | 607273.546 | 621727.5292 | 549995.0058 | 1032831.8295 | 623100.0079 | 438122.0516 | 389521.0437 | 394831.5329 | 364152.8713 | 383760.7534 | 402374.3436 | 414080.7832 | 433069.8714
Scenario 1: Reference | PG&E | Com | HVAC | Com - College | Total Resource Cost Test | Fuel Substitution | 320150.4936 | 370657.6632 | 406699.071 | 441281.8282 | 473893.7562 | 0 | 0 | 0 | 0 | 0 | 0 | 0 | 0
Scenario 1: Reference | PG&E | Com | HVAC | Com - Grocery | Participant Cost Test | Energy Efficiency | 3333351.5961 | 3434381.4107 | 3491052.2215 | 3484121.2721 | 3407958.428 | 3528822.6177 | 3347017.6699 | 3119295.5684 | 2396788.4967 | 2052051.3899 | 1662253.824 | 1226808.8838 | 751767.5528
Scenario 1: Reference | PG&E | Com | HVAC | Com - Grocery | Participant Cost Test | Fuel Substitution | 589299.6056 | 619504.3684 | 641751.3563 | 651308.2443 | 558080.4656 | 56621.3338 | 53280.5933 | 48227.3267 | 40280.379 | 33622.9044 | 26561.0567 | 19164.4284 | 11545.5159
Scenario 1: Reference | PG&E | Com | HVAC | Com - Grocery | Program Administrator Cost Test | Energy Efficiency | 831942.0407 | 924642.6496 | 1013159.6958 | 1094966.0048 | 1174535.0524 | 1363401.0174 | 1454396.372 | 1545987.1934 | 1517326.5848 | 1592624.7962 | 1669938.2984 | 1738388.0286 | 1807091.4667
Scenario 1: Reference | PG&E | Com | HVAC | Com - Grocery | Program Administrator Cost Test | Fuel Substitution | 1906072.5182 | 2123376.7993 | 2338351.0044 | 2546807.7317 | 2744125.4214 | 34464.0893 | 36477.2307 | 37682.0612 | 38338.022 | 38740.9765 | 39167.5311 | 39235.9984 | 39193.8609
Scenario 1: Reference | PG&E | Com | HVAC | Com - Grocery | Rate Impact Measure Test | Energy Efficiency | 831942.0407 | 924642.6496 | 1013159.6958 | 1094966.0048 | 1174535.0524 | 1363401.0174 | 1454396.372 | 1545987.1934 | 1517326.5848 | 1592624.7962 | 1669938.2984 | 1738388.0286 | 1807091.4667
Scenario 1: Reference | PG&E | Com | HVAC | Com - Grocery | Rate Impact Measure Test | Fuel Substitution | 2088011.0365 | 2291581.2603 | 2493505.2132 | 2685811.4661 | 2865181.8029 | 34464.0893 | 36477.2307 | 37682.0612 | 38338.022 | 38740.9765 | 39167.5311 | 39235.9984 | 39193.8609
Scenario 1: Reference | PG&E | Com | HVAC | Com - Grocery | Total Resource Cost Test | Energy Efficiency | 955251.0417 | 1057428.3073 | 1154681.9717 | 1244153.9068 | 1329988.9124 | 1556602.7114 | 1652716.1924 | 1749004.8546 | 1517326.5848 | 1592624.7962 | 1669938.2984 | 1738388.0286 | 1807091.4667
Scenario 1: Reference | PG&E | Com | HVAC | Com - Grocery | Total Resource Cost Test | Fuel Substitution | 2153993.8412 | 2385726.078 | 2612726.6469 | 2826106.0979 | 2931484.6006 | 36283.9767 | 38352.2041 | 39573.3742 | 38338.022 | 38740.9765 | 39167.5311 | 39235.9984 | 39193.8609
Scenario 1: Reference | PG&E | Com | HVAC | Com - Health | Participant Cost Test | Energy Efficiency | 6113281.8763 | 6243340.7498 | 6349951.082 | 6247223.767 | 6092192.568 | 5446640.4259 | 5126249.3263 | 4792673.3216 | 3947109.7937 | 3347302.2913 | 2690727.3169 | 2015666.1208 | 1286208.7089
Scenario 1: Reference | PG&E | Com | HVAC | Com - Health | Participant Cost Test | Fuel Substitution | 353653.2497 | 369507.9452 | 380320.2254 | 385592.1085 | 385217.205 | 25997.4601 | 24736.1903 | 22620.1845 | 18956.1728 | 15933.1045 | 12664.9056 | 9190.2709 | 5566.5565
Scenario 1: Reference | PG&E | Com | HVAC | Com - Health | Program Administrator Cost Test | Energy Efficiency | 1664718.8283 | 1819344.8114 | 1988518.6601 | 2106526.143 | 2242188.1415 | 2242374.8739 | 2374920.7003 | 2504851.1438 | 2625415.8619 | 2728082.5277 | 2818699.5307 | 2935862.4722 | 3052513.7138
Scenario 1: Reference | PG&E | Com | HVAC | Com - Health | Program Administrator Cost Test | Fuel Substitution | 696337.1957 | 779372.6977 | 861263.5313 | 940700.6276 | 1016855.6882 | 15740.8116 | 16837.5747 | 17560.9153 | 18041.7439 | 18358.0783 | 18675.584 | 18815.1875 | 18896.5835
Scenario 1: Reference | PG&E | Com | HVAC | Com - Health | Rate Impact Measure Test | Energy Efficiency | 1664718.8283 | 1819344.8114 | 1988518.6601 | 2106526.143 | 2242188.1415 | 2242374.8739 | 2374920.7003 | 2504851.1438 | 2625415.8619 | 2728082.5277 | 2818699.5307 | 2935862.4722 | 3052513.7138
Scenario 1: Reference | PG&E | Com | HVAC | Com - Health | Rate Impact Measure Test | Fuel Substitution | 733937.3423 | 812503.963 | 890417.9343 | 965241.5578 | 1036584.5189 | 15740.8116 | 16837.5747 | 17560.9153 | 18041.7439 | 18358.0783 | 18675.584 | 18815.1875 | 18896.5835
Scenario 1: Reference | PG&E | Com | HVAC | Com - Health | Total Resource Cost Test | Energy Efficiency | 2137626.8856 | 2315469.7955 | 2509243.7583 | 2639191.3389 | 2786262.511 | 2721713.8746 | 2822607.1408 | 2957858.6083 | 2625415.8619 | 2728082.5277 | 2818699.5307 | 2935862.4722 | 3052513.7138
Scenario 1: Reference | PG&E | Com | HVAC | Com - Health | Total Resource Cost Test | Fuel Substitution | 768269.9412 | 855945.3327 | 941743.5601 | 1024294.9257 | 1102725.91 | 16707.8014 | 17844.4377 | 18586.3175 | 18041.7439 | 18358.0783 | 18675.584 | 18815.1875 | 18896.5835
Scenario 1: Reference | PG&E | Com | HVAC | Com - Lodging | Participant Cost Test | Energy Efficiency | 3907286.9797 | 4041366.5154 | 4134494.832 | 4164050.4475 | 4159599.5491 | 3879473.3594 | 3690582.549 | 3528142.3833 | 1749836.0967 | 1494362.2856 | 1216784.095 | 1101165.1163 | 782805.091
Scenario 1: Reference | PG&E | Com | HVAC | Com - Lodging | Participant Cost Test | Fuel Substitution | 605789.7025 | 639636.5486 | 666423.6686 | 674270.67 | 431149.992 | 17921.537 | 16969.0389 | 15475.5783 | 8479.607 | 7087.5983 | 5605.896 | 4048.2513 | 3476.9157
Scenario 1: Reference | PG&E | Com | HVAC | Com - Lodging | Program Administrator Cost Test | Energy Efficiency | 929268.0917 | 1026705.6515 | 1120649.1091 | 1207204.9257 | 1302400.6525 | 1342661.9307 | 1432156.6492 | 1517594.1831 | 1284823.0389 | 1351269.6892 | 1424988.7521 | 1673708.7721 | 1870038.3935
Scenario 1: Reference | PG&E | Com | HVAC | Com - Lodging | Program Administrator Cost Test | Fuel Substitution | 618284.0974 | 689050.1932 | 758588.3391 | 825660.5861 | 889105.1965 | 10310.4209 | 10923.7744 | 11292.6456 | 8070.5583 | 8166.3109 | 8266.4163 | 8287.961 | 11802.9572
Scenario 1: Reference | PG&E | Com | HVAC | Com - Lodging | Rate Impact Measure Test | Energy Efficiency | 929268.0917 | 1026705.6515 | 1120649.1091 | 1207204.9257 | 1302400.6525 | 1342661.9307 | 1432156.6492 | 1517594.1831 | 1284823.0389 | 1351269.6892 | 1424988.7521 | 1673708.7721 | 1870038.3935
Scenario 1: Reference | PG&E | Com | HVAC | Com - Lodging | Rate Impact Measure Test | Fuel Substitution | 643758.8775 | 710066.4768 | 775831.9554 | 838780.2733 | 898145.9001 | 10310.4209 | 10923.7744 | 11292.6456 | 8070.5583 | 8166.3109 | 8266.4163 | 8287.961 | 11802.9572
Scenario 1: Reference | PG&E | Com | HVAC | Com - Lodging | Total Resource Cost Test | Energy Efficiency | 1725433.0756 | 1869221.3582 | 2004100.0927 | 2123530.9967 | 2249295.6304 | 2236378.4049 | 2268501.9698 | 2365500.4161 | 1284823.0389 | 1351269.6892 | 1424988.7521 | 1673708.7721 | 1870038.3935
Scenario 1: Reference | PG&E | Com | HVAC | Com - Lodging | Total Resource Cost Test | Fuel Substitution | 1080996.2527 | 1178991.6175 | 1270934.1366 | 1343774.7167 | 1164426.405 | 11836.6989 | 12497.8516 | 12881.5774 | 8070.5583 | 8166.3109 | 8266.4163 | 8287.961 | 11802.9572
Scenario 1: Reference | PG&E | Com | HVAC | Com - Office (Large) | Participant Cost Test | Energy Efficiency | 5669944.0767 | 5640797.969 | 5570175.4599 | 5407370.1693 | 5203464.6309 | 2243706.1044 | 1568582.5839 | 1429360.7916 | 1046452.7826 | 646837.1937 | 693190.7727 | 516348.3851 | 328441.9576
Scenario 1: Reference | PG&E | Com | HVAC | Com - Office (Large) | Participant Cost Test | Fuel Substitution | 187.7896 | 8557.6816 | 8502.079 | 8310.2358 | 7992.0912 | 0 | 0 | 0 | 0 | 0 | 0 | 0 | 0
Scenario 1: Reference | PG&E | Com | HVAC | Com - Office (Large) | Program Administrator Cost Test | Energy Efficiency | 1272560.9408 | 1360484.0211 | 1447501.4832 | 1519882.8205 | 1595030.8218 | 704394.1318 | 740038.7191 | 767607.9827 | 756795.0633 | 541285.8613 | 790015.5998 | 812799.0334 | 836424.4716
Scenario 1: Reference | PG&E | Com | HVAC | Com - Office (Large) | Program Administrator Cost Test | Fuel Substitution | 506.927 | 6891.9283 | 7419.1487 | 7898.0132 | 8341.0185 | 0 | 0 | 0 | 0 | 0 | 0 | 0 | 0
Scenario 1: Reference | PG&E | Com | HVAC | Com - Office (Large) | Rate Impact Measure Test | Energy Efficiency | 1272560.9408 | 1360484.0211 | 1447501.4832 | 1519882.8205 | 1595030.8218 | 704394.1318 | 740038.7191 | 767607.9827 | 756795.0633 | 541285.8613 | 790015.5998 | 812799.0334 | 836424.4716
Scenario 1: Reference | PG&E | Com | HVAC | Com - Office (Large) | Rate Impact Measure Test | Fuel Substitution | 598.2392 | 6977.1257 | 7498.0144 | 7969.2345 | 8403.8436 | 0 | 0 | 0 | 0 | 0 | 0 | 0 | 0
Scenario 1: Reference | PG&E | Com | HVAC | Com - Office (Large) | Total Resource Cost Test | Energy Efficiency | 2537655.0187 | 2647490.9677 | 2749246.095 | 2821223.05 | 2891350.7241 | 1419790.4791 | 890108.0829 | 917908.2292 | 756795.0633 | 541285.8613 | 790015.5998 | 812799.0334 | 836424.4716
Scenario 1: Reference | PG&E | Com | HVAC | Com - Office (Large) | Total Resource Cost Test | Fuel Substitution | 586.4696 | 7987.9958 | 8547.6115 | 9047.5066 | 9500.6039 | 0 | 0 | 0 | 0 | 0 | 0 | 0 | 0
Scenario 1: Reference | PG&E | Com | HVAC | Com - Office (Small) | Participant Cost Test | Energy Efficiency | 1840507.2527 | 1834779.2093 | 1807624.7517 | 855289.4357 | 8203438.3523 | 419871.4734 | 419320.0564 | 390481.247 | 297934.7661 | 245617.9428 | 195959.045 | 140921.2187 | 80557.984
Scenario 1: Reference | PG&E | Com | HVAC | Com - Office (Small) | Participant Cost Test | Fuel Substitution | 45291.0801 | 47128.1542 | 59443.2953 | 48619.7517 | 48602.0795 | 0 | 0 | 0 | 0 | 0 | 0 | 0 | 0
Scenario 1: Reference | PG&E | Com | HVAC | Com - Office (Small) | Program Administrator Cost Test | Energy Efficiency | 533758.5427 | 575921.8929 | 616606.0766 | 278971.8435 | 3891797.4102 | 246123.5018 | 269475.6132 | 286886.5441 | 290728.0939 | 301671.0618 | 317152.186 | 332452.0687 | 348407.1378
Scenario 1: Reference | PG&E | Com | HVAC | Com - Office (Small) | Program Administrator Cost Test | Fuel Substitution | 113446.9094 | 126064.0971 | 208089.6215 | 181595.4725 | 194784.9258 | 0 | 0 | 0 | 0 | 0 | 0 | 0 | 0
Scenario 1: Reference | PG&E | Com | HVAC | Com - Office (Small) | Rate Impact Measure Test | Energy Efficiency | 533758.5427 | 575921.8929 | 616606.0766 | 278971.8435 | 3891797.4102 | 246123.5018 | 269475.6132 | 286886.5441 | 290728.0939 | 301671.0618 | 317152.186 | 332452.0687 | 348407.1378
Scenario 1: Reference | PG&E | Com | HVAC | Com - Office (Small) | Rate Impact Measure Test | Fuel Substitution | 120033.1373 | 131796.9493 | 218181.251 | 188512.9637 | 200456.7809 | 0 | 0 | 0 | 0 | 0 | 0 | 0 | 0
Scenario 1: Reference | PG&E | Com | HVAC | Com - Office (Small) | Total Resource Cost Test | Energy Efficiency | 671199.4998 | 717020.8243 | 760249.9163 | 350892.5385 | 4585541.0134 | 269839.971 | 294405.0777 | 312412.6687 | 290728.0939 | 301671.0618 | 317152.186 | 332452.0687 | 348407.1378
Scenario 1: Reference | PG&E | Com | HVAC | Com - Office (Small) | Total Resource Cost Test | Fuel Substitution | 121601.281 | 134679.2425 | 221366.507 | 192606.3793 | 206002.5776 | 0 | 0 | 0 | 0 | 0 | 0 | 0 | 0
Scenario 1: Reference | PG&E | Com | HVAC | Com - Other | Participant Cost Test | Energy Efficiency | 13087377.2947 | 10541029.2852 | 9135647.5113 | 9087449.9087 | 8871235.269 | 8618218.082 | 8260802.2295 | 7739784.002 | 4760852.9096 | 4059564.7188 | 3254936.8028 | 2337218.3534 | 1322632.8847
Scenario 1: Reference | PG&E | Com | HVAC | Com - Other | Participant Cost Test | Fuel Substitution | 1692746.4773 | 1784711.6147 | 1854244.7711 | 1900466.0219 | 1857755.4323 | 0 | 0 | 0 | 0 | 0 | 0 | 0 | 0
Scenario 1: Reference | PG&E | Com | HVAC | Com - Other | Program Administrator Cost Test | Energy Efficiency | 4625425.1497 | 4180158.6205 | 4067987.1012 | 4379557.5267 | 4668186.701 | 5039610.5664 | 5420431.428 | 5770299.833 | 5647430.1842 | 5986255.7072 | 6350933.7145 | 6706306.828 | 7091905.7019
Scenario 1: Reference | PG&E | Com | HVAC | Com - Other | Program Administrator Cost Test | Fuel Substitution | 3809870.4331 | 4250360.6452 | 4683315.413 | 5101350.8142 | 5497977.5042 | 0 | 0 | 0 | 0 | 0 | 0 | 0 | 0
Scenario 1: Reference | PG&E | Com | HVAC | Com - Other | Rate Impact Measure Test | Energy Efficiency | 4625425.1497 | 4180158.6205 | 4067987.1012 | 4379557.5267 | 4668186.701 | 5039610.5664 | 5420431.428 | 5770299.833 | 5647430.1842 | 5986255.7072 | 6350933.7145 | 6706306.828 | 7091905.7019
Scenario 1: Reference | PG&E | Com | HVAC | Com - Other | Rate Impact Measure Test | Fuel Substitution | 3938742.3312 | 4351914.4866 | 4762123.0123 | 5155764.2238 | 5528756.7977 | 0 | 0 | 0 | 0 | 0 | 0 | 0 | 0
Scenario 1: Reference | PG&E | Com | HVAC | Com - Other | Total Resource Cost Test | Energy Efficiency | 6677693.0343 | 5686286.9591 | 5299293.2741 | 5654235.8078 | 5971829.2471 | 6380124.6818 | 6794931.6459 | 7165858.1937 | 5647430.1842 | 5986255.7072 | 6350933.7145 | 6706306.828 | 7091905.7019
Scenario 1: Reference | PG&E | Com | HVAC | Com - Other | Total Resource Cost Test | Fuel Substitution | 4494011.3086 | 4976096.1208 | 5443603.5425 | 5888606.6251 | 6239726.28 | 0 | 0 | 0 | 0 | 0 | 0 | 0 | 0
Scenario 1: Reference | PG&E | Com | HVAC | Com - Restaurant | Participant Cost Test | Energy Efficiency | 2475265.7709 | 2559127.2762 | 2605273.9361 | 2601219.7509 | 2545719.2172 | 2442715.1269 | 2302802.4159 | 2124469.1697 | 1804865.4121 | 1572582.0003 | 1317742.154 | 672491.8499 | 2639281.3356
Scenario 1: Reference | PG&E | Com | HVAC | Com - Restaurant | Participant Cost Test | Fuel Substitution | 86492.2124 | 89697.1411 | 91587.1088 | 92064.4264 | 91122.2771 | 26.9124 | 25.2464 | 22.7708 | 19.5689 | 16.3339 | 12.9051 | 8.3807 | 5.0503
Scenario 1: Reference | PG&E | Com | HVAC | Com - Restaurant | Program Administrator Cost Test | Energy Efficiency | 1741208.8375 | 1949668.4675 | 2159035.6502 | 2358807.3935 | 2545028.6925 | 2716626.3207 | 2879138.4935 | 3026431.2425 | 3162149.3634 | 3291887.8362 | 3415758.5387 | 2274136.4593 | 13295337.7672
Scenario 1: Reference | PG&E | Com | HVAC | Com - Restaurant | Program Administrator Cost Test | Fuel Substitution | 193976.7558 | 215997.8577 | 237513.851 | 258193.1614 | 277830.4638 | 16.7486 | 17.71 | 18.2815 | 18.6249 | 18.8199 | 19.0298 | 17.1577 | 17.1442
Scenario 1: Reference | PG&E | Com | HVAC | Com - Restaurant | Rate Impact Measure Test | Energy Efficiency | 1741208.8375 | 1949668.4675 | 2159035.6502 | 2358807.3935 | 2545028.6925 | 2716626.3207 | 2879138.4935 | 3026431.2425 | 3162149.3634 | 3291887.8362 | 3415758.5387 | 2274136.4593 | 13295337.7672
Scenario 1: Reference | PG&E | Com | HVAC | Com - Restaurant | Rate Impact Measure Test | Fuel Substitution | 205885.3334 | 226746.8616 | 247196.0535 | 266614.1552 | 284910.5793 | 16.7486 | 17.71 | 18.2815 | 18.6249 | 18.8199 | 19.0298 | 17.1577 | 17.1442
Scenario 1: Reference | PG&E | Com | HVAC | Com - Restaurant | Total Resource Cost Test | Energy Efficiency | 1833043.9269 | 2047420.2182 | 2261914.4492 | 2465610.9814 | 2654454.4327 | 2827468.1296 | 2990580.6909 | 3137522.2034 | 3162149.3634 | 3291887.8362 | 3415758.5387 | 2274136.4593 | 13295337.7672
Scenario 1: Reference | PG&E | Com | HVAC | Com - Restaurant | Total Resource Cost Test | Fuel Substitution | 199356.7729 | 221694.6335 | 243470.4943 | 264349.6272 | 284126.3916 | 17.028 | 17.9976 | 18.5714 | 18.6249 | 18.8199 | 19.0298 | 17.1577 | 17.1442
Scenario 1: Reference | PG&E | Com | HVAC | Com - Retail | Participant Cost Test | Energy Efficiency | 5300106.3557 | 5451277.3167 | 5419170.2183 | 3739115.8542 | 17205012.1621 | 4567845.7729 | 4401648.673 | 4146183.6165 | 2533426.5361 | 2106940.485 | 1713299.5397 | 1266111.7717 | 769439.013
Scenario 1: Reference | PG&E | Com | HVAC | Com - Retail | Participant Cost Test | Fuel Substitution | 329708.2563 | 343254.5265 | 352242.2227 | 322274.0295 | 322553.114 | 41852.3783 | 40261.9442 | 37362.5453 | 0 | 0 | 0 | 0 | 0
Scenario 1: Reference | PG&E | Com | HVAC | Com - Retail | Program Administrator Cost Test | Energy Efficiency | 1232932.3362 | 1362821.6494 | 1479305.8686 | 1010461.3686 | 6133625.6415 | 1585302.6663 | 1754777.6111 | 1866475.0702 | 1854116.8739 | 1928106.424 | 2040611.5725 | 2146664.2166 | 2255725.6793
Scenario 1: Reference | PG&E | Com | HVAC | Com - Retail | Program Administrator Cost Test | Fuel Substitution | 582523.1244 | 648536.0631 | 712967.5764 | 700448.7561 | 753958.8948 | 21798.3301 | 23268.0208 | 24211.1102 | 0 | 0 | 0 | 0 | 0
Scenario 1: Reference | PG&E | Com | HVAC | Com - Retail | Rate Impact Measure Test | Energy Efficiency | 1232932.3362 | 1362821.6494 | 1479305.8686 | 1010461.3686 | 6133625.6415 | 1585302.6663 | 1754777.6111 | 1866475.0702 | 1854116.8739 | 1928106.424 | 2040611.5725 | 2146664.2166 | 2255725.6793
Scenario 1: Reference | PG&E | Com | HVAC | Com - Retail | Rate Impact Measure Test | Fuel Substitution | 606191.5828 | 668417.7431 | 729608.5536 | 712255.4592 | 763686.8748 | 21798.3301 | 23268.0208 | 24211.1102 | 0 | 0 | 0 | 0 | 0
Scenario 1: Reference | PG&E | Com | HVAC | Com - Retail | Total Resource Cost Test | Energy Efficiency | 2188986.8655 | 2374712.6343 | 2487624.4577 | 1752253.3023 | 9707194.9247 | 2578635.6611 | 2696225.9266 | 2831855.7314 | 1854116.8739 | 1928106.424 | 2040611.5725 | 2146664.2166 | 2255725.6793
Scenario 1: Reference | PG&E | Com | HVAC | Com - Retail | Total Resource Cost Test | Fuel Substitution | 665729.219 | 736780.7651 | 805415.3361 | 787065.4216 | 842787.9209 | 28987.7909 | 30738.159 | 31801.0813 | 0 | 0 | 0 | 0 | 0
Scenario 1: Reference | PG&E | Com | HVAC | Com - School | Participant Cost Test | Energy Efficiency | 3784898.4039 | 3868134.2745 | 3803864.6309 | 3877201.3552 | 3799542.1277 | 2549514.306 | 2345623.5199 | 2152406.6186 | 1396101.0197 | 1088315.2586 | 876346.1787 | 705909.1483 | 443970.309
Scenario 1: Reference | PG&E | Com | HVAC | Com - School | Participant Cost Test | Fuel Substitution | 129032.0589 | 133392.5023 | 136891.4878 | 152451.7319 | 151810.6084 | 0 | 0 | 0 | 0 | 0 | 0 | 0 | 0
Scenario 1: Reference | PG&E | Com | HVAC | Com - School | Program Administrator Cost Test | Energy Efficiency | 1351829.7363 | 1492059.0038 | 1594462.8757 | 1755881.2878 | 1881784.809 | 1587549.5244 | 1670697.095 | 1756977.215 | 1643886.4754 | 1625083.8558 | 1705170.7108 | 1915896.7349 | 2065676.6979
Scenario 1: Reference | PG&E | Com | HVAC | Com - School | Program Administrator Cost Test | Fuel Substitution | 452264.1366 | 495412.2373 | 535773.127 | 591749.6065 | 625783.2588 | 0 | 0 | 0 | 0 | 0 | 0 | 0 | 0
Scenario 1: Reference | PG&E | Com | HVAC | Com - School | Rate Impact Measure Test | Energy Efficiency | 1351829.7363 | 1492059.0038 | 1594462.8757 | 1755881.2878 | 1881784.809 | 1587549.5244 | 1670697.095 | 1756977.215 | 1643886.4754 | 1625083.8558 | 1705170.7108 | 1915896.7349 | 2065676.6979
Scenario 1: Reference | PG&E | Com | HVAC | Com - School | Rate Impact Measure Test | Fuel Substitution | 465077.203 | 504539.171 | 543070.9926 | 597523.1813 | 630070.868 | 0 | 0 | 0 | 0 | 0 | 0 | 0 | 0
Scenario 1: Reference | PG&E | Com | HVAC | Com - School | Total Resource Cost Test | Energy Efficiency | 1801625.9807 | 1941491.3458 | 2052360.6475 | 2235754.508 | 2371759.0076 | 1911404.6484 | 1961582.866 | 2050028.1921 | 1643886.4754 | 1625083.8558 | 1705170.7108 | 1915896.7349 | 2065676.6979
Scenario 1: Reference | PG&E | Com | HVAC | Com - School | Total Resource Cost Test | Fuel Substitution | 476906.4745 | 521087.931 | 562184.9392 | 620203.2612 | 654404.0997 | 0 | 0 | 0 | 0 | 0 | 0 | 0 | 0
Scenario 1: Reference | PG&E | Com | HVAC | Com - Warehouse | Participant Cost Test | Energy Efficiency | 547253.1313 | 569833.6814 | 585574.1241 | 592090.9108 | 588542.4288 | 576860.7022 | 552180.2182 | 518879.7547 | 248745.4645 | 161958.9799 | 131310.0147 | 96781.4908 | 58574.2927
Scenario 1: Reference | PG&E | Com | HVAC | Com - Warehouse | Participant Cost Test | Fuel Substitution | 94169.8501 | 99928.2608 | 103000.4944 | 106101.2989 | 107827.1575 | 0 | 0 | 0 | 0 | 0 | 0 | 0 | 0
Scenario 1: Reference | PG&E | Com | HVAC | Com - Warehouse | Program Administrator Cost Test | Energy Efficiency | 137166.033 | 153569.0337 | 169580.4445 | 185015.3314 | 200649.3031 | 218768.9563 | 234515.8709 | 249979.2586 | 185604.5518 | 149188.0636 | 157503.2231 | 165386.6516 | 173359.1758
Scenario 1: Reference | PG&E | Com | HVAC | Com - Warehouse | Program Administrator Cost Test | Fuel Substitution | 301671.3312 | 337828.2232 | 373614.1238 | 408432.2506 | 441725.1562 | 0 | 0 | 0 | 0 | 0 | 0 | 0 | 0
Scenario 1: Reference | PG&E | Com | HVAC | Com - Warehouse | Rate Impact Measure Test | Energy Efficiency | 137166.033 | 153569.0337 | 169580.4445 | 185015.3314 | 200649.3031 | 218768.9563 | 234515.8709 | 249979.2586 | 185604.5518 | 149188.0636 | 157503.2231 | 165386.6516 | 173359.1758
Scenario 1: Reference | PG&E | Com | HVAC | Com - Warehouse | Rate Impact Measure Test | Fuel Substitution | 318904.4214 | 352966.1434 | 386895.5417 | 419566.5984 | 450624.8477 | 0 | 0 | 0 | 0 | 0 | 0 | 0 | 0
Scenario 1: Reference | PG&E | Com | HVAC | Com - Warehouse | Total Resource Cost Test | Energy Efficiency | 209718.4123 | 232122.3122 | 253730.3202 | 274275.8537 | 294396.8025 | 316842.5192 | 335786.2509 | 354066.4072 | 185604.5518 | 149188.0636 | 157503.2231 | 165386.6516 | 173359.1758
Scenario 1: Reference | PG&E | Com | HVAC | Com - Warehouse | Total Resource Cost Test | Fuel Substitution | 332703.4345 | 370885.0327 | 406968.7195 | 443104.6403 | 477375.8132 | 0 | 0 | 0 | 0 | 0 | 0 | 0 | 0
Scenario 1: Reference | PG&E | Com | Lighting | Com - College | Participant Cost Test | Energy Efficiency | 0 | 0 | 0 | 0 | 0 | 0 | 0 | 0 | 0 | 0 | 0 | 0 | 0
Scenario 1: Reference | PG&E | Com | Lighting | Com - College | Program Administrator Cost Test | Energy Efficiency | 0 | 0 | 0 | 0 | 0 | 0 | 0 | 0 | 0 | 0 | 0 | 0 | 0
Scenario 1: Reference | PG&E | Com | Lighting | Com - College | Rate Impact Measure Test | Energy Efficiency | 0 | 0 | 0 | 0 | 0 | 0 | 0 | 0 | 0 | 0 | 0 | 0 | 0
Scenario 1: Reference | PG&E | Com | Lighting | Com - College | Total Resource Cost Test | Energy Efficiency | 0 | 0 | 0 | 0 | 0 | 0 | 0 | 0 | 0 | 0 | 0 | 0 | 0
Scenario 1: Reference | PG&E | Com | Lighting | Com - Grocery | Participant Cost Test | Energy Efficiency | 197974.6086 | 193710.045 | 188341.9648 | 180849.4582 | 171084.3201 | 159927.8254 | 147150.061 | 132968.6965 | 114990.3637 | 98118.2091 | 80098.2486 | 60629.9079 | 39834.5832
Scenario 1: Reference | PG&E | Com | Lighting | Com - Grocery | Program Administrator Cost Test | Energy Efficiency | 53389.4424 | 56931.4958 | 60100.9625 | 62800.4321 | 65508.1491 | 68538.1681 | 70322.4134 | 71574.6281 | 72271.0523 | 72691.4036 | 73936.6667 | 74550.891 | 74905.1303
Scenario 1: Reference | PG&E | Com | Lighting | Com - Grocery | Rate Impact Measure Test | Energy Efficiency | 53389.4424 | 56931.4958 | 60100.9625 | 62800.4321 | 65508.1491 | 68538.1681 | 70322.4134 | 71574.6281 | 72271.0523 | 72691.4036 | 73936.6667 | 74550.891 | 74905.1303
Scenario 1: Reference | PG&E | Com | Lighting | Com - Grocery | Total Resource Cost Test | Energy Efficiency | 55579.4376 | 59177.9291 | 62395.6441 | 65132.4304 | 67862.4266 | 70915.9611 | 72716.6435 | 73983.1534 | 72271.0523 | 72691.4036 | 73936.6667 | 74550.891 | 74905.1303
Scenario 1: Reference | PG&E | Com | Lighting | Com - Health | Participant Cost Test | Energy Efficiency | 498309.2125 | 488092.3821 | 480673.2114 | 459217.411 | 436412.3563 | 408355.5042 | 375962.3798 | 339638.3629 | 291733.4595 | 247226.978 | 199426.0521 | 150880.1991 | 98921.7685
Scenario 1: Reference | PG&E | Com | Lighting | Com - Health | Program Administrator Cost Test | Energy Efficiency | 140401.949 | 149933.3103 | 160444.0441 | 166987.9881 | 175132.5302 | 183531.8469 | 188742.0513 | 192462.5497 | 194670.7514 | 195207.7413 | 196866.5878 | 199333.8247 | 201173.208
Scenario 1: Reference | PG&E | Com | Lighting | Com - Health | Rate Impact Measure Test | Energy Efficiency | 140401.949 | 149933.3103 | 160444.0441 | 166987.9881 | 175132.5302 | 183531.8469 | 188742.0513 | 192462.5497 | 194670.7514 | 195207.7413 | 196866.5878 | 199333.8247 | 201173.208
Scenario 1: Reference | PG&E | Com | Lighting | Com - Health | Total Resource Cost Test | Energy Efficiency | 147504.1778 | 157223.5015 | 167984.055 | 174609.0917 | 182858.7074 | 191339.2853 | 196604.1171 | 200364.2903 | 194670.7514 | 195207.7413 | 196866.5878 | 199333.8247 | 201173.208
Scenario 1: Reference | PG&E | Com | Lighting | Com - Lodging | Participant Cost Test | Energy Efficiency | 0 | 0 | 0 | 0 | 0 | 0 | 0 | 0 | 0 | 0 | 0 | 0 | 0
Scenario 1: Reference | PG&E | Com | Lighting | Com - Lodging | Program Administrator Cost Test | Energy Efficiency | 0 | 0 | 0 | 0 | 0 | 0 | 0 | 0 | 0 | 0 | 0 | 0 | 0
Scenario 1: Reference | PG&E | Com | Lighting | Com - Lodging | Rate Impact Measure Test | Energy Efficiency | 0 | 0 | 0 | 0 | 0 | 0 | 0 | 0 | 0 | 0 | 0 | 0 | 0
Scenario 1: Reference | PG&E | Com | Lighting | Com - Lodging | Total Resource Cost Test | Energy Efficiency | 0 | 0 | 0 | 0 | 0 | 0 | 0 | 0 | 0 | 0 | 0 | 0 | 0
Scenario 1: Reference | PG&E | Com | Lighting | Com - Office (Large) | Participant Cost Test | Energy Efficiency | 544540.0723 | 545631.4808 | 543189.4523 | 530867.4256 | 513077.8595 | 486585.5132 | 455061.913 | 417609.9263 | 352483.0503 | 304618.9414 | 250496.716 | 190267.9977 | 124317.6485
Scenario 1: Reference | PG&E | Com | Lighting | Com - Office (Large) | Program Administrator Cost Test | Energy Efficiency | 179379.8421 | 196123.0725 | 212620.3882 | 227084.6753 | 242712.5757 | 258113.6517 | 270823.3766 | 282103.0309 | 292493.4137 | 302800.9363 | 314802.5931 | 324972.4589 | 334286.0167
Scenario 1: Reference | PG&E | Com | Lighting | Com - Office (Large) | Rate Impact Measure Test | Energy Efficiency | 179379.8421 | 196123.0725 | 212620.3882 | 227084.6753 | 242712.5757 | 258113.6517 | 270823.3766 | 282103.0309 | 292493.4137 | 302800.9363 | 314802.5931 | 324972.4589 | 334286.0167
Scenario 1: Reference | PG&E | Com | Lighting | Com - Office (Large) | Total Resource Cost Test | Energy Efficiency | 197586.3316 | 215211.0582 | 232548.8335 | 247656.7031 | 263883.8576 | 279747.7039 | 292894.3885 | 304563.8092 | 292493.4137 | 302800.9363 | 314802.5931 | 324972.4589 | 334286.0167
Scenario 1: Reference | PG&E | Com | Lighting | Com - Office (Small) | Participant Cost Test | Energy Efficiency | 0 | 0 | 0 | 0 | 0 | 0 | 0 | 0 | 0 | 0 | 0 | 0 | 0
Scenario 1: Reference | PG&E | Com | Lighting | Com - Office (Small) | Program Administrator Cost Test | Energy Efficiency | 0 | 0 | 0 | 0 | 0 | 0 | 0 | 0 | 0 | 0 | 0 | 0 | 0
Scenario 1: Reference | PG&E | Com | Lighting | Com - Office (Small) | Rate Impact Measure Test | Energy Efficiency | 0 | 0 | 0 | 0 | 0 | 0 | 0 | 0 | 0 | 0 | 0 | 0 | 0
Scenario 1: Reference | PG&E | Com | Lighting | Com - Office (Small) | Total Resource Cost Test | Energy Efficiency | 0 | 0 | 0 | 0 | 0 | 0 | 0 | 0 | 0 | 0 | 0 | 0 | 0
Scenario 1: Reference | PG&E | Com | Lighting | Com - Other | Participant Cost Test | Energy Efficiency | 0 | 0 | 0 | 0 | 0 | 0 | 0 | 0 | 0 | 0 | 0 | 0 | 0
Scenario 1: Reference | PG&E | Com | Lighting | Com - Other | Program Administrator Cost Test | Energy Efficiency | 0 | 0 | 0 | 0 | 0 | 0 | 0 | 0 | 0 | 0 | 0 | 0 | 0
Scenario 1: Reference | PG&E | Com | Lighting | Com - Other | Rate Impact Measure Test | Energy Efficiency | 0 | 0 | 0 | 0 | 0 | 0 | 0 | 0 | 0 | 0 | 0 | 0 | 0
Scenario 1: Reference | PG&E | Com | Lighting | Com - Other | Total Resource Cost Test | Energy Efficiency | 0 | 0 | 0 | 0 | 0 | 0 | 0 | 0 | 0 | 0 | 0 | 0 | 0
Scenario 1: Reference | PG&E | Com | Lighting | Com - Refrig. Warehouse | Participant Cost Test | Energy Efficiency | 4841.9169 | 4745.1126 | 4613.4521 | 4434.2931 | 4212.9347 | 3945.3814 | 3633.9919 | 3287.7474 | 2862.5718 | 2442.9336 | 1988.2175 | 1496.1374 | 966.8213
Scenario 1: Reference | PG&E | Com | Lighting | Com - Refrig. Warehouse | Program Administrator Cost Test | Energy Efficiency | 1789.7258 | 1917.4961 | 2035.6898 | 2145.7251 | 2262.3991 | 2385.0643 | 2479.8567 | 2566.9569 | 2642.0204 | 2714.8896 | 2806.8739 | 2890.1193 | 2971.5603
Scenario 1: Reference | PG&E | Com | Lighting | Com - Refrig. Warehouse | Rate Impact Measure Test | Energy Efficiency | 1789.7258 | 1917.4961 | 2035.6898 | 2145.7251 | 2262.3991 | 2385.0643 | 2479.8567 | 2566.9569 | 2642.0204 | 2714.8896 | 2806.8739 | 2890.1193 | 2971.5603
Scenario 1: Reference | PG&E | Com | Lighting | Com - Refrig. Warehouse | Total Resource Cost Test | Energy Efficiency | 1826.4125 | 1955.1469 | 2074.122 | 2184.798 | 2301.9993 | 2425.1177 | 2520.2269 | 2607.6303 | 2642.0204 | 2714.8896 | 2806.8739 | 2890.1193 | 2971.5603
Scenario 1: Reference | PG&E | Com | Lighting | Com - Restaurant | Participant Cost Test | Energy Efficiency | 50205.9342 | 50154.129 | 49692.5922 | 48468.4302 | 46563.956 | 86311.5309 | 87610.1298 | 78684.1077 | 68565.7357 | 35688.3683 | 24780.2246 | 12890.3546 | 43176.0131
Scenario 1: Reference | PG&E | Com | Lighting | Com - Restaurant | Program Administrator Cost Test | Energy Efficiency | 14783.5247 | 16114.9505 | 17370.7163 | 18486.6639 | 19630.154 | 40816.5593 | 46403.5006 | 47208.7752 | 47768.2785 | 29500.2156 | 25671.1103 | 17929.9721 | 92874.5787
Scenario 1: Reference | PG&E | Com | Lighting | Com - Restaurant | Rate Impact Measure Test | Energy Efficiency | 14783.5247 | 16114.9505 | 17370.7163 | 18486.6639 | 19630.154 | 40816.5593 | 46403.5006 | 47208.7752 | 47768.2785 | 29500.2156 | 25671.1103 | 17929.9721 | 92874.5787
Scenario 1: Reference | PG&E | Com | Lighting | Com - Restaurant | Total Resource Cost Test | Energy Efficiency | 15004.7535 | 16346.6374 | 17611.9153 | 18735.706 | 19885.5712 | 41328.2262 | 46972.2576 | 47778.0231 | 47768.2785 | 29500.2156 | 25671.1103 | 17929.9721 | 92874.5787
Scenario 1: Reference | PG&E | Com | Lighting | Com - Retail | Participant Cost Test | Energy Efficiency | 1194515.9872 | 1175344.4804 | 1149575.3645 | 791023.7345 | 2983490.2526 | 961166.6556 | 908538.6894 | 837120.2822 | 597729.8701 | 510221.4826 | 416224.9555 | 314175.1086 | 204608.0812
Scenario 1: Reference | PG&E | Com | Lighting | Com - Retail | Program Administrator Cost Test | Energy Efficiency | 345241.7113 | 368939.8388 | 390877.6417 | 292027.3184 | 1208848.1117 | 432649.0032 | 453280.6711 | 466690.0642 | 477467.1949 | 487263.2188 | 501628.5474 | 513302.2668 | 524286.9062
Scenario 1: Reference | PG&E | Com | Lighting | Com - Retail | Rate Impact Measure Test | Energy Efficiency | 345241.7113 | 368939.8388 | 390877.6417 | 292027.3184 | 1208848.1117 | 432649.0032 | 453280.6711 | 466690.0642 | 477467.1949 | 487263.2188 | 501628.5474 | 513302.2668 | 524286.9062
Scenario 1: Reference | PG&E | Com | Lighting | Com - Retail | Total Resource Cost Test | Energy Efficiency | 494527.3627 | 521979.144 | 547115.4001 | 404936.3798 | 1659172.9311 | 587605.5642 | 611314.4627 | 625878.7819 | 477467.1949 | 487263.2188 | 501628.5474 | 513302.2668 | 524286.9062
Scenario 1: Reference | PG&E | Com | Lighting | Com - School | Participant Cost Test | Energy Efficiency | 0 | 0 | 0 | 0 | 0 | 0 | 0 | 0 | 0 | 0 | 0 | 0 | 0
Scenario 1: Reference | PG&E | Com | Lighting | Com - School | Program Administrator Cost Test | Energy Efficiency | 0 | 0 | 0 | 0 | 0 | 0 | 0 | 0 | 0 | 0 | 0 | 0 | 0
Scenario 1: Reference | PG&E | Com | Lighting | Com - School | Rate Impact Measure Test | Energy Efficiency | 0 | 0 | 0 | 0 | 0 | 0 | 0 | 0 | 0 | 0 | 0 | 0 | 0
Scenario 1: Reference | PG&E | Com | Lighting | Com - School | Total Resource Cost Test | Energy Efficiency | 0 | 0 | 0 | 0 | 0 | 0 | 0 | 0 | 0 | 0 | 0 | 0 | 0
Scenario 1: Reference | PG&E | Com | Lighting | Com - Warehouse | Participant Cost Test | Energy Efficiency | 9694.3862 | 9824.4685 | 9868.1382 | 9787.4527 | 9574.7142 | 9245.2665 | 8883.3464 | 8401.7394 | 1933.2744 | 0 | 0 | 0 | 0
Scenario 1: Reference | PG&E | Com | Lighting | Com - Warehouse | Program Administrator Cost Test | Energy Efficiency | 2801.5828 | 3085.5138 | 3358.9952 | 3619.4297 | 3889.659 | 4177.8225 | 4455.0841 | 4716.1147 | 1507.9933 | 0 | 0 | 0 | 0
Scenario 1: Reference | PG&E | Com | Lighting | Com - Warehouse | Rate Impact Measure Test | Energy Efficiency | 2801.5828 | 3085.5138 | 3358.9952 | 3619.4297 | 3889.659 | 4177.8225 | 4455.0841 | 4716.1147 | 1507.9933 | 0 | 0 | 0 | 0
Scenario 1: Reference | PG&E | Com | Lighting | Com - Warehouse | Total Resource Cost Test | Energy Efficiency | 3847.3066 | 4190.6188 | 4518.7031 | 4828.7941 | 5142.3724 | 5471.9354 | 5799.4122 | 6109.6925 | 1507.9933 | 0 | 0 | 0 | 0
Scenario 1: Reference | PG&E | Com | WaterHeat | Com - College | Participant Cost Test | Energy Efficiency | 1005159.533 | 1553654.9303 | 1320211.4283 | 2402222.0851 | 2055741.6031 | 2098221.2776 | 2460091.4009 | 2850481.6763 | 2168019.7213 | 2316224.6999 | 1987266.9947 | 1362208.9745 | 721274.0368
Scenario 1: Reference | PG&E | Com | WaterHeat | Com - College | Participant Cost Test | Fuel Substitution | 368593.2292 | 452232.1572 | 571057.739 | 600857.5532 | 561427.9285 | 2604924.2363 | 3007453.8326 | 3309304.1775 | 3149743.1503 | 3327642.8715 | 3282428.5084 | 2766953.8046 | 1747406.3555
Scenario 1: Reference | PG&E | Com | WaterHeat | Com - College | Program Administrator Cost Test | Energy Efficiency | 566270.9617 | 787039.8978 | 688577.4871 | 1638038.4748 | 1135681.8757 | 765447.3949 | 950837.6572 | 1140240.2636 | 1308598.0035 | 1435588.7989 | 1490249.4148 | 1455961.702 | 1334617.393
Scenario 1: Reference | PG&E | Com | WaterHeat | Com - College | Program Administrator Cost Test | Fuel Substitution | 1444817.1805 | 1864769.0182 | 2385407.1991 | 3029873.5519 | 3823650.1633 | 1612063.8165 | 2112646.1977 | 2689658.3212 | 3325592.7113 | 4331683.6894 | 5640445.422 | 6982934.2315 | 8372016.6561
Scenario 1: Reference | PG&E | Com | WaterHeat | Com - College | Rate Impact Measure Test | Energy Efficiency | 566270.9617 | 787039.8978 | 688577.4871 | 1638038.4748 | 1135681.8757 | 765447.3949 | 950837.6572 | 1140240.2636 | 1308598.0035 | 1435588.7989 | 1490249.4148 | 1455961.702 | 1334617.393
Scenario 1: Reference | PG&E | Com | WaterHeat | Com - College | Rate Impact Measure Test | Fuel Substitution | 1730443.1347 | 2178338.0066 | 2728474.088 | 3396742.9406 | 4207580.927 | 1612063.8165 | 2112646.1977 | 2689658.3212 | 3325592.7113 | 4331683.6894 | 5640445.422 | 6982934.2315 | 8372016.6561
Scenario 1: Reference | PG&E | Com | WaterHeat | Com - College | Total Resource Cost Test | Energy Efficiency | 896926.8389 | 1311302.8648 | 1125474.5849 | 2419444.9708 | 1811871.6756 | 1492237.2669 | 1751778.4254 | 2052660.593 | 1308598.0035 | 1435588.7989 | 1490249.4148 | 1455961.702 | 1334617.393
Scenario 1: Reference | PG&E | Com | WaterHeat | Com - College | Total Resource Cost Test | Fuel Substitution | 1769689.4113 | 2263388.579 | 2891312.1576 | 3552129.0295 | 4290885.4552 | 1815113.1736 | 2365740.9725 | 2976448.1646 | 3325592.7113 | 4331683.6894 | 5640445.422 | 6982934.2315 | 8372016.6561
Scenario 1: Reference | PG&E | Com | WaterHeat | Com - Grocery | Participant Cost Test | Energy Efficiency | 490834.8539 | 590356.5354 | 708429.1226 | 846335.2539 | 1003869.4803 | 1138339.277 | 1323633.2065 | 1519914.5327 | 1288741.7681 | 1415563.5796 | 1284300.1715 | 957638.3262 | 566407.598
Scenario 1: Reference | PG&E | Com | WaterHeat | Com - Grocery | Participant Cost Test | Fuel Substitution | 8139.1127 | 9859.4499 | 11950.4231 | 14480.578 | 17507.7857 | 0 | 0 | 0 | 0 | 0 | 0 | 0 | 0
Scenario 1: Reference | PG&E | Com | WaterHeat | Com - Grocery | Program Administrator Cost Test | Energy Efficiency | 207888.8484 | 252467.604 | 306696.6366 | 371906.712 | 448850.6614 | 473667.5091 | 571230.3754 | 676832.6641 | 784897.1041 | 887930.1228 | 975627.3667 | 1037191.2674 | 1063391.5232
Scenario 1: Reference | PG&E | Com | WaterHeat | Com - Grocery | Program Administrator Cost Test | Fuel Substitution | 64995.7989 | 82860.3926 | 105724.1655 | 134901.2654 | 171811.2413 | 0 | 0 | 0 | 0 | 0 | 0 | 0 | 0
Scenario 1: Reference | PG&E | Com | WaterHeat | Com - Grocery | Rate Impact Measure Test | Energy Efficiency | 207888.8484 | 252467.604 | 306696.6366 | 371906.712 | 448850.6614 | 473667.5091 | 571230.3754 | 676832.6641 | 784897.1041 | 887930.1228 | 975627.3667 | 1037191.2674 | 1063391.5232
Scenario 1: Reference | PG&E | Com | WaterHeat | Com - Grocery | Rate Impact Measure Test | Fuel Substitution | 68092.2971 | 85540.2019 | 108006.7513 | 136551.4985 | 172597.6088 | 0 | 0 | 0 | 0 | 0 | 0 | 0 | 0
Scenario 1: Reference | PG&E | Com | WaterHeat | Com - Grocery | Total Resource Cost Test | Energy Efficiency | 343401.6913 | 414081.7701 | 498550.7182 | 598235.1861 | 713589.5151 | 773667.1841 | 908287.0082 | 1056760.548 | 784897.1041 | 887930.1228 | 975627.3667 | 1037191.2674 | 1063391.5232
Scenario 1: Reference | PG&E | Com | WaterHeat | Com - Grocery | Total Resource Cost Test | Fuel Substitution | 71030.1979 | 90170.2625 | 114584.2984 | 145637.2738 | 184791.6438 | 0 | 0 | 0 | 0 | 0 | 0 | 0 | 0
Scenario 1: Reference | PG&E | Com | WaterHeat | Com - Health | Participant Cost Test | Energy Efficiency | 2219192.6354 | 2498368.5334 | 2821307.4991 | 3192393.5565 | 3434985.7949 | 2965190.5016 | 3322061.3176 | 3676047.8249 | 2796325.3017 | 2835785.4214 | 2311891.1624 | 1512343.7916 | 769924.3414
Scenario 1: Reference | PG&E | Com | WaterHeat | Com - Health | Participant Cost Test | Fuel Substitution | 808717.2162 | 1000265.5398 | 1282961.037 | 1376120.4627 | 1414966.2645 | 6948549.9518 | 8072010.7946 | 9022258.8255 | 8491106.4147 | 8952424.9884 | 8881323.0897 | 7496960.9645 | 4687617.4246
Scenario 1: Reference | PG&E | Com | WaterHeat | Com - Health | Program Administrator Cost Test | Energy Efficiency | 1425769.2521 | 1629124.123 | 1888699.9183 | 2159138.4591 | 2411217.0748 | 1130693.2853 | 1347600.0436 | 1541665.2805 | 1688864.1574 | 1759650.7557 | 1736461.8127 | 1619850.6537 | 1429267.4039
Scenario 1: Reference | PG&E | Com | WaterHeat | Com - Health | Program Administrator Cost Test | Fuel Substitution | 3867467.8269 | 5020292.6253 | 6459329.1598 | 8248556.9583 | 10462249.6481 | 4299162.6828 | 5673344.0939 | 7269069.5316 | 9039082.4539 | 11769280.5372 | 15455285.9862 | 19264588.0303 | 23226069.0427
Scenario 1: Reference | PG&E | Com | WaterHeat | Com - Health | Rate Impact Measure Test | Energy Efficiency | 1425769.2521 | 1629124.123 | 1888699.9183 | 2159138.4591 | 2411217.0748 | 1130693.2853 | 1347600.0436 | 1541665.2805 | 1688864.1574 | 1759650.7557 | 1736461.8127 | 1619850.6537 | 1429267.4039
Scenario 1: Reference | PG&E | Com | WaterHeat | Com - Health | Rate Impact Measure Test | Fuel Substitution | 4534619.4598 | 5752693.5001 | 7260128.5158 | 9106165.7275 | 11367893.8757 | 4299162.6828 | 5673344.0939 | 7269069.5316 | 9039082.4539 | 11769280.5372 | 15455285.9862 | 19264588.0303 | 23226069.0427
Scenario 1: Reference | PG&E | Com | WaterHeat | Com - Health | Total Resource Cost Test | Energy Efficiency | 2070348.953 | 2364568.0465 | 2706840.5845 | 3091332.3174 | 3416173.6635 | 2069269.491 | 2317953.1187 | 2596595.8052 | 1688864.1574 | 1759650.7557 | 1736461.8127 | 1619850.6537 | 1429267.4039
Scenario 1: Reference | PG&E | Com | WaterHeat | Com - Health | Total Resource Cost Test | Fuel Substitution | 4584983.0457 | 5906922.0203 | 7601720.9359 | 9447441.6589 | 11647770.2287 | 4878837.7941 | 6395336.7058 | 8180568.9202 | 9039082.4539 | 11769280.5372 | 15455285.9862 | 19264588.0303 | 23226069.0427
Scenario 1: Reference | PG&E | Com | WaterHeat | Com - Lodging | Participant Cost Test | Energy Efficiency | 14712792.8116 | 15198379.4781 | 15588626.4084 | 15975908.6419 | 16358219.1242 | 9007856.1228 | 6179351.1097 | 6246722.3608 | 2038477.39 | 1876239.3974 | 3794.2165 | 878112.0197 | 407301.1254
Scenario 1: Reference | PG&E | Com | WaterHeat | Com - Lodging | Participant Cost Test | Fuel Substitution | 3225880.982 | 3962068.1871 | 4959691.3744 | 5239732.8138 | 5268874.4351 | 8625898.8925 | 8558211.7597 | 9672563.2324 | 7945538.6587 | 8487804.2036 | 8411068.7243 | 7086845.3934 | 4410266.8487
Scenario 1: Reference | PG&E | Com | WaterHeat | Com - Lodging | Program Administrator Cost Test | Energy Efficiency | 6692583.7175 | 7211491.6338 | 7763710.8605 | 8307797.8338 | 8921882.3772 | 1385956.9089 | 1535026.0328 | 1629009.6667 | 1230973.0273 | 1173925.2271 | 5002.4587 | 949243.6484 | 765813.7121
Scenario 1: Reference | PG&E | Com | WaterHeat | Com - Lodging | Program Administrator Cost Test | Fuel Substitution | 3862357.3084 | 4991515.2552 | 6402474.9356 | 8160438.9043 | 10340334.9327 | 4072814.3427 | 5348614.1041 | 6830512.9025 | 8474982.4319 | 11185550.4058 | 14683507.9338 | 18295839.2476 | 22048647.1262
Scenario 1: Reference | PG&E | Com | WaterHeat | Com - Lodging | Rate Impact Measure Test | Energy Efficiency | 6692583.7175 | 7211491.6338 | 7763710.8605 | 8307797.8338 | 8921882.3772 | 1385956.9089 | 1535026.0328 | 1629009.6667 | 1230973.0273 | 1173925.2271 | 5002.4587 | 949243.6484 | 765813.7121
Scenario 1: Reference | PG&E | Com | WaterHeat | Com - Lodging | Rate Impact Measure Test | Fuel Substitution | 4593944.1334 | 5794190.1666 | 7280814.7219 | 9099292.7435 | 11321915.2692 | 4072814.3427 | 5348614.1041 | 6830512.9025 | 8474982.4319 | 11185550.4058 | 14683507.9338 | 18295839.2476 | 22048647.1262
Scenario 1: Reference | PG&E | Com | WaterHeat | Com - Lodging | Total Resource Cost Test | Energy Efficiency | 15031156.2531 | 15936330.0004 | 16788414.5562 | 17676275.4935 | 18639090.5895 | 8022840.0263 | 5165332.6108 | 5256019.023 | 1230973.0273 | 1173925.2271 | 5002.4587 | 949243.6484 | 765813.7121
Scenario 1: Reference | PG&E | Com | WaterHeat | Com - Lodging | Total Resource Cost Test | Fuel Substitution | 7006212.0549 | 8851895.1331 | 11236827.7745 | 13246495.4681 | 15421794.8712 | 6672903.87 | 6987537.1251 | 8894350.8855 | 8474982.4319 | 11185550.4058 | 14683507.9338 | 18295839.2476 | 22048647.1262
Scenario 1: Reference | PG&E | Com | WaterHeat | Com - Office (Large) | Participant Cost Test | Energy Efficiency | 7229202.649 | 7644004.4136 | 7648158.0855 | 7164949.5581 | 6201202.3424 | 3983699.142 | 2401565.0443 | 1142699.0205 | 81018.5604 | 2554.817 | 2506.6315 | 2195.4315 | 1473.4413
Scenario 1: Reference | PG&E | Com | WaterHeat | Com - Office (Large) | Participant Cost Test | Fuel Substitution | 294703.2945 | 360668.7033 | 462647.7386 | 472539.079 | 419552.0238 | 1807771.9903 | 2074190.1993 | 2295426.4774 | 2091530.6159 | 2277167.624 | 2248090.9955 | 1895240.2278 | 1197094.8133
Scenario 1: Reference | PG&E | Com | WaterHeat | Com - Office (Large) | Program Administrator Cost Test | Energy Efficiency | 2637014.8701 | 2883343.9226 | 3028719.4822 | 3024255.8375 | 2865487.2459 | 1255075.1778 | 829450.5303 | 409362.2894 | 48670.5361 | 2011.1373 | 2610.2946 | 3371.7026 | 4347.5046
Scenario 1: Reference | PG&E | Com | WaterHeat | Com - Office (Large) | Program Administrator Cost Test | Fuel Substitution | 819658.0258 | 1055584.7153 | 1346677.6553 | 1704727.9889 | 2143328.3907 | 1092387.1782 | 1418273.4029 | 1793392.6182 | 2206129.8042 | 2960657.9804 | 3856960.3024 | 4771980.569 | 5710495.3035
Scenario 1: Reference | PG&E | Com | WaterHeat | Com - Office (Large) | Rate Impact Measure Test | Energy Efficiency | 2637014.8701 | 2883343.9226 | 3028719.4822 | 3024255.8375 | 2865487.2459 | 1255075.1778 | 829450.5303 | 409362.2894 | 48670.5361 | 2011.1373 | 2610.2946 | 3371.7026 | 4347.5046
Scenario 1: Reference | PG&E | Com | WaterHeat | Com - Office (Large) | Rate Impact Measure Test | Fuel Substitution | 994788.8462 | 1248198.5507 | 1557792.8737 | 1931429.9621 | 2382191.8284 | 1092387.1782 | 1418273.4029 | 1793392.6182 | 2206129.8042 | 2960657.9804 | 3856960.3024 | 4771980.569 | 5710495.3035
Scenario 1: Reference | PG&E | Com | WaterHeat | Com - Office (Large) | Total Resource Cost Test | Energy Efficiency | 5664800.4268 | 6064323.9831 | 6177278.4267 | 5947427.4903 | 5374252.9728 | 2986909.3843 | 1780948.0374 | 854711.2373 | 48670.5361 | 2011.1373 | 2610.2946 | 3371.7026 | 4347.5046
Scenario 1: Reference | PG&E | Com | WaterHeat | Com - Office (Large) | Total Resource Cost Test | Fuel Substitution | 1089743.1303 | 1386129.7841 | 1772816.9367 | 2133036.4072 | 2509403.8024 | 1271520.3484 | 1642051.4424 | 2071807.5254 | 2206129.8042 | 2960657.9804 | 3856960.3024 | 4771980.569 | 5710495.3035
Scenario 1: Reference | PG&E | Com | WaterHeat | Com - Office (Small) | Participant Cost Test | Energy Efficiency | 1128318.5775 | 1440774.9037 | 14124.8392 | 1558158.1964 | 1940946.4552 | 2228666.589 | 2528103.7068 | 2731904.1578 | 2185506.46 | 2100111.4787 | 1593668.7867 | 950853.5064 | 430892.1202
Scenario 1: Reference | PG&E | Com | WaterHeat | Com - Office (Small) | Participant Cost Test | Fuel Substitution | 22806.8408 | 27959.3235 | 33911.811 | 34115.1041 | 42901.8169 | 406439.3407 | 467939.4902 | 516624.9164 | 520921.9004 | 573220.5199 | 566515.5009 | 478525.5201 | 303531.7981
Scenario 1: Reference | PG&E | Com | WaterHeat | Com - Office (Small) | Program Administrator Cost Test | Energy Efficiency | 429112.3605 | 564380.9478 | 27632.7473 | 646498.204 | 913454.4342 | 958208.1372 | 1122077.0041 | 1251864.3536 | 1318678.6889 | 1301027.8653 | 1194449.3459 | 1015680.9754 | 796714.1889
Scenario 1: Reference | PG&E | Com | WaterHeat | Com - Office (Small) | Program Administrator Cost Test | Fuel Substitution | 216813.4872 | 279739.4868 | 357370.4279 | 378581.7362 | 500880.2647 | 264801.7161 | 347331.8743 | 443042.3118 | 548831.0156 | 744217.455 | 970154.1607 | 1201626.0672 | 1440599.1337
Scenario 1: Reference | PG&E | Com | WaterHeat | Com - Office (Small) | Rate Impact Measure Test | Energy Efficiency | 429112.3605 | 564380.9478 | 27632.7473 | 646498.204 | 913454.4342 | 958208.1372 | 1122077.0041 | 1251864.3536 | 1318678.6889 | 1301027.8653 | 1194449.3459 | 1015680.9754 | 796714.1889
Scenario 1: Reference | PG&E | Com | WaterHeat | Com - Office (Small) | Rate Impact Measure Test | Fuel Substitution | 264580.5705 | 332471.9994 | 415346.0037 | 430762.2198 | 557643.3284 | 264801.7161 | 347331.8743 | 443042.3118 | 548831.0156 | 744217.455 | 970154.1607 | 1201626.0672 | 1440599.1337
Scenario 1: Reference | PG&E | Com | WaterHeat | Com - Office (Small) | Total Resource Cost Test | Energy Efficiency | 712085.7076 | 919117.8542 | 29275.0237 | 1016363.5596 | 1361079.9817 | 1468629.8316 | 1689989.3197 | 1853687.1478 | 1318678.6889 | 1301027.8653 | 1194449.3459 | 1015680.9754 | 796714.1889
Scenario 1: Reference | PG&E | Com | WaterHeat | Com - Office (Small) | Total Resource Cost Test | Fuel Substitution | 233128.7884 | 299740.8745 | 381624.5217 | 402981.2832 | 531556.1149 | 276150.23 | 361724.5694 | 460894.7856 | 548831.0156 | 744217.455 | 970154.1607 | 1201626.0672 | 1440599.1337
Scenario 1: Reference | PG&E | Com | WaterHeat | Com - Other | Participant Cost Test | Energy Efficiency | 4852895.6513 | 5816950.487 | 6789431.4327 | 8097495.0981 | 9582370.968 | 9781987.5515 | 11312211.392 | 12878637.2446 | 8626614.3175 | 9159317.0963 | 7859869.017 | 5422058.4708 | 2904392.7035
Scenario 1: Reference | PG&E | Com | WaterHeat | Com - Other | Participant Cost Test | Fuel Substitution | 5028243.8508 | 6148091.5999 | 7222736.9165 | 7627614.167 | 7655645.4875 | 26055195.2694 | 30139874.501 | 33687939.1584 | 29514362.2479 | 31036417.5316 | 30565469.087 | 25697759.4296 | 16132780.3179
Scenario 1: Reference | PG&E | Com | WaterHeat | Com - Other | Program Administrator Cost Test | Energy Efficiency | 2355565.9573 | 2864179.1454 | 3477784.0855 | 4206024.0869 | 5053678.0826 | 3226083.3144 | 3918285.1293 | 4623319.2243 | 5226403.146 | 5707805.5238 | 5932029.5031 | 5837824.3076 | 5424748.817
Scenario 1: Reference | PG&E | Com | WaterHeat | Com - Other | Program Administrator Cost Test | Fuel Substitution | 14351676.4005 | 18452540.1351 | 23532178.4164 | 29808220.4479 | 37529017.905 | 15207697.9179 | 19893597.3256 | 25294420.9193 | 31238181.5538 | 40516922.4958 | 52714818.5333 | 65199787.41 | 78079116.3781
Scenario 1: Reference | PG&E | Com | WaterHeat | Com - Other | Rate Impact Measure Test | Energy Efficiency | 2355565.9573 | 2864179.1454 | 3477784.0855 | 4206024.0869 | 5053678.0826 | 3226083.3144 | 3918285.1293 | 4623319.2243 | 5226403.146 | 5707805.5238 | 5932029.5031 | 5837824.3076 | 5424748.817
Scenario 1: Reference | PG&E | Com | WaterHeat | Com - Other | Rate Impact Measure Test | Fuel Substitution | 17379762.5516 | 21778338.0619 | 27173375.6309 | 33707910.3862 | 41620028.8866 | 15207697.9179 | 19893597.3256 | 25294420.9193 | 31238181.5538 | 40516922.4958 | 52714818.5333 | 65199787.41 | 78079116.3781
Scenario 1: Reference | PG&E | Com | WaterHeat | Com - Other | Total Resource Cost Test | Energy Efficiency | 4373852.5273 | 5281828.9391 | 6190996.5503 | 7431521.1005 | 8853698.0748 | 7268954.8792 | 8429988.2191 | 9679339.8287 | 5226403.146 | 5707805.5238 | 5932029.5031 | 5837824.3076 | 5424748.817
Scenario 1: Reference | PG&E | Com | WaterHeat | Com - Other | Total Resource Cost Test | Fuel Substitution | 18961583.4811 | 24085781.7872 | 30126490.1799 | 36674001.425 | 44271114.8444 | 18646982.9799 | 24148476.226 | 30618825.1236 | 31238181.5538 | 40516922.4958 | 52714818.5333 | 65199787.41 | 78079116.3781
Scenario 1: Reference | PG&E | Com | WaterHeat | Com - Refrig. Warehouse | Participant Cost Test | Energy Efficiency | 94030.8923 | 120962.927 | 154926.2496 | 199629.2192 | 251925.8335 | 304588.8891 | 372101.3788 | 444898.6799 | 468539.1831 | 529801.7426 | 488825.9345 | 366362.8699 | 215248.6659
Scenario 1: Reference | PG&E | Com | WaterHeat | Com - Refrig. Warehouse | Participant Cost Test | Fuel Substitution | 1953.7515 | 2412.5055 | 2993.3961 | 3767.4717 | 4755.7783 | 59201.0676 | 68153.8621 | 75206.3862 | 77599.3207 | 82795.1181 | 82182.2964 | 69369.8489 | 43307.0392
Scenario 1: Reference | PG&E | Com | WaterHeat | Com - Refrig. Warehouse | Program Administrator Cost Test | Energy Efficiency | 46463.3901 | 60494.366 | 78549.2743 | 102975.3948 | 132418.436 | 152942.8681 | 192154.1139 | 236357.0805 | 282828.8399 | 328363.5101 | 366490.5368 | 391497.0623 | 398226.5507
Scenario 1: Reference | PG&E | Com | WaterHeat | Com - Refrig. Warehouse | Program Administrator Cost Test | Fuel Substitution | 37513.0891 | 48525.1394 | 62317.3209 | 79543.5448 | 100941.1224 | 39534.3845 | 51985.1036 | 66504.7665 | 82664.3501 | 108938.9191 | 143173.0242 | 178547.9897 | 215251.0404
Scenario 1: Reference | PG&E | Com | WaterHeat | Com - Refrig. Warehouse | Rate Impact Measure Test | Energy Efficiency | 46463.3901 | 60494.366 | 78549.2743 | 102975.3948 | 132418.436 | 152942.8681 | 192154.1139 | 236357.0805 | 282828.8399 | 328363.5101 | 366490.5368 | 391497.0623 | 398226.5507
Scenario 1: Reference | PG&E | Com | WaterHeat | Com - Refrig. Warehouse | Rate Impact Measure Test | Fuel Substitution | 43421.1866 | 54923.9603 | 69272.6708 | 86995.6266 | 108818.2334 | 39534.3845 | 51985.1036 | 66504.7665 | 82664.3501 | 108938.9191 | 143173.0242 | 178547.9897 | 215251.0404
Scenario 1: Reference | PG&E | Com | WaterHeat | Com - Refrig. Warehouse | Total Resource Cost Test | Energy Efficiency | 56643.2039 | 73398.199 | 94872.8149 | 123808.4845 | 158295.9082 | 183893.0703 | 229073.9391 | 279469.154 | 282828.8399 | 328363.5101 | 366490.5368 | 391497.0623 | 398226.5507
Scenario 1: Reference | PG&E | Com | WaterHeat | Com - Refrig. Warehouse | Total Resource Cost Test | Fuel Substitution | 38594.3051 | 49853.9876 | 63938.5599 | 81509.0658 | 103309.525 | 40194.7096 | 52824.6429 | 67549.1755 | 82664.3501 | 108938.9191 | 143173.0242 | 178547.9897 | 215251.0404
Scenario 1: Reference | PG&E | Com | WaterHeat | Com - Restaurant | Participant Cost Test | Energy Efficiency | 751293.4929 | 874206.094 | 1013920.6133 | 1166259.7874 | 1320390.8984 | 969482.8915 | 1078584.9347 | 1145842.9691 | 1045704.4572 | 977401.5661 | 63145.9756 | 468592.453 | 266750.3606
Scenario 1: Reference | PG&E | Com | WaterHeat | Com - Restaurant | Participant Cost Test | Fuel Substitution | 399338.716 | 493323.9427 | 601026.0774 | 725641.7888 | 868712.4135 | 13352294.681 | 15238745.9507 | 16659948.3693 | 17042434.7511 | 17909668.1718 | 17586463.0606 | 13277234.2684 | 8924356.8234
Scenario 1: Reference | PG&E | Com | WaterHeat | Com - Restaurant | Program Administrator Cost Test | Energy Efficiency | 787361.4541 | 950766.2366 | 1143681.0226 | 1365282.9187 | 1611929.413 | 505439.3905 | 576927.5638 | 630125.7263 | 653118.8599 | 638796.6261 | 86682.434 | 534196.441 | 594771.7396
Scenario 1: Reference | PG&E | Com | WaterHeat | Com - Restaurant | Program Administrator Cost Test | Fuel Substitution | 6709363.4614 | 8626542.2607 | 10979181.119 | 13857903.0725 | 17365790.5809 | 8859903.3035 | 11541871.9507 | 14615785.1072 | 17984696.6351 | 23298833.5602 | 30195319.8059 | 33467702.7994 | 42659131.8029
Scenario 1: Reference | PG&E | Com | WaterHeat | Com - Restaurant | Rate Impact Measure Test | Energy Efficiency | 787361.4541 | 950766.2366 | 1143681.0226 | 1365282.9187 | 1611929.413 | 505439.3905 | 576927.5638 | 630125.7263 | 653118.8599 | 638796.6261 | 86682.434 | 534196.441 | 594771.7396
Scenario 1: Reference | PG&E | Com | WaterHeat | Com - Restaurant | Rate Impact Measure Test | Fuel Substitution | 7965377.7494 | 10000200.0832 | 12476234.893 | 15452560.9746 | 19028947.966 | 8859903.3035 | 11541871.9507 | 14615785.1072 | 17984696.6351 | 23298833.5602 | 30195319.8059 | 33467702.7994 | 42659131.8029
Scenario 1: Reference | PG&E | Com | WaterHeat | Com - Restaurant | Total Resource Cost Test | Energy Efficiency | 845169.3139 | 1019742.7919 | 1225512.3114 | 1461361.3361 | 1722521.8664 | 601752.6661 | 681828.0495 | 739116.3836 | 653118.8599 | 638796.6261 | 86682.434 | 534196.441 | 594771.7396
Scenario 1: Reference | PG&E | Com | WaterHeat | Com - Restaurant | Total Resource Cost Test | Fuel Substitution | 6901548.3456 | 8861328.0331 | 11263044.1745 | 14198163.5696 | 17770592.8681 | 9007080.1433 | 11727253.2963 | 14844064.9909 | 17984696.6351 | 23298833.5602 | 30195319.8059 | 33467702.7994 | 42659131.8029
Scenario 1: Reference | PG&E | Com | WaterHeat | Com - Retail | Participant Cost Test | Energy Efficiency | 2872626.91 | 3671516.7974 | 3547705.5869 | 5142823.6704 | 6333167.5889 | 7483842.664 | 8700568.5092 | 9783040.1213 | 6232993.4739 | 6503160.1065 | 5466060.0547 | 3684940.8539 | 1926422.2417
Scenario 1: Reference | PG&E | Com | WaterHeat | Com - Retail | Participant Cost Test | Fuel Substitution | 55520.0209 | 60851.8082 | 132487.6111 | 165314.6654 | 223354.8234 | 1047190.1224 | 1237876.7437 | 1423483.9159 | 931014.3008 | 994114.8509 | 980119.6539 | 825744.3783 | 521422.0159
Scenario 1: Reference | PG&E | Com | WaterHeat | Com - Retail | Program Administrator Cost Test | Energy Efficiency | 786994.0375 | 1042087.3752 | 1054510.9501 | 1562509.2161 | 2075021.6392 | 2394640.1115 | 2888692.0313 | 3370386.6883 | 3761106.9482 | 4029043.8812 | 4097136.6125 | 3936569.5187 | 3562363.4086
Scenario 1: Reference | PG&E | Com | WaterHeat | Com - Retail | Program Administrator Cost Test | Fuel Substitution | 361326.5166 | 464794.9501 | 591622.5784 | 683044.0402 | 869703.0915 | 478048.3693 | 625270.6343 | 795262.5089 | 982516.9068 | 1293295.5035 | 1682906.4745 | 2081565.1067 | 2492855.4057
Scenario 1: Reference | PG&E | Com | WaterHeat | Com - Retail | Rate Impact Measure Test | Energy Efficiency | 786994.0375 | 1042087.3752 | 1054510.9501 | 1562509.2161 | 2075021.6392 | 2394640.1115 | 2888692.0313 | 3370386.6883 | 3761106.9482 | 4029043.8812 | 4097136.6125 | 3936569.5187 | 3562363.4086
Scenario 1: Reference | PG&E | Com | WaterHeat | Com - Retail | Rate Impact Measure Test | Fuel Substitution | 451497.5873 | 564671.4032 | 701695.2518 | 791730.3219 | 986433.2048 | 478048.3693 | 625270.6343 | 795262.5089 | 982516.9068 | 1293295.5035 | 1682906.4745 | 2081565.1067 | 2492855.4057
Scenario 1: Reference | PG&E | Com | WaterHeat | Com - Retail | Total Resource Cost Test | Energy Efficiency | 2097721.3435 | 2695694.3218 | 2624492.6058 | 3813937.8232 | 4801615.5952 | 5584662.7291 | 6544188.7764 | 7420721.4657 | 3761106.9482 | 4029043.8812 | 4097136.6125 | 3936569.5187 | 3562363.4086
Scenario 1: Reference | PG&E | Com | WaterHeat | Com - Retail | Total Resource Cost Test | Fuel Substitution | 406177.5842 | 512606.7117 | 708342.9722 | 831072.2507 | 1072160.1803 | 812748.5603 | 1047659.9818 | 1324699.9633 | 982516.9068 | 1293295.5035 | 1682906.4745 | 2081565.1067 | 2492855.4057
Scenario 1: Reference | PG&E | Com | WaterHeat | Com - School | Participant Cost Test | Energy Efficiency | 2977870.1502 | 3349246.3689 | 3632628.7869 | 3757834.3601 | 3664691.9772 | 2762708.3076 | 2260060.9824 | 1652775.5239 | 792792.2699 | 386263.573 | 56153.7321 | 13988.5426 | 8467.3308
Scenario 1: Reference | PG&E | Com | WaterHeat | Com - School | Participant Cost Test | Fuel Substitution | 175353.5632 | 214411.0481 | 259647.8265 | 311904.7776 | 844068.9638 | 5799196.3136 | 6700781.3548 | 7497362.9835 | 6072886.3857 | 6580065.8777 | 6475041.8429 | 5455699.4786 | 3463244.0521
Scenario 1: Reference | PG&E | Com | WaterHeat | Com - School | Program Administrator Cost Test | Energy Efficiency | 1530213.6129 | 1768002.8753 | 1991497.7468 | 2170757.2549 | 2275259.5252 | 1152918.2371 | 975476.1564 | 738822.4654 | 484261.0309 | 248488.9859 | 53119.6045 | 27198.8586 | 29506.2201
Scenario 1: Reference | PG&E | Com | WaterHeat | Com - School | Program Administrator Cost Test | Fuel Substitution | 2498970.0524 | 3216148.0339 | 4099657.6579 | 5184879.9733 | 6512068.265 | 3172861.3502 | 4116559.7678 | 5196313.7967 | 6378617.3517 | 8512667.4416 | 11040299.1744 | 13618637.57 | 16266464.9864
Scenario 1: Reference | PG&E | Com | WaterHeat | Com - School | Rate Impact Measure Test | Energy Efficiency | 1530213.6129 | 1768002.8753 | 1991497.7468 | 2170757.2549 | 2275259.5252 | 1152918.2371 | 975476.1564 | 738822.4654 | 484261.0309 | 248488.9859 | 53119.6045 | 27198.8586 | 29506.2201
Scenario 1: Reference | PG&E | Com | WaterHeat | Com - School | Rate Impact Measure Test | Fuel Substitution | 2982398.2531 | 3744225.3949 | 4674929.1803 | 5797372.7268 | 7150397.997 | 3172861.3502 | 4116559.7678 | 5196313.7967 | 6378617.3517 | 8512667.4416 | 11040299.1744 | 13618637.57 | 16266464.9864
Scenario 1: Reference | PG&E | Com | WaterHeat | Com - School | Total Resource Cost Test | Energy Efficiency | 2267485.9254 | 2597327.794 | 2886486.3496 | 3088058.9158 | 3158527.5967 | 1856760.8704 | 1540314.7243 | 1143705.8148 | 484261.0309 | 248488.9859 | 53119.6045 | 27198.8586 | 29506.2201
Scenario 1: Reference | PG&E | Com | WaterHeat | Com - School | Total Resource Cost Test | Fuel Substitution | 2598553.5536 | 3337904.6832 | 4247106.449 | 5362021.3095 | 7195439.0688 | 4227209.723 | 5428334.7576 | 6827577.1897 | 6378617.3517 | 8512667.4416 | 11040299.1744 | 13618637.57 | 16266464.9864
Scenario 1: Reference | PG&E | Com | WaterHeat | Com - Warehouse | Participant Cost Test | Energy Efficiency | 1885668.7411 | 2397072.0435 | 3016674.954 | 3750717.4429 | 4604786.1278 | 5499997.1417 | 6457736.3197 | 7380671.2076 | 5091007.6048 | 5470980.0515 | 4763132.0968 | 3350647.7698 | 1841882.9378
Scenario 1: Reference | PG&E | Com | WaterHeat | Com - Warehouse | Participant Cost Test | Fuel Substitution | 4050.9674 | 5007.458 | 10813.924 | 14522.691 | 19193.0503 | 77927.775 | 92092.3293 | 106046.1098 | 73420.7799 | 79147.2402 | 78450.366 | 66384.3521 | 42034.3486
Scenario 1: Reference | PG&E | Com | WaterHeat | Com - Warehouse | Program Administrator Cost Test | Energy Efficiency | 560720.8168 | 733975.193 | 952215.9289 | 1221568.302 | 1548994.721 | 1875403.187 | 2285405.1818 | 2707371.1377 | 3073838.2716 | 3391738.269 | 3570438.9316 | 3578335.8174 | 3405243.6109
Scenario 1: Reference | PG&E | Com | WaterHeat | Com - Warehouse | Program Administrator Cost Test | Fuel Substitution | 38185.0733 | 49757.9502 | 64216.1005 | 82241.2958 | 104624.3195 | 37035.7248 | 48747.8297 | 62388.821 | 77543.0262 | 103065.9073 | 134872.1511 | 167651.9915 | 201661.6827
Scenario 1: Reference | PG&E | Com | WaterHeat | Com - Warehouse | Rate Impact Measure Test | Energy Efficiency | 560720.8168 | 733975.193 | 952215.9289 | 1221568.302 | 1548994.721 | 1875403.187 | 2285405.1818 | 2707371.1377 | 3073838.2716 | 3391738.269 | 3570438.9316 | 3578335.8174 | 3405243.6109
Scenario 1: Reference | PG&E | Com | WaterHeat | Com - Warehouse | Rate Impact Measure Test | Fuel Substitution | 45442.9681 | 57823.7051 | 73132.3808 | 91854.8536 | 114753.9331 | 37035.7248 | 48747.8297 | 62388.821 | 77543.0262 | 103065.9073 | 134872.1511 | 167651.9915 | 201661.6827
Scenario 1: Reference | PG&E | Com | WaterHeat | Com - Warehouse | Total Resource Cost Test | Energy Efficiency | 1349290.3239 | 1723342.2981 | 2179713.7289 | 2725534.333 | 3368828.6425 | 4020256.2362 | 4758289.2468 | 5488334.0183 | 3073838.2716 | 3391738.269 | 3570438.9316 | 3578335.8174 | 3405243.6109
Scenario 1: Reference | PG&E | Com | WaterHeat | Com - Warehouse | Total Resource Cost Test | Fuel Substitution | 41076.4248 | 53330.3749 | 73271.0804 | 94624.7067 | 121233.302 | 59793.045 | 77299.0299 | 98342.8805 | 77543.0262 | 103065.9073 | 134872.1511 | 167651.9915 | 201661.6827
Scenario 1: Reference | PG&E | Com | WholeBlg | Com - College | Participant Cost Test | Energy Efficiency | 255285.8798 | 262419.9472 | 268268.5191 | 274279.9438 | 281792.4364 | 294278.3323 | 307511.1923 | 319989.5393 | 331855.572 | 348319.882 | 358868.7405 | 363480.1557 | 374942.7058
Scenario 1: Reference | PG&E | Com | WholeBlg | Com - College | Program Administrator Cost Test | Energy Efficiency | 234532.1551 | 241770.6264 | 248049.5386 | 254371.4958 | 262924.4312 | 277204.2478 | 292469.1283 | 307760.2308 | 322765.6184 | 343226.0591 | 358800.6915 | 369075.2751 | 387037.9606
Scenario 1: Reference | PG&E | Com | WholeBlg | Com - College | Rate Impact Measure Test | Energy Efficiency | 234532.1551 | 241770.6264 | 248049.5386 | 254371.4958 | 262924.4312 | 277204.2478 | 292469.1283 | 307760.2308 | 322765.6184 | 343226.0591 | 358800.6915 | 369075.2751 | 387037.9606
Scenario 1: Reference | PG&E | Com | WholeBlg | Com - College | Total Resource Cost Test | Energy Efficiency | 234532.1551 | 241770.6264 | 248049.5386 | 254371.4958 | 262924.4312 | 277204.2478 | 292469.1283 | 307760.2308 | 322765.6184 | 343226.0591 | 358800.6915 | 369075.2751 | 387037.9606
Scenario 1: Reference | PG&E | Com | WholeBlg | Com - Grocery | Participant Cost Test | Energy Efficiency | 1390557.5323 | 1431751.8593 | 1468215.6375 | 1502354.0465 | 1558143.8211 | 1665024.5087 | 1771642.2163 | 1931306.8685 | 2040860.438 | 2192109.5204 | 2307715.549 | 2378888.0711 | 2438783.2878
Scenario 1: Reference | PG&E | Com | WholeBlg | Com - Grocery | Program Administrator Cost Test | Energy Efficiency | 1390557.5323 | 1431751.8593 | 1468215.6375 | 1502354.0465 | 1558143.8211 | 1665024.5087 | 1771642.2163 | 1931306.8685 | 2040860.438 | 2192109.5204 | 2307715.549 | 2378888.0711 | 2438783.2878
Scenario 1: Reference | PG&E | Com | WholeBlg | Com - Grocery | Rate Impact Measure Test | Energy Efficiency | 1390557.5323 | 1431751.8593 | 1468215.6375 | 1502354.0465 | 1558143.8211 | 1665024.5087 | 1771642.2163 | 1931306.8685 | 2040860.438 | 2192109.5204 | 2307715.549 | 2378888.0711 | 2438783.2878
Scenario 1: Reference | PG&E | Com | WholeBlg | Com - Grocery | Total Resource Cost Test | Energy Efficiency | 1390557.5323 | 1431751.8593 | 1468215.6375 | 1502354.0465 | 1558143.8211 | 1665024.5087 | 1771642.2163 | 1931306.8685 | 2040860.438 | 2192109.5204 | 2307715.549 | 2378888.0711 | 2438783.2878
Scenario 1: Reference | PG&E | Com | WholeBlg | Com - Health | Participant Cost Test | Energy Efficiency | 1701413.4036 | 1764860.6052 | 1822764.3199 | 1879030.5526 | 1960392.1307 | 2098778.983 | 2240250.471 | 2401830.9538 | 2546692.5616 | 2745319.052 | 2900201.4655 | 3006597.5155 | 3108186.3326
Scenario 1: Reference | PG&E | Com | WholeBlg | Com - Health | Program Administrator Cost Test | Energy Efficiency | 1701413.4036 | 1764860.6052 | 1822764.3199 | 1879030.5526 | 1960392.1307 | 2098778.983 | 2240250.471 | 2401830.9538 | 2546692.5616 | 2745319.052 | 2900201.4655 | 3006597.5155 | 3108186.3326
Scenario 1: Reference | PG&E | Com | WholeBlg | Com - Health | Rate Impact Measure Test | Energy Efficiency | 1701413.4036 | 1764860.6052 | 1822764.3199 | 1879030.5526 | 1960392.1307 | 2098778.983 | 2240250.471 | 2401830.9538 | 2546692.5616 | 2745319.052 | 2900201.4655 | 3006597.5155 | 3108186.3326
Scenario 1: Reference | PG&E | Com | WholeBlg | Com - Health | Total Resource Cost Test | Energy Efficiency | 1701413.4036 | 1764860.6052 | 1822764.3199 | 1879030.5526 | 1960392.1307 | 2098778.983 | 2240250.471 | 2401830.9538 | 2546692.5616 | 2745319.052 | 2900201.4655 | 3006597.5155 | 3108186.3326
Scenario 1: Reference | PG&E | Com | WholeBlg | Com - Lodging | Participant Cost Test | Energy Efficiency | 274207.0471 | 284226.2377 | 293471.256 | 302641.2221 | 315245.1372 | 335332.1714 | 356056.2392 | 375783.3606 | 397520.3478 | 426066.9352 | 449967.908 | 468058.357 | 485550.65
Scenario 1: Reference | PG&E | Com | WholeBlg | Com - Lodging | Program Administrator Cost Test | Energy Efficiency | 274207.0471 | 284226.2377 | 293471.256 | 302641.2221 | 315245.1372 | 335332.1714 | 356056.2392 | 375783.3606 | 397520.3478 | 426066.9352 | 449967.908 | 468058.357 | 485550.65
Scenario 1: Reference | PG&E | Com | WholeBlg | Com - Lodging | Rate Impact Measure Test | Energy Efficiency | 274207.0471 | 284226.2377 | 293471.256 | 302641.2221 | 315245.1372 | 335332.1714 | 356056.2392 | 375783.3606 | 397520.3478 | 426066.9352 | 449967.908 | 468058.357 | 485550.65
Scenario 1: Reference | PG&E | Com | WholeBlg | Com - Lodging | Total Resource Cost Test | Energy Efficiency | 274207.0471 | 284226.2377 | 293471.256 | 302641.2221 | 315245.1372 | 335332.1714 | 356056.2392 | 375783.3606 | 397520.3478 | 426066.9352 | 449967.908 | 468058.357 | 485550.65
Scenario 1: Reference | PG&E | Com | WholeBlg | Com - Office (Large) | Participant Cost Test | Energy Efficiency | 2330302.6529 | 2402240.4638 | 2464636.3568 | 2522319.312 | 2614082.5627 | 2786646.0854 | 2965700.4903 | 3073891.4992 | 3248448.408 | 3490869.0784 | 3677383.9844 | 3798992.8158 | 3936050.5589
Scenario 1: Reference | PG&E | Com | WholeBlg | Com - Office (Large) | Program Administrator Cost Test | Energy Efficiency | 2330302.6529 | 2402240.4638 | 2464636.3568 | 2522319.312 | 2614082.5627 | 2786646.0854 | 2965700.4903 | 3073891.4992 | 3248448.408 | 3490869.0784 | 3677383.9844 | 3798992.8158 | 3936050.5589
Scenario 1: Reference | PG&E | Com | WholeBlg | Com - Office (Large) | Rate Impact Measure Test | Energy Efficiency | 2330302.6529 | 2402240.4638 | 2464636.3568 | 2522319.312 | 2614082.5627 | 2786646.0854 | 2965700.4903 | 3073891.4992 | 3248448.408 | 3490869.0784 | 3677383.9844 | 3798992.8158 | 3936050.5589
Scenario 1: Reference | PG&E | Com | WholeBlg | Com - Office (Large) | Total Resource Cost Test | Energy Efficiency | 2330302.6529 | 2402240.4638 | 2464636.3568 | 2522319.312 | 2614082.5627 | 2786646.0854 | 2965700.4903 | 3073891.4992 | 3248448.408 | 3490869.0784 | 3677383.9844 | 3798992.8158 | 3936050.5589
Scenario 1: Reference | PG&E | Com | WholeBlg | Com - Office (Small) | Participant Cost Test | Energy Efficiency | 412631.1838 | 425685.4071 | 437396.4004 | 448406.257 | 465658.675 | 497419.6223 | 529935.1259 | 576503.8628 | 609432.6515 | 654498.8164 | 689487.4075 | 712233.0204 | 735809.5722
Scenario 1: Reference | PG&E | Com | WholeBlg | Com - Office (Small) | Program Administrator Cost Test | Energy Efficiency | 412631.1838 | 425685.4071 | 437396.4004 | 448406.257 | 465658.675 | 497419.6223 | 529935.1259 | 576503.8628 | 609432.6515 | 654498.8164 | 689487.4075 | 712233.0204 | 735809.5722
Scenario 1: Reference | PG&E | Com | WholeBlg | Com - Office (Small) | Rate Impact Measure Test | Energy Efficiency | 412631.1838 | 425685.4071 | 437396.4004 | 448406.257 | 465658.675 | 497419.6223 | 529935.1259 | 576503.8628 | 609432.6515 | 654498.8164 | 689487.4075 | 712233.0204 | 735809.5722
Scenario 1: Reference | PG&E | Com | WholeBlg | Com - Office (Small) | Total Resource Cost Test | Energy Efficiency | 412631.1838 | 425685.4071 | 437396.4004 | 448406.257 | 465658.675 | 497419.6223 | 529935.1259 | 576503.8628 | 609432.6515 | 654498.8164 | 689487.4075 | 712233.0204 | 735809.5722
Scenario 1: Reference | PG&E | Com | WholeBlg | Com - Other | Participant Cost Test | Energy Efficiency | 1911503.3557 | 2060966.9764 | 2199578.2224 | 2321296.3169 | 2486741.8678 | 2751551.2506 | 3005415.9712 | 3169793.7252 | 3395821.4471 | 3685590.1246 | 3933689.7825 | 4122450.2444 | 4280155.9825
Scenario 1: Reference | PG&E | Com | WholeBlg | Com - Other | Program Administrator Cost Test | Energy Efficiency | 1911503.3557 | 2060966.9764 | 2199578.2224 | 2321296.3169 | 2486741.8678 | 2751551.2506 | 3005415.9712 | 3169793.7252 | 3395821.4471 | 3685590.1246 | 3933689.7825 | 4122450.2444 | 4280155.9825
Scenario 1: Reference | PG&E | Com | WholeBlg | Com - Other | Rate Impact Measure Test | Energy Efficiency | 1911503.3557 | 2060966.9764 | 2199578.2224 | 2321296.3169 | 2486741.8678 | 2751551.2506 | 3005415.9712 | 3169793.7252 | 3395821.4471 | 3685590.1246 | 3933689.7825 | 4122450.2444 | 4280155.9825
Scenario 1: Reference | PG&E | Com | WholeBlg | Com - Other | Total Resource Cost Test | Energy Efficiency | 1911503.3557 | 2060966.9764 | 2199578.2224 | 2321296.3169 | 2486741.8678 | 2751551.2506 | 3005415.9712 | 3169793.7252 | 3395821.4471 | 3685590.1246 | 3933689.7825 | 4122450.2444 | 4280155.9825
Scenario 1: Reference | PG&E | Com | WholeBlg | Com - Refrig. Warehouse | Participant Cost Test | Energy Efficiency | 200946.5592 | 209377.8237 | 217345.3071 | 224917.9259 | 235914.077 | 254749.9913 | 273563.0333 | 308348.4386 | 328903.9093 | 355716.2167 | 377917.4438 | 392916.6381 | 400298.0785
Scenario 1: Reference | PG&E | Com | WholeBlg | Com - Refrig. Warehouse | Program Administrator Cost Test | Energy Efficiency | 200946.5592 | 209377.8237 | 217345.3071 | 224917.9259 | 235914.077 | 254749.9913 | 273563.0333 | 308348.4386 | 328903.9093 | 355716.2167 | 377917.4438 | 392916.6381 | 400298.0785
Scenario 1: Reference | PG&E | Com | WholeBlg | Com - Refrig. Warehouse | Rate Impact Measure Test | Energy Efficiency | 200946.5592 | 209377.8237 | 217345.3071 | 224917.9259 | 235914.077 | 254749.9913 | 273563.0333 | 308348.4386 | 328903.9093 | 355716.2167 | 377917.4438 | 392916.6381 | 400298.0785
Scenario 1: Reference | PG&E | Com | WholeBlg | Com - Refrig. Warehouse | Total Resource Cost Test | Energy Efficiency | 200946.5592 | 209377.8237 | 217345.3071 | 224917.9259 | 235914.077 | 254749.9913 | 273563.0333 | 308348.4386 | 328903.9093 | 355716.2167 | 377917.4438 | 392916.6381 | 400298.0785
Scenario 1: Reference | PG&E | Com | WholeBlg | Com - Restaurant | Participant Cost Test | Energy Efficiency | 669708.8514 | 692784.3645 | 714456.203 | 735375.599 | 764533.221 | 811577.0466 | 858722.8417 | 910288.1214 | 958288.4536 | 1024298.7775 | 1074721.37 | 1092536.5165 | 1249458.6777
Scenario 1: Reference | PG&E | Com | WholeBlg | Com - Restaurant | Program Administrator Cost Test | Energy Efficiency | 648861.1048 | 671562.5658 | 692612.5807 | 713212.8483 | 742552.4773 | 790571.6537 | 839049.8221 | 892617.4306 | 943274.4663 | 1012646.5182 | 1067216.552 | 1092536.5165 | 1282374.2627
Scenario 1: Reference | PG&E | Com | WholeBlg | Com - Restaurant | Rate Impact Measure Test | Energy Efficiency | 648861.1048 | 671562.5658 | 692612.5807 | 713212.8483 | 742552.4773 | 790571.6537 | 839049.8221 | 892617.4306 | 943274.4663 | 1012646.5182 | 1067216.552 | 1092536.5165 | 1282374.2627
Scenario 1: Reference | PG&E | Com | WholeBlg | Com - Restaurant | Total Resource Cost Test | Energy Efficiency | 648861.1048 | 671562.5658 | 692612.5807 | 713212.8483 | 742552.4773 | 790571.6537 | 839049.8221 | 892617.4306 | 943274.4663 | 1012646.5182 | 1067216.552 | 1092536.5165 | 1282374.2627
Scenario 1: Reference | PG&E | Com | WholeBlg | Com - Retail | Participant Cost Test | Energy Efficiency | 960734.614 | 987081.5027 | 1010758.7507 | 860179.931 | 2472320.3416 | 1102342.5957 | 1155704.524 | 1218172.9468 | 1259792.5399 | 1319337.9164 | 1353252.4106 | 1357805.1588 | 1375019.6309
Scenario 1: Reference | PG&E | Com | WholeBlg | Com - Retail | Program Administrator Cost Test | Energy Efficiency | 869266.9933 | 893690.9201 | 915595.7127 | 860179.931 | 1650762.9953 | 1025696.7983 | 1090814.9231 | 1169552.9898 | 1232533.3666 | 1318879.4034 | 1385458.3753 | 1428355.3499 | 1491419.2
Scenario 1: Reference | PG&E | Com | WholeBlg | Com - Retail | Rate Impact Measure Test | Energy Efficiency | 869266.9933 | 893690.9201 | 915595.7127 | 860179.931 | 1650762.9953 | 1025696.7983 | 1090814.9231 | 1169552.9898 | 1232533.3666 | 1318879.4034 | 1385458.3753 | 1428355.3499 | 1491419.2
Scenario 1: Reference | PG&E | Com | WholeBlg | Com - Retail | Total Resource Cost Test | Energy Efficiency | 869266.9933 | 893690.9201 | 915595.7127 | 860179.931 | 1650762.9953 | 1025696.7983 | 1090814.9231 | 1169552.9898 | 1232533.3666 | 1318879.4034 | 1385458.3753 | 1428355.3499 | 1491419.2
Scenario 1: Reference | PG&E | Com | WholeBlg | Com - School | Participant Cost Test | Energy Efficiency | 411741.9704 | 425949.2282 | 438992.8322 | 451922.225 | 468811.8547 | 495032.0358 | 522462.293 | 556588.7962 | 584814.6343 | 621797.0194 | 652636.5704 | 676103.7513 | 706797.941
Scenario 1: Reference | PG&E | Com | WholeBlg | Com - School | Program Administrator Cost Test | Energy Efficiency | 411741.9704 | 425949.2282 | 438992.8322 | 451922.225 | 468811.8547 | 495032.0358 | 522462.293 | 556588.7962 | 584814.6343 | 621797.0194 | 652636.5704 | 676103.7513 | 706797.941
Scenario 1: Reference | PG&E | Com | WholeBlg | Com - School | Rate Impact Measure Test | Energy Efficiency | 411741.9704 | 425949.2282 | 438992.8322 | 451922.225 | 468811.8547 | 495032.0358 | 522462.293 | 556588.7962 | 584814.6343 | 621797.0194 | 652636.5704 | 676103.7513 | 706797.941
Scenario 1: Reference | PG&E | Com | WholeBlg | Com - School | Total Resource Cost Test | Energy Efficiency | 411741.9704 | 425949.2282 | 438992.8322 | 451922.225 | 468811.8547 | 495032.0358 | 522462.293 | 556588.7962 | 584814.6343 | 621797.0194 | 652636.5704 | 676103.7513 | 706797.941
Scenario 1: Reference | PG&E | Com | WholeBlg | Com - Warehouse | Participant Cost Test | Energy Efficiency | 970606.8454 | 1007308.2803 | 1041864.008 | 1074431.5208 | 1044768.7324 | 1125317.5927 | 1206494.0261 | 1371815.7523 | 1460502.4035 | 1577786.2783 | 1673188.97 | 1737184.1891 | 1780585.4369
Scenario 1: Reference | PG&E | Com | WholeBlg | Com - Warehouse | Program Administrator Cost Test | Energy Efficiency | 915813.9218 | 951260.6044 | 984093.1404 | 1015063.1398 | 1044768.7324 | 1125317.5927 | 1206494.0261 | 1371815.7523 | 1460502.4035 | 1577786.2783 | 1673188.97 | 1737184.1891 | 1780585.4369
Scenario 1: Reference | PG&E | Com | WholeBlg | Com - Warehouse | Rate Impact Measure Test | Energy Efficiency | 915813.9218 | 951260.6044 | 984093.1404 | 1015063.1398 | 1044768.7324 | 1125317.5927 | 1206494.0261 | 1371815.7523 | 1460502.4035 | 1577786.2783 | 1673188.97 | 1737184.1891 | 1780585.4369
Scenario 1: Reference | PG&E | Com | WholeBlg | Com - Warehouse | Total Resource Cost Test | Energy Efficiency | 915813.9218 | 951260.6044 | 984093.1404 | 1015063.1398 | 1044768.7324 | 1125317.5927 | 1206494.0261 | 1371815.7523 | 1460502.4035 | 1577786.2783 | 1673188.97 | 1737184.1891 | 1780585.4369
Scenario 1: Reference | PG&E | Ind | WholeBlg | Ind - All Other Industrial | Participant Cost Test | Energy Efficiency | 308854.2836 | 317135.7849 | 323125.2751 | 328587.8157 | 336487.1838 | 352276.9643 | 369437.8525 | 387026.4789 | 404433.502 | 423253.9578 | 442858.9968 | 459483.8126 | 477393.9396
Scenario 1: Reference | PG&E | Ind | WholeBlg | Ind - All Other Industrial | Program Administrator Cost Test | Energy Efficiency | 308854.2836 | 317135.7849 | 323125.2751 | 328587.8157 | 336487.1838 | 352276.9643 | 369437.8525 | 387026.4789 | 404433.502 | 423253.9578 | 442858.9968 | 459483.8126 | 477393.9396
Scenario 1: Reference | PG&E | Ind | WholeBlg | Ind - All Other Industrial | Rate Impact Measure Test | Energy Efficiency | 308854.2836 | 317135.7849 | 323125.2751 | 328587.8157 | 336487.1838 | 352276.9643 | 369437.8525 | 387026.4789 | 404433.502 | 423253.9578 | 442858.9968 | 459483.8126 | 477393.9396
Scenario 1: Reference | PG&E | Ind | WholeBlg | Ind - All Other Industrial | Total Resource Cost Test | Energy Efficiency | 308854.2836 | 317135.7849 | 323125.2751 | 328587.8157 | 336487.1838 | 352276.9643 | 369437.8525 | 387026.4789 | 404433.502 | 423253.9578 | 442858.9968 | 459483.8126 | 477393.9396
Scenario 1: Reference | PG&E | Ind | WholeBlg | Ind - Chemicals | Participant Cost Test | Energy Efficiency | 5728790.4564 | 6029910.1592 | 6332685.3201 | 6645293.3346 | 6982619.1196 | 7366491.0178 | 7770713.8 | 8192500.2019 | 8636438.2932 | 9109982.808 | 9610031.3478 | 10119546.7027 | 10659317.4391
Scenario 1: Reference | PG&E | Ind | WholeBlg | Ind - Chemicals | Program Administrator Cost Test | Energy Efficiency | 5728790.4564 | 6029910.1592 | 6332685.3201 | 6645293.3346 | 6982619.1196 | 7366491.0178 | 7770713.8 | 8192500.2019 | 8636438.2932 | 9109982.808 | 9610031.3478 | 10119546.7027 | 10659317.4391
Scenario 1: Reference | PG&E | Ind | WholeBlg | Ind - Chemicals | Rate Impact Measure Test | Energy Efficiency | 5728790.4564 | 6029910.1592 | 6332685.3201 | 6645293.3346 | 6982619.1196 | 7366491.0178 | 7770713.8 | 8192500.2019 | 8636438.2932 | 9109982.808 | 9610031.3478 | 10119546.7027 | 10659317.4391
Scenario 1: Reference | PG&E | Ind | WholeBlg | Ind - Chemicals | Total Resource Cost Test | Energy Efficiency | 5728790.4564 | 6029910.1592 | 6332685.3201 | 6645293.3346 | 6982619.1196 | 7366491.0178 | 7770713.8 | 8192500.2019 | 8636438.2932 | 9109982.808 | 9610031.3478 | 10119546.7027 | 10659317.4391
Scenario 1: Reference | PG&E | Ind | WholeBlg | Ind - Electronics | Participant Cost Test | Energy Efficiency | 1924335.5969 | 1964162.7981 | 1984573.1424 | 1998552.8251 | 2030434.569 | 2126206.1273 | 2231300.675 | 2336953.1001 | 2437911.4541 | 2546785.0542 | 2657482.2118 | 2737923.8021 | 2824206.0059
Scenario 1: Reference | PG&E | Ind | WholeBlg | Ind - Electronics | Program Administrator Cost Test | Energy Efficiency | 1924335.5969 | 1964162.7981 | 1984573.1424 | 1998552.8251 | 2030434.569 | 2126206.1273 | 2231300.675 | 2336953.1001 | 2437911.4541 | 2546785.0542 | 2657482.2118 | 2737923.8021 | 2824206.0059
Scenario 1: Reference | PG&E | Ind | WholeBlg | Ind - Electronics | Rate Impact Measure Test | Energy Efficiency | 1924335.5969 | 1964162.7981 | 1984573.1424 | 1998552.8251 | 2030434.569 | 2126206.1273 | 2231300.675 | 2336953.1001 | 2437911.4541 | 2546785.0542 | 2657482.2118 | 2737923.8021 | 2824206.0059
Scenario 1: Reference | PG&E | Ind | WholeBlg | Ind - Electronics | Total Resource Cost Test | Energy Efficiency | 1924335.5969 | 1964162.7981 | 1984573.1424 | 1998552.8251 | 2030434.569 | 2126206.1273 | 2231300.675 | 2336953.1001 | 2437911.4541 | 2546785.0542 | 2657482.2118 | 2737923.8021 | 2824206.0059
Scenario 1: Reference | PG&E | Ind | WholeBlg | Ind - Fabricated Metals | Participant Cost Test | Energy Efficiency | 606693.625 | 631901.576 | 653891.2795 | 673139.634 | 695717.1217 | 730577.9218 | 767382.8321 | 805002.0463 | 842742.2484 | 883238.8363 | 925159.3672 | 962138.0227 | 1001160.8346
Scenario 1: Reference | PG&E | Ind | WholeBlg | Ind - Fabricated Metals | Program Administrator Cost Test | Energy Efficiency | 606693.625 | 631901.576 | 653891.2795 | 673139.634 | 695717.1217 | 730577.9218 | 767382.8321 | 805002.0463 | 842742.2484 | 883238.8363 | 925159.3672 | 962138.0227 | 1001160.8346
Scenario 1: Reference | PG&E | Ind | WholeBlg | Ind - Fabricated Metals | Rate Impact Measure Test | Energy Efficiency | 606693.625 | 631901.576 | 653891.2795 | 673139.634 | 695717.1217 | 730577.9218 | 767382.8321 | 805002.0463 | 842742.2484 | 883238.8363 | 925159.3672 | 962138.0227 | 1001160.8346
Scenario 1: Reference | PG&E | Ind | WholeBlg | Ind - Fabricated Metals | Total Resource Cost Test | Energy Efficiency | 606693.625 | 631901.576 | 653891.2795 | 673139.634 | 695717.1217 | 730577.9218 | 767382.8321 | 805002.0463 | 842742.2484 | 883238.8363 | 925159.3672 | 962138.0227 | 1001160.8346
Scenario 1: Reference | PG&E | Ind | WholeBlg | Ind - Food | Participant Cost Test | Energy Efficiency | 11160928.9025 | 11685271.7686 | 12204191.7177 | 12737019.0178 | 13314534.9195 | 13994471.466 | 14718690.0713 | 15476632.0153 | 16267921.8983 | 17111524.5015 | 17999945.5572 | 18896491.4749 | 19846198.4823
Scenario 1: Reference | PG&E | Ind | WholeBlg | Ind - Food | Program Administrator Cost Test | Energy Efficiency | 11160928.9025 | 11685271.7686 | 12204191.7177 | 12737019.0178 | 13314534.9195 | 13994471.466 | 14718690.0713 | 15476632.0153 | 16267921.8983 | 17111524.5015 | 17999945.5572 | 18896491.4749 | 19846198.4823
Scenario 1: Reference | PG&E | Ind | WholeBlg | Ind - Food | Rate Impact Measure Test | Energy Efficiency | 11160928.9025 | 11685271.7686 | 12204191.7177 | 12737019.0178 | 13314534.9195 | 13994471.466 | 14718690.0713 | 15476632.0153 | 16267921.8983 | 17111524.5015 | 17999945.5572 | 18896491.4749 | 19846198.4823
Scenario 1: Reference | PG&E | Ind | WholeBlg | Ind - Food | Total Resource Cost Test | Energy Efficiency | 11160928.9025 | 11685271.7686 | 12204191.7177 | 12737019.0178 | 13314534.9195 | 13994471.466 | 14718690.0713 | 15476632.0153 | 16267921.8983 | 17111524.5015 | 17999945.5572 | 18896491.4749 | 19846198.4823
Scenario 1: Reference | PG&E | Ind | WholeBlg | Ind - Industrial Machinery | Participant Cost Test | Energy Efficiency | 407108.4335 | 421811.4871 | 433553.0479 | 442343.0252 | 453439.5219 | 475534.854 | 499536.4093 | 523903.0151 | 547889.5497 | 573845.77 | 600430.1433 | 621870.7823 | 644496.2042
Scenario 1: Reference | PG&E | Ind | WholeBlg | Ind - Industrial Machinery | Program Administrator Cost Test | Energy Efficiency | 407108.4335 | 421811.4871 | 433553.0479 | 442343.0252 | 453439.5219 | 475534.854 | 499536.4093 | 523903.0151 | 547889.5497 | 573845.77 | 600430.1433 | 621870.7823 | 644496.2042
Scenario 1: Reference | PG&E | Ind | WholeBlg | Ind - Industrial Machinery | Rate Impact Measure Test | Energy Efficiency | 407108.4335 | 421811.4871 | 433553.0479 | 442343.0252 | 453439.5219 | 475534.854 | 499536.4093 | 523903.0151 | 547889.5497 | 573845.77 | 600430.1433 | 621870.7823 | 644496.2042
Scenario 1: Reference | PG&E | Ind | WholeBlg | Ind - Industrial Machinery | Total Resource Cost Test | Energy Efficiency | 407108.4335 | 421811.4871 | 433553.0479 | 442343.0252 | 453439.5219 | 475534.854 | 499536.4093 | 523903.0151 | 547889.5497 | 573845.77 | 600430.1433 | 621870.7823 | 644496.2042
Scenario 1: Reference | PG&E | Ind | WholeBlg | Ind - Lumber & Furniture | Participant Cost Test | Energy Efficiency | 292924.9796 | 298019.9083 | 300196.0654 | 301531.1301 | 305594.2814 | 318890.695 | 333265.769 | 347669.2273 | 361345.0812 | 376161.2189 | 391242.7568 | 401960.3742 | 413516.5457
Scenario 1: Reference | PG&E | Ind | WholeBlg | Ind - Lumber & Furniture | Program Administrator Cost Test | Energy Efficiency | 292924.9796 | 298019.9083 | 300196.0654 | 301531.1301 | 305594.2814 | 318890.695 | 333265.769 | 347669.2273 | 361345.0812 | 376161.2189 | 391242.7568 | 401960.3742 | 413516.5457
Scenario 1: Reference | PG&E | Ind | WholeBlg | Ind - Lumber & Furniture | Rate Impact Measure Test | Energy Efficiency | 292924.9796 | 298019.9083 | 300196.0654 | 301531.1301 | 305594.2814 | 318890.695 | 333265.769 | 347669.2273 | 361345.0812 | 376161.2189 | 391242.7568 | 401960.3742 | 413516.5457
Scenario 1: Reference | PG&E | Ind | WholeBlg | Ind - Lumber & Furniture | Total Resource Cost Test | Energy Efficiency | 292924.9796 | 298019.9083 | 300196.0654 | 301531.1301 | 305594.2814 | 318890.695 | 333265.769 | 347669.2273 | 361345.0812 | 376161.2189 | 391242.7568 | 401960.3742 | 413516.5457
Scenario 1: Reference | PG&E | Ind | WholeBlg | Ind - Paper | Participant Cost Test | Energy Efficiency | 421571.1547 | 440804.1001 | 460148.9466 | 480568.2192 | 503135.9329 | 530513.2316 | 559893.2791 | 591253.5869 | 624547.2634 | 660943.1347 | 700069.3141 | 739811.0938 | 782462.5304
Scenario 1: Reference | PG&E | Ind | WholeBlg | Ind - Paper | Program Administrator Cost Test | Energy Efficiency | 421571.1547 | 440804.1001 | 460148.9466 | 480568.2192 | 503135.9329 | 530513.2316 | 559893.2791 | 591253.5869 | 624547.2634 | 660943.1347 | 700069.3141 | 739811.0938 | 782462.5304
Scenario 1: Reference | PG&E | Ind | WholeBlg | Ind - Paper | Rate Impact Measure Test | Energy Efficiency | 421571.1547 | 440804.1001 | 460148.9466 | 480568.2192 | 503135.9329 | 530513.2316 | 559893.2791 | 591253.5869 | 624547.2634 | 660943.1347 | 700069.3141 | 739811.0938 | 782462.5304
Scenario 1: Reference | PG&E | Ind | WholeBlg | Ind - Paper | Total Resource Cost Test | Energy Efficiency | 421571.1547 | 440804.1001 | 460148.9466 | 480568.2192 | 503135.9329 | 530513.2316 | 559893.2791 | 591253.5869 | 624547.2634 | 660943.1347 | 700069.3141 | 739811.0938 | 782462.5304
Scenario 1: Reference | PG&E | Ind | WholeBlg | Ind - Petroleum | Participant Cost Test | Energy Efficiency | 15660077.3085 | 16439502.9592 | 17240577.9481 | 18079667.178 | 18973675.8711 | 19958437.645 | 20996227.2923 | 22082341.4138 | 23229646.5362 | 24449995.4128 | 25732342.8701 | 27049194.3423 | 28443652.5429
Scenario 1: Reference | PG&E | Ind | WholeBlg | Ind - Petroleum | Program Administrator Cost Test | Energy Efficiency | 15660077.3085 | 16439502.9592 | 17240577.9481 | 18079667.178 | 18973675.8711 | 19958437.645 | 20996227.2923 | 22082341.4138 | 23229646.5362 | 24449995.4128 | 25732342.8701 | 27049194.3423 | 28443652.5429
Scenario 1: Reference | PG&E | Ind | WholeBlg | Ind - Petroleum | Rate Impact Measure Test | Energy Efficiency | 15660077.3085 | 16439502.9592 | 17240577.9481 | 18079667.178 | 18973675.8711 | 19958437.645 | 20996227.2923 | 22082341.4138 | 23229646.5362 | 24449995.4128 | 25732342.8701 | 27049194.3423 | 28443652.5429
Scenario 1: Reference | PG&E | Ind | WholeBlg | Ind - Petroleum | Total Resource Cost Test | Energy Efficiency | 15660077.3085 | 16439502.9592 | 17240577.9481 | 18079667.178 | 18973675.8711 | 19958437.645 | 20996227.2923 | 22082341.4138 | 23229646.5362 | 24449995.4128 | 25732342.8701 | 27049194.3423 | 28443652.5429
Scenario 1: Reference | PG&E | Ind | WholeBlg | Ind - Plastics | Participant Cost Test | Energy Efficiency | 368371.0403 | 383402.916 | 395323.2692 | 406390.3403 | 421520.9952 | 448423.1461 | 476452.4375 | 503974.3845 | 531761.4171 | 562034.1414 | 593629.1217 | 620531.2687 | 649309.8741
Scenario 1: Reference | PG&E | Ind | WholeBlg | Ind - Plastics | Program Administrator Cost Test | Energy Efficiency | 368371.0403 | 383402.916 | 395323.2692 | 406390.3403 | 421520.9952 | 448423.1461 | 476452.4375 | 503974.3845 | 531761.4171 | 562034.1414 | 593629.1217 | 620531.2687 | 649309.8741
Scenario 1: Reference | PG&E | Ind | WholeBlg | Ind - Plastics | Rate Impact Measure Test | Energy Efficiency | 368371.0403 | 383402.916 | 395323.2692 | 406390.3403 | 421520.9952 | 448423.1461 | 476452.4375 | 503974.3845 | 531761.4171 | 562034.1414 | 593629.1217 | 620531.2687 | 649309.8741
Scenario 1: Reference | PG&E | Ind | WholeBlg | Ind - Plastics | Total Resource Cost Test | Energy Efficiency | 368371.0403 | 383402.916 | 395323.2692 | 406390.3403 | 421520.9952 | 448423.1461 | 476452.4375 | 503974.3845 | 531761.4171 | 562034.1414 | 593629.1217 | 620531.2687 | 649309.8741
Scenario 1: Reference | PG&E | Ind | WholeBlg | Ind - Primary Metals | Participant Cost Test | Energy Efficiency | 639846.5778 | 670030.3299 | 699555.6471 | 729263.7178 | 761880.5074 | 802686.465 | 846450.0697 | 892223.2693 | 939544.9885 | 989977.6446 | 1042856.384 | 1094673.9369 | 1149569.8005
Scenario 1: Reference | PG&E | Ind | WholeBlg | Ind - Primary Metals | Program Administrator Cost Test | Energy Efficiency | 639846.5778 | 670030.3299 | 699555.6471 | 729263.7178 | 761880.5074 | 802686.465 | 846450.0697 | 892223.2693 | 939544.9885 | 989977.6446 | 1042856.384 | 1094673.9369 | 1149569.8005
Scenario 1: Reference | PG&E | Ind | WholeBlg | Ind - Primary Metals | Rate Impact Measure Test | Energy Efficiency | 639846.5778 | 670030.3299 | 699555.6471 | 729263.7178 | 761880.5074 | 802686.465 | 846450.0697 | 892223.2693 | 939544.9885 | 989977.6446 | 1042856.384 | 1094673.9369 | 1149569.8005
Scenario 1: Reference | PG&E | Ind | WholeBlg | Ind - Primary Metals | Total Resource Cost Test | Energy Efficiency | 639846.5778 | 670030.3299 | 699555.6471 | 729263.7178 | 761880.5074 | 802686.465 | 846450.0697 | 892223.2693 | 939544.9885 | 989977.6446 | 1042856.384 | 1094673.9369 | 1149569.8005
Scenario 1: Reference | PG&E | Ind | WholeBlg | Ind - Printing & Publishing | Participant Cost Test | Energy Efficiency | 242270.3786 | 247990.027 | 251789.7785 | 255136.567 | 260404.0575 | 272287.9604 | 285205.6183 | 298343.9526 | 311246.5358 | 325202.3929 | 339537.2915 | 350981.2759 | 363267.6445
Scenario 1: Reference | PG&E | Ind | WholeBlg | Ind - Printing & Publishing | Program Administrator Cost Test | Energy Efficiency | 242270.3786 | 247990.027 | 251789.7785 | 255136.567 | 260404.0575 | 272287.9604 | 285205.6183 | 298343.9526 | 311246.5358 | 325202.3929 | 339537.2915 | 350981.2759 | 363267.6445
Scenario 1: Reference | PG&E | Ind | WholeBlg | Ind - Printing & Publishing | Rate Impact Measure Test | Energy Efficiency | 242270.3786 | 247990.027 | 251789.7785 | 255136.567 | 260404.0575 | 272287.9604 | 285205.6183 | 298343.9526 | 311246.5358 | 325202.3929 | 339537.2915 | 350981.2759 | 363267.6445
Scenario 1: Reference | PG&E | Ind | WholeBlg | Ind - Printing & Publishing | Total Resource Cost Test | Energy Efficiency | 242270.3786 | 247990.027 | 251789.7785 | 255136.567 | 260404.0575 | 272287.9604 | 285205.6183 | 298343.9526 | 311246.5358 | 325202.3929 | 339537.2915 | 350981.2759 | 363267.6445
Scenario 1: Reference | PG&E | Ind | WholeBlg | Ind - Stone-Glass-Clay | Participant Cost Test | Energy Efficiency | 4482065.2458 | 4751615.4607 | 5018236.1188 | 5291009.4758 | 5582659.7898 | 5906542.692 | 6245480.3602 | 6602235.5681 | 6977134.366 | 7377231.3782 | 7802222.4322 | 8241653.1584 | 8707450.9799
Scenario 1: Reference | PG&E | Ind | WholeBlg | Ind - Stone-Glass-Clay | Program Administrator Cost Test | Energy Efficiency | 4482065.2458 | 4751615.4607 | 5018236.1188 | 5291009.4758 | 5582659.7898 | 5906542.692 | 6245480.3602 | 6602235.5681 | 6977134.366 | 7377231.3782 | 7802222.4322 | 8241653.1584 | 8707450.9799
Scenario 1: Reference | PG&E | Ind | WholeBlg | Ind - Stone-Glass-Clay | Rate Impact Measure Test | Energy Efficiency | 4482065.2458 | 4751615.4607 | 5018236.1188 | 5291009.4758 | 5582659.7898 | 5906542.692 | 6245480.3602 | 6602235.5681 | 6977134.366 | 7377231.3782 | 7802222.4322 | 8241653.1584 | 8707450.9799
Scenario 1: Reference | PG&E | Ind | WholeBlg | Ind - Stone-Glass-Clay | Total Resource Cost Test | Energy Efficiency | 4482065.2458 | 4751615.4607 | 5018236.1188 | 5291009.4758 | 5582659.7898 | 5906542.692 | 6245480.3602 | 6602235.5681 | 6977134.366 | 7377231.3782 | 7802222.4322 | 8241653.1584 | 8707450.9799
Scenario 1: Reference | PG&E | Ind | WholeBlg | Ind - Textiles | Participant Cost Test | Energy Efficiency | 22043.6723 | 22695.6342 | 23231.92 | 23717.0331 | 24332.6653 | 25398.0168 | 26543.5173 | 27712.4494 | 28879.1124 | 30135.3865 | 31440.0189 | 32588.9293 | 33820.9005
Scenario 1: Reference | PG&E | Ind | WholeBlg | Ind - Textiles | Program Administrator Cost Test | Energy Efficiency | 22043.6723 | 22695.6342 | 23231.92 | 23717.0331 | 24332.6653 | 25398.0168 | 26543.5173 | 27712.4494 | 28879.1124 | 30135.3865 | 31440.0189 | 32588.9293 | 33820.9005
Scenario 1: Reference | PG&E | Ind | WholeBlg | Ind - Textiles | Rate Impact Measure Test | Energy Efficiency | 22043.6723 | 22695.6342 | 23231.92 | 23717.0331 | 24332.6653 | 25398.0168 | 26543.5173 | 27712.4494 | 28879.1124 | 30135.3865 | 31440.0189 | 32588.9293 | 33820.9005
Scenario 1: Reference | PG&E | Ind | WholeBlg | Ind - Textiles | Total Resource Cost Test | Energy Efficiency | 22043.6723 | 22695.6342 | 23231.92 | 23717.0331 | 24332.6653 | 25398.0168 | 26543.5173 | 27712.4494 | 28879.1124 | 30135.3865 | 31440.0189 | 32588.9293 | 33820.9005
Scenario 1: Reference | PG&E | Ind | WholeBlg | Ind - Transportation Equipment | Participant Cost Test | Energy Efficiency | 593228.9426 | 612949.6356 | 631177.6332 | 647747.3356 | 667536.6315 | 699081.7686 | 733479.1741 | 768964.3858 | 804792.7147 | 843194.8702 | 882860.2574 | 918043.725 | 955196.3748
Scenario 1: Reference | PG&E | Ind | WholeBlg | Ind - Transportation Equipment | Program Administrator Cost Test | Energy Efficiency | 593228.9426 | 612949.6356 | 631177.6332 | 647747.3356 | 667536.6315 | 699081.7686 | 733479.1741 | 768964.3858 | 804792.7147 | 843194.8702 | 882860.2574 | 918043.725 | 955196.3748
Scenario 1: Reference | PG&E | Ind | WholeBlg | Ind - Transportation Equipment | Rate Impact Measure Test | Energy Efficiency | 593228.9426 | 612949.6356 | 631177.6332 | 647747.3356 | 667536.6315 | 699081.7686 | 733479.1741 | 768964.3858 | 804792.7147 | 843194.8702 | 882860.2574 | 918043.725 | 955196.3748
Scenario 1: Reference | PG&E | Ind | WholeBlg | Ind - Transportation Equipment | Total Resource Cost Test | Energy Efficiency | 593228.9426 | 612949.6356 | 631177.6332 | 647747.3356 | 667536.6315 | 699081.7686 | 733479.1741 | 768964.3858 | 804792.7147 | 843194.8702 | 882860.2574 | 918043.725 | 955196.3748
Scenario 1: Reference | PG&E | Res | AppPlug | Res - Multi Family | Participant Cost Test | Energy Efficiency | 0 | 0 | 222491.3876 | 275208.2963 | 259973.1515 | 242093.4042 | 222226.5429 | 195124.5181 | 171827.4841 | 146592.0643 | 119559.5199 | 90447.5877 | 57922.0031
Scenario 1: Reference | PG&E | Res | AppPlug | Res - Multi Family | Participant Cost Test | Fuel Substitution | 8.0744 | 8.8253 | 9.4539 | 10.0271 | 10.5075 | 0 | 0 | 0 | 0 | 0 | 0 | 0 | 0
Scenario 1: Reference | PG&E | Res | AppPlug | Res - Multi Family | Program Administrator Cost Test | Energy Efficiency | 0 | 0 | 46239.8711 | 62822.6438 | 65918.2966 | 69234.6805 | 72422.1625 | 73650.6343 | 76739.4888 | 79947.9698 | 83610.9814 | 87550.6362 | 90317.6925
Scenario 1: Reference | PG&E | Res | AppPlug | Res - Multi Family | Program Administrator Cost Test | Fuel Substitution | 47.8466 | 54.3768 | 61.5393 | 69.3512 | 77.8411 | 0 | 0 | 0 | 0 | 0 | 0 | 0 | 0
Scenario 1: Reference | PG&E | Res | AppPlug | Res - Multi Family | Rate Impact Measure Test | Energy Efficiency | 0 | 0 | 46239.8711 | 62822.6438 | 65918.2966 | 69234.6805 | 72422.1625 | 73650.6343 | 76739.4888 | 79947.9698 | 83610.9814 | 87550.6362 | 90317.6925
Scenario 1: Reference | PG&E | Res | AppPlug | Res - Multi Family | Rate Impact Measure Test | Fuel Substitution | 47.8466 | 54.3768 | 61.5393 | 69.3512 | 77.8411 | 0 | 0 | 0 | 0 | 0 | 0 | 0 | 0
Scenario 1: Reference | PG&E | Res | AppPlug | Res - Multi Family | Total Resource Cost Test | Energy Efficiency | 0 | 0 | 46239.8711 | 62822.6438 | 65918.2966 | 69234.6805 | 72422.1625 | 73650.6343 | 76739.4888 | 79947.9698 | 83610.9814 | 87550.6362 | 90317.6925
Scenario 1: Reference | PG&E | Res | AppPlug | Res - Multi Family | Total Resource Cost Test | Fuel Substitution | 47.8466 | 54.3768 | 61.5393 | 69.3512 | 77.8411 | 0 | 0 | 0 | 0 | 0 | 0 | 0 | 0
Scenario 1: Reference | PG&E | Res | AppPlug | Res - Single Family | Participant Cost Test | Energy Efficiency | 0 | 0 | 0 | 0 | 0 | 0 | 0 | 0 | 0 | 0 | 0 | 182829.1936 | 134035.8453
Scenario 1: Reference | PG&E | Res | AppPlug | Res - Single Family | Participant Cost Test | Fuel Substitution | 53.2646 | 58.1087 | 62.2032 | 65.9819 | 69.251 | 0 | 0 | 0 | 0 | 0 | 0 | 0 | 0
Scenario 1: Reference | PG&E | Res | AppPlug | Res - Single Family | Program Administrator Cost Test | Energy Efficiency | 0 | 0 | 0 | 0 | 0 | 0 | 0 | 0 | 0 | 0 | 0 | 197143.7957 | 237478.217
Scenario 1: Reference | PG&E | Res | AppPlug | Res - Single Family | Program Administrator Cost Test | Fuel Substitution | 282.4888 | 320.2689 | 361.4 | 406.1792 | 454.9168 | 0 | 0 | 0 | 0 | 0 | 0 | 0 | 0
Scenario 1: Reference | PG&E | Res | AppPlug | Res - Single Family | Rate Impact Measure Test | Energy Efficiency | 0 | 0 | 0 | 0 | 0 | 0 | 0 | 0 | 0 | 0 | 0 | 197143.7957 | 237478.217
Scenario 1: Reference | PG&E | Res | AppPlug | Res - Single Family | Rate Impact Measure Test | Fuel Substitution | 282.4888 | 320.2689 | 361.4 | 406.1792 | 454.9168 | 0 | 0 | 0 | 0 | 0 | 0 | 0 | 0
Scenario 1: Reference | PG&E | Res | AppPlug | Res - Single Family | Total Resource Cost Test | Energy Efficiency | 0 | 0 | 0 | 0 | 0 | 0 | 0 | 0 | 0 | 0 | 0 | 197143.7957 | 237478.217
Scenario 1: Reference | PG&E | Res | AppPlug | Res - Single Family | Total Resource Cost Test | Fuel Substitution | 282.4888 | 320.2689 | 361.4 | 406.1792 | 454.9168 | 0 | 0 | 0 | 0 | 0 | 0 | 0 | 0
Scenario 1: Reference | PG&E | Res | BROs | Income Qualified - Multi Family IQ | Participant Cost Test | Energy Efficiency | 1925010.1581 | 2131990.5869 | 2332505.3919 | 2395934.5671 | 2413049.2415 | 2815219.7904 | 3068163.7585 | 3308919.6346 | 3574804.1631 | 3570692.8855 | 3864978.0549 | 3719606.2831 | 4001190.0617
Scenario 1: Reference | PG&E | Res | BROs | Income Qualified - Multi Family IQ | Program Administrator Cost Test | Energy Efficiency | 1925010.1581 | 2131990.5869 | 2332505.3919 | 2395934.5671 | 2413049.2415 | 2815219.7904 | 3068163.7585 | 3308919.6346 | 3574804.1631 | 3570692.8855 | 3864978.0549 | 3719606.2831 | 4001190.0617
Scenario 1: Reference | PG&E | Res | BROs | Income Qualified - Multi Family IQ | Rate Impact Measure Test | Energy Efficiency | 1925010.1581 | 2131990.5869 | 2332505.3919 | 2395934.5671 | 2413049.2415 | 2815219.7904 | 3068163.7585 | 3308919.6346 | 3574804.1631 | 3570692.8855 | 3864978.0549 | 3719606.2831 | 4001190.0617
Scenario 1: Reference | PG&E | Res | BROs | Income Qualified - Multi Family IQ | Total Resource Cost Test | Energy Efficiency | 1925010.1581 | 2131990.5869 | 2332505.3919 | 2395934.5671 | 2413049.2415 | 2815219.7904 | 3068163.7585 | 3308919.6346 | 3574804.1631 | 3570692.8855 | 3864978.0549 | 3719606.2831 | 4001190.0617
Scenario 1: Reference | PG&E | Res | BROs | Income Qualified - Single Family IQ | Participant Cost Test | Energy Efficiency | 7075722.268 | 7814736.2513 | 8519532.6361 | 8710741.4231 | 8727781.7418 | 10161305.6794 | 11049006.865 | 11877437.5868 | 12789563.2131 | 12706316.4419 | 13700167.8466 | 13276655.6147 | 14237199.448
Scenario 1: Reference | PG&E | Res | BROs | Income Qualified - Single Family IQ | Program Administrator Cost Test | Energy Efficiency | 7075722.268 | 7814736.2513 | 8519532.6361 | 8710741.4231 | 8727781.7418 | 10161305.6794 | 11049006.865 | 11877437.5868 | 12789563.2131 | 12706316.4419 | 13700167.8466 | 13276655.6147 | 14237199.448
Scenario 1: Reference | PG&E | Res | BROs | Income Qualified - Single Family IQ | Rate Impact Measure Test | Energy Efficiency | 7075722.268 | 7814736.2513 | 8519532.6361 | 8710741.4231 | 8727781.7418 | 10161305.6794 | 11049006.865 | 11877437.5868 | 12789563.2131 | 12706316.4419 | 13700167.8466 | 13276655.6147 | 14237199.448
Scenario 1: Reference | PG&E | Res | BROs | Income Qualified - Single Family IQ | Total Resource Cost Test | Energy Efficiency | 7075722.268 | 7814736.2513 | 8519532.6361 | 8710741.4231 | 8727781.7418 | 10161305.6794 | 11049006.865 | 11877437.5868 | 12789563.2131 | 12706316.4419 | 13700167.8466 | 13276655.6147 | 14237199.448
Scenario 1: Reference | PG&E | Res | BROs | Res - Multi Family | Participant Cost Test | Energy Efficiency | 19035785.855 | 20934720.2434 | 22768347.5405 | 23404596.5875 | 23646201.2882 | 27258507.3025 | 29589423.7973 | 31807402.4891 | 34249169.501 | 34351727.7303 | 37042575.8612 | 39979858.3778 | 43162855.6131
Scenario 1: Reference | PG&E | Res | BROs | Res - Multi Family | Program Administrator Cost Test | Energy Efficiency | 19035785.855 | 20934720.2434 | 22768347.5405 | 23404596.5875 | 23646201.2882 | 27258507.3025 | 29589423.7973 | 31807402.4891 | 34249169.501 | 34351727.7303 | 37042575.8612 | 39979858.3778 | 43162855.6131
Scenario 1: Reference | PG&E | Res | BROs | Res - Multi Family | Rate Impact Measure Test | Energy Efficiency | 19035785.855 | 20934720.2434 | 22768347.5405 | 23404596.5875 | 23646201.2882 | 27258507.3025 | 29589423.7973 | 31807402.4891 | 34249169.501 | 34351727.7303 | 37042575.8612 | 39979858.3778 | 43162855.6131
Scenario 1: Reference | PG&E | Res | BROs | Res - Multi Family | Total Resource Cost Test | Energy Efficiency | 19035785.855 | 20934720.2434 | 22768347.5405 | 23404596.5875 | 23646201.2882 | 27258507.3025 | 29589423.7973 | 31807402.4891 | 34249169.501 | 34351727.7303 | 37042575.8612 | 39979858.3778 | 43162855.6131
Scenario 1: Reference | PG&E | Res | BROs | Res - Single Family | Participant Cost Test | Energy Efficiency | 4866331.1106 | 5370740.3555 | 5862147.7539 | 6037415.3672 | 6107872.8002 | 7074682.042 | 7695070.786 | 8291132.1781 | 8948659.7243 | 8984374.6053 | 9715854.0326 | 10514585.2768 | 11379947.1767
Scenario 1: Reference | PG&E | Res | BROs | Res - Single Family | Program Administrator Cost Test | Energy Efficiency | 4866331.1106 | 5370740.3555 | 5862147.7539 | 6037415.3672 | 6107872.8002 | 7074682.042 | 7695070.786 | 8291132.1781 | 8948659.7243 | 8984374.6053 | 9715854.0326 | 10514585.2768 | 11379947.1767
Scenario 1: Reference | PG&E | Res | BROs | Res - Single Family | Rate Impact Measure Test | Energy Efficiency | 4866331.1106 | 5370740.3555 | 5862147.7539 | 6037415.3672 | 6107872.8002 | 7074682.042 | 7695070.786 | 8291132.1781 | 8948659.7243 | 8984374.6053 | 9715854.0326 | 10514585.2768 | 11379947.1767
Scenario 1: Reference | PG&E | Res | BROs | Res - Single Family | Total Resource Cost Test | Energy Efficiency | 4866331.1106 | 5370740.3555 | 5862147.7539 | 6037415.3672 | 6107872.8002 | 7074682.042 | 7695070.786 | 8291132.1781 | 8948659.7243 | 8984374.6053 | 9715854.0326 | 10514585.2768 | 11379947.1767
Scenario 1: Reference | PG&E | Res | BldgEnv | Res - Single Family | Participant Cost Test | Energy Efficiency | 378283.5378 | 469055.4856 | 501502.2883 | 498461.8334 | 478573.9117 | 451551.5628 | 420775.4168 | 386784.413 | 77288.3079 | 0 | 0 | 0 | 0
Scenario 1: Reference | PG&E | Res | BldgEnv | Res - Single Family | Program Administrator Cost Test | Energy Efficiency | 77391.4945 | 101931.9154 | 116112.8504 | 123233.1529 | 126601.6538 | 128058.2931 | 128375.7476 | 127679.6699 | 126771.6416 | 0 | 0 | 0 | 0
Scenario 1: Reference | PG&E | Res | BldgEnv | Res - Single Family | Rate Impact Measure Test | Energy Efficiency | 77626.0015 | 102043.6114 | 116133.7182 | 123233.1529 | 126601.6538 | 128058.2931 | 128375.7476 | 127679.6699 | 126771.6416 | 0 | 0 | 0 | 0
Scenario 1: Reference | PG&E | Res | BldgEnv | Res - Single Family | Total Resource Cost Test | Energy Efficiency | 337098.9169 | 424753.6223 | 464448.3258 | 473674.7471 | 467968.2078 | 455606.0523 | 439576.2884 | 420864.514 | 126771.6416 | 0 | 0 | 0 | 0
Scenario 1: Reference | PG&E | Res | HVAC | Res - Multi Family | Participant Cost Test | Energy Efficiency | 508536.571 | 533488.9984 | 886839.874 | 549004.2276 | 538258.6304 | 517501.6047 | 488340.5604 | 418359.8798 | 376107.6908 | 326241.2667 | 269488.2774 | 272199.673 | 164882.9698
Scenario 1: Reference | PG&E | Res | HVAC | Res - Multi Family | Participant Cost Test | Fuel Substitution | 2163.2808 | 295.9354 | 307.2014 | 316.023 | 345.1966 | 372.2738 | 362.1693 | 342.5495 | 313.3055 | 280.52 | 237.6656 | 182.9806 | 118.9065
Scenario 1: Reference | PG&E | Res | HVAC | Res - Multi Family | Program Administrator Cost Test | Energy Efficiency | 195215.1526 | 224343.3938 | 459149.1013 | 279132.0053 | 305300.4708 | 330202.6842 | 352299.8171 | 346539.9328 | 365273.5176 | 383281.0623 | 404418.9635 | 514099.1639 | 504255.7208
Scenario 1: Reference | PG&E | Res | HVAC | Res - Multi Family | Program Administrator Cost Test | Fuel Substitution | 637.0991 | 932.7036 | 1035.4237 | 1144.7506 | 1354.9598 | 416.0782 | 451.9949 | 485.1525 | 514.3827 | 551.7403 | 590.0004 | 619.9651 | 644.5421
Scenario 1: Reference | PG&E | Res | HVAC | Res - Multi Family | Rate Impact Measure Test | Energy Efficiency | 195215.1526 | 224343.3938 | 459149.1013 | 279132.0053 | 305300.4708 | 330202.6842 | 352299.8171 | 346539.9328 | 365273.5176 | 383281.0623 | 404418.9635 | 514099.1639 | 504255.7208
Scenario 1: Reference | PG&E | Res | HVAC | Res - Multi Family | Rate Impact Measure Test | Fuel Substitution | 637.0991 | 932.7036 | 1035.4237 | 1144.7506 | 1354.9598 | 416.0782 | 451.9949 | 485.1525 | 514.3827 | 551.7403 | 590.0004 | 619.9651 | 644.5421
Scenario 1: Reference | PG&E | Res | HVAC | Res - Multi Family | Total Resource Cost Test | Energy Efficiency | 195215.1526 | 224343.3938 | 459149.1013 | 279132.0053 | 305300.4708 | 330202.6842 | 352299.8171 | 346539.9328 | 365273.5176 | 383281.0623 | 404418.9635 | 514099.1639 | 504255.7208
Scenario 1: Reference | PG&E | Res | HVAC | Res - Multi Family | Total Resource Cost Test | Fuel Substitution | 637.0991 | 932.7036 | 1035.4237 | 1144.7506 | 1354.9598 | 416.0782 | 451.9949 | 485.1525 | 514.3827 | 551.7403 | 590.0004 | 619.9651 | 644.5421
Scenario 1: Reference | PG&E | Res | HVAC | Res - Single Family | Participant Cost Test | Energy Efficiency | 11829982.8481 | 13624438.5432 | 16517706.0713 | 15404929.4796 | 13139346.0459 | 6095861.8975 | 6063107.2716 | 5975612.3864 | 799890.0122 | 521585.7683 | 429881.4516 | 766358.5311 | 508841.7141
Scenario 1: Reference | PG&E | Res | HVAC | Res - Single Family | Participant Cost Test | Fuel Substitution | 59308.0205 | 16249.1868 | 18339.3675 | 19356.8882 | 17277.4094 | 8307.1415 | 8446.724 | 8476.6878 | 239.8811 | 220.4466 | 189.1589 | 147.0584 | 96.5408
Scenario 1: Reference | PG&E | Res | HVAC | Res - Single Family | Program Administrator Cost Test | Energy Efficiency | 2344216.1853 | 2828116.06 | 4260455.5083 | 3443983.0026 | 3672824.5501 | 1532646.6224 | 1612646.3336 | 1684240.7986 | 755974.5754 | 612779.4604 | 645119.7536 | 1255138.6932 | 1295209.8128
Scenario 1: Reference | PG&E | Res | HVAC | Res - Single Family | Program Administrator Cost Test | Fuel Substitution | 35221.0015 | 39562.1883 | 47355.5242 | 52592.6581 | 58189.4901 | 5099.644 | 5550.3427 | 5984.5126 | 393.835 | 433.5851 | 469.5833 | 498.2556 | 523.3072
Scenario 1: Reference | PG&E | Res | HVAC | Res - Single Family | Rate Impact Measure Test | Energy Efficiency | 2344216.1853 | 2828116.06 | 4260455.5083 | 3443983.0026 | 3672824.5501 | 1532646.6224 | 1612646.3336 | 1684240.7986 | 755974.5754 | 612779.4604 | 645119.7536 | 1255138.6932 | 1295209.8128
Scenario 1: Reference | PG&E | Res | HVAC | Res - Single Family | Rate Impact Measure Test | Fuel Substitution | 37393.1394 | 41589.9962 | 49255.9617 | 54326.383 | 59728.3169 | 5099.644 | 5550.3427 | 5984.5126 | 393.835 | 433.5851 | 469.5833 | 498.2556 | 523.3072
Scenario 1: Reference | PG&E | Res | HVAC | Res - Single Family | Total Resource Cost Test | Energy Efficiency | 10488644.074 | 12371423.6652 | 14756501.6735 | 14576564.5616 | 12625336.1276 | 5119449.8966 | 5314002.7303 | 5486864.0497 | 755974.5754 | 612779.4604 | 645119.7536 | 1255138.6932 | 1295209.8128
Scenario 1: Reference | PG&E | Res | HVAC | Res - Single Family | Total Resource Cost Test | Fuel Substitution | 45938.9465 | 50990.6841 | 59980.0414 | 65885.6392 | 69072.4031 | 8844.0279 | 9549.7517 | 10235.7423 | 393.835 | 433.5851 | 469.5833 | 498.2556 | 523.3072
Scenario 1: Reference | PG&E | Res | WaterHeat | Res - Multi Family | Participant Cost Test | Energy Efficiency | 1393507.8102 | 1919876.9479 | 2081539.4083 | 2094736.2562 | 2017198.5435 | 1549320.421 | 1433424.3158 | 1226931.4508 | 1080265.7201 | 915867.2637 | 735413.6554 | 536616.7423 | 303208.8199
Scenario 1: Reference | PG&E | Res | WaterHeat | Res - Multi Family | Participant Cost Test | Fuel Substitution | 193012.3621 | 155444.9035 | 167529.5317 | 180058.0494 | 192750.9521 | 111524.3455 | 117895.5578 | 118861.8141 | 113506.1977 | 105134.0127 | 92915.907 | 72201.7906 | 42788.104
Scenario 1: Reference | PG&E | Res | WaterHeat | Res - Multi Family | Program Administrator Cost Test | Energy Efficiency | 1124073.3559 | 1397289.9305 | 1584858.2608 | 1722111.2076 | 1845034.363 | 1009313.3788 | 1047355.7042 | 1015277.3547 | 1045233.6141 | 1075842.9958 | 1114383.3005 | 1160008.3504 | 1158044.5452
Scenario 1: Reference | PG&E | Res | WaterHeat | Res - Multi Family | Program Administrator Cost Test | Fuel Substitution | 5192577.0008 | 5906654.2859 | 6696407.495 | 7568361.1427 | 8520471.7612 | 85295.7174 | 102345.121 | 119166.4586 | 134580.076 | 153157.3224 | 177351.6019 | 199945.2731 | 218308.443
Scenario 1: Reference | PG&E | Res | WaterHeat | Res - Multi Family | Rate Impact Measure Test | Energy Efficiency | 1124073.3559 | 1397289.9305 | 1584858.2608 | 1722111.2076 | 1845034.363 | 1009313.3788 | 1047355.7042 | 1015277.3547 | 1045233.6141 | 1075842.9958 | 1114383.3005 | 1160008.3504 | 1158044.5452
Scenario 1: Reference | PG&E | Res | WaterHeat | Res - Multi Family | Rate Impact Measure Test | Fuel Substitution | 8327968.2206 | 9090438.9508 | 9917692.393 | 10782412.1295 | 11677943.8705 | 85295.7174 | 102345.121 | 119166.4586 | 134580.076 | 153157.3224 | 177351.6019 | 199945.2731 | 218308.443
Scenario 1: Reference | PG&E | Res | WaterHeat | Res - Multi Family | Total Resource Cost Test | Energy Efficiency | 1124073.3559 | 1397289.9305 | 1584858.2608 | 1722111.2076 | 1845034.363 | 1009313.3788 | 1047355.7042 | 1015277.3547 | 1045233.6141 | 1075842.9958 | 1114383.3005 | 1160008.3504 | 1158044.5452
Scenario 1: Reference | PG&E | Res | WaterHeat | Res - Multi Family | Total Resource Cost Test | Fuel Substitution | 5192577.0008 | 5906654.2859 | 6696407.495 | 7568361.1427 | 8520471.7612 | 85295.7174 | 102345.121 | 119166.4586 | 134580.076 | 153157.3224 | 177351.6019 | 199945.2731 | 218308.443
Scenario 1: Reference | PG&E | Res | WaterHeat | Res - Single Family | Participant Cost Test | Energy Efficiency | 11996975.609 | 13370447.9851 | 11827113.8293 | 12094762.3708 | 11927304.5941 | 6193205.7424 | 5759208.6526 | 5256599.8049 | 3989211.234 | 3366143.7437 | 2694441.4514 | 1957039.2991 | 1144753.7997
Scenario 1: Reference | PG&E | Res | WaterHeat | Res - Single Family | Participant Cost Test | Fuel Substitution | 213593.9392 | 45735.3308 | 58077.7272 | 70352.4162 | 83095.5753 | 1064095.4917 | 1152411.3341 | 1199608.9124 | 806937.482 | 737281.6033 | 648692.4343 | 504400.7127 | 299351.8304
Scenario 1: Reference | PG&E | Res | WaterHeat | Res - Single Family | Program Administrator Cost Test | Energy Efficiency | 6229108.3717 | 7470590.7203 | 8502591.9568 | 9352158.6224 | 10102849.757 | 3796586.897 | 3909001.636 | 4006060.3826 | 4074481.2285 | 4179636.0037 | 4314240.9532 | 4458104.1054 | 4609542.5704
Scenario 1: Reference | PG&E | Res | WaterHeat | Res - Single Family | Program Administrator Cost Test | Fuel Substitution | 232025.1512 | 345001.4271 | 460964.8111 | 588054.2359 | 731840.8225 | 609544.5979 | 730037.4708 | 848410.2737 | 956755.7529 | 1074058.4643 | 1238180.2646 | 1396814.9177 | 1527317.7801
Scenario 1: Reference | PG&E | Res | WaterHeat | Res - Single Family | Rate Impact Measure Test | Energy Efficiency | 6229108.3717 | 7470590.7203 | 8502591.9568 | 9352158.6224 | 10102849.757 | 3796586.897 | 3909001.636 | 4006060.3826 | 4074481.2285 | 4179636.0037 | 4314240.9532 | 4458104.1054 | 4609542.5704
Scenario 1: Reference | PG&E | Res | WaterHeat | Res - Single Family | Rate Impact Measure Test | Fuel Substitution | 252122.3466 | 369482.598 | 488116.1504 | 616048.8775 | 759187.6165 | 609544.5979 | 730037.4708 | 848410.2737 | 956755.7529 | 1074058.4643 | 1238180.2646 | 1396814.9177 | 1527317.7801
Scenario 1: Reference | PG&E | Res | WaterHeat | Res - Single Family | Total Resource Cost Test | Energy Efficiency | 10455747.0942 | 12311937.9185 | 11407287.7374 | 12444448.1811 | 13343556.7268 | 4410054.7222 | 4542246.0295 | 4657975.6827 | 4074481.2285 | 4179636.0037 | 4314240.9532 | 4458104.1054 | 4609542.5704
Scenario 1: Reference | PG&E | Res | WaterHeat | Res - Single Family | Total Resource Cost Test | Fuel Substitution | 255684.6228 | 378528.1579 | 503552.0591 | 639647.9987 | 792784.1636 | 876659.1344 | 1041488.5907 | 1201777.8408 | 956755.7529 | 1074058.4643 | 1238180.2646 | 1396814.9177 | 1527317.7801
Scenario 1: Reference | PG&E | Res | WholeBlg | Res - Multi Family | Participant Cost Test | Energy Efficiency | 0 | 0 | 27435.2125 | 26877.5899 | 24945.2816 | 22891.073 | 4997775.0856 | 4318196.2947 | 3570854.808 | 2879323.4781 | 2198378.2257 | 2639442.2761 | 1689192.2407
Scenario 1: Reference | PG&E | Res | WholeBlg | Res - Multi Family | Program Administrator Cost Test | Energy Efficiency | 0 | 0 | 18463.843 | 19973.4099 | 20688.0163 | 21340.3673 | 5300917.036 | 5238705.762 | 5047767.7692 | 4873001.2451 | 4670319.4982 | 7522604.7622 | 7228644.482
Scenario 1: Reference | PG&E | Res | WholeBlg | Res - Multi Family | Rate Impact Measure Test | Energy Efficiency | 0 | 0 | 18463.843 | 19973.4099 | 20688.0163 | 21340.3673 | 5300917.036 | 5238705.762 | 5047767.7692 | 4873001.2451 | 4670319.4982 | 7522604.7622 | 7228644.482
Scenario 1: Reference | PG&E | Res | WholeBlg | Res - Multi Family | Total Resource Cost Test | Energy Efficiency | 0 | 0 | 18463.843 | 19973.4099 | 20688.0163 | 21340.3673 | 5300917.036 | 5238705.762 | 5047767.7692 | 4873001.2451 | 4670319.4982 | 7522604.7622 | 7228644.482
Scenario 1: Reference | PG&E | Res | WholeBlg | Res - Single Family | Participant Cost Test | Energy Efficiency | 0 | 0 | 102312.8183 | 100647.4118 | 92528.0291 | 84148.8511 | 73233.6785 | 61915.4677 | 50323.7668 | 40136.2533 | 30216.2083 | 21461.2995 | 2296273.5259
Scenario 1: Reference | PG&E | Res | WholeBlg | Res - Single Family | Program Administrator Cost Test | Energy Efficiency | 0 | 0 | 68038.965 | 73917.9725 | 75857.9646 | 77565.9901 | 76164.5912 | 73660.2642 | 69778.8012 | 66667.8309 | 63107.472 | 60155.6749 | 9753943.7299
Scenario 1: Reference | PG&E | Res | WholeBlg | Res - Single Family | Rate Impact Measure Test | Energy Efficiency | 0 | 0 | 68038.965 | 73917.9725 | 75857.9646 | 77565.9901 | 76164.5912 | 73660.2642 | 69778.8012 | 66667.8309 | 63107.472 | 60155.6749 | 9753943.7299
Scenario 1: Reference | PG&E | Res | WholeBlg | Res - Single Family | Total Resource Cost Test | Energy Efficiency | 0 | 0 | 68038.965 | 73917.9725 | 75857.9646 | 77565.9901 | 76164.5912 | 73660.2642 | 69778.8012 | 66667.8309 | 63107.472 | 60155.6749 | 9753943.7299
Scenario 1: Reference | SCE | Ag | WholeBlg | Ag - Dairies, fishing, hunting | Participant Cost Test | Energy Efficiency | 84136.0191 | 89156.9664 | 94300.2982 | 99723.0213 | 106460.8248 | 113982.1666 | 119330.0242 | 121819.6446 | 124166.7522 | 126522.2243 | 128466.004 | 128701.8184 | 129001.4676
Scenario 1: Reference | SCE | Ag | WholeBlg | Ag - Dairies, fishing, hunting | Program Administrator Cost Test | Energy Efficiency | 84136.0191 | 89156.9664 | 94300.2982 | 99723.0213 | 106460.8248 | 113982.1666 | 119330.0242 | 121819.6446 | 124166.7522 | 126522.2243 | 128466.004 | 128701.8184 | 129001.4676
Scenario 1: Reference | SCE | Ag | WholeBlg | Ag - Dairies, fishing, hunting | Rate Impact Measure Test | Energy Efficiency | 84136.0191 | 89156.9664 | 94300.2982 | 99723.0213 | 106460.8248 | 113982.1666 | 119330.0242 | 121819.6446 | 124166.7522 | 126522.2243 | 128466.004 | 128701.8184 | 129001.4676
Scenario 1: Reference | SCE | Ag | WholeBlg | Ag - Dairies, fishing, hunting | Total Resource Cost Test | Energy Efficiency | 84136.0191 | 89156.9664 | 94300.2982 | 99723.0213 | 106460.8248 | 113982.1666 | 119330.0242 | 121819.6446 | 124166.7522 | 126522.2243 | 128466.004 | 128701.8184 | 129001.4676
Scenario 1: Reference | SCE | Ag | WholeBlg | Ag - Irrigated Agriculture, vineyards, forestry and greenhouses | Participant Cost Test | Energy Efficiency | 202513.1823 | 224432.7649 | 246905.0231 | 270623.9237 | 298678.8915 | 329440.55 | 354460.2225 | 371774.8542 | 389155.4999 | 407030.122 | 423820.4975 | 435017.4848 | 446409.1681
Scenario 1: Reference | SCE | Ag | WholeBlg | Ag - Irrigated Agriculture, vineyards, forestry and greenhouses | Program Administrator Cost Test | Energy Efficiency | 202513.1823 | 224432.7649 | 246905.0231 | 270623.9237 | 298678.8915 | 329440.55 | 354460.2225 | 371774.8542 | 389155.4999 | 407030.122 | 423820.4975 | 435017.4848 | 446409.1681
Scenario 1: Reference | SCE | Ag | WholeBlg | Ag - Irrigated Agriculture, vineyards, forestry and greenhouses | Rate Impact Measure Test | Energy Efficiency | 202513.1823 | 224432.7649 | 246905.0231 | 270623.9237 | 298678.8915 | 329440.55 | 354460.2225 | 371774.8542 | 389155.4999 | 407030.122 | 423820.4975 | 435017.4848 | 446409.1681
Scenario 1: Reference | SCE | Ag | WholeBlg | Ag - Irrigated Agriculture, vineyards, forestry and greenhouses | Total Resource Cost Test | Energy Efficiency | 202513.1823 | 224432.7649 | 246905.0231 | 270623.9237 | 298678.8915 | 329440.55 | 354460.2225 | 371774.8542 | 389155.4999 | 407030.122 | 423820.4975 | 435017.4848 | 446409.1681
Scenario 1: Reference | SCE | Ag | WholeBlg | Ag - Water pumping | Participant Cost Test | Energy Efficiency | 1172026.9792 | 1233628.3655 | 1296829.1465 | 1363511.2592 | 1447584.1229 | 1542009.5959 | 1606672.241 | 1632165.3886 | 1655299.0616 | 1678124.168 | 1695289.1709 | 1689882.1049 | 1685318.0643
Scenario 1: Reference | SCE | Ag | WholeBlg | Ag - Water pumping | Program Administrator Cost Test | Energy Efficiency | 1172026.9792 | 1233628.3655 | 1296829.1465 | 1363511.2592 | 1447584.1229 | 1542009.5959 | 1606672.241 | 1632165.3886 | 1655299.0616 | 1678124.168 | 1695289.1709 | 1689882.1049 | 1685318.0643
Scenario 1: Reference | SCE | Ag | WholeBlg | Ag - Water pumping | Rate Impact Measure Test | Energy Efficiency | 1172026.9792 | 1233628.3655 | 1296829.1465 | 1363511.2592 | 1447584.1229 | 1542009.5959 | 1606672.241 | 1632165.3886 | 1655299.0616 | 1678124.168 | 1695289.1709 | 1689882.1049 | 1685318.0643
Scenario 1: Reference | SCE | Ag | WholeBlg | Ag - Water pumping | Total Resource Cost Test | Energy Efficiency | 1172026.9792 | 1233628.3655 | 1296829.1465 | 1363511.2592 | 1447584.1229 | 1542009.5959 | 1606672.241 | 1632165.3886 | 1655299.0616 | 1678124.168 | 1695289.1709 | 1689882.1049 | 1685318.0643
Scenario 1: Reference | SCE | Com | BROs | Com - Lodging | Participant Cost Test | Energy Efficiency | 2949.0817 | 6374.3208 | 9678.5163 | 12625.8315 | 17797.5051 | 26851.2888 | 35934.2238 | 42891.4511 | 50702.2106 | 61490.0655 | 72619.3798 | 80866.477 | 88599.159
Scenario 1: Reference | SCE | Com | BROs | Com - Lodging | Program Administrator Cost Test | Energy Efficiency | 2949.0817 | 6374.3208 | 9678.5163 | 12625.8315 | 17797.5051 | 26851.2888 | 35934.2238 | 42891.4511 | 50702.2106 | 61490.0655 | 72619.3798 | 80866.477 | 88599.159
Scenario 1: Reference | SCE | Com | BROs | Com - Lodging | Rate Impact Measure Test | Energy Efficiency | 2949.0817 | 6374.3208 | 9678.5163 | 12625.8315 | 17797.5051 | 26851.2888 | 35934.2238 | 42891.4511 | 50702.2106 | 61490.0655 | 72619.3798 | 80866.477 | 88599.159
Scenario 1: Reference | SCE | Com | BROs | Com - Lodging | Total Resource Cost Test | Energy Efficiency | 2949.0817 | 6374.3208 | 9678.5163 | 12625.8315 | 17797.5051 | 26851.2888 | 35934.2238 | 42891.4511 | 50702.2106 | 61490.0655 | 72619.3798 | 80866.477 | 88599.159
Scenario 1: Reference | SCE | Com | BROs | Com - Other | Participant Cost Test | Energy Efficiency | 4738.7702 | 10199.1144 | 15428.2151 | 20044.5599 | 28140.1372 | 42285.8275 | 56416.7025 | 67105.4452 | 79051.2531 | 95522.3922 | 112409.5091 | 124765.0117 | 138332.7033
Scenario 1: Reference | SCE | Com | BROs | Com - Other | Program Administrator Cost Test | Energy Efficiency | 4738.7702 | 10199.1144 | 15428.2151 | 20044.5599 | 28140.1372 | 42285.8275 | 56416.7025 | 67105.4452 | 79051.2531 | 95522.3922 | 112409.5091 | 124765.0117 | 138332.7033
Scenario 1: Reference | SCE | Com | BROs | Com - Other | Rate Impact Measure Test | Energy Efficiency | 4738.7702 | 10199.1144 | 15428.2151 | 20044.5599 | 28140.1372 | 42285.8275 | 56416.7025 | 67105.4452 | 79051.2531 | 95522.3922 | 112409.5091 | 124765.0117 | 138332.7033
Scenario 1: Reference | SCE | Com | BROs | Com - Other | Total Resource Cost Test | Energy Efficiency | 4738.7702 | 10199.1144 | 15428.2151 | 20044.5599 | 28140.1372 | 42285.8275 | 56416.7025 | 67105.4452 | 79051.2531 | 95522.3922 | 112409.5091 | 124765.0117 | 138332.7033
Scenario 1: Reference | SCE | Com | BROs | Com - Retail | Participant Cost Test | Energy Efficiency | 9473.422 | 20325.5925 | 30683.1032 | 39707.3713 | 55533.1457 | 83144.3884 | 110530.0648 | 130998.6764 | 153724.1296 | 184983.3062 | 216686.7947 | 239451.5043 | 263631.5572
Scenario 1: Reference | SCE | Com | BROs | Com - Retail | Program Administrator Cost Test | Energy Efficiency | 9473.422 | 20325.5925 | 30683.1032 | 39707.3713 | 55533.1457 | 83144.3884 | 110530.0648 | 130998.6764 | 153724.1296 | 184983.3062 | 216686.7947 | 239451.5043 | 263631.5572
Scenario 1: Reference | SCE | Com | BROs | Com - Retail | Rate Impact Measure Test | Energy Efficiency | 9473.422 | 20325.5925 | 30683.1032 | 39707.3713 | 55533.1457 | 83144.3884 | 110530.0648 | 130998.6764 | 153724.1296 | 184983.3062 | 216686.7947 | 239451.5043 | 263631.5572
Scenario 1: Reference | SCE | Com | BROs | Com - Retail | Total Resource Cost Test | Energy Efficiency | 9473.422 | 20325.5925 | 30683.1032 | 39707.3713 | 55533.1457 | 83144.3884 | 110530.0648 | 130998.6764 | 153724.1296 | 184983.3062 | 216686.7947 | 239451.5043 | 263631.5572
Scenario 1: Reference | SCE | Com | BldgEnv | Com - College | Participant Cost Test | Energy Efficiency | 25407.7989 | 27220.318 | 28232.954 | 28267.5265 | 27224.8509 | 25267.0095 | 22515.6024 | 18066.0007 | 711.223 | 0 | 0 | 0 | 0
Scenario 1: Reference | SCE | Com | BldgEnv | Com - College | Program Administrator Cost Test | Energy Efficiency | 185.6284 | 208.7487 | 225.9703 | 235.7633 | 241.4663 | 240.7145 | 224.7476 | 195.6958 | 25.2017 | 0 | 0 | 0 | 0
Scenario 1: Reference | SCE | Com | BldgEnv | Com - College | Rate Impact Measure Test | Energy Efficiency | 185.6284 | 208.7487 | 225.9703 | 235.7633 | 241.4663 | 240.7145 | 224.7476 | 195.6958 | 25.2017 | 0 | 0 | 0 | 0
Scenario 1: Reference | SCE | Com | BldgEnv | Com - College | Total Resource Cost Test | Energy Efficiency | 7641.1983 | 8103.7797 | 8317.4297 | 8239.6569 | 7857.8241 | 7218.3442 | 6362.6959 | 5367.978 | 25.2017 | 0 | 0 | 0 | 0
Scenario 1: Reference | SCE | Com | BldgEnv | Com - Grocery | Participant Cost Test | Energy Efficiency | 1932.8115 | 2001.868 | 2032.7879 | 2057.3087 | 2077.8976 | 2061.8299 | 2004.7788 | 1915.8741 | 1345.1429 | 0 | 0 | 0 | 0
Scenario 1: Reference | SCE | Com | BldgEnv | Com - Grocery | Program Administrator Cost Test | Energy Efficiency | 33.9197 | 37.5467 | 40.7862 | 44.3668 | 48.8965 | 53.5384 | 57.2533 | 60.6046 | 63.6705 | 0 | 0 | 0 | 0
Scenario 1: Reference | SCE | Com | BldgEnv | Com - Grocery | Rate Impact Measure Test | Energy Efficiency | 33.9197 | 37.5467 | 40.7862 | 44.3668 | 48.8965 | 53.5384 | 57.2533 | 60.6046 | 63.6705 | 0 | 0 | 0 | 0
Scenario 1: Reference | SCE | Com | BldgEnv | Com - Grocery | Total Resource Cost Test | Energy Efficiency | 348.6925 | 368.9122 | 385.2846 | 403.793 | 426.1158 | 446.1684 | 462.1798 | 480.2543 | 63.6705 | 0 | 0 | 0 | 0
Scenario 1: Reference | SCE | Com | BldgEnv | Com - Health | Participant Cost Test | Energy Efficiency | 34838.7215 | 31390.7138 | 3887.2191 | 3511.7633 | 3144.2125 | 2744.5604 | 2381.9344 | 2062.1217 | 1363.6242 | 0 | 0 | 0 | 0
Scenario 1: Reference | SCE | Com | BldgEnv | Com - Health | Program Administrator Cost Test | Energy Efficiency | 481.5375 | 458.2954 | 93.2916 | 88.9573 | 85.8453 | 81.8927 | 77.7703 | 74.6665 | 76.9384 | 0 | 0 | 0 | 0
Scenario 1: Reference | SCE | Com | BldgEnv | Com - Health | Rate Impact Measure Test | Energy Efficiency | 481.5375 | 458.2954 | 93.2916 | 88.9573 | 85.8453 | 81.8927 | 77.7703 | 74.6665 | 76.9384 | 0 | 0 | 0 | 0
Scenario 1: Reference | SCE | Com | BldgEnv | Com - Health | Total Resource Cost Test | Energy Efficiency | 9339.6815 | 8326.0014 | 928.1091 | 843.651 | 767.0313 | 689.8062 | 628.1516 | 589.8096 | 76.9384 | 0 | 0 | 0 | 0
Scenario 1: Reference | SCE | Com | BldgEnv | Com - Lodging | Participant Cost Test | Energy Efficiency | 1353.009 | 1654.8212 | 2018.7449 | 2456.8356 | 2984.2587 | 3618.157 | 4376.5854 | 5050.9812 | 11.1202 | 0 | 0 | 0 | 0
Scenario 1: Reference | SCE | Com | BldgEnv | Com - Lodging | Program Administrator Cost Test | Energy Efficiency | 28.1153 | 36.1972 | 46.1458 | 58.5272 | 75.6635 | 98.3477 | 123.9392 | 150.9339 | 2.7505 | 0 | 0 | 0 | 0
Scenario 1: Reference | SCE | Com | BldgEnv | Com - Lodging | Rate Impact Measure Test | Energy Efficiency | 28.1153 | 36.1972 | 46.1458 | 58.5272 | 75.6635 | 98.3477 | 123.9392 | 150.9339 | 2.7505 | 0 | 0 | 0 | 0
Scenario 1: Reference | SCE | Com | BldgEnv | Com - Lodging | Total Resource Cost Test | Energy Efficiency | 726.7632 | 884.0708 | 1072.8819 | 1299.057 | 1570.9861 | 1895.9923 | 2278.4397 | 2723.9527 | 2.7505 | 0 | 0 | 0 | 0
Scenario 1: Reference | SCE | Com | BldgEnv | Com - Office (Large) | Participant Cost Test | Energy Efficiency | 26137.0308 | 26279.5168 | 26086.9469 | 25724.5857 | 25335.8561 | 24682.7333 | 23614.7069 | 22195.8855 | 12935.5789 | 0 | 0 | 0 | 0
Scenario 1: Reference | SCE | Com | BldgEnv | Com - Office (Large) | Program Administrator Cost Test | Energy Efficiency | 954.3651 | 1021.5671 | 1080.8609 | 1140.4307 | 1218.5482 | 1301.419 | 1358.7739 | 1397.0443 | 1420.3789 | 0 | 0 | 0 | 0
Scenario 1: Reference | SCE | Com | BldgEnv | Com - Office (Large) | Rate Impact Measure Test | Energy Efficiency | 954.3651 | 1021.5671 | 1080.8609 | 1140.4307 | 1218.5482 | 1301.419 | 1358.7739 | 1397.0443 | 1420.3789 | 0 | 0 | 0 | 0
Scenario 1: Reference | SCE | Com | BldgEnv | Com - Office (Large) | Total Resource Cost Test | Energy Efficiency | 7472.1397 | 7704.1613 | 7884.1221 | 8061.5302 | 8295.1819 | 8512.2446 | 8639.3865 | 8744.6678 | 1420.3789 | 0 | 0 | 0 | 0
Scenario 1: Reference | SCE | Com | BldgEnv | Com - Office (Small) | Participant Cost Test | Energy Efficiency | 982.3053 | 1006.1542 | 1017.9805 | 1017.6895 | 103.6398 | 10213.2945 | 863.7226 | 811.5405 | 590.6115 | 0 | 0 | 0 | 0
Scenario 1: Reference | SCE | Com | BldgEnv | Com - Office (Small) | Program Administrator Cost Test | Energy Efficiency | 35.6777 | 39.0515 | 42.3208 | 45.5411 | 2.9428 | 577.0529 | 51.2918 | 53.5572 | 55.6779 | 0 | 0 | 0 | 0
Scenario 1: Reference | SCE | Com | BldgEnv | Com - Office (Small) | Rate Impact Measure Test | Energy Efficiency | 35.6777 | 39.0515 | 42.3208 | 45.5411 | 2.9428 | 577.0529 | 51.2918 | 53.5572 | 55.6779 | 0 | 0 | 0 | 0
Scenario 1: Reference | SCE | Com | BldgEnv | Com - Office (Small) | Total Resource Cost Test | Energy Efficiency | 163.8912 | 173.235 | 181.9797 | 190.2448 | 21.398 | 2158.1666 | 195.7614 | 201.4879 | 55.6779 | 0 | 0 | 0 | 0
Scenario 1: Reference | SCE | Com | BldgEnv | Com - Other | Participant Cost Test | Energy Efficiency | 78774.0421 | 71416.984 | 61294.3119 | 49472.3632 | 37096.1123 | 25110.4983 | 14182.7932 | 8692.6149 | 5171.566 | 0 | 0 | 0 | 0
Scenario 1: Reference | SCE | Com | BldgEnv | Com - Other | Program Administrator Cost Test | Energy Efficiency | 894.0995 | 886.6974 | 844.2391 | 776.9491 | 706.3551 | 630.7052 | 547.491 | 514.1805 | 537.7073 | 0 | 0 | 0 | 0
Scenario 1: Reference | SCE | Com | BldgEnv | Com - Other | Rate Impact Measure Test | Energy Efficiency | 894.0995 | 886.6974 | 844.2391 | 776.9491 | 706.3551 | 630.7052 | 547.491 | 514.1805 | 537.7073 | 0 | 0 | 0 | 0
Scenario 1: Reference | SCE | Com | BldgEnv | Com - Other | Total Resource Cost Test | Energy Efficiency | 28627.8334 | 25679.3794 | 21809.1884 | 17433.41 | 12987.6595 | 8802.3528 | 5106.9052 | 3429.2045 | 537.7073 | 0 | 0 | 0 | 0
Scenario 1: Reference | SCE | Com | BldgEnv | Com - Refrig. Warehouse | Participant Cost Test | Energy Efficiency | 282.8533 | 27.1568 | 27.1807 | 26.3307 | 25.6849 | 25.0078 | 24.1233 | 22.6136 | 18.9035 | 0 | 0 | 0 | 0
Scenario 1: Reference | SCE | Com | BldgEnv | Com - Refrig. Warehouse | Program Administrator Cost Test | Energy Efficiency | 9.8324 | 1.0039 | 1.0788 | 1.129 | 1.2087 | 1.31 | 1.409 | 1.4805 | 1.5631 | 0 | 0 | 0 | 0
Scenario 1: Reference | SCE | Com | BldgEnv | Com - Refrig. Warehouse | Rate Impact Measure Test | Energy Efficiency | 9.8324 | 1.0039 | 1.0788 | 1.129 | 1.2087 | 1.31 | 1.409 | 1.4805 | 1.5631 | 0 | 0 | 0 | 0
Scenario 1: Reference | SCE | Com | BldgEnv | Com - Refrig. Warehouse | Total Resource Cost Test | Energy Efficiency | 24.3589 | 2.4608 | 2.5968 | 2.6717 | 2.8012 | 2.968 | 3.1421 | 3.2751 | 1.5631 | 0 | 0 | 0 | 0
Scenario 1: Reference | SCE | Com | BldgEnv | Com - Restaurant | Participant Cost Test | Energy Efficiency | 0 | 0 | 0 | 0 | 0 | 0 | 0 | 0 | 0 | 0 | 0 | 0 | 0
Scenario 1: Reference | SCE | Com | BldgEnv | Com - Restaurant | Program Administrator Cost Test | Energy Efficiency | 0 | 0 | 0 | 0 | 0 | 0 | 0 | 0 | 0 | 0 | 0 | 0 | 0
Scenario 1: Reference | SCE | Com | BldgEnv | Com - Restaurant | Rate Impact Measure Test | Energy Efficiency | 0 | 0 | 0 | 0 | 0 | 0 | 0 | 0 | 0 | 0 | 0 | 0 | 0
Scenario 1: Reference | SCE | Com | BldgEnv | Com - Restaurant | Total Resource Cost Test | Energy Efficiency | 0 | 0 | 0 | 0 | 0 | 0 | 0 | 0 | 0 | 0 | 0 | 0 | 0
Scenario 1: Reference | SCE | Com | BldgEnv | Com - Retail | Participant Cost Test | Energy Efficiency | 3276.2267 | 3357.7728 | 3377.2935 | 3383.5565 | 3373.595 | 3297.268 | 3162.958 | 2989.1633 | 1642.5107 | 0 | 0 | 0 | 0
Scenario 1: Reference | SCE | Com | BldgEnv | Com - Retail | Program Administrator Cost Test | Energy Efficiency | 93.1828 | 101.6162 | 108.7859 | 116.4347 | 125.7253 | 134.3452 | 140.1105 | 144.2645 | 146.5653 | 0 | 0 | 0 | 0
Scenario 1: Reference | SCE | Com | BldgEnv | Com - Retail | Rate Impact Measure Test | Energy Efficiency | 93.1828 | 101.6162 | 108.7859 | 116.4347 | 125.7253 | 134.3452 | 140.1105 | 144.2645 | 146.5653 | 0 | 0 | 0 | 0
Scenario 1: Reference | SCE | Com | BldgEnv | Com - Retail | Total Resource Cost Test | Energy Efficiency | 1026.6919 | 1074.5158 | 1109.5519 | 1147.379 | 1189.0856 | 1217.2251 | 1231.4556 | 1246.5632 | 146.5653 | 0 | 0 | 0 | 0
Scenario 1: Reference | SCE | Com | BldgEnv | Com - School | Participant Cost Test | Energy Efficiency | 1505.5992 | 1522.0073 | 1526.4642 | 1510.6258 | 1472.0841 | 1423.5777 | 1350.1623 | 1255.1571 | 870.5239 | 0 | 0 | 0 | 0
Scenario 1: Reference | SCE | Com | BldgEnv | Com - School | Program Administrator Cost Test | Energy Efficiency | 52.9459 | 57.1466 | 61.3211 | 65.2108 | 69.2667 | 73.8913 | 77.0738 | 79.323 | 81.5716 | 0 | 0 | 0 | 0
Scenario 1: Reference | SCE | Com | BldgEnv | Com - School | Rate Impact Measure Test | Energy Efficiency | 52.9459 | 57.1466 | 61.3211 | 65.2108 | 69.2667 | 73.8913 | 77.0738 | 79.323 | 81.5716 | 0 | 0 | 0 | 0
Scenario 1: Reference | SCE | Com | BldgEnv | Com - School | Total Resource Cost Test | Energy Efficiency | 285.7598 | 297.3321 | 308.7462 | 318.5426 | 326.6831 | 335.7064 | 341.0399 | 345.8548 | 81.5716 | 0 | 0 | 0 | 0
Scenario 1: Reference | SCE | Com | BldgEnv | Com - Warehouse | Participant Cost Test | Energy Efficiency | 16264.1715 | 18661.8773 | 21017.6813 | 23274.4735 | 25294.8398 | 26835.1953 | 27770.0089 | 26511.5193 | 1484.5693 | 0 | 0 | 0 | 0
Scenario 1: Reference | SCE | Com | BldgEnv | Com - Warehouse | Program Administrator Cost Test | Energy Efficiency | 300.2877 | 359.8647 | 420.6789 | 484.0252 | 558.7146 | 633.3976 | 683.5013 | 701.4045 | 148.502 | 0 | 0 | 0 | 0
Scenario 1: Reference | SCE | Com | BldgEnv | Com - Warehouse | Rate Impact Measure Test | Energy Efficiency | 300.2877 | 359.8647 | 420.6789 | 484.0252 | 558.7146 | 633.3976 | 683.5013 | 701.4045 | 148.502 | 0 | 0 | 0 | 0
Scenario 1: Reference | SCE | Com | BldgEnv | Com - Warehouse | Total Resource Cost Test | Energy Efficiency | 5690.936 | 6508.5995 | 7307.0446 | 8062.7395 | 8739.1258 | 9249.6255 | 9532.3413 | 9559.8885 | 148.502 | 0 | 0 | 0 | 0
Scenario 1: Reference | SCE | Com | ComRefrig | Com - College | Participant Cost Test | Energy Efficiency | 3031.2643 | 1956.1758 | 1140.5886 | 580.7444 | 227.1068 | 94.0458 | 11691.5219 | 13661.6088 | 11436.9865 | 9190.381 | 6966.0292 | 4802.8748 | 2478.7065
Scenario 1: Reference | SCE | Com | ComRefrig | Com - College | Program Administrator Cost Test | Energy Efficiency | 886.0277 | 622.1166 | 395.5874 | 219.6378 | 92.6758 | 42.8839 | 6443.9808 | 8694.5143 | 8612.7413 | 8480.9782 | 8434.0149 | 8514.2239 | 8451.2922
Scenario 1: Reference | SCE | Com | ComRefrig | Com - College | Rate Impact Measure Test | Energy Efficiency | 886.0277 | 622.1166 | 395.5874 | 219.6378 | 92.6758 | 42.8839 | 6443.9808 | 8694.5143 | 8612.7413 | 8480.9782 | 8434.0149 | 8514.2239 | 8451.2922
Scenario 1: Reference | SCE | Com | ComRefrig | Com - College | Total Resource Cost Test | Energy Efficiency | 886.0277 | 622.1166 | 395.5874 | 219.6378 | 92.6758 | 42.8839 | 6443.9808 | 8694.5143 | 8612.7413 | 8480.9782 | 8434.0149 | 8514.2239 | 8451.2922
Scenario 1: Reference | SCE | Com | ComRefrig | Com - Grocery | Participant Cost Test | Energy Efficiency | 4316786.7304 | 2337970.8437 | 974945.8582 | 376457.5727 | 112217.7478 | 0 | 0 | 0 | 0 | 0 | 0 | 0 | 0
Scenario 1: Reference | SCE | Com | ComRefrig | Com - Grocery | Program Administrator Cost Test | Energy Efficiency | 1254370.6794 | 734732.1211 | 327456.19 | 135735.7016 | 45129.7552 | 0 | 0 | 0 | 0 | 0 | 0 | 0 | 0
Scenario 1: Reference | SCE | Com | ComRefrig | Com - Grocery | Rate Impact Measure Test | Energy Efficiency | 1254370.6794 | 734732.1211 | 327456.19 | 135735.7016 | 45129.7552 | 0 | 0 | 0 | 0 | 0 | 0 | 0 | 0
Scenario 1: Reference | SCE | Com | ComRefrig | Com - Grocery | Total Resource Cost Test | Energy Efficiency | 1254370.6794 | 734732.1211 | 327456.19 | 135735.7016 | 45129.7552 | 0 | 0 | 0 | 0 | 0 | 0 | 0 | 0
Scenario 1: Reference | SCE | Com | ComRefrig | Com - Health | Participant Cost Test | Energy Efficiency | 0 | 0 | 0 | 0 | 0 | 0 | 77774.4599 | 94264.6277 | 78489.3541 | 62499.4784 | 46761.5761 | 31712.2609 | 16457.0153
Scenario 1: Reference | SCE | Com | ComRefrig | Com - Health | Program Administrator Cost Test | Energy Efficiency | 0 | 0 | 0 | 0 | 0 | 0 | 42872.796 | 59991.8478 | 59107.2219 | 57675.1618 | 56615.8739 | 56217.4328 | 56111.1391
Scenario 1: Reference | SCE | Com | ComRefrig | Com - Health | Rate Impact Measure Test | Energy Efficiency | 0 | 0 | 0 | 0 | 0 | 0 | 42872.796 | 59991.8478 | 59107.2219 | 57675.1618 | 56615.8739 | 56217.4328 | 56111.1391
Scenario 1: Reference | SCE | Com | ComRefrig | Com - Health | Total Resource Cost Test | Energy Efficiency | 0 | 0 | 0 | 0 | 0 | 0 | 42872.796 | 59991.8478 | 59107.2219 | 57675.1618 | 56615.8739 | 56217.4328 | 56111.1391
Scenario 1: Reference | SCE | Com | ComRefrig | Com - Refrig. Warehouse | Participant Cost Test | Energy Efficiency | 7211.0305 | 5026.8483 | 3174.4274 | 1798.8093 | 879.0823 | 312.295 | 127.2771 | 26.4163 | 0 | 0 | 0 | 0 | 0
Scenario 1: Reference | SCE | Com | ComRefrig | Com - Refrig. Warehouse | Program Administrator Cost Test | Energy Efficiency | 2116.3009 | 1607.4245 | 1109.6323 | 689.5827 | 371.6595 | 143.2205 | 65.8454 | 15.6037 | 0 | 0 | 0 | 0 | 0
Scenario 1: Reference | SCE | Com | ComRefrig | Com - Refrig. Warehouse | Rate Impact Measure Test | Energy Efficiency | 2116.3009 | 1607.4245 | 1109.6323 | 689.5827 | 371.6595 | 143.2205 | 65.8454 | 15.6037 | 0 | 0 | 0 | 0 | 0
Scenario 1: Reference | SCE | Com | ComRefrig | Com - Refrig. Warehouse | Total Resource Cost Test | Energy Efficiency | 2116.3009 | 1607.4245 | 1109.6323 | 689.5827 | 371.6595 | 143.2205 | 65.8454 | 15.6037 | 0 | 0 | 0 | 0 | 0
Scenario 1: Reference | SCE | Com | ComRefrig | Com - Restaurant | Participant Cost Test | Energy Efficiency | 173668.1298 | 93660.9484 | 38885.5641 | 14424.4087 | 4137.4037 | 0 | 0 | 0 | 0 | 0 | 0 | 0 | 0
Scenario 1: Reference | SCE | Com | ComRefrig | Com - Restaurant | Program Administrator Cost Test | Energy Efficiency | 50516.4061 | 29482.5901 | 13098.1736 | 5200.8709 | 1663.9081 | 0 | 0 | 0 | 0 | 0 | 0 | 0 | 0
Scenario 1: Reference | SCE | Com | ComRefrig | Com - Restaurant | Rate Impact Measure Test | Energy Efficiency | 50516.4061 | 29482.5901 | 13098.1736 | 5200.8709 | 1663.9081 | 0 | 0 | 0 | 0 | 0 | 0 | 0 | 0
Scenario 1: Reference | SCE | Com | ComRefrig | Com - Restaurant | Total Resource Cost Test | Energy Efficiency | 50516.4061 | 29482.5901 | 13098.1736 | 5200.8709 | 1663.9081 | 0 | 0 | 0 | 0 | 0 | 0 | 0 | 0
Scenario 1: Reference | SCE | Com | ComRefrig | Com - Retail | Participant Cost Test | Energy Efficiency | 2091720.4345 | 1159464.0975 | 513748.1591 | 189340.7654 | 64427.8478 | 0 | 0 | 0 | 0 | 0 | 0 | 0 | 0
Scenario 1: Reference | SCE | Com | ComRefrig | Com - Retail | Program Administrator Cost Test | Energy Efficiency | 608306.0667 | 365114.057 | 173842.2979 | 68268.7864 | 25910.4558 | 0 | 0 | 0 | 0 | 0 | 0 | 0 | 0
Scenario 1: Reference | SCE | Com | ComRefrig | Com - Retail | Rate Impact Measure Test | Energy Efficiency | 608306.0667 | 365114.057 | 173842.2979 | 68268.7864 | 25910.4558 | 0 | 0 | 0 | 0 | 0 | 0 | 0 | 0
Scenario 1: Reference | SCE | Com | ComRefrig | Com - Retail | Total Resource Cost Test | Energy Efficiency | 608306.0667 | 365114.057 | 173842.2979 | 68268.7864 | 25910.4558 | 0 | 0 | 0 | 0 | 0 | 0 | 0 | 0
Scenario 1: Reference | SCE | Com | ComRefrig | Com - School | Participant Cost Test | Energy Efficiency | 578.5949 | 74.8894 | 0 | 0 | 0 | 0 | 0 | 0 | 0 | 0 | 0 | 0 | 0
Scenario 1: Reference | SCE | Com | ComRefrig | Com - School | Program Administrator Cost Test | Energy Efficiency | 159.9779 | 22.5052 | 0 | 0 | 0 | 0 | 0 | 0 | 0 | 0 | 0 | 0 | 0
Scenario 1: Reference | SCE | Com | ComRefrig | Com - School | Rate Impact Measure Test | Energy Efficiency | 159.9779 | 22.5052 | 0 | 0 | 0 | 0 | 0 | 0 | 0 | 0 | 0 | 0 | 0
Scenario 1: Reference | SCE | Com | ComRefrig | Com - School | Total Resource Cost Test | Energy Efficiency | 159.9779 | 22.5052 | 0 | 0 | 0 | 0 | 0 | 0 | 0 | 0 | 0 | 0 | 0
Scenario 1: Reference | SCE | Com | FoodServ | Com - College | Participant Cost Test | Energy Efficiency | 48148.5728 | 74137.0659 | 80005.0333 | 79974.1854 | 80930.8649 | 79928.0735 | 75486.8168 | 68852.8074 | 66676.1325 | 59632.634 | 49225.9706 | 39233.7304 | 26304.2701
Scenario 1: Reference | SCE | Com | FoodServ | Com - College | Participant Cost Test | Fuel Substitution | 297.9433 | 345.8445 | 391.2607 | 436.7348 | 481.2838 | 525.5131 | 571.2259 | 617.416 | 662.9681 | 707.8033 | 751.7135 | 793.7897 | 834.749
Scenario 1: Reference | SCE | Com | FoodServ | Com - College | Program Administrator Cost Test | Energy Efficiency | 11677.5279 | 19518.7601 | 22980.303 | 25207.5136 | 27545.0133 | 30306.2527 | 32191.397 | 33102.8081 | 36946.6115 | 39019.8041 | 39813.0417 | 41869.3114 | 42386.0732
Scenario 1: Reference | SCE | Com | FoodServ | Com - College | Program Administrator Cost Test | Fuel Substitution | 3780.688 | 4564.9039 | 5413.0193 | 6333.2746 | 7333.6337 | 8432.0677 | 9675.5011 | 11065.7042 | 12603.618 | 14312.5582 | 16218.8928 | 18326.2374 | 20688.6413
Scenario 1: Reference | SCE | Com | FoodServ | Com - College | Rate Impact Measure Test | Energy Efficiency | 11677.5279 | 19518.7601 | 22980.303 | 25207.5136 | 27545.0133 | 30306.2527 | 32191.397 | 33102.8081 | 36946.6115 | 39019.8041 | 39813.0417 | 41869.3114 | 42386.0732
Scenario 1: Reference | SCE | Com | FoodServ | Com - College | Rate Impact Measure Test | Fuel Substitution | 5126.4613 | 6081.9296 | 7005.8758 | 7959.4311 | 8962.6685 | 10032.1761 | 11218.6129 | 12516.6688 | 13922.4818 | 15459.325 | 17152.6204 | 18997.7441 | 21052.2659
Scenario 1: Reference | SCE | Com | FoodServ | Com - College | Total Resource Cost Test | Energy Efficiency | 11677.5279 | 19518.7601 | 22980.303 | 25207.5136 | 27545.0133 | 30306.2527 | 32191.397 | 33102.8081 | 36946.6115 | 39019.8041 | 39813.0417 | 41869.3114 | 42386.0732
Scenario 1: Reference | SCE | Com | FoodServ | Com - College | Total Resource Cost Test | Fuel Substitution | 3780.688 | 4564.9039 | 5413.0193 | 6333.2746 | 7333.6337 | 8432.0677 | 9675.5011 | 11065.7042 | 12603.618 | 14312.5582 | 16218.8928 | 18326.2374 | 20688.6413
Scenario 1: Reference | SCE | Com | FoodServ | Com - Grocery | Participant Cost Test | Energy Efficiency | 214175.4152 | 432676.8164 | 484948.2566 | 477975.8866 | 502028.8032 | 495175.6934 | 459093.6312 | 419213.2219 | 417826.8966 | 385107.1576 | 319163.159 | 246086.4573 | 166101.3812
Scenario 1: Reference | SCE | Com | FoodServ | Com - Grocery | Participant Cost Test | Fuel Substitution | 3016.5054 | 3440.4703 | 3846.3174 | 4245.5785 | 4635.1069 | 5022.8332 | 5407.7066 | 5785.2673 | 6175.9825 | 6569.6628 | 6956.1159 | 7338.9083 | 7755.1882
Scenario 1: Reference | SCE | Com | FoodServ | Com - Grocery | Program Administrator Cost Test | Energy Efficiency | 51944.2061 | 113915.1338 | 139336.7922 | 150845.1757 | 169448.2194 | 184876.8072 | 193009.0429 | 198908.2324 | 229071.4799 | 249412.6482 | 255267.7868 | 259059.0354 | 262781.0905
Scenario 1: Reference | SCE | Com | FoodServ | Com - Grocery | Program Administrator Cost Test | Fuel Substitution | 39157.2493 | 46783.2643 | 54969.3906 | 63780.4518 | 73287.7584 | 83684.9975 | 95052.1634 | 107411.4774 | 121289.5718 | 136680.2697 | 153566.0444 | 172173.028 | 193634.3741
Scenario 1: Reference | SCE | Com | FoodServ | Com - Grocery | Rate Impact Measure Test | Energy Efficiency | 51944.2061 | 113915.1338 | 139336.7922 | 150845.1757 | 169448.2194 | 184876.8072 | 193009.0429 | 198908.2324 | 229071.4799 | 249412.6482 | 255267.7868 | 259059.0354 | 262781.0905
Scenario 1: Reference | SCE | Com | FoodServ | Com - Grocery | Rate Impact Measure Test | Fuel Substitution | 52926.562 | 62117.9677 | 70905.7931 | 79888.4491 | 89273.1889 | 99250.4457 | 109878.2345 | 121151.1332 | 133633.8666 | 147297.0381 | 162109.9278 | 178247.055 | 196899.3915
Scenario 1: Reference | SCE | Com | FoodServ | Com - Grocery | Total Resource Cost Test | Energy Efficiency | 51944.2061 | 113915.1338 | 139336.7922 | 150845.1757 | 169448.2194 | 184876.8072 | 193009.0429 | 198908.2324 | 229071.4799 | 249412.6482 | 255267.7868 | 259059.0354 | 262781.0905
Scenario 1: Reference | SCE | Com | FoodServ | Com - Grocery | Total Resource Cost Test | Fuel Substitution | 39157.2493 | 46783.2643 | 54969.3906 | 63780.4518 | 73287.7584 | 83684.9975 | 95052.1634 | 107411.4774 | 121289.5718 | 136680.2697 | 153566.0444 | 172173.028 | 193634.3741
Scenario 1: Reference | SCE | Com | FoodServ | Com - Health | Participant Cost Test | Energy Efficiency | 147601.555 | 212893.5552 | 231030.2806 | 223849.6307 | 224580.0856 | 215396.0828 | 201772.3137 | 182388.9353 | 168583.6717 | 146031.3271 | 117676.9086 | 90967.3022 | 61776.4934
Scenario 1: Reference | SCE | Com | FoodServ | Com - Health | Participant Cost Test | Fuel Substitution | 886.0193 | 1029.7664 | 1165.5498 | 1301.7204 | 1435.7961 | 1569.536 | 1701.7853 | 1830.7807 | 1957.8125 | 2082.6404 | 2199.5136 | 2309.9538 | 2427.9885
Scenario 1: Reference | SCE | Com | FoodServ | Com - Health | Program Administrator Cost Test | Energy Efficiency | 35797.9723 | 56043.737 | 66325.6883 | 70507.4776 | 77252.8838 | 82717.5491 | 87103.0503 | 88737.7789 | 94386.1883 | 96564.5532 | 96272.8047 | 98344.0596 | 101235.8584
Scenario 1: Reference | SCE | Com | FoodServ | Com - Health | Program Administrator Cost Test | Fuel Substitution | 11047.7344 | 13326.2737 | 15790.1295 | 18461.0323 | 21377.7727 | 24595.7389 | 28139.4183 | 32024.0782 | 36335.9809 | 41150.9593 | 46442.8858 | 52292.0475 | 59141.7287
Scenario 1: Reference | SCE | Com | FoodServ | Com - Health | Rate Impact Measure Test | Energy Efficiency | 35797.9723 | 56043.737 | 66325.6883 | 70507.4776 | 77252.8838 | 82717.5491 | 87103.0503 | 88737.7789 | 94386.1883 | 96564.5532 | 96272.8047 | 98344.0596 | 101235.8584
Scenario 1: Reference | SCE | Com | FoodServ | Com - Health | Rate Impact Measure Test | Fuel Substitution | 14715.8685 | 17450.0029 | 20111.5373 | 22863.7425 | 25783.8303 | 28922.9485 | 32296.3678 | 35909.6257 | 39850.5688 | 44195.3092 | 48909.3415 | 54056.5648 | 60095.2116
Scenario 1: Reference | SCE | Com | FoodServ | Com - Health | Total Resource Cost Test | Energy Efficiency | 35797.9723 | 56043.737 | 66325.6883 | 70507.4776 | 77252.8838 | 82717.5491 | 87103.0503 | 88737.7789 | 94386.1883 | 96564.5532 | 96272.8047 | 98344.0596 | 101235.8584
Scenario 1: Reference | SCE | Com | FoodServ | Com - Health | Total Resource Cost Test | Fuel Substitution | 11047.7344 | 13326.2737 | 15790.1295 | 18461.0323 | 21377.7727 | 24595.7389 | 28139.4183 | 32024.0782 | 36335.9809 | 41150.9593 | 46442.8858 | 52292.0475 | 59141.7287
Scenario 1: Reference | SCE | Com | FoodServ | Com - Lodging | Participant Cost Test | Energy Efficiency | 124923.7725 | 363821.4412 | 447870.6111 | 440959.8542 | 439228.6892 | 423809.6266 | 392108.0999 | 355535.0977 | 317410.3986 | 273364.7899 | 223425.9154 | 169386.453 | 111088.7761
Scenario 1: Reference | SCE | Com | FoodServ | Com - Lodging | Participant Cost Test | Fuel Substitution | 820.5169 | 942.8923 | 1059.869 | 1176.1323 | 1291.2533 | 1405.4779 | 1518.1592 | 1628.4352 | 1739.8123 | 1850.6336 | 1957.459 | 2065.4911 | 2179.8339
Scenario 1: Reference | SCE | Com | FoodServ | Com - Lodging | Program Administrator Cost Test | Energy Efficiency | 30297.9041 | 94308.4981 | 125622.3279 | 135021.8968 | 147911.4806 | 159696.0676 | 166799.4153 | 171103.2797 | 176300.0867 | 179921.0309 | 182940.5074 | 184794.8629 | 186550.3141
Scenario 1: Reference | SCE | Com | FoodServ | Com - Lodging | Program Administrator Cost Test | Fuel Substitution | 10562.261 | 12674.3859 | 14953.2623 | 17418.117 | 20110.1278 | 23054.9502 | 26272.03 | 29778.5148 | 33684.7626 | 38017.0443 | 42767.3857 | 48083.2064 | 54195.3824
Scenario 1: Reference | SCE | Com | FoodServ | Com - Lodging | Rate Impact Measure Test | Energy Efficiency | 30297.9041 | 94308.4981 | 125622.3279 | 135021.8968 | 147911.4806 | 159696.0676 | 166799.4153 | 171103.2797 | 176300.0867 | 179921.0309 | 182940.5074 | 184794.8629 | 186550.3141
Scenario 1: Reference | SCE | Com | FoodServ | Com - Lodging | Rate Impact Measure Test | Fuel Substitution | 14318.5757 | 16877.9358 | 19341.0481 | 21873.2124 | 24555.7733 | 27404.4873 | 30431.8763 | 33648.8349 | 37171.819 | 41024.056 | 45193.079 | 49813.3654 | 55126.9596
Scenario 1: Reference | SCE | Com | FoodServ | Com - Lodging | Total Resource Cost Test | Energy Efficiency | 30297.9041 | 94308.4981 | 125622.3279 | 135021.8968 | 147911.4806 | 159696.0676 | 166799.4153 | 171103.2797 | 176300.0867 | 179921.0309 | 182940.5074 | 184794.8629 | 186550.3141
Scenario 1: Reference | SCE | Com | FoodServ | Com - Lodging | Total Resource Cost Test | Fuel Substitution | 10562.261 | 12674.3859 | 14953.2623 | 17418.117 | 20110.1278 | 23054.9502 | 26272.03 | 29778.5148 | 33684.7626 | 38017.0443 | 42767.3857 | 48083.2064 | 54195.3824
Scenario 1: Reference | SCE | Com | FoodServ | Com - Office (Large) | Participant Cost Test | Energy Efficiency | 0 | 15989.9703 | 27886.9048 | 27770.0032 | 25916.6284 | 23936.3559 | 21747.9802 | 19435.1614 | 16894.9963 | 14184.0309 | 11335.5135 | 8266.7309 | 4989.1784
Scenario 1: Reference | SCE | Com | FoodServ | Com - Office (Large) | Program Administrator Cost Test | Energy Efficiency | 0 | 3720.8117 | 6838.9774 | 7171.6379 | 7604.5782 | 8057.3428 | 8363.1455 | 8561.7912 | 8714.8906 | 8818.4685 | 8979.0865 | 9065.6454 | 9158.3601
Scenario 1: Reference | SCE | Com | FoodServ | Com - Office (Large) | Rate Impact Measure Test | Energy Efficiency | 0 | 3720.8117 | 6838.9774 | 7171.6379 | 7604.5782 | 8057.3428 | 8363.1455 | 8561.7912 | 8714.8906 | 8818.4685 | 8979.0865 | 9065.6454 | 9158.3601
Scenario 1: Reference | SCE | Com | FoodServ | Com - Office (Large) | Total Resource Cost Test | Energy Efficiency | 0 | 3720.8117 | 6838.9774 | 7171.6379 | 7604.5782 | 8057.3428 | 8363.1455 | 8561.7912 | 8714.8906 | 8818.4685 | 8979.0865 | 9065.6454 | 9158.3601
Scenario 1: Reference | SCE | Com | FoodServ | Com - Office (Small) | Participant Cost Test | Energy Efficiency | 0 | 4455.309 | 6626.9914 | 6667.188 | 3552.9468 | 25336.0786 | 5154.2724 | 4640.2536 | 4075.8622 | 3458.7753 | 2788.1587 | 2053.1738 | 1249.6153
Scenario 1: Reference | SCE | Com | FoodServ | Com - Office (Small) | Program Administrator Cost Test | Energy Efficiency | 0 | 1036.7352 | 1625.2017 | 1721.8096 | 1042.5223 | 8528.5109 | 1982.0659 | 2044.1756 | 2102.4387 | 2150.3832 | 2208.5562 | 2251.5969 | 2293.85
Scenario 1: Reference | SCE | Com | FoodServ | Com - Office (Small) | Rate Impact Measure Test | Energy Efficiency | 0 | 1036.7352 | 1625.2017 | 1721.8096 | 1042.5223 | 8528.5109 | 1982.0659 | 2044.1756 | 2102.4387 | 2150.3832 | 2208.5562 | 2251.5969 | 2293.85
Scenario 1: Reference | SCE | Com | FoodServ | Com - Office (Small) | Total Resource Cost Test | Energy Efficiency | 0 | 1036.7352 | 1625.2017 | 1721.8096 | 1042.5223 | 8528.5109 | 1982.0659 | 2044.1756 | 2102.4387 | 2150.3832 | 2208.5562 | 2251.5969 | 2293.85
Scenario 1: Reference | SCE | Com | FoodServ | Com - Other | Participant Cost Test | Energy Efficiency | 209425.6035 | 1070623.3053 | 1276303.9381 | 1253732.5759 | 1361097.47 | 1363403.6874 | 1264380.4391 | 1145594.7531 | 1054742.0693 | 930833.5371 | 766335.8821 | 588068.6712 | 396036.3645
Scenario 1: Reference | SCE | Com | FoodServ | Com - Other | Participant Cost Test | Fuel Substitution | 3290.5203 | 3781.205 | 4254.5329 | 4723.8225 | 5169.9749 | 5649.4541 | 6110.6137 | 6566.2673 | 7017.8196 | 7464.7878 | 7899.5131 | 8337.2745 | 8773.5334
Scenario 1: Reference | SCE | Com | FoodServ | Com - Other | Program Administrator Cost Test | Energy Efficiency | 50792.2288 | 286370.119 | 375956.8171 | 409092.1252 | 465189.9045 | 510187.3019 | 532938.3702 | 544758.3698 | 577264.1812 | 600520.9299 | 610294.0219 | 616241.9242 | 622574.4856
Scenario 1: Reference | SCE | Com | FoodServ | Com - Other | Program Administrator Cost Test | Fuel Substitution | 44499.0582 | 53579.1666 | 63366.8792 | 73964.5948 | 85190.6667 | 98100.1847 | 111920.2827 | 126996.9212 | 143503.8061 | 161608.1346 | 181348.4765 | 203136.8444 | 227298.7719
Scenario 1: Reference | SCE | Com | FoodServ | Com - Other | Rate Impact Measure Test | Energy Efficiency | 50792.2288 | 286370.119 | 375956.8171 | 409092.1252 | 465189.9045 | 510187.3019 | 532938.3702 | 544758.3698 | 577264.1812 | 600520.9299 | 610294.0219 | 616241.9242 | 622574.4856
Scenario 1: Reference | SCE | Com | FoodServ | Com - Other | Rate Impact Measure Test | Fuel Substitution | 63675.0574 | 75185.7507 | 86027.1788 | 97086.6631 | 108259.4529 | 120830.7643 | 133736.5203 | 147368.2179 | 161890.3999 | 177476.5841 | 194155.4139 | 212270.4376 | 232200.7605
Scenario 1: Reference | SCE | Com | FoodServ | Com - Other | Total Resource Cost Test | Energy Efficiency | 50792.2288 | 286370.119 | 375956.8171 | 409092.1252 | 465189.9045 | 510187.3019 | 532938.3702 | 544758.3698 | 577264.1812 | 600520.9299 | 610294.0219 | 616241.9242 | 622574.4856
Scenario 1: Reference | SCE | Com | FoodServ | Com - Other | Total Resource Cost Test | Fuel Substitution | 44499.0582 | 53579.1666 | 63366.8792 | 73964.5948 | 85190.6667 | 98100.1847 | 111920.2827 | 126996.9212 | 143503.8061 | 161608.1346 | 181348.4765 | 203136.8444 | 227298.7719
Scenario 1: Reference | SCE | Com | FoodServ | Com - Restaurant | Participant Cost Test | Energy Efficiency | 1095881.7441 | 2936330.7436 | 3433158.141 | 3376698.5491 | 3705022.5981 | 3731463.8389 | 3436997.7483 | 3111780.7738 | 2842388.4212 | 2485787.3069 | 2037472.1803 | 1549954.7425 | 1024533.5742
Scenario 1: Reference | SCE | Com | FoodServ | Com - Restaurant | Participant Cost Test | Fuel Substitution | 13413.9797 | 15313.6712 | 17145.6383 | 18953.156 | 20734.2198 | 22498.7813 | 24240.1874 | 25947.6557 | 27675.7399 | 29416.7681 | 31120.423 | 32842.6219 | 34663.2689
Scenario 1: Reference | SCE | Com | FoodServ | Com - Restaurant | Program Administrator Cost Test | Energy Efficiency | 265785.4408 | 773125.0594 | 986838.1463 | 1066842.2737 | 1220162.7459 | 1340016.1153 | 1390857.2846 | 1421953.5449 | 1499237.9121 | 1551508.0346 | 1576925.9032 | 1591030.9962 | 1605708.3292
Scenario 1: Reference | SCE | Com | FoodServ | Com - Restaurant | Program Administrator Cost Test | Fuel Substitution | 177597.7724 | 212615.6882 | 250319.1285 | 291018.9793 | 335192.6133 | 383306.9341 | 435649.014 | 492449.3828 | 555289.7612 | 624772.1745 | 700645.5452 | 784690.1053 | 880099.8705
Scenario 1: Reference | SCE | Com | FoodServ | Com - Restaurant | Rate Impact Measure Test | Energy Efficiency | 265785.4408 | 773125.0594 | 986838.1463 | 1066842.2737 | 1220162.7459 | 1340016.1153 | 1390857.2846 | 1421953.5449 | 1499237.9121 | 1551508.0346 | 1576925.9032 | 1591030.9962 | 1605708.3292
Scenario 1: Reference | SCE | Com | FoodServ | Com - Restaurant | Rate Impact Measure Test | Fuel Substitution | 245954.923 | 289047.349 | 330015.0077 | 371870.5799 | 415750.7151 | 461983.1662 | 510747.312 | 562177.6596 | 617950.9428 | 678664.5533 | 744000.6286 | 815523.1409 | 896644.963
Scenario 1: Reference | SCE | Com | FoodServ | Com - Restaurant | Total Resource Cost Test | Energy Efficiency | 265785.4408 | 773125.0594 | 986838.1463 | 1066842.2737 | 1220162.7459 | 1340016.1153 | 1390857.2846 | 1421953.5449 | 1499237.9121 | 1551508.0346 | 1576925.9032 | 1591030.9962 | 1605708.3292
Scenario 1: Reference | SCE | Com | FoodServ | Com - Restaurant | Total Resource Cost Test | Fuel Substitution | 177597.7724 | 212615.6882 | 250319.1285 | 291018.9793 | 335192.6133 | 383306.9341 | 435649.014 | 492449.3828 | 555289.7612 | 624772.1745 | 700645.5452 | 784690.1053 | 880099.8705
Scenario 1: Reference | SCE | Com | FoodServ | Com - Retail | Participant Cost Test | Energy Efficiency | 67575.9007 | 86229.3791 | 93386.844 | 92559.9945 | 89657.9387 | 85160.6887 | 79219.5551 | 72664.0112 | 64740.9357 | 55711.0347 | 45808.6461 | 34722.5423 | 22594.2148
Scenario 1: Reference | SCE | Com | FoodServ | Com - Retail | Program Administrator Cost Test | Energy Efficiency | 16389.2597 | 22171.5016 | 25747.4777 | 27665.1634 | 29936.2025 | 32121.421 | 33654.3259 | 34882.4826 | 35878.5028 | 36684.405 | 37631.389 | 38213.5055 | 38808.8466
Scenario 1: Reference | SCE | Com | FoodServ | Com - Retail | Rate Impact Measure Test | Energy Efficiency | 16389.2597 | 22171.5016 | 25747.4777 | 27665.1634 | 29936.2025 | 32121.421 | 33654.3259 | 34882.4826 | 35878.5028 | 36684.405 | 37631.389 | 38213.5055 | 38808.8466
Scenario 1: Reference | SCE | Com | FoodServ | Com - Retail | Total Resource Cost Test | Energy Efficiency | 16389.2597 | 22171.5016 | 25747.4777 | 27665.1634 | 29936.2025 | 32121.421 | 33654.3259 | 34882.4826 | 35878.5028 | 36684.405 | 37631.389 | 38213.5055 | 38808.8466
Scenario 1: Reference | SCE | Com | FoodServ | Com - School | Participant Cost Test | Energy Efficiency | 190199.6286 | 412173.5965 | 491604.5705 | 477731.7446 | 464639.3653 | 441595.0287 | 402743.0101 | 360909.6577 | 322303.1293 | 277990.1447 | 225910.0675 | 171484.0286 | 113225.1856
Scenario 1: Reference | SCE | Com | FoodServ | Com - School | Participant Cost Test | Fuel Substitution | 500.4297 | 579.8531 | 654.5092 | 729.0051 | 802.9077 | 879.0922 | 955.5675 | 1032.0599 | 1109.1711 | 1184.8019 | 1257.7047 | 1328.9279 | 1403.4889
Scenario 1: Reference | SCE | Com | FoodServ | Com - School | Program Administrator Cost Test | Energy Efficiency | 46129.3314 | 108483.148 | 141163.4114 | 150716.3741 | 161693.6423 | 171899.9426 | 176598.9752 | 178644.6865 | 183600.9922 | 187029.3544 | 188221.4629 | 188931.7204 | 188973.2343
Scenario 1: Reference | SCE | Com | FoodServ | Com - School | Program Administrator Cost Test | Fuel Substitution | 6301.4752 | 7590.5115 | 8979.6181 | 10482.4279 | 12133.3514 | 13997.3641 | 16069.1118 | 18372.7839 | 20957.7971 | 23827.6569 | 27005.9907 | 30549.5887 | 34632.4661
Scenario 1: Reference | SCE | Com | FoodServ | Com - School | Rate Impact Measure Test | Energy Efficiency | 46129.3314 | 108483.148 | 141163.4114 | 150716.3741 | 161693.6423 | 171899.9426 | 176598.9752 | 178644.6865 | 183600.9922 | 187029.3544 | 188221.4629 | 188931.7204 | 188973.2343
Scenario 1: Reference | SCE | Com | FoodServ | Com - School | Rate Impact Measure Test | Fuel Substitution | 8488.2344 | 10050.9328 | 11558.0871 | 13109.5164 | 14765.0516 | 16592.8399 | 18574.5331 | 20728.6956 | 23102.784 | 25695.3028 | 28527.4152 | 31644.826 | 35226.8064
Scenario 1: Reference | SCE | Com | FoodServ | Com - School | Total Resource Cost Test | Energy Efficiency | 46129.3314 | 108483.148 | 141163.4114 | 150716.3741 | 161693.6423 | 171899.9426 | 176598.9752 | 178644.6865 | 183600.9922 | 187029.3544 | 188221.4629 | 188931.7204 | 188973.2343
Scenario 1: Reference | SCE | Com | FoodServ | Com - School | Total Resource Cost Test | Fuel Substitution | 6301.4752 | 7590.5115 | 8979.6181 | 10482.4279 | 12133.3514 | 13997.3641 | 16069.1118 | 18372.7839 | 20957.7971 | 23827.6569 | 27005.9907 | 30549.5887 | 34632.4661
Scenario 1: Reference | SCE | Com | HVAC | Com - College | Participant Cost Test | Energy Efficiency | 149890.6917 | 151788.8155 | 155410.6644 | 157900.2302 | 154253.1123 | 153080.4813 | 148885.4891 | 139808.4764 | 112118.9946 | 96407.52 | 78674.5427 | 60438.7101 | 35986.8343
Scenario 1: Reference | SCE | Com | HVAC | Com - College | Participant Cost Test | Fuel Substitution | 34303.6416 | 33583.0929 | 32305.2072 | 30604.0943 | 28605.6873 | 0 | 0 | 0 | 0 | 0 | 0 | 0 | 0
Scenario 1: Reference | SCE | Com | HVAC | Com - College | Program Administrator Cost Test | Energy Efficiency | 40594.8859 | 44312.4664 | 48847.6734 | 53640.4228 | 57676.0533 | 63502.9841 | 68428.1925 | 71598.0103 | 74514.9141 | 76824.309 | 79549.5796 | 84623.2344 | 86786.8276
Scenario 1: Reference | SCE | Com | HVAC | Com - College | Program Administrator Cost Test | Fuel Substitution | 31104.8576 | 33099.6767 | 34805.7844 | 36284.0327 | 37675.0982 | 0 | 0 | 0 | 0 | 0 | 0 | 0 | 0
Scenario 1: Reference | SCE | Com | HVAC | Com - College | Rate Impact Measure Test | Energy Efficiency | 40594.8859 | 44312.4664 | 48847.6734 | 53640.4228 | 57676.0533 | 63502.9841 | 68428.1925 | 71598.0103 | 74514.9141 | 76824.309 | 79549.5796 | 84623.2344 | 86786.8276
Scenario 1: Reference | SCE | Com | HVAC | Com - College | Rate Impact Measure Test | Fuel Substitution | 31395.6731 | 33369.1812 | 35048.9149 | 36498.3857 | 37861.8495 | 0 | 0 | 0 | 0 | 0 | 0 | 0 | 0
Scenario 1: Reference | SCE | Com | HVAC | Com - College | Total Resource Cost Test | Energy Efficiency | 50336.8299 | 54615.3477 | 60010.5895 | 65751.7671 | 70327.8741 | 77134.0174 | 82976.1061 | 86771.1545 | 74514.9141 | 76824.309 | 79549.5796 | 84623.2344 | 86786.8276
Scenario 1: Reference | SCE | Com | HVAC | Com - College | Total Resource Cost Test | Fuel Substitution | 35039.3582 | 37082.6683 | 38794.1293 | 40245.8964 | 41570.7526 | 0 | 0 | 0 | 0 | 0 | 0 | 0 | 0
Scenario 1: Reference | SCE | Com | HVAC | Com - Grocery | Participant Cost Test | Energy Efficiency | 487986.4669 | 733492.0711 | 794220.8346 | 822393.2818 | 841852.4031 | 847857.9612 | 838477.8919 | 814954.4827 | 729289.2475 | 664236.9899 | 580756.1614 | 473434.2462 | 340455.9416
Scenario 1: Reference | SCE | Com | HVAC | Com - Grocery | Participant Cost Test | Fuel Substitution | 657001.0623 | 642046.0749 | 618350.0162 | 588604.6713 | 554110.6732 | 100151.2362 | 90540.6394 | 79761.3498 | 64763.1059 | 52835.4824 | 40594.7886 | 28067.3624 | 15288.7948
Scenario 1: Reference | SCE | Com | HVAC | Com - Grocery | Program Administrator Cost Test | Energy Efficiency | 103246.2247 | 166893.3253 | 195783.3885 | 220628.7266 | 248973.1715 | 280194.8037 | 308668.4855 | 334696.8481 | 358860.4234 | 384267.0925 | 412049.6101 | 437701.6877 | 463902.0674
Scenario 1: Reference | SCE | Com | HVAC | Com - Grocery | Program Administrator Cost Test | Fuel Substitution | 2064237.3295 | 2150835.3709 | 2217457.5012 | 2271599.5686 | 2318976.4836 | 78182.3016 | 79820.838 | 79833.7859 | 79400.0882 | 78639.1227 | 77912.0436 | 76670.2859 | 75425.4403
Scenario 1: Reference | SCE | Com | HVAC | Com - Grocery | Rate Impact Measure Test | Energy Efficiency | 103246.2247 | 166893.3253 | 195783.3885 | 220628.7266 | 248973.1715 | 280194.8037 | 308668.4855 | 334696.8481 | 358860.4234 | 384267.0925 | 412049.6101 | 437701.6877 | 463902.0674
Scenario 1: Reference | SCE | Com | HVAC | Com - Grocery | Rate Impact Measure Test | Fuel Substitution | 2312510.4678 | 2378874.398 | 2420483.2426 | 2447671.4228 | 2469825.7005 | 78182.3016 | 79820.838 | 79833.7859 | 79400.0882 | 78639.1227 | 77912.0436 | 76670.2859 | 75425.4403
Scenario 1: Reference | SCE | Com | HVAC | Com - Grocery | Total Resource Cost Test | Energy Efficiency | 117199.2681 | 188143.8216 | 219756.4354 | 246808.6466 | 277438.3897 | 310923.4406 | 341618.8783 | 369933.973 | 358860.4234 | 384267.0925 | 412049.6101 | 437701.6877 | 463902.0674
Scenario 1: Reference | SCE | Com | HVAC | Com - Grocery | Total Resource Cost Test | Fuel Substitution | 2247210.7427 | 2331950.1337 | 2394826.7821 | 2444153.6288 | 2485358.549 | 81787.3187 | 83397.8089 | 83355.2787 | 79400.0882 | 78639.1227 | 77912.0436 | 76670.2859 | 75425.4403
Scenario 1: Reference | SCE | Com | HVAC | Com - Health | Participant Cost Test | Energy Efficiency | 242861.8453 | 243230.4255 | 592229.9015 | 678289.5051 | 765700.1759 | 778723.5646 | 769756.9026 | 740628.7311 | 238394.7747 | 124006.0659 | 99823.6521 | 74743.4508 | 47173.4886
Scenario 1: Reference | SCE | Com | HVAC | Com - Health | Participant Cost Test | Fuel Substitution | 338565.6789 | 330765.1681 | 317770.1894 | 300979.6407 | 281819.7786 | 83358.7752 | 76177.4226 | 67783.9812 | 55082.3993 | 45258.4206 | 34998.144 | 24343.5786 | 13330.1982
Scenario 1: Reference | SCE | Com | HVAC | Com - Health | Program Administrator Cost Test | Energy Efficiency | 92678.5318 | 100683.4793 | 188084.4517 | 224455.5777 | 269159.721 | 301206.3966 | 327610.0924 | 347867.2466 | 183159.8588 | 144043.42 | 146035.299 | 149033.0935 | 152556.4395
Scenario 1: Reference | SCE | Com | HVAC | Com - Health | Program Administrator Cost Test | Fuel Substitution | 538488.894 | 565086.7635 | 586411.5168 | 604061.2649 | 620254.1678 | 64687.216 | 66721.1483 | 67352.6447 | 67529.0097 | 67359.0297 | 67167.9481 | 66495.4587 | 65760.2284
Scenario 1: Reference | SCE | Com | HVAC | Com - Health | Rate Impact Measure Test | Energy Efficiency | 92678.5318 | 100683.4793 | 188084.4517 | 224455.5777 | 269159.721 | 301206.3966 | 327610.0924 | 347867.2466 | 183159.8588 | 144043.42 | 146035.299 | 149033.0935 | 152556.4395
Scenario 1: Reference | SCE | Com | HVAC | Com - Health | Rate Impact Measure Test | Fuel Substitution | 573642.3835 | 597153.8794 | 614599.8289 | 628036.8579 | 640364.2064 | 64687.216 | 66721.1483 | 67352.6447 | 67529.0097 | 67359.0297 | 67167.9481 | 66495.4587 | 65760.2284
Scenario 1: Reference | SCE | Com | HVAC | Com - Health | Total Resource Cost Test | Energy Efficiency | 100338.6749 | 108677.1749 | 210871.5383 | 252277.6984 | 302666.8376 | 337783.3716 | 367022.7419 | 389633.2645 | 183159.8588 | 144043.42 | 146035.299 | 149033.0935 | 152556.4395
Scenario 1: Reference | SCE | Com | HVAC | Com - Health | Total Resource Cost Test | Fuel Substitution | 594118.5613 | 620565.9204 | 641156.3927 | 657702.878 | 672547.1397 | 68162.1121 | 70204.4307 | 70813.8106 | 67529.0097 | 67359.0297 | 67167.9481 | 66495.4587 | 65760.2284
Scenario 1: Reference | SCE | Com | HVAC | Com - Lodging | Participant Cost Test | Energy Efficiency | 619526.1263 | 662523.5444 | 697467.2894 | 918482.3313 | 1051728.9279 | 1147090.6421 | 1151978.0592 | 1138267.0924 | 271799.689 | 68446.5424 | 55961.7588 | 42096.044 | 26821.3485
Scenario 1: Reference | SCE | Com | HVAC | Com - Lodging | Participant Cost Test | Fuel Substitution | 368386.5727 | 283529.0138 | 272866.2473 | 261953.3579 | 223749.0343 | 37739.0687 | 34403.1148 | 30609.6894 | 23021.857 | 18809.5453 | 14469.9235 | 10015.4241 | 5460.8763
Scenario 1: Reference | SCE | Com | HVAC | Com - Lodging | Program Administrator Cost Test | Energy Efficiency | 131673.2615 | 149971.8055 | 168672.8407 | 229512.0724 | 281788.092 | 334821.5238 | 367885.0522 | 396846.7665 | 156996.0842 | 78060.856 | 80061.005 | 81518.3745 | 82932.6655
Scenario 1: Reference | SCE | Com | HVAC | Com - Lodging | Program Administrator Cost Test | Fuel Substitution | 354183.45 | 369692.0719 | 381770.2151 | 391541.4789 | 400144.3334 | 27660.5123 | 28307.8661 | 28372.6938 | 28224.0995 | 27994.7787 | 27770.6281 | 27357.6882 | 26939.6229
Scenario 1: Reference | SCE | Com | HVAC | Com - Lodging | Rate Impact Measure Test | Energy Efficiency | 131673.2615 | 149971.8055 | 168672.8407 | 229512.0724 | 281788.092 | 334821.5238 | 367885.0522 | 396846.7665 | 156996.0842 | 78060.856 | 80061.005 | 81518.3745 | 82932.6655
Scenario 1: Reference | SCE | Com | HVAC | Com - Lodging | Rate Impact Measure Test | Fuel Substitution | 399030.5317 | 411023.198 | 418759.8399 | 423832.5379 | 427989.3541 | 27660.5123 | 28307.8661 | 28372.6938 | 28224.0995 | 27994.7787 | 27770.6281 | 27357.6882 | 26939.6229
Scenario 1: Reference | SCE | Com | HVAC | Com - Lodging | Total Resource Cost Test | Energy Efficiency | 194341.7007 | 219415.368 | 245001.836 | 334137.4422 | 407805.1879 | 479287.3793 | 523254.912 | 563154.7035 | 156996.0842 | 78060.856 | 80061.005 | 81518.3745 | 82932.6655
Scenario 1: Reference | SCE | Com | HVAC | Com - Lodging | Total Resource Cost Test | Fuel Substitution | 599169.1649 | 533442.7092 | 540353.4275 | 546074.9333 | 524214.9411 | 31241.0687 | 31869.089 | 31886.1543 | 28224.0995 | 27994.7787 | 27770.6281 | 27357.6882 | 26939.6229
Scenario 1: Reference | SCE | Com | HVAC | Com - Office (Large) | Participant Cost Test | Energy Efficiency | 87112.6921 | 85862.9148 | 83502.1921 | 80398.4361 | 76990.4252 | 72884.9914 | 67881.4049 | 62311.3136 | 51791.1572 | 44753.9685 | 37275.5493 | 29136.7929 | 20433.0568
Scenario 1: Reference | SCE | Com | HVAC | Com - Office (Large) | Participant Cost Test | Fuel Substitution | 400.4808 | 384.143 | 363.8127 | 341.2994 | 317.8216 | 0 | 0 | 0 | 0 | 0 | 0 | 0 | 0
Scenario 1: Reference | SCE | Com | HVAC | Com - Office (Large) | Program Administrator Cost Test | Energy Efficiency | 31620.4767 | 33731.3407 | 35617.2385 | 37400.149 | 39541.338 | 41777.829 | 43244.7502 | 44149.3129 | 44803.0363 | 45296.386 | 45960.5257 | 46243.8276 | 46564.9684
Scenario 1: Reference | SCE | Com | HVAC | Com - Office (Large) | Program Administrator Cost Test | Fuel Substitution | 1353.4889 | 1372.2247 | 1376.4399 | 1371.4722 | 1361.3869 | 0 | 0 | 0 | 0 | 0 | 0 | 0 | 0
Scenario 1: Reference | SCE | Com | HVAC | Com - Office (Large) | Rate Impact Measure Test | Energy Efficiency | 31620.4767 | 33731.3407 | 35617.2385 | 37400.149 | 39541.338 | 41777.829 | 43244.7502 | 44149.3129 | 44803.0363 | 45296.386 | 45960.5257 | 46243.8276 | 46564.9684
Scenario 1: Reference | SCE | Com | HVAC | Com - Office (Large) | Rate Impact Measure Test | Fuel Substitution | 1654.2893 | 1643.7616 | 1615.0875 | 1576.5665 | 1535.5154 | 0 | 0 | 0 | 0 | 0 | 0 | 0 | 0
Scenario 1: Reference | SCE | Com | HVAC | Com - Office (Large) | Total Resource Cost Test | Energy Efficiency | 35380.7336 | 37570.5086 | 39514.5799 | 41348.6742 | 43546.6887 | 45828.8929 | 47319.3818 | 48243.8225 | 44803.0363 | 45296.386 | 45960.5257 | 46243.8276 | 46564.9684
Scenario 1: Reference | SCE | Com | HVAC | Com - Office (Large) | Total Resource Cost Test | Fuel Substitution | 1575.7148 | 1586.2329 | 1580.3039 | 1564.3187 | 1543.0503 | 0 | 0 | 0 | 0 | 0 | 0 | 0 | 0
Scenario 1: Reference | SCE | Com | HVAC | Com - Office (Small) | Participant Cost Test | Energy Efficiency | 135364.0715 | 138070.7597 | 138912.064 | 137868.6104 | 20538.1212 | 1255263.8892 | 114109.1394 | 106690.4644 | 89666.44 | 77474.588 | 63208.4649 | 46598.7874 | 27618.1851
Scenario 1: Reference | SCE | Com | HVAC | Com - Office (Small) | Participant Cost Test | Fuel Substitution | 9795.2454 | 9539.5448 | 9123.7735 | 8587.8257 | 7920.7733 | 0 | 0 | 0 | 0 | 0 | 0 | 0 | 0
Scenario 1: Reference | SCE | Com | HVAC | Com - Office (Small) | Program Administrator Cost Test | Energy Efficiency | 35104.5745 | 38660.2406 | 42147.081 | 45558.899 | 10783.4362 | 469382.6244 | 52470.4548 | 55047.1366 | 57462.0049 | 59636.2657 | 61920.7398 | 63717.8855 | 65468.6144
Scenario 1: Reference | SCE | Com | HVAC | Com - Office (Small) | Program Administrator Cost Test | Fuel Substitution | 9933.089 | 10511.4835 | 10991.5899 | 11393.9474 | 11441.5437 | 0 | 0 | 0 | 0 | 0 | 0 | 0 | 0
Scenario 1: Reference | SCE | Com | HVAC | Com - Office (Small) | Rate Impact Measure Test | Energy Efficiency | 35104.5745 | 38660.2406 | 42147.081 | 45558.899 | 10783.4362 | 469382.6244 | 52470.4548 | 55047.1366 | 57462.0049 | 59636.2657 | 61920.7398 | 63717.8855 | 65468.6144
Scenario 1: Reference | SCE | Com | HVAC | Com - Office (Small) | Rate Impact Measure Test | Fuel Substitution | 10183.3254 | 10742.6254 | 11199.3577 | 11576.5058 | 11576.5357 | 0 | 0 | 0 | 0 | 0 | 0 | 0 | 0
Scenario 1: Reference | SCE | Com | HVAC | Com - Office (Small) | Total Resource Cost Test | Energy Efficiency | 40608.1242 | 44522.5601 | 48356.6405 | 52103.9405 | 11287.0017 | 545357.6897 | 59282.0514 | 62142.6627 | 57462.0049 | 59636.2657 | 61920.7398 | 63717.8855 | 65468.6144
Scenario 1: Reference | SCE | Com | HVAC | Com - Office (Small) | Total Resource Cost Test | Fuel Substitution | 10680.0927 | 11263.4315 | 11740.2347 | 12133.2977 | 12146.5764 | 0 | 0 | 0 | 0 | 0 | 0 | 0 | 0
Scenario 1: Reference | SCE | Com | HVAC | Com - Other | Participant Cost Test | Energy Efficiency | 3081381.4498 | 3232337.5804 | 3350196.1154 | 3412111.4885 | 3428088.6462 | 3390804.5216 | 3312116.2293 | 3155423.7791 | 2066487.8915 | 1795689.3389 | 1463915.0897 | 1057790.2327 | 575840.5794
Scenario 1: Reference | SCE | Com | HVAC | Com - Other | Participant Cost Test | Fuel Substitution | 989886.8108 | 1217028.8379 | 1172726.443 | 1116130.2005 | 1080872.9859 | 440.0326 | 398.7928 | 352.913 | 275.2359 | 225.1029 | 173.5141 | 120.4267 | 65.8782
Scenario 1: Reference | SCE | Com | HVAC | Com - Other | Program Administrator Cost Test | Energy Efficiency | 540313.6925 | 611274.3041 | 686017.5818 | 759821.687 | 842052.8743 | 931647.7499 | 1014796.9387 | 1078764.8913 | 1092984.7107 | 1156353.0424 | 1224116.0988 | 1282196.502 | 1342711.9428
Scenario 1: Reference | SCE | Com | HVAC | Com - Other | Program Administrator Cost Test | Fuel Substitution | 2006887.5219 | 2310813.417 | 2390534.989 | 2455631.9669 | 2554040.2857 | 331.9559 | 338.6429 | 338.7746 | 337.4292 | 335.0253 | 333.0058 | 328.9504 | 324.9888
Scenario 1: Reference | SCE | Com | HVAC | Com - Other | Rate Impact Measure Test | Energy Efficiency | 540313.6925 | 611274.3041 | 686017.5818 | 759821.687 | 842052.8743 | 931647.7499 | 1014796.9387 | 1078764.8913 | 1092984.7107 | 1156353.0424 | 1224116.0988 | 1282196.502 | 1342711.9428
Scenario 1: Reference | SCE | Com | HVAC | Com - Other | Rate Impact Measure Test | Fuel Substitution | 2249815.1933 | 2534508.3431 | 2590363.6471 | 2629565.4687 | 2703554.7448 | 331.9559 | 338.6429 | 338.7746 | 337.4292 | 335.0253 | 333.0058 | 328.9504 | 324.9888
Scenario 1: Reference | SCE | Com | HVAC | Com - Other | Total Resource Cost Test | Energy Efficiency | 961833.529 | 1063609.6584 | 1168521.7466 | 1269163.973 | 1375740.9103 | 1487090.2652 | 1592202.6123 | 1673257.0603 | 1092984.7107 | 1156353.0424 | 1224116.0988 | 1282196.502 | 1342711.9428
Scenario 1: Reference | SCE | Com | HVAC | Com - Other | Total Resource Cost Test | Fuel Substitution | 2348723.6667 | 2685252.4195 | 2758757.3455 | 2815208.3443 | 2905575.1232 | 362.0477 | 368.4769 | 368.1526 | 337.4292 | 335.0253 | 333.0058 | 328.9504 | 324.9888
Scenario 1: Reference | SCE | Com | HVAC | Com - Restaurant | Participant Cost Test | Energy Efficiency | 103454.1971 | 107040.5571 | 109366.0694 | 110405.2321 | 110366.3673 | 107118.62 | 101619.7664 | 94752.0048 | 81832.0275 | 70409.258 | 57026.2653 | 41308.078 | 23380.8316
Scenario 1: Reference | SCE | Com | HVAC | Com - Restaurant | Participant Cost Test | Fuel Substitution | 42091.9201 | 40892.9902 | 38996.2244 | 36579.8118 | 33837.0971 | 62.8819 | 56.5771 | 49.606 | 41.5121 | 33.8787 | 26.0557 | 18.0419 | 9.8463
Scenario 1: Reference | SCE | Com | HVAC | Com - Restaurant | Program Administrator Cost Test | Energy Efficiency | 22237.5109 | 24779.954 | 27363.1479 | 30006.002 | 33045.7323 | 35928.6296 | 38183.6053 | 40077.4706 | 41836.2047 | 43379.344 | 45016.3305 | 46205.337 | 47384.4412
Scenario 1: Reference | SCE | Com | HVAC | Com - Restaurant | Program Administrator Cost Test | Fuel Substitution | 39457.9416 | 41804.7167 | 43758.2878 | 45401.2751 | 46932.185 | 50.3251 | 51.2613 | 51.1945 | 50.8924 | 50.4223 | 50.0057 | 49.2821 | 48.5734
Scenario 1: Reference | SCE | Com | HVAC | Com - Restaurant | Rate Impact Measure Test | Energy Efficiency | 22237.5109 | 24779.954 | 27363.1479 | 30006.002 | 33045.7323 | 35928.6296 | 38183.6053 | 40077.4706 | 41836.2047 | 43379.344 | 45016.3305 | 46205.337 | 47384.4412
Scenario 1: Reference | SCE | Com | HVAC | Com - Restaurant | Rate Impact Measure Test | Fuel Substitution | 39866.5727 | 42181.8094 | 44096.5777 | 45697.7585 | 47188.9792 | 50.3251 | 51.2613 | 51.1945 | 50.8924 | 50.4223 | 50.0057 | 49.2821 | 48.5734
Scenario 1: Reference | SCE | Com | HVAC | Com - Restaurant | Total Resource Cost Test | Energy Efficiency | 24686.073 | 27429.2571 | 30216.5029 | 33069.1741 | 36330.1018 | 39378.9693 | 41773.7434 | 43817.0015 | 41836.2047 | 43379.344 | 45016.3305 | 46205.337 | 47384.4412
Scenario 1: Reference | SCE | Com | HVAC | Com - Restaurant | Total Resource Cost Test | Fuel Substitution | 40564.3478 | 42920.2947 | 44870.9378 | 46502.1977 | 48015.3254 | 51.0593 | 51.9881 | 51.909 | 50.8924 | 50.4223 | 50.0057 | 49.2821 | 48.5734
Scenario 1: Reference | SCE | Com | HVAC | Com - Retail | Participant Cost Test | Energy Efficiency | 1694896.6834 | 1824133.3569 | 2424097.7072 | 2774948.9518 | 2915142.7767 | 2983352.8319 | 3005177.8633 | 3009218.0843 | 649420.0086 | 158436.7369 | 127484.6344 | 91541.0776 | 51237.7606
Scenario 1: Reference | SCE | Com | HVAC | Com - Retail | Participant Cost Test | Fuel Substitution | 151534.7217 | 148127.8889 | 142314.5139 | 134714.6276 | 125629.9169 | 130714.1874 | 121270.0861 | 109890.647 | 3971.6205 | 3245.7171 | 2493.8914 | 1722.0971 | 25.4334
Scenario 1: Reference | SCE | Com | HVAC | Com - Retail | Program Administrator Cost Test | Energy Efficiency | 297232.6282 | 343058.9362 | 486181.7915 | 599340.9334 | 687073.4506 | 775925.8791 | 857316.1164 | 935026.0743 | 318142.0613 | 127295.6662 | 131804.8046 | 134764.6505 | 137558.6364
Scenario 1: Reference | SCE | Com | HVAC | Com - Retail | Program Administrator Cost Test | Fuel Substitution | 104449.1491 | 110648.5687 | 115752.7806 | 119982.6557 | 123664.552 | 85808.2125 | 88530.649 | 89275.8045 | 4869.0616 | 4830.6669 | 4786.2415 | 4703.9772 | 125.4674
Scenario 1: Reference | SCE | Com | HVAC | Com - Retail | Rate Impact Measure Test | Energy Efficiency | 297232.6282 | 343058.9362 | 486181.7915 | 599340.9334 | 687073.4506 | 775925.8791 | 857316.1164 | 935026.0743 | 318142.0613 | 127295.6662 | 131804.8046 | 134764.6505 | 137558.6364
Scenario 1: Reference | SCE | Com | HVAC | Com - Retail | Rate Impact Measure Test | Fuel Substitution | 105481.3611 | 111603.7482 | 116612.5323 | 120738.9674 | 124320.3451 | 85808.2125 | 88530.649 | 89275.8045 | 4869.0616 | 4830.6669 | 4786.2415 | 4703.9772 | 125.4674
Scenario 1: Reference | SCE | Com | HVAC | Com - Retail | Total Resource Cost Test | Energy Efficiency | 549174.565 | 620810.3316 | 860619.8896 | 1042147.5975 | 1173023.1183 | 1299606.4374 | 1417832.8639 | 1540527.8336 | 318142.0613 | 127295.6662 | 131804.8046 | 134764.6505 | 137558.6364
Scenario 1: Reference | SCE | Com | HVAC | Com - Retail | Total Resource Cost Test | Fuel Substitution | 132493.5119 | 138962.8961 | 144029.8926 | 147996.5272 | 151122.9814 | 110555.668 | 113344.6701 | 113906.6802 | 4869.0616 | 4830.6669 | 4786.2415 | 4703.9772 | 125.4674
Scenario 1: Reference | SCE | Com | HVAC | Com - School | Participant Cost Test | Energy Efficiency | 247379.528 | 250944.1576 | 252188.968 | 249601.7925 | 243005.2942 | 234475.5679 | 227710.5045 | 205876.2886 | 154926.8049 | 132448.5546 | 106041.2464 | 76344.9034 | 42144.1367
Scenario 1: Reference | SCE | Com | HVAC | Com - School | Participant Cost Test | Fuel Substitution | 12648.1016 | 12219.9491 | 11617.6321 | 10890.3976 | 26957.5463 | 0 | 0 | 0 | 0 | 0 | 0 | 0 | 0
Scenario 1: Reference | SCE | Com | HVAC | Com - School | Program Administrator Cost Test | Energy Efficiency | 46977.4989 | 51430.0065 | 55925.243 | 60153.5705 | 64511.5712 | 69504.2243 | 74601.7156 | 75907.4216 | 78730.8205 | 81453.293 | 84012.9731 | 86410.3449 | 88266.7169
Scenario 1: Reference | SCE | Com | HVAC | Com - School | Program Administrator Cost Test | Fuel Substitution | 19851.4318 | 20727.269 | 21407.393 | 21937.9431 | 44563.8468 | 0 | 0 | 0 | 0 | 0 | 0 | 0 | 0
Scenario 1: Reference | SCE | Com | HVAC | Com - School | Rate Impact Measure Test | Energy Efficiency | 46977.4989 | 51430.0065 | 55925.243 | 60153.5705 | 64511.5712 | 69504.2243 | 74601.7156 | 75907.4216 | 78730.8205 | 81453.293 | 84012.9731 | 86410.3449 | 88266.7169
Scenario 1: Reference | SCE | Com | HVAC | Com - School | Rate Impact Measure Test | Fuel Substitution | 20392.5492 | 21218.4548 | 21840.5848 | 22310.9323 | 44881.1576 | 0 | 0 | 0 | 0 | 0 | 0 | 0 | 0
Scenario 1: Reference | SCE | Com | HVAC | Com - School | Total Resource Cost Test | Energy Efficiency | 71495.16 | 77238.4118 | 83042.1857 | 88439.1129 | 93751.6054 | 99749.8611 | 106375.0543 | 107651.4618 | 78730.8205 | 81453.293 | 84012.9731 | 86410.3449 | 88266.7169
Scenario 1: Reference | SCE | Com | HVAC | Com - School | Total Resource Cost Test | Fuel Substitution | 21696.5383 | 22559.4957 | 23206.661 | 23690.3001 | 48411.2256 | 0 | 0 | 0 | 0 | 0 | 0 | 0 | 0
Scenario 1: Reference | SCE | Com | HVAC | Com - Warehouse | Participant Cost Test | Energy Efficiency | 9883.505 | 10100.66 | 10172.1123 | 10162.3359 | 10369.1455 | 10156.3265 | 9788.4653 | 9316.7097 | 5658.2951 | 5016.3928 | 4294.2096 | 3476.6085 | 2575.3096
Scenario 1: Reference | SCE | Com | HVAC | Com - Warehouse | Participant Cost Test | Fuel Substitution | 148236.065 | 145835.849 | 141422.8247 | 135554.965 | 128685.1297 | 49.8675 | 45.893 | 41.3266 | 0 | 0 | 0 | 0 | 0
Scenario 1: Reference | SCE | Com | HVAC | Com - Warehouse | Program Administrator Cost Test | Energy Efficiency | 2872.638 | 3148.8317 | 3406.7438 | 3668.5247 | 4040.8 | 4354.1911 | 4596.7215 | 4783.3323 | 4483.5022 | 4610.5619 | 4745.9499 | 4840.5501 | 4939.776
Scenario 1: Reference | SCE | Com | HVAC | Com - Warehouse | Program Administrator Cost Test | Fuel Substitution | 384865.2953 | 403224.4867 | 418005.2417 | 430408.6569 | 441542.5124 | 33.6721 | 34.5411 | 34.7167 | 0 | 0 | 0 | 0 | 0
Scenario 1: Reference | SCE | Com | HVAC | Com - Warehouse | Rate Impact Measure Test | Energy Efficiency | 2872.638 | 3148.8317 | 3406.7438 | 3668.5247 | 4040.8 | 4354.1911 | 4596.7215 | 4783.3323 | 4483.5022 | 4610.5619 | 4745.9499 | 4840.5501 | 4939.776
Scenario 1: Reference | SCE | Com | HVAC | Com - Warehouse | Rate Impact Measure Test | Fuel Substitution | 416965.1676 | 432584.4016 | 443916.2883 | 452566.4707 | 460236.0824 | 33.6721 | 34.5411 | 34.7167 | 0 | 0 | 0 | 0 | 0
Scenario 1: Reference | SCE | Com | HVAC | Com - Warehouse | Total Resource Cost Test | Energy Efficiency | 4062.2016 | 4403.9873 | 4720.355 | 5041.0348 | 5511.1503 | 5879.4478 | 6170.6542 | 6404.5292 | 4483.5022 | 4610.5619 | 4745.9499 | 4840.5501 | 4939.776
Scenario 1: Reference | SCE | Com | HVAC | Com - Warehouse | Total Resource Cost Test | Fuel Substitution | 431221.229 | 449554.5477 | 463825.1621 | 475407.0732 | 485516.0955 | 41.9571 | 42.8008 | 42.8883 | 0 | 0 | 0 | 0 | 0
Scenario 1: Reference | SCE | Com | Lighting | Com - College | Participant Cost Test | Energy Efficiency | 0 | 37889.0545 | 49987.413 | 50458.4078 | 49694.6603 | 48624.4132 | 46634.9487 | 43506.9708 | 37414.6841 | 32343.9559 | 26462.1645 | 19952.1086 | 12215.8613
Scenario 1: Reference | SCE | Com | Lighting | Com - College | Program Administrator Cost Test | Energy Efficiency | 0 | 17426.4367 | 25395.9432 | 28491.3865 | 31530.9564 | 34898.7583 | 37813.9722 | 40131.9208 | 42333.037 | 44249.3633 | 46442.513 | 49160.9207 | 51706.7276
Scenario 1: Reference | SCE | Com | Lighting | Com - College | Rate Impact Measure Test | Energy Efficiency | 0 | 17426.4367 | 25395.9432 | 28491.3865 | 31530.9564 | 34898.7583 | 37813.9722 | 40131.9208 | 42333.037 | 44249.3633 | 46442.513 | 49160.9207 | 51706.7276
Scenario 1: Reference | SCE | Com | Lighting | Com - College | Total Resource Cost Test | Energy Efficiency | 0 | 18523.7113 | 26916.6798 | 30119.0778 | 33244.3896 | 36709.4327 | 39714.6933 | 42106.4769 | 42333.037 | 44249.3633 | 46442.513 | 49160.9207 | 51706.7276
Scenario 1: Reference | SCE | Com | Lighting | Com - Grocery | Participant Cost Test | Energy Efficiency | 270514.7182 | 272939.3836 | 270302.5047 | 264156.0286 | 255481.1176 | 243047.6987 | 226792.2614 | 207744.37 | 179524.0093 | 153298.4521 | 123980.7068 | 91063.8213 | 54687.5223
Scenario 1: Reference | SCE | Com | Lighting | Com - Grocery | Program Administrator Cost Test | Energy Efficiency | 118344.0155 | 131276.913 | 143737.9476 | 156294.9182 | 170071.7948 | 183284.8773 | 193559.1129 | 202145.2097 | 210088.8897 | 216901.4587 | 224943.4781 | 231692.733 | 238146.6206
Scenario 1: Reference | SCE | Com | Lighting | Com - Grocery | Rate Impact Measure Test | Energy Efficiency | 118344.0155 | 131276.913 | 143737.9476 | 156294.9182 | 170071.7948 | 183284.8773 | 193559.1129 | 202145.2097 | 210088.8897 | 216901.4587 | 224943.4781 | 231692.733 | 238146.6206
Scenario 1: Reference | SCE | Com | Lighting | Com - Grocery | Total Resource Cost Test | Energy Efficiency | 122663.4633 | 135817.7969 | 148466.1038 | 161199.7064 | 175148.3149 | 188508.2194 | 198903.03 | 207607.9676 | 210088.8897 | 216901.4587 | 224943.4781 | 231692.733 | 238146.6206
Scenario 1: Reference | SCE | Com | Lighting | Com - Health | Participant Cost Test | Energy Efficiency | 306036.7555 | 309485.606 | 309159.4632 | 301318.0288 | 291447.7192 | 276901.8781 | 259649.9444 | 237165.074 | 201844.2848 | 171116.1452 | 137044.7881 | 100809.8402 | 60692.6223
Scenario 1: Reference | SCE | Com | Lighting | Com - Health | Program Administrator Cost Test | Energy Efficiency | 129557.3866 | 143980.0136 | 158922.6678 | 172214.9225 | 187260.203 | 201358.3015 | 213453.3612 | 221984.4751 | 229907.532 | 235666.4127 | 242108.43 | 249973.7251 | 258347.9189
Scenario 1: Reference | SCE | Com | Lighting | Com - Health | Rate Impact Measure Test | Energy Efficiency | 129557.3866 | 143980.0136 | 158922.6678 | 172214.9225 | 187260.203 | 201358.3015 | 213453.3612 | 221984.4751 | 229907.532 | 235666.4127 | 242108.43 | 249973.7251 | 258347.9189
Scenario 1: Reference | SCE | Com | Lighting | Com - Health | Total Resource Cost Test | Energy Efficiency | 136617.6003 | 151416.1141 | 166728.3909 | 180284.8217 | 195606.918 | 209927.5167 | 222253.941 | 230943.1809 | 229907.532 | 235666.4127 | 242108.43 | 249973.7251 | 258347.9189
Scenario 1: Reference | SCE | Com | Lighting | Com - Lodging | Participant Cost Test | Energy Efficiency | 0 | 0 | 0 | 0 | 0 | 0 | 0 | 0 | 0 | 0 | 0 | 0 | 0
Scenario 1: Reference | SCE | Com | Lighting | Com - Lodging | Program Administrator Cost Test | Energy Efficiency | 0 | 0 | 0 | 0 | 0 | 0 | 0 | 0 | 0 | 0 | 0 | 0 | 0
Scenario 1: Reference | SCE | Com | Lighting | Com - Lodging | Rate Impact Measure Test | Energy Efficiency | 0 | 0 | 0 | 0 | 0 | 0 | 0 | 0 | 0 | 0 | 0 | 0 | 0
Scenario 1: Reference | SCE | Com | Lighting | Com - Lodging | Total Resource Cost Test | Energy Efficiency | 0 | 0 | 0 | 0 | 0 | 0 | 0 | 0 | 0 | 0 | 0 | 0 | 0
Scenario 1: Reference | SCE | Com | Lighting | Com - Office (Large) | Participant Cost Test | Energy Efficiency | 0 | 132424.6262 | 227603.5009 | 226325.7525 | 222708.9298 | 215649.4095 | 204467.771 | 189984.2427 | 158195.836 | 135730.902 | 110262.1981 | 81132.0305 | 48599.5807
Scenario 1: Reference | SCE | Com | Lighting | Com - Office (Large) | Program Administrator Cost Test | Energy Efficiency | 0 | 58827.8195 | 111586.4361 | 123184.2664 | 136033.0674 | 148768.0427 | 159051.8686 | 167709.4395 | 175328.7128 | 181900.182 | 189612.3227 | 196005.7332 | 202144.8315
Scenario 1: Reference | SCE | Com | Lighting | Com - Office (Large) | Rate Impact Measure Test | Energy Efficiency | 0 | 58827.8195 | 111586.4361 | 123184.2664 | 136033.0674 | 148768.0427 | 159051.8686 | 167709.4395 | 175328.7128 | 181900.182 | 189612.3227 | 196005.7332 | 202144.8315
Scenario 1: Reference | SCE | Com | Lighting | Com - Office (Large) | Total Resource Cost Test | Energy Efficiency | 0 | 64576.2815 | 121956.0649 | 134105.6047 | 147505.003 | 160746.5357 | 171458.8759 | 180515.0178 | 175328.7128 | 181900.182 | 189612.3227 | 196005.7332 | 202144.8315
Scenario 1: Reference | SCE | Com | Lighting | Com - Office (Small) | Participant Cost Test | Energy Efficiency | 0 | 0 | 0 | 0 | 0 | 0 | 0 | 0 | 0 | 0 | 0 | 0 | 0
Scenario 1: Reference | SCE | Com | Lighting | Com - Office (Small) | Program Administrator Cost Test | Energy Efficiency | 0 | 0 | 0 | 0 | 0 | 0 | 0 | 0 | 0 | 0 | 0 | 0 | 0
Scenario 1: Reference | SCE | Com | Lighting | Com - Office (Small) | Rate Impact Measure Test | Energy Efficiency | 0 | 0 | 0 | 0 | 0 | 0 | 0 | 0 | 0 | 0 | 0 | 0 | 0
Scenario 1: Reference | SCE | Com | Lighting | Com - Office (Small) | Total Resource Cost Test | Energy Efficiency | 0 | 0 | 0 | 0 | 0 | 0 | 0 | 0 | 0 | 0 | 0 | 0 | 0
Scenario 1: Reference | SCE | Com | Lighting | Com - Other | Participant Cost Test | Energy Efficiency | 0 | 0 | 0 | 0 | 0 | 0 | 0 | 0 | 0 | 0 | 0 | 0 | 0
Scenario 1: Reference | SCE | Com | Lighting | Com - Other | Program Administrator Cost Test | Energy Efficiency | 0 | 0 | 0 | 0 | 0 | 0 | 0 | 0 | 0 | 0 | 0 | 0 | 0
Scenario 1: Reference | SCE | Com | Lighting | Com - Other | Rate Impact Measure Test | Energy Efficiency | 0 | 0 | 0 | 0 | 0 | 0 | 0 | 0 | 0 | 0 | 0 | 0 | 0
Scenario 1: Reference | SCE | Com | Lighting | Com - Other | Total Resource Cost Test | Energy Efficiency | 0 | 0 | 0 | 0 | 0 | 0 | 0 | 0 | 0 | 0 | 0 | 0 | 0
Scenario 1: Reference | SCE | Com | Lighting | Com - Refrig. Warehouse | Participant Cost Test | Energy Efficiency | 20707.3662 | 6137.7988 | 6074.6992 | 5887.7628 | 5655.9344 | 5366.1495 | 5010.4292 | 4571.8566 | 4001.4935 | 3420.9746 | 2762.2502 | 2029.9256 | 1212.6839
Scenario 1: Reference | SCE | Com | Lighting | Com - Refrig. Warehouse | Program Administrator Cost Test | Energy Efficiency | 8544.2586 | 2784.2606 | 3046.2732 | 3284.7255 | 3550.3292 | 3816.8355 | 4035.5521 | 4202.2623 | 4368.0195 | 4515.6787 | 4679.5104 | 4833.5653 | 4979.4944
Scenario 1: Reference | SCE | Com | Lighting | Com - Refrig. Warehouse | Rate Impact Measure Test | Energy Efficiency | 8544.2586 | 2784.2606 | 3046.2732 | 3284.7255 | 3550.3292 | 3816.8355 | 4035.5521 | 4202.2623 | 4368.0195 | 4515.6787 | 4679.5104 | 4833.5653 | 4979.4944
Scenario 1: Reference | SCE | Com | Lighting | Com - Refrig. Warehouse | Total Resource Cost Test | Energy Efficiency | 8721.5096 | 2839.0013 | 3103.2308 | 3343.3192 | 3610.5701 | 3878.6695 | 4098.8898 | 4266.8211 | 4368.0195 | 4515.6787 | 4679.5104 | 4833.5653 | 4979.4944
Scenario 1: Reference | SCE | Com | Lighting | Com - Restaurant | Participant Cost Test | Energy Efficiency | 178645.2661 | 180810.7855 | 180178.7022 | 176909.9041 | 171609.4348 | 163268.9614 | 152358.1634 | 139358.9656 | 122325.2158 | 104537.5753 | 84528.1454 | 62031.3704 | 37105.0855
Scenario 1: Reference | SCE | Com | Lighting | Com - Restaurant | Program Administrator Cost Test | Energy Efficiency | 76089.6508 | 84684.6513 | 93318.8595 | 101975.1148 | 111343.0674 | 120079.9204 | 126939.041 | 132560.4072 | 137833.7734 | 142427.0672 | 147747.3916 | 152240.5312 | 156508.4859
Scenario 1: Reference | SCE | Com | Lighting | Com - Restaurant | Rate Impact Measure Test | Energy Efficiency | 76089.6508 | 84684.6513 | 93318.8595 | 101975.1148 | 111343.0674 | 120079.9204 | 126939.041 | 132560.4072 | 137833.7734 | 142427.0672 | 147747.3916 | 152240.5312 | 156508.4859
Scenario 1: Reference | SCE | Com | Lighting | Com - Restaurant | Total Resource Cost Test | Energy Efficiency | 77333.6599 | 85996.821 | 94693.9741 | 103408.7336 | 112832.0012 | 121613.0682 | 128509.2069 | 134165.4201 | 137833.7734 | 142427.0672 | 147747.3916 | 152240.5312 | 156508.4859
Scenario 1: Reference | SCE | Com | Lighting | Com - Retail | Participant Cost Test | Energy Efficiency | 1323124.2436 | 1342377.4798 | 1339068.2423 | 1320084.9483 | 1289151.6949 | 1240933.7692 | 1175835.5969 | 1098014.5048 | 762396.7356 | 650117.0547 | 524566.4648 | 383947.0367 | 228905.4976
Scenario 1: Reference | SCE | Com | Lighting | Com - Retail | Program Administrator Cost Test | Energy Efficiency | 479583.5523 | 531941.4968 | 582471.7308 | 633218.8402 | 688416.5846 | 741074.9805 | 782017.7867 | 815520.2102 | 845979.7998 | 872300.0833 | 903138.2646 | 928634.2888 | 953077.1786
Scenario 1: Reference | SCE | Com | Lighting | Com - Retail | Rate Impact Measure Test | Energy Efficiency | 479583.5523 | 531941.4968 | 582471.7308 | 633218.8402 | 688416.5846 | 741074.9805 | 782017.7867 | 815520.2102 | 845979.7998 | 872300.0833 | 903138.2646 | 928634.2888 | 953077.1786
Scenario 1: Reference | SCE | Com | Lighting | Com - Retail | Total Resource Cost Test | Energy Efficiency | 668164.442 | 730177.5867 | 788903.3194 | 847322.2225 | 909824.0267 | 968638.6848 | 1014662.3205 | 1052998.5727 | 845979.7998 | 872300.0833 | 903138.2646 | 928634.2888 | 953077.1786
Scenario 1: Reference | SCE | Com | Lighting | Com - School | Participant Cost Test | Energy Efficiency | 0 | 0 | 0 | 0 | 0 | 0 | 0 | 0 | 0 | 0 | 0 | 0 | 0
Scenario 1: Reference | SCE | Com | Lighting | Com - School | Program Administrator Cost Test | Energy Efficiency | 0 | 0 | 0 | 0 | 0 | 0 | 0 | 0 | 0 | 0 | 0 | 0 | 0
Scenario 1: Reference | SCE | Com | Lighting | Com - School | Rate Impact Measure Test | Energy Efficiency | 0 | 0 | 0 | 0 | 0 | 0 | 0 | 0 | 0 | 0 | 0 | 0 | 0
Scenario 1: Reference | SCE | Com | Lighting | Com - School | Total Resource Cost Test | Energy Efficiency | 0 | 0 | 0 | 0 | 0 | 0 | 0 | 0 | 0 | 0 | 0 | 0 | 0
Scenario 1: Reference | SCE | Com | Lighting | Com - Warehouse | Participant Cost Test | Energy Efficiency | 24104.2107 | 25321.9154 | 26061.4287 | 26475.4378 | 26639.2074 | 57959.9873 | 61877.2184 | 57807.8191 | 9401.7771 | 0 | 0 | 0 | 0
Scenario 1: Reference | SCE | Com | Lighting | Com - Warehouse | Program Administrator Cost Test | Energy Efficiency | 9008.2856 | 10354.8831 | 11711.2782 | 13137.613 | 14739.416 | 35360.2812 | 42075.5286 | 44024.8259 | 10389.5475 | 0 | 0 | 0 | 0
Scenario 1: Reference | SCE | Com | Lighting | Com - Warehouse | Rate Impact Measure Test | Energy Efficiency | 9008.2856 | 10354.8831 | 11711.2782 | 13137.613 | 14739.416 | 35360.2812 | 42075.5286 | 44024.8259 | 10389.5475 | 0 | 0 | 0 | 0
Scenario 1: Reference | SCE | Com | Lighting | Com - Warehouse | Total Resource Cost Test | Energy Efficiency | 11972.6978 | 13584.3257 | 15184.7962 | 16855.1092 | 18706.6328 | 44728.5672 | 52900.4142 | 55106.5296 | 10389.5475 | 0 | 0 | 0 | 0
Scenario 1: Reference | SCE | Com | WaterHeat | Com - College | Participant Cost Test | Energy Efficiency | 1503.3411 | 1736.3798 | 1991.1742 | 2259.667 | 2526.2266 | 2806.1624 | 3069.1535 | 3283.9944 | 3189.6051 | 3164.2314 | 2954.3239 | 2484.863 | 1588.3843
Scenario 1: Reference | SCE | Com | WaterHeat | Com - College | Participant Cost Test | Fuel Substitution | 910242.027 | 894501.3335 | 831086.0642 | 762609.5071 | 563586.0014 | 2021390.3624 | 2266329.8899 | 2360873.5004 | 2051897.194 | 1799480.5171 | 1443862.0164 | 1020129.8933 | 551440.7621
Scenario 1: Reference | SCE | Com | WaterHeat | Com - College | Program Administrator Cost Test | Energy Efficiency | 371.0542 | 472.2541 | 600.6034 | 761.314 | 962.3093 | 1217.1512 | 1512.3472 | 1848.6133 | 2252.8254 | 2731.9606 | 3334.5601 | 4083.462 | 4953.2152
Scenario 1: Reference | SCE | Com | WaterHeat | Com - College | Program Administrator Cost Test | Fuel Substitution | 3324111.9066 | 3438531.2557 | 3559372.6033 | 3690827.2453 | 3836068.9092 | 1413007.9108 | 1803337.1506 | 2146923.8674 | 2408297.1593 | 2579366.2706 | 2700272.8595 | 2765429.2145 | 2797792.1722
Scenario 1: Reference | SCE | Com | WaterHeat | Com - College | Rate Impact Measure Test | Energy Efficiency | 371.0542 | 472.2541 | 600.6034 | 761.314 | 962.3093 | 1217.1512 | 1512.3472 | 1848.6133 | 2252.8254 | 2731.9606 | 3334.5601 | 4083.462 | 4953.2152
Scenario 1: Reference | SCE | Com | WaterHeat | Com - College | Rate Impact Measure Test | Fuel Substitution | 4274347.0119 | 4319275.6259 | 4362645.264 | 4412470.57 | 4480156.0512 | 1413007.9108 | 1803337.1506 | 2146923.8674 | 2408297.1593 | 2579366.2706 | 2700272.8595 | 2765429.2145 | 2797792.1722
Scenario 1: Reference | SCE | Com | WaterHeat | Com - College | Total Resource Cost Test | Energy Efficiency | 425.6321 | 537.9372 | 679.7945 | 856.7095 | 1076.465 | 1354.3615 | 1677.0169 | 2045.4965 | 2252.8254 | 2731.9606 | 3334.5601 | 4083.462 | 4953.2152
Scenario 1: Reference | SCE | Com | WaterHeat | Com - College | Total Resource Cost Test | Fuel Substitution | 4129442.8652 | 4230039.3432 | 4289298.0911 | 4353930.9511 | 4301577.6856 | 1571199.9889 | 1986863.4679 | 2351260.2223 | 2408297.1593 | 2579366.2706 | 2700272.8595 | 2765429.2145 | 2797792.1722
Scenario 1: Reference | SCE | Com | WaterHeat | Com - Grocery | Participant Cost Test | Energy Efficiency | 5985.0327 | 6910.0461 | 7879.4217 | 8898.4444 | 9971.4447 | 11030.7157 | 12006.0238 | 12837.6283 | 12666.664 | 12575.6149 | 11738.0154 | 9766.2299 | 6177.4938
Scenario 1: Reference | SCE | Com | WaterHeat | Com - Grocery | Participant Cost Test | Fuel Substitution | 16752.4284 | 16315.9587 | 15913.559 | 15585.819 | 15326.2462 | 0 | 0 | 0 | 0 | 0 | 0 | 0 | 0
Scenario 1: Reference | SCE | Com | WaterHeat | Com - Grocery | Program Administrator Cost Test | Energy Efficiency | 1494.5409 | 1902.4284 | 2407.4987 | 3039.4693 | 3854.9152 | 4861.9478 | 6021.7843 | 7371.7768 | 8996.3698 | 10931.9081 | 13367.0489 | 16258.8154 | 19747.9501
Scenario 1: Reference | SCE | Com | WaterHeat | Com - Grocery | Program Administrator Cost Test | Fuel Substitution | 128152.441 | 131488.8281 | 135135.7725 | 139505.7128 | 144643.5496 | 0 | 0 | 0 | 0 | 0 | 0 | 0 | 0
Scenario 1: Reference | SCE | Com | WaterHeat | Com - Grocery | Rate Impact Measure Test | Energy Efficiency | 1494.5409 | 1902.4284 | 2407.4987 | 3039.4693 | 3854.9152 | 4861.9478 | 6021.7843 | 7371.7768 | 8996.3698 | 10931.9081 | 13367.0489 | 16258.8154 | 19747.9501
Scenario 1: Reference | SCE | Com | WaterHeat | Com - Grocery | Rate Impact Measure Test | Fuel Substitution | 144408.9868 | 146122.6176 | 147981.5202 | 150530.2018 | 154046.206 | 0 | 0 | 0 | 0 | 0 | 0 | 0 | 0
Scenario 1: Reference | SCE | Com | WaterHeat | Com - Grocery | Total Resource Cost Test | Energy Efficiency | 1658.3224 | 2099.5635 | 2643.9994 | 3323.2215 | 4195.6176 | 5270.2958 | 6510.285 | 7956.7183 | 8996.3698 | 10931.9081 | 13367.0489 | 16258.8154 | 19747.9501
Scenario 1: Reference | SCE | Com | WaterHeat | Com - Grocery | Total Resource Cost Test | Fuel Substitution | 140545.7136 | 143559.205 | 146908.4585 | 151035.9401 | 155981.7475 | 0 | 0 | 0 | 0 | 0 | 0 | 0 | 0
Scenario 1: Reference | SCE | Com | WaterHeat | Com - Health | Participant Cost Test | Energy Efficiency | 9445.5822 | 10960.5165 | 12606.431 | 14252.1838 | 16012.3409 | 17740.2336 | 19409.9843 | 20759.8998 | 20325.7312 | 20124.9515 | 18701.921 | 15589.7829 | 9877.1637
Scenario 1: Reference | SCE | Com | WaterHeat | Com - Health | Participant Cost Test | Fuel Substitution | 1908328.5342 | 1881483.9635 | 1742969.8843 | 1619249.3591 | 1385694.9371 | 5084743.7233 | 5726077.1077 | 5999677.5758 | 5126467.6256 | 4512920.6834 | 3626118.7517 | 2556646.1586 | 1364685.8629
Scenario 1: Reference | SCE | Com | WaterHeat | Com - Health | Program Administrator Cost Test | Energy Efficiency | 2349.3986 | 3005.2255 | 3835.2612 | 4846.0203 | 6160.2229 | 7778.2388 | 9679.3921 | 11844.5581 | 14453.8181 | 17520.7879 | 21339.2129 | 26028.4308 | 31749.8822
Scenario 1: Reference | SCE | Com | WaterHeat | Com - Health | Program Administrator Cost Test | Fuel Substitution | 8399075.7584 | 8705443.2731 | 9030024.4339 | 9383189.2407 | 9769754.6621 | 3481265.889 | 4477268.1661 | 5373181.885 | 6069293.3672 | 6536350.9519 | 6871763.6351 | 7062338.2036 | 7168865.8573
Scenario 1: Reference | SCE | Com | WaterHeat | Com - Health | Rate Impact Measure Test | Energy Efficiency | 2349.3986 | 3005.2255 | 3835.2612 | 4846.0203 | 6160.2229 | 7778.2388 | 9679.3921 | 11844.5581 | 14453.8181 | 17520.7879 | 21339.2129 | 26028.4308 | 31749.8822
Scenario 1: Reference | SCE | Com | WaterHeat | Com - Health | Rate Impact Measure Test | Fuel Substitution | 10672665.5774 | 10815041.9216 | 10955439.2654 | 11113376.9155 | 11313579.9112 | 3481265.889 | 4477268.1661 | 5373181.885 | 6069293.3672 | 6536350.9519 | 6871763.6351 | 7062338.2036 | 7168865.8573
Scenario 1: Reference | SCE | Com | WaterHeat | Com - Health | Total Resource Cost Test | Energy Efficiency | 2648.9156 | 3367.5023 | 4273.5588 | 5372.3216 | 6793.6031 | 8538.2313 | 10592.8654 | 12937.9275 | 14453.8181 | 17520.7879 | 21339.2129 | 26028.4308 | 31749.8822
Scenario 1: Reference | SCE | Com | WaterHeat | Com - Health | Total Resource Cost Test | Fuel Substitution | 10100613.4262 | 10380636.9352 | 10567029.5766 | 10796424.4201 | 10948974.0046 | 4003439.9072 | 5066748.1288 | 6016048.4528 | 6069293.3672 | 6536350.9519 | 6871763.6351 | 7062338.2036 | 7168865.8573
Scenario 1: Reference | SCE | Com | WaterHeat | Com - Lodging | Participant Cost Test | Energy Efficiency | 2000.2027 | 2330.3166 | 2686.7469 | 3059.5049 | 3457.848 | 3862.9912 | 4254.1631 | 4602.6921 | 4207.7584 | 4189.3283 | 3918.3446 | 3264.6211 | 2059.789
Scenario 1: Reference | SCE | Com | WaterHeat | Com - Lodging | Participant Cost Test | Fuel Substitution | 7249785.9264 | 7125040.1764 | 6652940.7787 | 6056067.9301 | 5021607.4158 | 6584764.4565 | 6630649.3474 | 7002983.785 | 5205701.6954 | 4588329.3732 | 3689504.432 | 2599282.4956 | 1380934.9916
Scenario 1: Reference | SCE | Com | WaterHeat | Com - Lodging | Program Administrator Cost Test | Energy Efficiency | 476.4578 | 610.8156 | 779.6375 | 989.416 | 1260.8639 | 1598.4338 | 1991.0918 | 2446.8098 | 2995.8493 | 3652.7264 | 4479.7008 | 5466.2821 | 6658.0884
Scenario 1: Reference | SCE | Com | WaterHeat | Com - Lodging | Program Administrator Cost Test | Fuel Substitution | 8371516.3448 | 8663805.8312 | 8973299.2587 | 9377709.301 | 9905642.2505 | 3509116.5707 | 4533469.1934 | 5457019.9613 | 6176950.4903 | 6663909.067 | 7017083.4186 | 7217970.5475 | 7327564.4404
Scenario 1: Reference | SCE | Com | WaterHeat | Com - Lodging | Rate Impact Measure Test | Energy Efficiency | 476.4578 | 610.8156 | 779.6375 | 989.416 | 1260.8639 | 1598.4338 | 1991.0918 | 2446.8098 | 2995.8493 | 3652.7264 | 4479.7008 | 5466.2821 | 6658.0884
Scenario 1: Reference | SCE | Com | WaterHeat | Com - Lodging | Rate Impact Measure Test | Fuel Substitution | 10755347.8282 | 10873334.2419 | 10988549.3715 | 11203062.2118 | 11564079.0013 | 3509116.5707 | 4533469.1934 | 5457019.9613 | 6176950.4903 | 6663909.067 | 7017083.4186 | 7217970.5475 | 7327564.4404
Scenario 1: Reference | SCE | Com | WaterHeat | Com - Lodging | Total Resource Cost Test | Energy Efficiency | 622.8276 | 788.2493 | 994.3362 | 1248.351 | 1573.2551 | 1974.7779 | 2443.8867 | 2991.0752 | 2995.8493 | 3652.7264 | 4479.7008 | 5466.2821 | 6658.0884
Scenario 1: Reference | SCE | Com | WaterHeat | Com - Lodging | Total Resource Cost Test | Fuel Substitution | 15438379.4617 | 15606942.1369 | 15445191.0045 | 15252093.3022 | 14743140.6931 | 5501556.5164 | 5971638.6794 | 7029941.9054 | 6176950.4903 | 6663909.067 | 7017083.4186 | 7217970.5475 | 7327564.4404
Scenario 1: Reference | SCE | Com | WaterHeat | Com - Office (Large) | Participant Cost Test | Energy Efficiency | 5509.719 | 6405.6398 | 7344.2608 | 8323.6971 | 9359.1848 | 10393.6906 | 11350.4998 | 12173.173 | 11585.7238 | 11481.5057 | 10713.3717 | 8928.0036 | 5714.2506
Scenario 1: Reference | SCE | Com | WaterHeat | Com - Office (Large) | Participant Cost Test | Fuel Substitution | 817740.3246 | 802064.9002 | 769879.6818 | 706746.4124 | 551990.0102 | 1618999.3073 | 1827724.6787 | 1917588.1871 | 1581397.6338 | 1389024.1618 | 1115081.0949 | 787309.1121 | 425483.3772
Scenario 1: Reference | SCE | Com | WaterHeat | Com - Office (Large) | Program Administrator Cost Test | Energy Efficiency | 1343.5651 | 1720.3555 | 2186.0783 | 2765.1347 | 3511.7716 | 4435.125 | 5493.6261 | 6716.5014 | 8170.4857 | 9894.393 | 12062.6895 | 14619.5273 | 17699.2291
Scenario 1: Reference | SCE | Com | WaterHeat | Com - Office (Large) | Program Administrator Cost Test | Fuel Substitution | 2159801.3435 | 2232166.7629 | 2348347.7727 | 2482053.812 | 2626531.0026 | 1069679.9845 | 1376858.0285 | 1647748.3774 | 1853584.2357 | 1987762.5083 | 2080981.0814 | 2127770.3925 | 2146479.0789
Scenario 1: Reference | SCE | Com | WaterHeat | Com - Office (Large) | Rate Impact Measure Test | Energy Efficiency | 1343.5651 | 1720.3555 | 2186.0783 | 2765.1347 | 3511.7716 | 4435.125 | 5493.6261 | 6716.5014 | 8170.4857 | 9894.393 | 12062.6895 | 14619.5273 | 17699.2291
Scenario 1: Reference | SCE | Com | WaterHeat | Com - Office (Large) | Rate Impact Measure Test | Fuel Substitution | 2797311.2921 | 2822161.6121 | 2895419.034 | 2983451.0625 | 3082596.7784 | 1069679.9845 | 1376858.0285 | 1647748.3774 | 1853584.2357 | 1987762.5083 | 2080981.0814 | 2127770.3925 | 2146479.0789
Scenario 1: Reference | SCE | Com | WaterHeat | Com - Office (Large) | Total Resource Cost Test | Energy Efficiency | 1603.8886 | 2035.5448 | 2565.7688 | 3221.545 | 4060.5338 | 5093.7281 | 6281.5726 | 7658.7837 | 8170.4857 | 9894.393 | 12062.6895 | 14619.5273 | 17699.2291
Scenario 1: Reference | SCE | Com | WaterHeat | Com - Office (Large) | Total Resource Cost Test | Fuel Substitution | 2909687.3748 | 2967666.5527 | 3051776.1171 | 3122174.9886 | 3111661.6247 | 1276941.4463 | 1612760.998 | 1908316.4505 | 1853584.2357 | 1987762.5083 | 2080981.0814 | 2127770.3925 | 2146479.0789
Scenario 1: Reference | SCE | Com | WaterHeat | Com - Office (Small) | Participant Cost Test | Energy Efficiency | 1195.9528 | 1381.0879 | 1577.007 | 1780.1579 | 1351.288 | 6268.339 | 2302.6364 | 2519.1608 | 2549.0835 | 2561.2951 | 2412.3192 | 2026.8961 | 1307.6939
Scenario 1: Reference | SCE | Com | WaterHeat | Com - Office (Small) | Participant Cost Test | Fuel Substitution | 59585.1246 | 58407.9389 | 57223.6406 | 56170.6937 | 47982.579 | 330674.5303 | 373687.6757 | 390102.7406 | 358306.349 | 314682.2908 | 252791.0853 | 178821.7153 | 97065.7251
Scenario 1: Reference | SCE | Com | WaterHeat | Com - Office (Small) | Program Administrator Cost Test | Energy Efficiency | 299.0612 | 380.7552 | 482.5007 | 608.882 | 523.1131 | 2766.64 | 1156.5155 | 1448.6234 | 1794.8909 | 2203.0708 | 2709.4654 | 3307.1613 | 4023.0822
Scenario 1: Reference | SCE | Com | WaterHeat | Com - Office (Small) | Program Administrator Cost Test | Fuel Substitution | 544549.5927 | 562361.0382 | 581055.1599 | 601199.3535 | 541495.4576 | 242850.621 | 312295.6597 | 373224.9753 | 419429.1966 | 449606.0539 | 470781.0533 | 481822.0947 | 486913.6986
Scenario 1: Reference | SCE | Com | WaterHeat | Com - Office (Small) | Rate Impact Measure Test | Energy Efficiency | 299.0612 | 380.7552 | 482.5007 | 608.882 | 523.1131 | 2766.64 | 1156.5155 | 1448.6234 | 1794.8909 | 2203.0708 | 2709.4654 | 3307.1613 | 4023.0822
Scenario 1: Reference | SCE | Com | WaterHeat | Com - Office (Small) | Rate Impact Measure Test | Fuel Substitution | 710546.0479 | 715957.5891 | 720950.7491 | 726733.4404 | 638693.9633 | 242850.621 | 312295.6597 | 373224.9753 | 419429.1966 | 449606.0539 | 470781.0533 | 481822.0947 | 486913.6986
Scenario 1: Reference | SCE | Com | WaterHeat | Com - Office (Small) | Total Resource Cost Test | Energy Efficiency | 325.7743 | 412.9147 | 521.1349 | 655.2141 | 560.7977 | 2956.0401 | 1232.9868 | 1542.3155 | 1794.8909 | 2203.0708 | 2709.4654 | 3307.1613 | 4023.0822
Scenario 1: Reference | SCE | Com | WaterHeat | Com - Office (Small) | Total Resource Cost Test | Fuel Substitution | 587107.8749 | 604078.8179 | 621913.7381 | 641306.2247 | 575755.8901 | 252740.1377 | 324580.5649 | 387586.45 | 419429.1966 | 449606.0539 | 470781.0533 | 481822.0947 | 486913.6986
Scenario 1: Reference | SCE | Com | WaterHeat | Com - Other | Participant Cost Test | Energy Efficiency | 77647.943 | 90076.6377 | 103386.565 | 117324.9027 | 131897.5198 | 146572.2063 | 160711.9837 | 172850.4047 | 163552.0934 | 162867.2778 | 152463.6997 | 127373.6888 | 81215.3032
Scenario 1: Reference | SCE | Com | WaterHeat | Com - Other | Participant Cost Test | Fuel Substitution | 14777696.7301 | 14525006.4955 | 13446663.8321 | 12414230.607 | 10438765.2105 | 26728880.0027 | 29994584.3005 | 31425897.8125 | 25001540.9404 | 22000799.7066 | 17696850.291 | 12510652.0333 | 6739479.0116
Scenario 1: Reference | SCE | Com | WaterHeat | Com - Other | Program Administrator Cost Test | Energy Efficiency | 18871.8559 | 24109.0708 | 30664.5981 | 38830.4111 | 49296.5033 | 62282.3453 | 77432.3191 | 94895.0381 | 115864.2957 | 141135.7951 | 172913.3427 | 210786.0696 | 256661.0083
Scenario 1: Reference | SCE | Com | WaterHeat | Com - Other | Program Administrator Cost Test | Fuel Substitution | 42044757.8036 | 43489091.3816 | 45017715.6264 | 46682542.0279 | 48169189.8325 | 17050303.636 | 21836387.9008 | 26112384.1703 | 29418788.187 | 31634144.782 | 33230501.9812 | 34114738.6765 | 34573886.6344
Scenario 1: Reference | SCE | Com | WaterHeat | Com - Other | Rate Impact Measure Test | Energy Efficiency | 18871.8559 | 24109.0708 | 30664.5981 | 38830.4111 | 49296.5033 | 62282.3453 | 77432.3191 | 94895.0381 | 115864.2957 | 141135.7951 | 172913.3427 | 210786.0696 | 256661.0083
Scenario 1: Reference | SCE | Com | WaterHeat | Com - Other | Rate Impact Measure Test | Fuel Substitution | 54860618.6706 | 55372650.4055 | 55866115.4159 | 56441979.253 | 56840685.1878 | 17050303.636 | 21836387.9008 | 26112384.1703 | 29418788.187 | 31634144.782 | 33230501.9812 | 34114738.6765 | 34573886.6344
Scenario 1: Reference | SCE | Com | WaterHeat | Com - Other | Total Resource Cost Test | Energy Efficiency | 22931.8319 | 29013.4945 | 36578.2466 | 45946.8923 | 57849.6962 | 72551.5552 | 89763.768 | 109677.1212 | 115864.2957 | 141135.7951 | 172913.3427 | 210786.0696 | 256661.0083
Scenario 1: Reference | SCE | Com | WaterHeat | Com - Other | Total Resource Cost Test | Fuel Substitution | 55518663.2346 | 56727032.544 | 57197977.0725 | 57849791.797 | 57387875.0497 | 21334961.6303 | 26657962.9629 | 31365470.1333 | 29418788.187 | 31634144.782 | 33230501.9812 | 34114738.6765 | 34573886.6344
Scenario 1: Reference | SCE | Com | WaterHeat | Com - Refrig. Warehouse | Participant Cost Test | Energy Efficiency | 967.9094 | 445.8917 | 518.4384 | 589.9348 | 663.5353 | 736.0938 | 803.008 | 856.3299 | 873.3241 | 868.2362 | 809.8779 | 674.0068 | 425.0698
Scenario 1: Reference | SCE | Com | WaterHeat | Com - Refrig. Warehouse | Participant Cost Test | Fuel Substitution | 2652.1208 | 2617.7254 | 2332.6747 | 2573.9055 | 2589.2982 | 26806.5282 | 30445.1515 | 31930.4271 | 30160.273 | 26569.5291 | 21348.1075 | 15035.1933 | 8002.9974
Scenario 1: Reference | SCE | Com | WaterHeat | Com - Refrig. Warehouse | Program Administrator Cost Test | Energy Efficiency | 246.4738 | 125.2919 | 161.8486 | 206.1696 | 262.8968 | 333.2079 | 414.7591 | 508.2107 | 621.2947 | 756.2837 | 924.7186 | 1126.4408 | 1369.0265
Scenario 1: Reference | SCE | Com | WaterHeat | Com - Refrig. Warehouse | Program Administrator Cost Test | Fuel Substitution | 48920.3521 | 50603.5325 | 47249.0497 | 54518.1072 | 57553.6389 | 20218.5785 | 26201.561 | 31573.2099 | 35734.2544 | 38518.4545 | 40506.1207 | 41607.6508 | 42187.1348
Scenario 1: Reference | SCE | Com | WaterHeat | Com - Refrig. Warehouse | Rate Impact Measure Test | Energy Efficiency | 246.4738 | 125.2919 | 161.8486 | 206.1696 | 262.8968 | 333.2079 | 414.7591 | 508.2107 | 621.2947 | 756.2837 | 924.7186 | 1126.4408 | 1369.0265
Scenario 1: Reference | SCE | Com | WaterHeat | Com - Refrig. Warehouse | Rate Impact Measure Test | Fuel Substitution | 61315.9617 | 62078.5504 | 56662.5254 | 63827.5009 | 65996.0299 | 20218.5785 | 26201.561 | 31573.2099 | 35734.2544 | 38518.4545 | 40506.1207 | 41607.6508 | 42187.1348
Scenario 1: Reference | SCE | Com | WaterHeat | Com - Refrig. Warehouse | Total Resource Cost Test | Energy Efficiency | 255.0541 | 129.4162 | 166.8992 | 212.2838 | 270.2779 | 342.0981 | 425.4473 | 521.0209 | 621.2947 | 756.2837 | 924.7186 | 1126.4408 | 1369.0265
Scenario 1: Reference | SCE | Com | WaterHeat | Com - Refrig. Warehouse | Total Resource Cost Test | Fuel Substitution | 50380.0597 | 52036.5783 | 48518.7581 | 55908.6222 | 58945.3651 | 20539.4647 | 26603.2571 | 32046.7009 | 35734.2544 | 38518.4545 | 40506.1207 | 41607.6508 | 42187.1348
Scenario 1: Reference | SCE | Com | WaterHeat | Com - Restaurant | Participant Cost Test | Energy Efficiency | 22442.9762 | 26053.7415 | 29891.5196 | 33898.0796 | 38075.189 | 42112.1943 | 45801.0979 | 48857.4209 | 49829.7825 | 49562.1027 | 46361.7753 | 38735.2711 | 24815.551
Scenario 1: Reference | SCE | Com | WaterHeat | Com - Restaurant | Participant Cost Test | Fuel Substitution | 1837308.2137 | 1806162.908 | 1790614.1318 | 1798486.8814 | 1812401.0517 | 20593907.4962 | 23167603.9562 | 24117958.1699 | 22690914.2308 | 19971245.3104 | 16083537.5085 | 11401287.9882 | 6185726.5398
Scenario 1: Reference | SCE | Com | WaterHeat | Com - Restaurant | Program Administrator Cost Test | Energy Efficiency | 5695.8284 | 7294.7393 | 9295.8681 | 11797.3236 | 15016.8537 | 18966.7171 | 23522.3695 | 28807.1894 | 35170.3929 | 42754.7964 | 52270.477 | 63551.5993 | 77145.6957
Scenario 1: Reference | SCE | Com | WaterHeat | Com - Restaurant | Program Administrator Cost Test | Fuel Substitution | 29777127.5726 | 30839385.9397 | 32218135.9526 | 34111392.4866 | 36247612.0631 | 15427033.0248 | 19788747.212 | 23646979.627 | 26615850.4762 | 28605307.4914 | 30049955.9185 | 30864240.6323 | 31302528.564
Scenario 1: Reference | SCE | Com | WaterHeat | Com - Restaurant | Rate Impact Measure Test | Energy Efficiency | 5695.8284 | 7294.7393 | 9295.8681 | 11797.3236 | 15016.8537 | 18966.7171 | 23522.3695 | 28807.1894 | 35170.3929 | 42754.7964 | 52270.477 | 63551.5993 | 77145.6957
Scenario 1: Reference | SCE | Com | WaterHeat | Com - Restaurant | Rate Impact Measure Test | Fuel Substitution | 37645742.8442 | 38125452.1242 | 38907350.0872 | 40231239.5883 | 41818127.1057 | 15427033.0248 | 19788747.212 | 23646979.627 | 26615850.4762 | 28605307.4914 | 30049955.9185 | 30864240.6323 | 31302528.564
Scenario 1: Reference | SCE | Com | WaterHeat | Com - Restaurant | Total Resource Cost Test | Energy Efficiency | 5893.0313 | 7533.5561 | 9584.3748 | 12145.2797 | 15436.1672 | 19469.9997 | 24125.2353 | 29529.3616 | 35170.3929 | 42754.7964 | 52270.477 | 63551.5993 | 77145.6957
Scenario 1: Reference | SCE | Com | WaterHeat | Com - Restaurant | Total Resource Cost Test | Fuel Substitution | 30664716.3009 | 31711938.9387 | 33083188.5774 | 34980265.3889 | 37123222.932 | 15670539.5229 | 20090475.799 | 23999672.1973 | 26615850.4762 | 28605307.4914 | 30049955.9185 | 30864240.6323 | 31302528.564
Scenario 1: Reference | SCE | Com | WaterHeat | Com - Retail | Participant Cost Test | Energy Efficiency | 5324.3579 | 6181.5212 | 7097.7189 | 8082.0067 | 9326.5501 | 10412.6221 | 11478.516 | 12486.1448 | 9801.1651 | 9719.9122 | 9066.7751 | 7553.2965 | 4824.9533
Scenario 1: Reference | SCE | Com | WaterHeat | Com - Retail | Participant Cost Test | Fuel Substitution | 164337.3373 | 161373.2457 | 261130.3949 | 318039.9093 | 376971.5514 | 1217748.121 | 1364474.7978 | 1442519.0541 | 841086.2096 | 739696.3456 | 595079.1034 | 421295.6582 | 228249.5844
Scenario 1: Reference | SCE | Com | WaterHeat | Com - Retail | Program Administrator Cost Test | Energy Efficiency | 1159.9498 | 1476.6681 | 1868.7222 | 2358.3112 | 3010.9462 | 3789.5096 | 4681.4835 | 5711.9265 | 6917.4239 | 8384.3816 | 10221.5037 | 12390.9939 | 14996.3391
Scenario 1: Reference | SCE | Com | WaterHeat | Com - Retail | Program Administrator Cost Test | Fuel Substitution | 1212807.0223 | 1254738.7605 | 1298728.5858 | 1346029.7563 | 1387650.3053 | 575556.9344 | 735149.8633 | 877151.0277 | 986554.6104 | 1059457.5015 | 1111782.3379 | 1140408.963 | 1154890.8436
Scenario 1: Reference | SCE | Com | WaterHeat | Com - Retail | Rate Impact Measure Test | Energy Efficiency | 1159.9498 | 1476.6681 | 1868.7222 | 2358.3112 | 3010.9462 | 3789.5096 | 4681.4835 | 5711.9265 | 6917.4239 | 8384.3816 | 10221.5037 | 12390.9939 | 14996.3391
Scenario 1: Reference | SCE | Com | WaterHeat | Com - Retail | Rate Impact Measure Test | Fuel Substitution | 1601467.6911 | 1615204.5512 | 1627908.9666 | 1642288.6355 | 1650582.9408 | 575556.9344 | 735149.8633 | 877151.0277 | 986554.6104 | 1059457.5015 | 1111782.3379 | 1140408.963 | 1154890.8436
Scenario 1: Reference | SCE | Com | WaterHeat | Com - Retail | Total Resource Cost Test | Energy Efficiency | 1953.8799 | 2432.3748 | 3015.2834 | 3733.3936 | 4728.9517 | 5831.7237 | 7105.7928 | 8592.416 | 6917.4239 | 8384.3816 | 10221.5037 | 12390.9939 | 14996.3391
Scenario 1: Reference | SCE | Com | WaterHeat | Com - Retail | Total Resource Cost Test | Fuel Substitution | 1339515.2751 | 1379159.3864 | 1523561.6424 | 1628379.6585 | 1729726.9117 | 1034059.7721 | 1250152.5521 | 1438120.7473 | 986554.6104 | 1059457.5015 | 1111782.3379 | 1140408.963 | 1154890.8436
Scenario 1: Reference | SCE | Com | WaterHeat | Com - School | Participant Cost Test | Energy Efficiency | 5430.4923 | 6328.6437 | 7286.3718 | 8282.1073 | 9308.9821 | 10350.9581 | 11331.5941 | 12202.0422 | 11082.7252 | 11022.4796 | 10311.7147 | 8654.1035 | 5616.2681
Scenario 1: Reference | SCE | Com | WaterHeat | Com - School | Participant Cost Test | Fuel Substitution | 408079.7858 | 401346.9402 | 400821.9797 | 401971.5305 | 838281.1652 | 4520576.8705 | 5084914.7141 | 5330923.4038 | 4027906.338 | 3531202.8152 | 2833983.3476 | 2004878.9394 | 1090912.0077
Scenario 1: Reference | SCE | Com | WaterHeat | Com - School | Program Administrator Cost Test | Energy Efficiency | 1281.0983 | 1641.9918 | 2091.5193 | 2647.3351 | 3351.911 | 4224.4796 | 5223.3802 | 6376.3921 | 7765.2279 | 9423.6951 | 11491.187 | 13960.1695 | 16911.685
Scenario 1: Reference | SCE | Com | WaterHeat | Com - School | Program Administrator Cost Test | Fuel Substitution | 5663944.7613 | 5869469.7978 | 6178690.1727 | 6533518.0842 | 6913679.2657 | 2750761.4683 | 3524187.8383 | 4196442.357 | 4701855.7077 | 5029208.8603 | 5257632.9822 | 5374458.6102 | 5424881.6437
Scenario 1: Reference | SCE | Com | WaterHeat | Com - School | Rate Impact Measure Test | Energy Efficiency | 1281.0983 | 1641.9918 | 2091.5193 | 2647.3351 | 3351.911 | 4224.4796 | 5223.3802 | 6376.3921 | 7765.2279 | 9423.6951 | 11491.187 | 13960.1695 | 16911.685
Scenario 1: Reference | SCE | Com | WaterHeat | Com - School | Rate Impact Measure Test | Fuel Substitution | 7220048.062 | 7312177.067 | 7515091.7518 | 7756356.5912 | 8023618.437 | 2750761.4683 | 3524187.8383 | 4196442.357 | 4701855.7077 | 5029208.8603 | 5257632.9822 | 5374458.6102 | 5424881.6437
Scenario 1: Reference | SCE | Com | WaterHeat | Com - School | Total Resource Cost Test | Energy Efficiency | 1692.0373 | 2140.0322 | 2692.9231 | 3370.7515 | 4219.0541 | 5263.0391 | 6463.6883 | 7857.386 | 7765.2279 | 9423.6951 | 11491.187 | 13960.1695 | 16911.685
Scenario 1: Reference | SCE | Com | WaterHeat | Com - School | Total Resource Cost Test | Fuel Substitution | 5892294.2924 | 6094031.5325 | 6402921.9272 | 6758354.3948 | 7574206.2849 | 3629647.297 | 4521085.628 | 5291880.78 | 4701855.7077 | 5029208.8603 | 5257632.9822 | 5374458.6102 | 5424881.6437
Scenario 1: Reference | SCE | Com | WaterHeat | Com - Warehouse | Participant Cost Test | Energy Efficiency | 1053.1696 | 1220.1226 | 1397.8623 | 1588.9288 | 1795.6025 | 2004.7391 | 2208.6566 | 2398.7107 | 1973.685 | 1956.904 | 1824.7035 | 1518.8289 | 968.7648
Scenario 1: Reference | SCE | Com | WaterHeat | Com - Warehouse | Participant Cost Test | Fuel Substitution | 13453.9252 | 13194.256 | 21662.6352 | 25447.4334 | 29697.191 | 90939.2008 | 101783.5045 | 107265.2241 | 66253.8074 | 58247.138 | 46835.5322 | 33133.0542 | 17921.9276
Scenario 1: Reference | SCE | Com | WaterHeat | Com - Warehouse | Program Administrator Cost Test | Energy Efficiency | 234.67 | 298.3643 | 377.1473 | 475.7558 | 603.1498 | 759.402 | 938.9136 | 1146.4184 | 1394.4324 | 1690.1821 | 2060.5248 | 2497.6583 | 3024.9309
Scenario 1: Reference | SCE | Com | WaterHeat | Com - Warehouse | Program Administrator Cost Test | Fuel Substitution | 126916.8944 | 131216.4987 | 135772.1341 | 140761.3579 | 146249.8055 | 45456.495 | 57988.1861 | 69163.9581 | 77780.1513 | 83515.327 | 87623.3323 | 89867.5082 | 91020.2885
Scenario 1: Reference | SCE | Com | WaterHeat | Com - Warehouse | Rate Impact Measure Test | Energy Efficiency | 234.67 | 298.3643 | 377.1473 | 475.7558 | 603.1498 | 759.402 | 938.9136 | 1146.4184 | 1394.4324 | 1690.1821 | 2060.5248 | 2497.6583 | 3024.9309
Scenario 1: Reference | SCE | Com | WaterHeat | Com - Warehouse | Rate Impact Measure Test | Fuel Substitution | 163287.4666 | 164918.3428 | 166505.0542 | 168372.4721 | 170887.1399 | 45456.495 | 57988.1861 | 69163.9581 | 77780.1513 | 83515.327 | 87623.3323 | 89867.5082 | 91020.2885
Scenario 1: Reference | SCE | Com | WaterHeat | Com - Warehouse | Total Resource Cost Test | Energy Efficiency | 371.7022 | 463.1085 | 574.5646 | 712.4205 | 887.1989 | 1099.2619 | 1344.7711 | 1631.1389 | 1394.4324 | 1690.1821 | 2060.5248 | 2497.6583 | 3024.9309
Scenario 1: Reference | SCE | Com | WaterHeat | Com - Warehouse | Total Resource Cost Test | Fuel Substitution | 136366.6308 | 140481.9532 | 153577.5696 | 162415.4352 | 172209.3995 | 76466.0438 | 92808.9139 | 106969.6745 | 77780.1513 | 83515.327 | 87623.3323 | 89867.5082 | 91020.2885
Scenario 1: Reference | SCE | Com | WholeBlg | Com - College | Participant Cost Test | Energy Efficiency | 353123.0945 | 379972.7023 | 409852.4472 | 442527.9053 | 483731.6908 | 530551.0118 | 571798.7048 | 598773.7236 | 626144.626 | 655061.9009 | 680363.5277 | 694894.2478 | 709244.6862
Scenario 1: Reference | SCE | Com | WholeBlg | Com - College | Program Administrator Cost Test | Energy Efficiency | 353123.0945 | 379972.7023 | 409852.4472 | 442527.9053 | 483731.6908 | 530551.0118 | 571798.7048 | 598773.7236 | 626144.626 | 655061.9009 | 680363.5277 | 694894.2478 | 709244.6862
Scenario 1: Reference | SCE | Com | WholeBlg | Com - College | Rate Impact Measure Test | Energy Efficiency | 353123.0945 | 379972.7023 | 409852.4472 | 442527.9053 | 483731.6908 | 530551.0118 | 571798.7048 | 598773.7236 | 626144.626 | 655061.9009 | 680363.5277 | 694894.2478 | 709244.6862
Scenario 1: Reference | SCE | Com | WholeBlg | Com - College | Total Resource Cost Test | Energy Efficiency | 353123.0945 | 379972.7023 | 409852.4472 | 442527.9053 | 483731.6908 | 530551.0118 | 571798.7048 | 598773.7236 | 626144.626 | 655061.9009 | 680363.5277 | 694894.2478 | 709244.6862
Scenario 1: Reference | SCE | Com | WholeBlg | Com - Grocery | Participant Cost Test | Energy Efficiency | 1210794.3934 | 1303976.5091 | 1409300.8641 | 1522596.1945 | 1666594.6548 | 1829191.3356 | 1964971.7825 | 2054943.0448 | 2147640.943 | 2240657.2881 | 2327224.4038 | 2375648.4497 | 2360396.8667
Scenario 1: Reference | SCE | Com | WholeBlg | Com - Grocery | Program Administrator Cost Test | Energy Efficiency | 1210794.3934 | 1303976.5091 | 1409300.8641 | 1522596.1945 | 1666594.6548 | 1829191.3356 | 1964971.7825 | 2054943.0448 | 2147640.943 | 2240657.2881 | 2327224.4038 | 2375648.4497 | 2360396.8667
Scenario 1: Reference | SCE | Com | WholeBlg | Com - Grocery | Rate Impact Measure Test | Energy Efficiency | 1210794.3934 | 1303976.5091 | 1409300.8641 | 1522596.1945 | 1666594.6548 | 1829191.3356 | 1964971.7825 | 2054943.0448 | 2147640.943 | 2240657.2881 | 2327224.4038 | 2375648.4497 | 2360396.8667
Scenario 1: Reference | SCE | Com | WholeBlg | Com - Grocery | Total Resource Cost Test | Energy Efficiency | 1210794.3934 | 1303976.5091 | 1409300.8641 | 1522596.1945 | 1666594.6548 | 1829191.3356 | 1964971.7825 | 2054943.0448 | 2147640.943 | 2240657.2881 | 2327224.4038 | 2375648.4497 | 2360396.8667
Scenario 1: Reference | SCE | Com | WholeBlg | Com - Health | Participant Cost Test | Energy Efficiency | 1154460.968 | 1247995.8035 | 1352070.6099 | 1465043.6832 | 1607566.125 | 1768136.0784 | 1909265.3372 | 2003067.8978 | 2098784.629 | 2197685.2034 | 2287823.5773 | 2340025.5569 | 2390350.7637
Scenario 1: Reference | SCE | Com | WholeBlg | Com - Health | Program Administrator Cost Test | Energy Efficiency | 1154460.968 | 1247995.8035 | 1352070.6099 | 1465043.6832 | 1607566.125 | 1768136.0784 | 1909265.3372 | 2003067.8978 | 2098784.629 | 2197685.2034 | 2287823.5773 | 2340025.5569 | 2390350.7637
Scenario 1: Reference | SCE | Com | WholeBlg | Com - Health | Rate Impact Measure Test | Energy Efficiency | 1154460.968 | 1247995.8035 | 1352070.6099 | 1465043.6832 | 1607566.125 | 1768136.0784 | 1909265.3372 | 2003067.8978 | 2098784.629 | 2197685.2034 | 2287823.5773 | 2340025.5569 | 2390350.7637
Scenario 1: Reference | SCE | Com | WholeBlg | Com - Health | Total Resource Cost Test | Energy Efficiency | 1154460.968 | 1247995.8035 | 1352070.6099 | 1465043.6832 | 1607566.125 | 1768136.0784 | 1909265.3372 | 2003067.8978 | 2098784.629 | 2197685.2034 | 2287823.5773 | 2340025.5569 | 2390350.7637
Scenario 1: Reference | SCE | Com | WholeBlg | Com - Lodging | Participant Cost Test | Energy Efficiency | 546097.9357 | 588537.9556 | 635009.8836 | 686385.9288 | 751278.7318 | 824452.773 | 888415.0035 | 930507.7417 | 973215.8445 | 1017769.9488 | 1057936.8587 | 1080203.9155 | 1096920.2611
Scenario 1: Reference | SCE | Com | WholeBlg | Com - Lodging | Program Administrator Cost Test | Energy Efficiency | 546097.9357 | 588537.9556 | 635009.8836 | 686385.9288 | 751278.7318 | 824452.773 | 888415.0035 | 930507.7417 | 973215.8445 | 1017769.9488 | 1057936.8587 | 1080203.9155 | 1096920.2611
Scenario 1: Reference | SCE | Com | WholeBlg | Com - Lodging | Rate Impact Measure Test | Energy Efficiency | 546097.9357 | 588537.9556 | 635009.8836 | 686385.9288 | 751278.7318 | 824452.773 | 888415.0035 | 930507.7417 | 973215.8445 | 1017769.9488 | 1057936.8587 | 1080203.9155 | 1096920.2611
Scenario 1: Reference | SCE | Com | WholeBlg | Com - Lodging | Total Resource Cost Test | Energy Efficiency | 546097.9357 | 588537.9556 | 635009.8836 | 686385.9288 | 751278.7318 | 824452.773 | 888415.0035 | 930507.7417 | 973215.8445 | 1017769.9488 | 1057936.8587 | 1080203.9155 | 1096920.2611
Scenario 1: Reference | SCE | Com | WholeBlg | Com - Office (Large) | Participant Cost Test | Energy Efficiency | 2297641.1025 | 2455904.2866 | 2630657.5192 | 2817169.9558 | 3055448.9664 | 3322802.8954 | 3549982.7427 | 3684789.7664 | 3819299.0754 | 3957334.7652 | 4075429.9187 | 4125030.955 | 4224397.5289
Scenario 1: Reference | SCE | Com | WholeBlg | Com - Office (Large) | Program Administrator Cost Test | Energy Efficiency | 2297641.1025 | 2455904.2866 | 2630657.5192 | 2817169.9558 | 3055448.9664 | 3322802.8954 | 3549982.7427 | 3684789.7664 | 3819299.0754 | 3957334.7652 | 4075429.9187 | 4125030.955 | 4224397.5289
Scenario 1: Reference | SCE | Com | WholeBlg | Com - Office (Large) | Rate Impact Measure Test | Energy Efficiency | 2297641.1025 | 2455904.2866 | 2630657.5192 | 2817169.9558 | 3055448.9664 | 3322802.8954 | 3549982.7427 | 3684789.7664 | 3819299.0754 | 3957334.7652 | 4075429.9187 | 4125030.955 | 4224397.5289
Scenario 1: Reference | SCE | Com | WholeBlg | Com - Office (Large) | Total Resource Cost Test | Energy Efficiency | 2297641.1025 | 2455904.2866 | 2630657.5192 | 2817169.9558 | 3055448.9664 | 3322802.8954 | 3549982.7427 | 3684789.7664 | 3819299.0754 | 3957334.7652 | 4075429.9187 | 4125030.955 | 4224397.5289
Scenario 1: Reference | SCE | Com | WholeBlg | Com - Office (Small) | Participant Cost Test | Energy Efficiency | 403358.4742 | 432299.6696 | 464600.0643 | 499301.2784 | 543454.1349 | 593049.2478 | 634973.7939 | 660952.4812 | 687207.1733 | 714537.4265 | 738150.3047 | 749479.7271 | 760096.477
Scenario 1: Reference | SCE | Com | WholeBlg | Com - Office (Small) | Program Administrator Cost Test | Energy Efficiency | 403358.4742 | 432299.6696 | 464600.0643 | 499301.2784 | 543454.1349 | 593049.2478 | 634973.7939 | 660952.4812 | 687207.1733 | 714537.4265 | 738150.3047 | 749479.7271 | 760096.477
Scenario 1: Reference | SCE | Com | WholeBlg | Com - Office (Small) | Rate Impact Measure Test | Energy Efficiency | 403358.4742 | 432299.6696 | 464600.0643 | 499301.2784 | 543454.1349 | 593049.2478 | 634973.7939 | 660952.4812 | 687207.1733 | 714537.4265 | 738150.3047 | 749479.7271 | 760096.477
Scenario 1: Reference | SCE | Com | WholeBlg | Com - Office (Small) | Total Resource Cost Test | Energy Efficiency | 403358.4742 | 432299.6696 | 464600.0643 | 499301.2784 | 543454.1349 | 593049.2478 | 634973.7939 | 660952.4812 | 687207.1733 | 714537.4265 | 738150.3047 | 749479.7271 | 760096.477
Scenario 1: Reference | SCE | Com | WholeBlg | Com - Other | Participant Cost Test | Energy Efficiency | 1755009.1199 | 1883358.5756 | 2024498.1178 | 2179389.7519 | 2375735.986 | 2596722.1185 | 2789621.6855 | 2911635.5204 | 3034736.7951 | 3162130.9683 | 3275218.3589 | 3333189.6989 | 3425313.4393
Scenario 1: Reference | SCE | Com | WholeBlg | Com - Other | Program Administrator Cost Test | Energy Efficiency | 1755009.1199 | 1883358.5756 | 2024498.1178 | 2179389.7519 | 2375735.986 | 2596722.1185 | 2789621.6855 | 2911635.5204 | 3034736.7951 | 3162130.9683 | 3275218.3589 | 3333189.6989 | 3425313.4393
Scenario 1: Reference | SCE | Com | WholeBlg | Com - Other | Rate Impact Measure Test | Energy Efficiency | 1755009.1199 | 1883358.5756 | 2024498.1178 | 2179389.7519 | 2375735.986 | 2596722.1185 | 2789621.6855 | 2911635.5204 | 3034736.7951 | 3162130.9683 | 3275218.3589 | 3333189.6989 | 3425313.4393
Scenario 1: Reference | SCE | Com | WholeBlg | Com - Other | Total Resource Cost Test | Energy Efficiency | 1755009.1199 | 1883358.5756 | 2024498.1178 | 2179389.7519 | 2375735.986 | 2596722.1185 | 2789621.6855 | 2911635.5204 | 3034736.7951 | 3162130.9683 | 3275218.3589 | 3333189.6989 | 3425313.4393
Scenario 1: Reference | SCE | Com | WholeBlg | Com - Refrig. Warehouse | Participant Cost Test | Energy Efficiency | 135038.613 | 147385.3643 | 161202.0395 | 176660.8133 | 195897.8678 | 217271.4369 | 235477.2378 | 248606.1501 | 262292.1215 | 275948.1594 | 289295.157 | 297904.723 | 294811.7839
Scenario 1: Reference | SCE | Com | WholeBlg | Com - Refrig. Warehouse | Program Administrator Cost Test | Energy Efficiency | 135038.613 | 147385.3643 | 161202.0395 | 176660.8133 | 195897.8678 | 217271.4369 | 235477.2378 | 248606.1501 | 262292.1215 | 275948.1594 | 289295.157 | 297904.723 | 294811.7839
Scenario 1: Reference | SCE | Com | WholeBlg | Com - Refrig. Warehouse | Rate Impact Measure Test | Energy Efficiency | 135038.613 | 147385.3643 | 161202.0395 | 176660.8133 | 195897.8678 | 217271.4369 | 235477.2378 | 248606.1501 | 262292.1215 | 275948.1594 | 289295.157 | 297904.723 | 294811.7839
Scenario 1: Reference | SCE | Com | WholeBlg | Com - Refrig. Warehouse | Total Resource Cost Test | Energy Efficiency | 135038.613 | 147385.3643 | 161202.0395 | 176660.8133 | 195897.8678 | 217271.4369 | 235477.2378 | 248606.1501 | 262292.1215 | 275948.1594 | 289295.157 | 297904.723 | 294811.7839
Scenario 1: Reference | SCE | Com | WholeBlg | Com - Restaurant | Participant Cost Test | Energy Efficiency | 1380580.1772 | 1507779.321 | 1643700.8821 | 1786930.1983 | 1954264.0887 | 2123599.4812 | 2260606.1366 | 2351032.1145 | 2427738.0486 | 2484606.6642 | 2513861.3106 | 2480103.9187 | 2363259.5307
Scenario 1: Reference | SCE | Com | WholeBlg | Com - Restaurant | Program Administrator Cost Test | Energy Efficiency | 1142173.5084 | 1253167.471 | 1377958.8548 | 1517620.5512 | 1692321.7461 | 1887310.4906 | 2062660.3038 | 2202254.6213 | 2349478.6933 | 2502231.1423 | 2656507.7888 | 2778340.4994 | 2860242.3745
Scenario 1: Reference | SCE | Com | WholeBlg | Com - Restaurant | Rate Impact Measure Test | Energy Efficiency | 1142173.5084 | 1253167.471 | 1377958.8548 | 1517620.5512 | 1692321.7461 | 1887310.4906 | 2062660.3038 | 2202254.6213 | 2349478.6933 | 2502231.1423 | 2656507.7888 | 2778340.4994 | 2860242.3745
Scenario 1: Reference | SCE | Com | WholeBlg | Com - Restaurant | Total Resource Cost Test | Energy Efficiency | 1142173.5084 | 1253167.471 | 1377958.8548 | 1517620.5512 | 1692321.7461 | 1887310.4906 | 2062660.3038 | 2202254.6213 | 2349478.6933 | 2502231.1423 | 2656507.7888 | 2778340.4994 | 2860242.3745
Scenario 1: Reference | SCE | Com | WholeBlg | Com - Retail | Participant Cost Test | Energy Efficiency | 2701928.7075 | 2956372.0912 | 3205466.552 | 3462799.2113 | 3753643.7561 | 4033879.9202 | 4252074.4297 | 4387617.6336 | 4459498.376 | 4460082.0797 | 4367264.5892 | 4118628.6185 | 3756909.1691
Scenario 1: Reference | SCE | Com | WholeBlg | Com - Retail | Program Administrator Cost Test | Energy Efficiency | 1861494.2856 | 2054400.7848 | 2266558.6326 | 2505351.38 | 2807421.4005 | 3150978.2774 | 3476971.0648 | 3759061.1597 | 4055876.6189 | 4373284.9129 | 4704891.2643 | 4997468.4594 | 5339070.6763
Scenario 1: Reference | SCE | Com | WholeBlg | Com - Retail | Rate Impact Measure Test | Energy Efficiency | 1861494.2856 | 2054400.7848 | 2266558.6326 | 2505351.38 | 2807421.4005 | 3150978.2774 | 3476971.0648 | 3759061.1597 | 4055876.6189 | 4373284.9129 | 4704891.2643 | 4997468.4594 | 5339070.6763
Scenario 1: Reference | SCE | Com | WholeBlg | Com - Retail | Total Resource Cost Test | Energy Efficiency | 1861494.2856 | 2054400.7848 | 2266558.6326 | 2505351.38 | 2807421.4005 | 3150978.2774 | 3476971.0648 | 3759061.1597 | 4055876.6189 | 4373284.9129 | 4704891.2643 | 4997468.4594 | 5339070.6763
Scenario 1: Reference | SCE | Com | WholeBlg | Com - School | Participant Cost Test | Energy Efficiency | 424255.6497 | 454538.6489 | 487813.549 | 524276.8897 | 570483.6591 | 622404.5715 | 667306.1981 | 695140.6568 | 722892.4211 | 751604.6525 | 776208.7018 | 787604.9911 | 804687.8458
Scenario 1: Reference | SCE | Com | WholeBlg | Com - School | Program Administrator Cost Test | Energy Efficiency | 424255.6497 | 454538.6489 | 487813.549 | 524276.8897 | 570483.6591 | 622404.5715 | 667306.1981 | 695140.6568 | 722892.4211 | 751604.6525 | 776208.7018 | 787604.9911 | 804687.8458
Scenario 1: Reference | SCE | Com | WholeBlg | Com - School | Rate Impact Measure Test | Energy Efficiency | 424255.6497 | 454538.6489 | 487813.549 | 524276.8897 | 570483.6591 | 622404.5715 | 667306.1981 | 695140.6568 | 722892.4211 | 751604.6525 | 776208.7018 | 787604.9911 | 804687.8458
Scenario 1: Reference | SCE | Com | WholeBlg | Com - School | Total Resource Cost Test | Energy Efficiency | 424255.6497 | 454538.6489 | 487813.549 | 524276.8897 | 570483.6591 | 622404.5715 | 667306.1981 | 695140.6568 | 722892.4211 | 751604.6525 | 776208.7018 | 787604.9911 | 804687.8458
Scenario 1: Reference | SCE | Com | WholeBlg | Com - Warehouse | Participant Cost Test | Energy Efficiency | 980354.5802 | 1072577.7946 | 1167844.291 | 1273360.6725 | 1401201.4479 | 1529232.5406 | 1634173.8227 | 1704382.1985 | 1758374.0075 | 1798298.2771 | 1812489.258 | 1776128.5125 | 1716207.6226
Scenario 1: Reference | SCE | Com | WholeBlg | Com - Warehouse | Program Administrator Cost Test | Energy Efficiency | 811046.8773 | 887953.3278 | 972994.5533 | 1070918.6974 | 1196785.7221 | 1337932.1728 | 1467859.8626 | 1573154.1136 | 1682184.971 | 1799750.7202 | 1918282.7918 | 2014262.0354 | 2127372.9433
Scenario 1: Reference | SCE | Com | WholeBlg | Com - Warehouse | Rate Impact Measure Test | Energy Efficiency | 811046.8773 | 887953.3278 | 972994.5533 | 1070918.6974 | 1196785.7221 | 1337932.1728 | 1467859.8626 | 1573154.1136 | 1682184.971 | 1799750.7202 | 1918282.7918 | 2014262.0354 | 2127372.9433
Scenario 1: Reference | SCE | Com | WholeBlg | Com - Warehouse | Total Resource Cost Test | Energy Efficiency | 811046.8773 | 887953.3278 | 972994.5533 | 1070918.6974 | 1196785.7221 | 1337932.1728 | 1467859.8626 | 1573154.1136 | 1682184.971 | 1799750.7202 | 1918282.7918 | 2014262.0354 | 2127372.9433
Scenario 1: Reference | SCE | Ind | WholeBlg | Ind - All Other Industrial | Participant Cost Test | Energy Efficiency | 299695.8287 | 312349.6549 | 332115.3523 | 351922.9062 | 378129.2449 | 409426.0495 | 434552.6666 | 445484.073 | 455598.765 | 465107.5745 | 472610.5466 | 471370.2584 | 470640.2397
Scenario 1: Reference | SCE | Ind | WholeBlg | Ind - All Other Industrial | Program Administrator Cost Test | Energy Efficiency | 299695.8287 | 312349.6549 | 332115.3523 | 351922.9062 | 378129.2449 | 409426.0495 | 434552.6666 | 445484.073 | 455598.765 | 465107.5745 | 472610.5466 | 471370.2584 | 470640.2397
Scenario 1: Reference | SCE | Ind | WholeBlg | Ind - All Other Industrial | Rate Impact Measure Test | Energy Efficiency | 299695.8287 | 312349.6549 | 332115.3523 | 351922.9062 | 378129.2449 | 409426.0495 | 434552.6666 | 445484.073 | 455598.765 | 465107.5745 | 472610.5466 | 471370.2584 | 470640.2397
Scenario 1: Reference | SCE | Ind | WholeBlg | Ind - All Other Industrial | Total Resource Cost Test | Energy Efficiency | 299695.8287 | 312349.6549 | 332115.3523 | 351922.9062 | 378129.2449 | 409426.0495 | 434552.6666 | 445484.073 | 455598.765 | 465107.5745 | 472610.5466 | 471370.2584 | 470640.2397
Scenario 1: Reference | SCE | Ind | WholeBlg | Ind - Chemicals | Participant Cost Test | Energy Efficiency | 907459.9477 | 953785.2107 | 1022485.5205 | 1091778.4374 | 1181664.9537 | 1287643.8441 | 1374120.7431 | 1415049.0733 | 1453981.8123 | 1491111.8129 | 1521654.9308 | 1523438.5102 | 1526321.6263
Scenario 1: Reference | SCE | Ind | WholeBlg | Ind - Chemicals | Program Administrator Cost Test | Energy Efficiency | 907459.9477 | 953785.2107 | 1022485.5205 | 1091778.4374 | 1181664.9537 | 1287643.8441 | 1374120.7431 | 1415049.0733 | 1453981.8123 | 1491111.8129 | 1521654.9308 | 1523438.5102 | 1526321.6263
Scenario 1: Reference | SCE | Ind | WholeBlg | Ind - Chemicals | Rate Impact Measure Test | Energy Efficiency | 907459.9477 | 953785.2107 | 1022485.5205 | 1091778.4374 | 1181664.9537 | 1287643.8441 | 1374120.7431 | 1415049.0733 | 1453981.8123 | 1491111.8129 | 1521654.9308 | 1523438.5102 | 1526321.6263
Scenario 1: Reference | SCE | Ind | WholeBlg | Ind - Chemicals | Total Resource Cost Test | Energy Efficiency | 907459.9477 | 953785.2107 | 1022485.5205 | 1091778.4374 | 1181664.9537 | 1287643.8441 | 1374120.7431 | 1415049.0733 | 1453981.8123 | 1491111.8129 | 1521654.9308 | 1523438.5102 | 1526321.6263
Scenario 1: Reference | SCE | Ind | WholeBlg | Ind - Electronics | Participant Cost Test | Energy Efficiency | 446134.4028 | 465945.1597 | 496733.5992 | 527836.2343 | 568756.2261 | 617724.6125 | 657715.3464 | 676423.1749 | 693947.4359 | 710519.3626 | 723952.0683 | 723857.6275 | 724426.357
Scenario 1: Reference | SCE | Ind | WholeBlg | Ind - Electronics | Program Administrator Cost Test | Energy Efficiency | 446134.4028 | 465945.1597 | 496733.5992 | 527836.2343 | 568756.2261 | 617724.6125 | 657715.3464 | 676423.1749 | 693947.4359 | 710519.3626 | 723952.0683 | 723857.6275 | 724426.357
Scenario 1: Reference | SCE | Ind | WholeBlg | Ind - Electronics | Rate Impact Measure Test | Energy Efficiency | 446134.4028 | 465945.1597 | 496733.5992 | 527836.2343 | 568756.2261 | 617724.6125 | 657715.3464 | 676423.1749 | 693947.4359 | 710519.3626 | 723952.0683 | 723857.6275 | 724426.357
Scenario 1: Reference | SCE | Ind | WholeBlg | Ind - Electronics | Total Resource Cost Test | Energy Efficiency | 446134.4028 | 465945.1597 | 496733.5992 | 527836.2343 | 568756.2261 | 617724.6125 | 657715.3464 | 676423.1749 | 693947.4359 | 710519.3626 | 723952.0683 | 723857.6275 | 724426.357
Scenario 1: Reference | SCE | Ind | WholeBlg | Ind - Fabricated Metals | Participant Cost Test | Energy Efficiency | 616457.9567 | 647604.3577 | 694712.1446 | 740489.2548 | 799287.538 | 868300.9473 | 924000.9123 | 949263.5179 | 972734.3705 | 994878.9993 | 1012371.7786 | 1010551.7723 | 1009299.0896
Scenario 1: Reference | SCE | Ind | WholeBlg | Ind - Fabricated Metals | Program Administrator Cost Test | Energy Efficiency | 616457.9567 | 647604.3577 | 694712.1446 | 740489.2548 | 799287.538 | 868300.9473 | 924000.9123 | 949263.5179 | 972734.3705 | 994878.9993 | 1012371.7786 | 1010551.7723 | 1009299.0896
Scenario 1: Reference | SCE | Ind | WholeBlg | Ind - Fabricated Metals | Rate Impact Measure Test | Energy Efficiency | 616457.9567 | 647604.3577 | 694712.1446 | 740489.2548 | 799287.538 | 868300.9473 | 924000.9123 | 949263.5179 | 972734.3705 | 994878.9993 | 1012371.7786 | 1010551.7723 | 1009299.0896
Scenario 1: Reference | SCE | Ind | WholeBlg | Ind - Fabricated Metals | Total Resource Cost Test | Energy Efficiency | 616457.9567 | 647604.3577 | 694712.1446 | 740489.2548 | 799287.538 | 868300.9473 | 924000.9123 | 949263.5179 | 972734.3705 | 994878.9993 | 1012371.7786 | 1010551.7723 | 1009299.0896
Scenario 1: Reference | SCE | Ind | WholeBlg | Ind - Food | Participant Cost Test | Energy Efficiency | 1283216.2602 | 1333712.7888 | 1414767.4708 | 1495852.1516 | 1603810.1435 | 1733337.1038 | 1836832.4588 | 1879810.679 | 1919200.7374 | 1955750.0566 | 1983449.4259 | 1973965.9176 | 1966441.1415
Scenario 1: Reference | SCE | Ind | WholeBlg | Ind - Food | Program Administrator Cost Test | Energy Efficiency | 1283216.2602 | 1333712.7888 | 1414767.4708 | 1495852.1516 | 1603810.1435 | 1733337.1038 | 1836832.4588 | 1879810.679 | 1919200.7374 | 1955750.0566 | 1983449.4259 | 1973965.9176 | 1966441.1415
Scenario 1: Reference | SCE | Ind | WholeBlg | Ind - Food | Rate Impact Measure Test | Energy Efficiency | 1283216.2602 | 1333712.7888 | 1414767.4708 | 1495852.1516 | 1603810.1435 | 1733337.1038 | 1836832.4588 | 1879810.679 | 1919200.7374 | 1955750.0566 | 1983449.4259 | 1973965.9176 | 1966441.1415
Scenario 1: Reference | SCE | Ind | WholeBlg | Ind - Food | Total Resource Cost Test | Energy Efficiency | 1283216.2602 | 1333712.7888 | 1414767.4708 | 1495852.1516 | 1603810.1435 | 1733337.1038 | 1836832.4588 | 1879810.679 | 1919200.7374 | 1955750.0566 | 1983449.4259 | 1973965.9176 | 1966441.1415
Scenario 1: Reference | SCE | Ind | WholeBlg | Ind - Industrial Machinery | Participant Cost Test | Energy Efficiency | 192825.8212 | 202705.4303 | 217686.78 | 232072.2621 | 250298.0504 | 271705.8117 | 289189.7909 | 297201.7753 | 304714.0123 | 311844.9023 | 317478.2699 | 317032.545 | 316750.1673
Scenario 1: Reference | SCE | Ind | WholeBlg | Ind - Industrial Machinery | Program Administrator Cost Test | Energy Efficiency | 192825.8212 | 202705.4303 | 217686.78 | 232072.2621 | 250298.0504 | 271705.8117 | 289189.7909 | 297201.7753 | 304714.0123 | 311844.9023 | 317478.2699 | 317032.545 | 316750.1673
Scenario 1: Reference | SCE | Ind | WholeBlg | Ind - Industrial Machinery | Rate Impact Measure Test | Energy Efficiency | 192825.8212 | 202705.4303 | 217686.78 | 232072.2621 | 250298.0504 | 271705.8117 | 289189.7909 | 297201.7753 | 304714.0123 | 311844.9023 | 317478.2699 | 317032.545 | 316750.1673
Scenario 1: Reference | SCE | Ind | WholeBlg | Ind - Industrial Machinery | Total Resource Cost Test | Energy Efficiency | 192825.8212 | 202705.4303 | 217686.78 | 232072.2621 | 250298.0504 | 271705.8117 | 289189.7909 | 297201.7753 | 304714.0123 | 311844.9023 | 317478.2699 | 317032.545 | 316750.1673
Scenario 1: Reference | SCE | Ind | WholeBlg | Ind - Lumber & Furniture | Participant Cost Test | Energy Efficiency | 106224.8969 | 110652.9052 | 117659.257 | 124690.6065 | 134017.7083 | 145079.7614 | 153845.8203 | 157575.7725 | 161010.2438 | 164215.0623 | 166697.946 | 166060.635 | 165576.1835
Scenario 1: Reference | SCE | Ind | WholeBlg | Ind - Lumber & Furniture | Program Administrator Cost Test | Energy Efficiency | 106224.8969 | 110652.9052 | 117659.257 | 124690.6065 | 134017.7083 | 145079.7614 | 153845.8203 | 157575.7725 | 161010.2438 | 164215.0623 | 166697.946 | 166060.635 | 165576.1835
Scenario 1: Reference | SCE | Ind | WholeBlg | Ind - Lumber & Furniture | Rate Impact Measure Test | Energy Efficiency | 106224.8969 | 110652.9052 | 117659.257 | 124690.6065 | 134017.7083 | 145079.7614 | 153845.8203 | 157575.7725 | 161010.2438 | 164215.0623 | 166697.946 | 166060.635 | 165576.1835
Scenario 1: Reference | SCE | Ind | WholeBlg | Ind - Lumber & Furniture | Total Resource Cost Test | Energy Efficiency | 106224.8969 | 110652.9052 | 117659.257 | 124690.6065 | 134017.7083 | 145079.7614 | 153845.8203 | 157575.7725 | 161010.2438 | 164215.0623 | 166697.946 | 166060.635 | 165576.1835
Scenario 1: Reference | SCE | Ind | WholeBlg | Ind - Paper | Participant Cost Test | Energy Efficiency | 415937.3348 | 425704.5726 | 445681.4158 | 466355.6521 | 495398.0054 | 530313.8921 | 557445.7372 | 566747.189 | 575809.6971 | 584877.9016 | 591940.4696 | 588365.5188 | 585739.2353
Scenario 1: Reference | SCE | Ind | WholeBlg | Ind - Paper | Program Administrator Cost Test | Energy Efficiency | 415937.3348 | 425704.5726 | 445681.4158 | 466355.6521 | 495398.0054 | 530313.8921 | 557445.7372 | 566747.189 | 575809.6971 | 584877.9016 | 591940.4696 | 588365.5188 | 585739.2353
Scenario 1: Reference | SCE | Ind | WholeBlg | Ind - Paper | Rate Impact Measure Test | Energy Efficiency | 415937.3348 | 425704.5726 | 445681.4158 | 466355.6521 | 495398.0054 | 530313.8921 | 557445.7372 | 566747.189 | 575809.6971 | 584877.9016 | 591940.4696 | 588365.5188 | 585739.2353
Scenario 1: Reference | SCE | Ind | WholeBlg | Ind - Paper | Total Resource Cost Test | Energy Efficiency | 415937.3348 | 425704.5726 | 445681.4158 | 466355.6521 | 495398.0054 | 530313.8921 | 557445.7372 | 566747.189 | 575809.6971 | 584877.9016 | 591940.4696 | 588365.5188 | 585739.2353
Scenario 1: Reference | SCE | Ind | WholeBlg | Ind - Petroleum | Participant Cost Test | Energy Efficiency | 1592641.8532 | 1654858.5448 | 1755375.8613 | 1856406.0914 | 1990946.2946 | 2152402.9004 | 2281070.6877 | 2334996.1617 | 2384444.8908 | 2430169.1076 | 2464796.5609 | 2453346.0802 | 2444453.6589
Scenario 1: Reference | SCE | Ind | WholeBlg | Ind - Petroleum | Program Administrator Cost Test | Energy Efficiency | 1592641.8532 | 1654858.5448 | 1755375.8613 | 1856406.0914 | 1990946.2946 | 2152402.9004 | 2281070.6877 | 2334996.1617 | 2384444.8908 | 2430169.1076 | 2464796.5609 | 2453346.0802 | 2444453.6589
Scenario 1: Reference | SCE | Ind | WholeBlg | Ind - Petroleum | Rate Impact Measure Test | Energy Efficiency | 1592641.8532 | 1654858.5448 | 1755375.8613 | 1856406.0914 | 1990946.2946 | 2152402.9004 | 2281070.6877 | 2334996.1617 | 2384444.8908 | 2430169.1076 | 2464796.5609 | 2453346.0802 | 2444453.6589
Scenario 1: Reference | SCE | Ind | WholeBlg | Ind - Petroleum | Total Resource Cost Test | Energy Efficiency | 1592641.8532 | 1654858.5448 | 1755375.8613 | 1856406.0914 | 1990946.2946 | 2152402.9004 | 2281070.6877 | 2334996.1617 | 2384444.8908 | 2430169.1076 | 2464796.5609 | 2453346.0802 | 2444453.6589
Scenario 1: Reference | SCE | Ind | WholeBlg | Ind - Plastics | Participant Cost Test | Energy Efficiency | 731275.9687 | 762284.1274 | 810987.2284 | 859931.4708 | 924584.6754 | 1001798.3106 | 1063603.9348 | 1090279.4982 | 1114971.0649 | 1137987.9666 | 1155853.8315 | 1152053.4248 | 1149352.7517
Scenario 1: Reference | SCE | Ind | WholeBlg | Ind - Plastics | Program Administrator Cost Test | Energy Efficiency | 731275.9687 | 762284.1274 | 810987.2284 | 859931.4708 | 924584.6754 | 1001798.3106 | 1063603.9348 | 1090279.4982 | 1114971.0649 | 1137987.9666 | 1155853.8315 | 1152053.4248 | 1149352.7517
Scenario 1: Reference | SCE | Ind | WholeBlg | Ind - Plastics | Rate Impact Measure Test | Energy Efficiency | 731275.9687 | 762284.1274 | 810987.2284 | 859931.4708 | 924584.6754 | 1001798.3106 | 1063603.9348 | 1090279.4982 | 1114971.0649 | 1137987.9666 | 1155853.8315 | 1152053.4248 | 1149352.7517
Scenario 1: Reference | SCE | Ind | WholeBlg | Ind - Plastics | Total Resource Cost Test | Energy Efficiency | 731275.9687 | 762284.1274 | 810987.2284 | 859931.4708 | 924584.6754 | 1001798.3106 | 1063603.9348 | 1090279.4982 | 1114971.0649 | 1137987.9666 | 1155853.8315 | 1152053.4248 | 1149352.7517
Scenario 1: Reference | SCE | Ind | WholeBlg | Ind - Primary Metals | Participant Cost Test | Energy Efficiency | 346990.326 | 366148.6218 | 394928.3125 | 423854.7892 | 460480.436 | 503676.1179 | 540286.9101 | 559624.7474 | 578191.2791 | 596131.1018 | 611299.2163 | 614813.7628 | 618684.5156
Scenario 1: Reference | SCE | Ind | WholeBlg | Ind - Primary Metals | Program Administrator Cost Test | Energy Efficiency | 346990.326 | 366148.6218 | 394928.3125 | 423854.7892 | 460480.436 | 503676.1179 | 540286.9101 | 559624.7474 | 578191.2791 | 596131.1018 | 611299.2163 | 614813.7628 | 618684.5156
Scenario 1: Reference | SCE | Ind | WholeBlg | Ind - Primary Metals | Rate Impact Measure Test | Energy Efficiency | 346990.326 | 366148.6218 | 394928.3125 | 423854.7892 | 460480.436 | 503676.1179 | 540286.9101 | 559624.7474 | 578191.2791 | 596131.1018 | 611299.2163 | 614813.7628 | 618684.5156
Scenario 1: Reference | SCE | Ind | WholeBlg | Ind - Primary Metals | Total Resource Cost Test | Energy Efficiency | 346990.326 | 366148.6218 | 394928.3125 | 423854.7892 | 460480.436 | 503676.1179 | 540286.9101 | 559624.7474 | 578191.2791 | 596131.1018 | 611299.2163 | 614813.7628 | 618684.5156
Scenario 1: Reference | SCE | Ind | WholeBlg | Ind - Printing & Publishing | Participant Cost Test | Energy Efficiency | 122851.4393 | 127690.8633 | 135499.3151 | 143336.6416 | 153724.3719 | 166089.4936 | 175950.2202 | 180049.3972 | 183870.6457 | 187455.4983 | 190186.1193 | 189335.252 | 188657.7054
Scenario 1: Reference | SCE | Ind | WholeBlg | Ind - Printing & Publishing | Program Administrator Cost Test | Energy Efficiency | 122851.4393 | 127690.8633 | 135499.3151 | 143336.6416 | 153724.3719 | 166089.4936 | 175950.2202 | 180049.3972 | 183870.6457 | 187455.4983 | 190186.1193 | 189335.252 | 188657.7054
Scenario 1: Reference | SCE | Ind | WholeBlg | Ind - Printing & Publishing | Rate Impact Measure Test | Energy Efficiency | 122851.4393 | 127690.8633 | 135499.3151 | 143336.6416 | 153724.3719 | 166089.4936 | 175950.2202 | 180049.3972 | 183870.6457 | 187455.4983 | 190186.1193 | 189335.252 | 188657.7054
Scenario 1: Reference | SCE | Ind | WholeBlg | Ind - Printing & Publishing | Total Resource Cost Test | Energy Efficiency | 122851.4393 | 127690.8633 | 135499.3151 | 143336.6416 | 153724.3719 | 166089.4936 | 175950.2202 | 180049.3972 | 183870.6457 | 187455.4983 | 190186.1193 | 189335.252 | 188657.7054
Scenario 1: Reference | SCE | Ind | WholeBlg | Ind - Stone-Glass-Clay | Participant Cost Test | Energy Efficiency | 622086.541 | 656945.1834 | 706505.3882 | 756065.2816 | 819773.48 | 894802.7831 | 956419.0884 | 987160.9956 | 1016096.3361 | 1043839.5903 | 1067273.0321 | 1070969.2234 | 1075451.1615
Scenario 1: Reference | SCE | Ind | WholeBlg | Ind - Stone-Glass-Clay | Program Administrator Cost Test | Energy Efficiency | 622086.541 | 656945.1834 | 706505.3882 | 756065.2816 | 819773.48 | 894802.7831 | 956419.0884 | 987160.9956 | 1016096.3361 | 1043839.5903 | 1067273.0321 | 1070969.2234 | 1075451.1615
Scenario 1: Reference | SCE | Ind | WholeBlg | Ind - Stone-Glass-Clay | Rate Impact Measure Test | Energy Efficiency | 622086.541 | 656945.1834 | 706505.3882 | 756065.2816 | 819773.48 | 894802.7831 | 956419.0884 | 987160.9956 | 1016096.3361 | 1043839.5903 | 1067273.0321 | 1070969.2234 | 1075451.1615
Scenario 1: Reference | SCE | Ind | WholeBlg | Ind - Stone-Glass-Clay | Total Resource Cost Test | Energy Efficiency | 622086.541 | 656945.1834 | 706505.3882 | 756065.2816 | 819773.48 | 894802.7831 | 956419.0884 | 987160.9956 | 1016096.3361 | 1043839.5903 | 1067273.0321 | 1070969.2234 | 1075451.1615
Scenario 1: Reference | SCE | Ind | WholeBlg | Ind - Textiles | Participant Cost Test | Energy Efficiency | 87072.3843 | 90653.2101 | 96308.4461 | 101821.0296 | 109107.4147 | 117765.7647 | 124635.7524 | 127343.0858 | 129826.8118 | 132151.0687 | 133885.3752 | 133132.312 | 132531.0706
Scenario 1: Reference | SCE | Ind | WholeBlg | Ind - Textiles | Program Administrator Cost Test | Energy Efficiency | 87072.3843 | 90653.2101 | 96308.4461 | 101821.0296 | 109107.4147 | 117765.7647 | 124635.7524 | 127343.0858 | 129826.8118 | 132151.0687 | 133885.3752 | 133132.312 | 132531.0706
Scenario 1: Reference | SCE | Ind | WholeBlg | Ind - Textiles | Rate Impact Measure Test | Energy Efficiency | 87072.3843 | 90653.2101 | 96308.4461 | 101821.0296 | 109107.4147 | 117765.7647 | 124635.7524 | 127343.0858 | 129826.8118 | 132151.0687 | 133885.3752 | 133132.312 | 132531.0706
Scenario 1: Reference | SCE | Ind | WholeBlg | Ind - Textiles | Total Resource Cost Test | Energy Efficiency | 87072.3843 | 90653.2101 | 96308.4461 | 101821.0296 | 109107.4147 | 117765.7647 | 124635.7524 | 127343.0858 | 129826.8118 | 132151.0687 | 133885.3752 | 133132.312 | 132531.0706
Scenario 1: Reference | SCE | Ind | WholeBlg | Ind - Transportation Equipment | Participant Cost Test | Energy Efficiency | 733379.8075 | 767435.9454 | 824598.0748 | 878313.18 | 945929.1922 | 1025100.5139 | 1091221.5297 | 1122047.6223 | 1152134.7439 | 1181381.2782 | 1204683.3813 | 1204189.4162 | 1203608.3707
Scenario 1: Reference | SCE | Ind | WholeBlg | Ind - Transportation Equipment | Program Administrator Cost Test | Energy Efficiency | 733379.8075 | 767435.9454 | 824598.0748 | 878313.18 | 945929.1922 | 1025100.5139 | 1091221.5297 | 1122047.6223 | 1152134.7439 | 1181381.2782 | 1204683.3813 | 1204189.4162 | 1203608.3707
Scenario 1: Reference | SCE | Ind | WholeBlg | Ind - Transportation Equipment | Rate Impact Measure Test | Energy Efficiency | 733379.8075 | 767435.9454 | 824598.0748 | 878313.18 | 945929.1922 | 1025100.5139 | 1091221.5297 | 1122047.6223 | 1152134.7439 | 1181381.2782 | 1204683.3813 | 1204189.4162 | 1203608.3707
Scenario 1: Reference | SCE | Ind | WholeBlg | Ind - Transportation Equipment | Total Resource Cost Test | Energy Efficiency | 733379.8075 | 767435.9454 | 824598.0748 | 878313.18 | 945929.1922 | 1025100.5139 | 1091221.5297 | 1122047.6223 | 1152134.7439 | 1181381.2782 | 1204683.3813 | 1204189.4162 | 1203608.3707
Scenario 1: Reference | SCE | Res | AppPlug | Res - Multi Family | Participant Cost Test | Energy Efficiency | 0 | 0 | 0 | 0 | 0 | 0 | 0 | 0 | 0 | 0 | 0 | 0 | 0
Scenario 1: Reference | SCE | Res | AppPlug | Res - Multi Family | Participant Cost Test | Fuel Substitution | 18556.517 | 20165.8983 | 21794.352 | 23402.7026 | 24861.3663 | 0 | 0 | 0 | 0 | 0 | 0 | 0 | 0
Scenario 1: Reference | SCE | Res | AppPlug | Res - Multi Family | Program Administrator Cost Test | Energy Efficiency | 0 | 0 | 0 | 0 | 0 | 0 | 0 | 0 | 0 | 0 | 0 | 0 | 0
Scenario 1: Reference | SCE | Res | AppPlug | Res - Multi Family | Program Administrator Cost Test | Fuel Substitution | 67699.4518 | 76986.1033 | 87144.1053 | 98264.4427 | 110431.1205 | 0 | 0 | 0 | 0 | 0 | 0 | 0 | 0
Scenario 1: Reference | SCE | Res | AppPlug | Res - Multi Family | Rate Impact Measure Test | Energy Efficiency | 0 | 0 | 0 | 0 | 0 | 0 | 0 | 0 | 0 | 0 | 0 | 0 | 0
Scenario 1: Reference | SCE | Res | AppPlug | Res - Multi Family | Rate Impact Measure Test | Fuel Substitution | 67699.4518 | 76986.1033 | 87144.1053 | 98264.4427 | 110431.1205 | 0 | 0 | 0 | 0 | 0 | 0 | 0 | 0
Scenario 1: Reference | SCE | Res | AppPlug | Res - Multi Family | Total Resource Cost Test | Energy Efficiency | 0 | 0 | 0 | 0 | 0 | 0 | 0 | 0 | 0 | 0 | 0 | 0 | 0
Scenario 1: Reference | SCE | Res | AppPlug | Res - Multi Family | Total Resource Cost Test | Fuel Substitution | 67699.4518 | 76986.1033 | 87144.1053 | 98264.4427 | 110431.1205 | 0 | 0 | 0 | 0 | 0 | 0 | 0 | 0
Scenario 1: Reference | SCE | Res | AppPlug | Res - Single Family | Participant Cost Test | Energy Efficiency | 0 | 0 | 0 | 0 | 0 | 0 | 0 | 0 | 0 | 0 | 0 | 0 | 0
Scenario 1: Reference | SCE | Res | AppPlug | Res - Single Family | Participant Cost Test | Fuel Substitution | 164938.5371 | 179823.6094 | 194895.4442 | 209948.0948 | 224108.3999 | 0 | 0 | 0 | 0 | 0 | 0 | 0 | 0
Scenario 1: Reference | SCE | Res | AppPlug | Res - Single Family | Program Administrator Cost Test | Energy Efficiency | 0 | 0 | 0 | 0 | 0 | 0 | 0 | 0 | 0 | 0 | 0 | 0 | 0
Scenario 1: Reference | SCE | Res | AppPlug | Res - Single Family | Program Administrator Cost Test | Fuel Substitution | 473496.2933 | 538601.4907 | 609485.9429 | 686931.891 | 771605.1178 | 0 | 0 | 0 | 0 | 0 | 0 | 0 | 0
Scenario 1: Reference | SCE | Res | AppPlug | Res - Single Family | Rate Impact Measure Test | Energy Efficiency | 0 | 0 | 0 | 0 | 0 | 0 | 0 | 0 | 0 | 0 | 0 | 0 | 0
Scenario 1: Reference | SCE | Res | AppPlug | Res - Single Family | Rate Impact Measure Test | Fuel Substitution | 473496.2933 | 538601.4907 | 609485.9429 | 686931.891 | 771605.1178 | 0 | 0 | 0 | 0 | 0 | 0 | 0 | 0
Scenario 1: Reference | SCE | Res | AppPlug | Res - Single Family | Total Resource Cost Test | Energy Efficiency | 0 | 0 | 0 | 0 | 0 | 0 | 0 | 0 | 0 | 0 | 0 | 0 | 0
Scenario 1: Reference | SCE | Res | AppPlug | Res - Single Family | Total Resource Cost Test | Fuel Substitution | 473496.2933 | 538601.4907 | 609485.9429 | 686931.891 | 771605.1178 | 0 | 0 | 0 | 0 | 0 | 0 | 0 | 0
Scenario 1: Reference | SCE | Res | BROs | Income Qualified - Multi Family IQ | Participant Cost Test | Energy Efficiency | 1282170.9457 | 1485208.5262 | 1698204.9614 | 1710330.191 | 1679392.9853 | 2174060.9104 | 2547808.3798 | 2708721.7657 | 2925704.1671 | 2898053.2066 | 3153770.9542 | 3375911.5107 | 3613508.7712
Scenario 1: Reference | SCE | Res | BROs | Income Qualified - Multi Family IQ | Program Administrator Cost Test | Energy Efficiency | 1282170.9457 | 1485208.5262 | 1698204.9614 | 1710330.191 | 1679392.9853 | 2174060.9104 | 2547808.3798 | 2708721.7657 | 2925704.1671 | 2898053.2066 | 3153770.9542 | 3375911.5107 | 3613508.7712
Scenario 1: Reference | SCE | Res | BROs | Income Qualified - Multi Family IQ | Rate Impact Measure Test | Energy Efficiency | 1282170.9457 | 1485208.5262 | 1698204.9614 | 1710330.191 | 1679392.9853 | 2174060.9104 | 2547808.3798 | 2708721.7657 | 2925704.1671 | 2898053.2066 | 3153770.9542 | 3375911.5107 | 3613508.7712
Scenario 1: Reference | SCE | Res | BROs | Income Qualified - Multi Family IQ | Total Resource Cost Test | Energy Efficiency | 1282170.9457 | 1485208.5262 | 1698204.9614 | 1710330.191 | 1679392.9853 | 2174060.9104 | 2547808.3798 | 2708721.7657 | 2925704.1671 | 2898053.2066 | 3153770.9542 | 3375911.5107 | 3613508.7712
Scenario 1: Reference | SCE | Res | BROs | Income Qualified - Single Family IQ | Participant Cost Test | Energy Efficiency | 4370304.5495 | 5028069.1813 | 5709608.7518 | 5730485.5691 | 5607546.8324 | 7235664.0034 | 8456441.4052 | 8963920.2604 | 9654067.6873 | 9528906.1978 | 10334142.4352 | 11025422.5112 | 11763667.7649
Scenario 1: Reference | SCE | Res | BROs | Income Qualified - Single Family IQ | Program Administrator Cost Test | Energy Efficiency | 4370304.5495 | 5028069.1813 | 5709608.7518 | 5730485.5691 | 5607546.8324 | 7235664.0034 | 8456441.4052 | 8963920.2604 | 9654067.6873 | 9528906.1978 | 10334142.4352 | 11025422.5112 | 11763667.7649
Scenario 1: Reference | SCE | Res | BROs | Income Qualified - Single Family IQ | Rate Impact Measure Test | Energy Efficiency | 4370304.5495 | 5028069.1813 | 5709608.7518 | 5730485.5691 | 5607546.8324 | 7235664.0034 | 8456441.4052 | 8963920.2604 | 9654067.6873 | 9528906.1978 | 10334142.4352 | 11025422.5112 | 11763667.7649
Scenario 1: Reference | SCE | Res | BROs | Income Qualified - Single Family IQ | Total Resource Cost Test | Energy Efficiency | 4370304.5495 | 5028069.1813 | 5709608.7518 | 5730485.5691 | 5607546.8324 | 7235664.0034 | 8456441.4052 | 8963920.2604 | 9654067.6873 | 9528906.1978 | 10334142.4352 | 11025422.5112 | 11763667.7649
Scenario 1: Reference | SCE | Res | BROs | Res - Multi Family | Participant Cost Test | Energy Efficiency | 9518327.4992 | 10953756.094 | 12441805.5853 | 12489117.492 | 12223025.0967 | 15774204.7174 | 18437936.5586 | 19547106.9219 | 21054938.798 | 20785329.2791 | 22545358.7251 | 24057213.3944 | 25671944.0172
Scenario 1: Reference | SCE | Res | BROs | Res - Multi Family | Program Administrator Cost Test | Energy Efficiency | 9518327.4992 | 10953756.094 | 12441805.5853 | 12489117.492 | 12223025.0967 | 15774204.7174 | 18437936.5586 | 19547106.9219 | 21054938.798 | 20785329.2791 | 22545358.7251 | 24057213.3944 | 25671944.0172
Scenario 1: Reference | SCE | Res | BROs | Res - Multi Family | Rate Impact Measure Test | Energy Efficiency | 9518327.4992 | 10953756.094 | 12441805.5853 | 12489117.492 | 12223025.0967 | 15774204.7174 | 18437936.5586 | 19547106.9219 | 21054938.798 | 20785329.2791 | 22545358.7251 | 24057213.3944 | 25671944.0172
Scenario 1: Reference | SCE | Res | BROs | Res - Multi Family | Total Resource Cost Test | Energy Efficiency | 9518327.4992 | 10953756.094 | 12441805.5853 | 12489117.492 | 12223025.0967 | 15774204.7174 | 18437936.5586 | 19547106.9219 | 21054938.798 | 20785329.2791 | 22545358.7251 | 24057213.3944 | 25671944.0172
Scenario 1: Reference | SCE | Res | BROs | Res - Single Family | Participant Cost Test | Energy Efficiency | 2275771.2887 | 2636746.5765 | 3015581.526 | 3037425.5974 | 2982768.5295 | 3861688.324 | 4525867.5143 | 4812073.7813 | 5197918.3735 | 5149282.9352 | 5604149.8987 | 5999397.904 | 6422154.0919
Scenario 1: Reference | SCE | Res | BROs | Res - Single Family | Program Administrator Cost Test | Energy Efficiency | 2275771.2887 | 2636746.5765 | 3015581.526 | 3037425.5974 | 2982768.5295 | 3861688.324 | 4525867.5143 | 4812073.7813 | 5197918.3735 | 5149282.9352 | 5604149.8987 | 5999397.904 | 6422154.0919
Scenario 1: Reference | SCE | Res | BROs | Res - Single Family | Rate Impact Measure Test | Energy Efficiency | 2275771.2887 | 2636746.5765 | 3015581.526 | 3037425.5974 | 2982768.5295 | 3861688.324 | 4525867.5143 | 4812073.7813 | 5197918.3735 | 5149282.9352 | 5604149.8987 | 5999397.904 | 6422154.0919
Scenario 1: Reference | SCE | Res | BROs | Res - Single Family | Total Resource Cost Test | Energy Efficiency | 2275771.2887 | 2636746.5765 | 3015581.526 | 3037425.5974 | 2982768.5295 | 3861688.324 | 4525867.5143 | 4812073.7813 | 5197918.3735 | 5149282.9352 | 5604149.8987 | 5999397.904 | 6422154.0919
Scenario 1: Reference | SCE | Res | BldgEnv | Res - Single Family | Participant Cost Test | Energy Efficiency | 1034315.5996 | 1193401.5413 | 1262383.0671 | 1260761.1102 | 1248911.4949 | 1194798.6115 | 1120314.0636 | 1036639.0123 | 139252.0859 | 0 | 0 | 0 | 0
Scenario 1: Reference | SCE | Res | BldgEnv | Res - Single Family | Program Administrator Cost Test | Energy Efficiency | 19489.7803 | 23802.8515 | 26881.518 | 28913.7401 | 31437.623 | 33484.0113 | 34899.7685 | 35953.628 | 2742.6107 | 0 | 0 | 0 | 0
Scenario 1: Reference | SCE | Res | BldgEnv | Res - Single Family | Rate Impact Measure Test | Energy Efficiency | 46115.7501 | 51267.2175 | 53751.2812 | 54120.4402 | 55153.6051 | 55259.9344 | 54612.5846 | 52780.6873 | 16391.9276 | 0 | 0 | 0 | 0
Scenario 1: Reference | SCE | Res | BldgEnv | Res - Single Family | Total Resource Cost Test | Energy Efficiency | 542254.5229 | 647790.4815 | 696420.7963 | 699057.939 | 714005.1574 | 702648.565 | 679174.3538 | 651598.1441 | 2742.6107 | 0 | 0 | 0 | 0
Scenario 1: Reference | SCE | Res | HVAC | Res - Multi Family | Participant Cost Test | Energy Efficiency | 1069615.7082 | 1066703.7226 | 956650.2927 | 820895.6003 | 704352.5948 | 586552.3446 | 500159.7604 | 424714.208 | 357810.9362 | 297459.9302 | 241447.7236 | 187742.7088 | 132288.8369
Scenario 1: Reference | SCE | Res | HVAC | Res - Multi Family | Participant Cost Test | Fuel Substitution | 1615.4618 | 262.5242 | 257.4169 | 257.8615 | 304.8568 | 4.4279 | 4.3536 | 4.1355 | 3.7789 | 3.3161 | 2.7734 | 2.1658 | 1.5034
Scenario 1: Reference | SCE | Res | HVAC | Res - Multi Family | Program Administrator Cost Test | Energy Efficiency | 451233.7826 | 476834.9768 | 445884.0187 | 376199.3135 | 334923.9 | 325402.4071 | 310922.8029 | 290973.8051 | 275852.7877 | 264802.3473 | 260452.9876 | 257735.3236 | 256606.191
Scenario 1: Reference | SCE | Res | HVAC | Res - Multi Family | Program Administrator Cost Test | Fuel Substitution | 350.8474 | 376.5541 | 399.0321 | 435.9298 | 549.2914 | 4.7912 | 5.2493 | 5.591 | 5.8369 | 6.0056 | 6.1431 | 6.2268 | 6.289
Scenario 1: Reference | SCE | Res | HVAC | Res - Multi Family | Rate Impact Measure Test | Energy Efficiency | 451233.7826 | 476834.9768 | 445884.0187 | 376199.3135 | 334923.9 | 325402.4071 | 310922.8029 | 290973.8051 | 275852.7877 | 264802.3473 | 260452.9876 | 257735.3236 | 256606.191
Scenario 1: Reference | SCE | Res | HVAC | Res - Multi Family | Rate Impact Measure Test | Fuel Substitution | 350.8474 | 376.5541 | 399.0321 | 435.9298 | 549.2914 | 4.7912 | 5.2493 | 5.591 | 5.8369 | 6.0056 | 6.1431 | 6.2268 | 6.289
Scenario 1: Reference | SCE | Res | HVAC | Res - Multi Family | Total Resource Cost Test | Energy Efficiency | 451233.7826 | 476834.9768 | 445884.0187 | 376199.3135 | 334923.9 | 325402.4071 | 310922.8029 | 290973.8051 | 275852.7877 | 264802.3473 | 260452.9876 | 257735.3236 | 256606.191
Scenario 1: Reference | SCE | Res | HVAC | Res - Multi Family | Total Resource Cost Test | Fuel Substitution | 350.8474 | 376.5541 | 399.0321 | 435.9298 | 549.2914 | 4.7912 | 5.2493 | 5.591 | 5.8369 | 6.0056 | 6.1431 | 6.2268 | 6.289
Scenario 1: Reference | SCE | Res | HVAC | Res - Single Family | Participant Cost Test | Energy Efficiency | 13699285.4886 | 13602690.8591 | 13275732.2748 | 12768897.9139 | 12350864.3037 | 11883377.2243 | 11396534.6719 | 10901769.5488 | 1293666.5998 | 539890.3787 | 390147.4078 | 276566.9639 | 119967.675
Scenario 1: Reference | SCE | Res | HVAC | Res - Single Family | Participant Cost Test | Fuel Substitution | 29514.7515 | 8918.7553 | 8981.9225 | 9489.888 | 8306.8356 | 217.2234 | 220.5763 | 213.7881 | 41.6294 | 36.6291 | 30.6967 | 24.0072 | 16.6823
Scenario 1: Reference | SCE | Res | HVAC | Res - Single Family | Program Administrator Cost Test | Energy Efficiency | 3928287.7086 | 3961688.6776 | 3821014.4987 | 3465608.2648 | 3290061.6307 | 3393280.6752 | 3374480.2159 | 3290361.9819 | 856655.3244 | 315498.6712 | 239313.2914 | 173875.8305 | 123863.4812
Scenario 1: Reference | SCE | Res | HVAC | Res - Single Family | Program Administrator Cost Test | Fuel Substitution | 8141.3814 | 8878.4167 | 9492.499 | 10693.3219 | 11333.6139 | 118.416 | 128.4215 | 131.919 | 64.2211 | 66.2566 | 67.9173 | 68.9516 | 69.7254
Scenario 1: Reference | SCE | Res | HVAC | Res - Single Family | Rate Impact Measure Test | Energy Efficiency | 3928287.7086 | 3961688.6776 | 3821014.4987 | 3465608.2648 | 3290061.6307 | 3393280.6752 | 3374480.2159 | 3290361.9819 | 856655.3244 | 315498.6712 | 239313.2914 | 173875.8305 | 123863.4812
Scenario 1: Reference | SCE | Res | HVAC | Res - Single Family | Rate Impact Measure Test | Fuel Substitution | 8142.6141 | 8879.2967 | 9492.9451 | 10693.3219 | 11333.6139 | 118.416 | 128.4215 | 131.919 | 64.2211 | 66.2566 | 67.9173 | 68.9516 | 69.7254
Scenario 1: Reference | SCE | Res | HVAC | Res - Single Family | Total Resource Cost Test | Energy Efficiency | 8093223.2168 | 8578608.275 | 8800931.7592 | 8714038.5141 | 8802183.9862 | 9096633.2225 | 9219585.6541 | 9242135.6728 | 856655.3244 | 315498.6712 | 239313.2914 | 173875.8305 | 123863.4812
Scenario 1: Reference | SCE | Res | HVAC | Res - Single Family | Total Resource Cost Test | Fuel Substitution | 12865.766 | 13763.5672 | 14442.8027 | 15862.2655 | 15398.1313 | 226.0551 | 242.348 | 248.0052 | 64.2211 | 66.2566 | 67.9173 | 68.9516 | 69.7254
Scenario 1: Reference | SCE | Res | WaterHeat | Res - Multi Family | Participant Cost Test | Energy Efficiency | 419817.8901 | 429754.0756 | 440618.525 | 442098.3168 | 438429.6828 | 424560.0311 | 406553.3773 | 381508.176 | 349109.2335 | 309143.291 | 261128.7228 | 207485.9194 | 142549.4732
Scenario 1: Reference | SCE | Res | WaterHeat | Res - Multi Family | Participant Cost Test | Fuel Substitution | 6061675.0087 | 2150345.3566 | 2119824.5571 | 2098565.1385 | 2078417.519 | 1227913.8463 | 1343479.1565 | 1395229.4721 | 1332207.0629 | 1175452.3379 | 951762.8492 | 681265.1924 | 377616.1809
Scenario 1: Reference | SCE | Res | WaterHeat | Res - Multi Family | Program Administrator Cost Test | Energy Efficiency | 118856.399 | 131339.6715 | 146031.9709 | 159761.4963 | 174992.1179 | 190259.774 | 204910.1006 | 218101.8654 | 231299.4826 | 244168.4145 | 258726.2084 | 277410.864 | 298901.0171
Scenario 1: Reference | SCE | Res | WaterHeat | Res - Multi Family | Program Administrator Cost Test | Fuel Substitution | 96032150.843 | 99064791.1934 | 102241057.343 | 105795055.3196 | 109770173.4931 | 1096735.7359 | 1361196.9929 | 1621767.6805 | 1822759.1204 | 1960867.4719 | 2063436.4031 | 2126685.5981 | 2167320.5431
Scenario 1: Reference | SCE | Res | WaterHeat | Res - Multi Family | Rate Impact Measure Test | Energy Efficiency | 118856.399 | 131339.6715 | 146031.9709 | 159761.4963 | 174992.1179 | 190259.774 | 204910.1006 | 218101.8654 | 231299.4826 | 244168.4145 | 258726.2084 | 277410.864 | 298901.0171
Scenario 1: Reference | SCE | Res | WaterHeat | Res - Multi Family | Rate Impact Measure Test | Fuel Substitution | 155180745.3046 | 153980387.3008 | 152635866.5055 | 151544934.9788 | 151019724.272 | 1096735.7359 | 1361196.9929 | 1621767.6805 | 1822759.1204 | 1960867.4719 | 2063436.4031 | 2126685.5981 | 2167320.5431
Scenario 1: Reference | SCE | Res | WaterHeat | Res - Multi Family | Total Resource Cost Test | Energy Efficiency | 118856.399 | 131339.6715 | 146031.9709 | 159761.4963 | 174992.1179 | 190259.774 | 204910.1006 | 218101.8654 | 231299.4826 | 244168.4145 | 258726.2084 | 277410.864 | 298901.0171
Scenario 1: Reference | SCE | Res | WaterHeat | Res - Multi Family | Total Resource Cost Test | Fuel Substitution | 96032150.843 | 99064791.1934 | 102241057.343 | 105795055.3196 | 109770173.4931 | 1096735.7359 | 1361196.9929 | 1621767.6805 | 1822759.1204 | 1960867.4719 | 2063436.4031 | 2126685.5981 | 2167320.5431
Scenario 1: Reference | SCE | Res | WaterHeat | Res - Single Family | Participant Cost Test | Energy Efficiency | 423634.7557 | 467090.6382 | 491460.208 | 499542.0456 | 505639.5138 | 501035.4967 | 487752.9507 | 466710.069 | 316931.6656 | 278399.98 | 236135.1179 | 186236.9202 | 126029.6989
Scenario 1: Reference | SCE | Res | WaterHeat | Res - Single Family | Participant Cost Test | Fuel Substitution | 32022507.4379 | 4426906.3832 | 4302992.9297 | 4220120.2786 | 4182317.7608 | 12395581.3638 | 13832685.6608 | 14877596.4342 | 9411558.8434 | 8291603.2026 | 6708108.1163 | 4799854.1881 | 2660356.74
Scenario 1: Reference | SCE | Res | WaterHeat | Res - Single Family | Program Administrator Cost Test | Energy Efficiency | 104686.1464 | 124010.6337 | 140678.9122 | 154790.1429 | 171408.8235 | 188469.3266 | 203338.2745 | 216549.5808 | 209953.2486 | 219857.1135 | 233927.5766 | 248864.8889 | 264115.8103
Scenario 1: Reference | SCE | Res | WaterHeat | Res - Single Family | Program Administrator Cost Test | Fuel Substitution | 30368723.3266 | 30883757.4552 | 31228474.4761 | 31860519.0668 | 32867298.2694 | 7866912.4101 | 9668282.011 | 11484069.7265 | 12877130.8875 | 13831896.4419 | 14543280.9175 | 14983564.2391 | 15269064.4777
Scenario 1: Reference | SCE | Res | WaterHeat | Res - Single Family | Rate Impact Measure Test | Energy Efficiency | 104686.1464 | 124010.6337 | 140678.9122 | 154790.1429 | 171408.8235 | 188469.3266 | 203338.2745 | 216549.5808 | 209953.2486 | 219857.1135 | 233927.5766 | 248864.8889 | 264115.8103
Scenario 1: Reference | SCE | Res | WaterHeat | Res - Single Family | Rate Impact Measure Test | Fuel Substitution | 31554570.0883 | 31843713.8727 | 31963289.0138 | 32377445.7057 | 33214653.4582 | 7866912.4101 | 9668282.011 | 11484069.7265 | 12877130.8875 | 13831896.4419 | 14543280.9175 | 14983564.2391 | 15269064.4777
Scenario 1: Reference | SCE | Res | WaterHeat | Res - Single Family | Total Resource Cost Test | Energy Efficiency | 158209.2456 | 185099.1953 | 207598.1767 | 226109.7981 | 247662.918 | 268943.5653 | 287627.1688 | 304425.898 | 209953.2486 | 219857.1135 | 233927.5766 | 248864.8889 | 264115.8103
Scenario 1: Reference | SCE | Res | WaterHeat | Res - Single Family | Total Resource Cost Test | Fuel Substitution | 33930955.7137 | 34319044.1472 | 34520832.0424 | 35043191.4646 | 35977450.7602 | 11454637.5513 | 13958531.5446 | 16481759.9726 | 12877130.8875 | 13831896.4419 | 14543280.9175 | 14983564.2391 | 15269064.4777
Scenario 1: Reference | SCE | Res | WholeBlg | Res - Multi Family | Participant Cost Test | Energy Efficiency | 0 | 0 | 0 | 0 | 271915.7649 | 233795.0887 | 198854.6429 | 165280.3856 | 133711.6549 | 104491.4746 | 78677.639 | 55651.9342 | 34101.4895
Scenario 1: Reference | SCE | Res | WholeBlg | Res - Multi Family | Program Administrator Cost Test | Energy Efficiency | 0 | 0 | 0 | 0 | 226491.6164 | 219612.2286 | 210660.7683 | 199536.4996 | 187937.3516 | 175544.0033 | 166428.4285 | 159318.9847 | 152030.2274
Scenario 1: Reference | SCE | Res | WholeBlg | Res - Multi Family | Rate Impact Measure Test | Energy Efficiency | 0 | 0 | 0 | 0 | 226491.6164 | 219612.2286 | 210660.7683 | 199536.4996 | 187937.3516 | 175544.0033 | 166428.4285 | 159318.9847 | 152030.2274
Scenario 1: Reference | SCE | Res | WholeBlg | Res - Multi Family | Total Resource Cost Test | Energy Efficiency | 0 | 0 | 0 | 0 | 226491.6164 | 219612.2286 | 210660.7683 | 199536.4996 | 187937.3516 | 175544.0033 | 166428.4285 | 159318.9847 | 152030.2274
Scenario 1: Reference | SCE | Res | WholeBlg | Res - Single Family | Participant Cost Test | Energy Efficiency | 0 | 0 | 1032849.5669 | 979418.5628 | 890840.1189 | 773550.3195 | 650668.6607 | 532585.7945 | 426100.1977 | 330126.5745 | 245469.5893 | 170924.6246 | 102925.2415
Scenario 1: Reference | SCE | Res | WholeBlg | Res - Single Family | Program Administrator Cost Test | Energy Efficiency | 0 | 0 | 698028.6625 | 736358.4716 | 752797.0838 | 737456.0064 | 699885.8412 | 653193.7216 | 608832.5908 | 564299.7246 | 528986.3904 | 499530.9295 | 470459.8055
Scenario 1: Reference | SCE | Res | WholeBlg | Res - Single Family | Rate Impact Measure Test | Energy Efficiency | 0 | 0 | 698028.6625 | 736358.4716 | 752797.0838 | 737456.0064 | 699885.8412 | 653193.7216 | 608832.5908 | 564299.7246 | 528986.3904 | 499530.9295 | 470459.8055
Scenario 1: Reference | SCE | Res | WholeBlg | Res - Single Family | Total Resource Cost Test | Energy Efficiency | 0 | 0 | 698028.6625 | 736358.4716 | 752797.0838 | 737456.0064 | 699885.8412 | 653193.7216 | 608832.5908 | 564299.7246 | 528986.3904 | 499530.9295 | 470459.8055
Scenario 1: Reference | SCG | Ag | WholeBlg | Ag - Dairies, fishing, hunting | Participant Cost Test | Energy Efficiency | 68121.0337 | 71685.3972 | 75449.0851 | 79431.9691 | 83650.4185 | 88121.8289 | 92865.132 | 97900.1944 | 103246.6342 | 108926.208 | 114961.7097 | 121379.0193 | 128206.0078
Scenario 1: Reference | SCG | Ag | WholeBlg | Ag - Dairies, fishing, hunting | Program Administrator Cost Test | Energy Efficiency | 68121.0337 | 71685.3972 | 75449.0851 | 79431.9691 | 83650.4185 | 88121.8289 | 92865.132 | 97900.1944 | 103246.6342 | 108926.208 | 114961.7097 | 121379.0193 | 128206.0078
Scenario 1: Reference | SCG | Ag | WholeBlg | Ag - Dairies, fishing, hunting | Rate Impact Measure Test | Energy Efficiency | 68121.0337 | 71685.3972 | 75449.0851 | 79431.9691 | 83650.4185 | 88121.8289 | 92865.132 | 97900.1944 | 103246.6342 | 108926.208 | 114961.7097 | 121379.0193 | 128206.0078
Scenario 1: Reference | SCG | Ag | WholeBlg | Ag - Dairies, fishing, hunting | Total Resource Cost Test | Energy Efficiency | 68121.0337 | 71685.3972 | 75449.0851 | 79431.9691 | 83650.4185 | 88121.8289 | 92865.132 | 97900.1944 | 103246.6342 | 108926.208 | 114961.7097 | 121379.0193 | 128206.0078
Scenario 1: Reference | SCG | Ag | WholeBlg | Ag - Irrigated Agriculture, vineyards, forestry and greenhouses | Participant Cost Test | Energy Efficiency | 292236.4178 | 307527.39 | 323673.4553 | 340759.8632 | 358856.8366 | 378039.0025 | 398387.5763 | 419987.786 | 442923.7916 | 467288.9287 | 493180.9812 | 520710.974 | 549998.4727
Scenario 1: Reference | SCG | Ag | WholeBlg | Ag - Irrigated Agriculture, vineyards, forestry and greenhouses | Program Administrator Cost Test | Energy Efficiency | 292236.4178 | 307527.39 | 323673.4553 | 340759.8632 | 358856.8366 | 378039.0025 | 398387.5763 | 419987.786 | 442923.7916 | 467288.9287 | 493180.9812 | 520710.974 | 549998.4727
Scenario 1: Reference | SCG | Ag | WholeBlg | Ag - Irrigated Agriculture, vineyards, forestry and greenhouses | Rate Impact Measure Test | Energy Efficiency | 292236.4178 | 307527.39 | 323673.4553 | 340759.8632 | 358856.8366 | 378039.0025 | 398387.5763 | 419987.786 | 442923.7916 | 467288.9287 | 493180.9812 | 520710.974 | 549998.4727
Scenario 1: Reference | SCG | Ag | WholeBlg | Ag - Irrigated Agriculture, vineyards, forestry and greenhouses | Total Resource Cost Test | Energy Efficiency | 292236.4178 | 307527.39 | 323673.4553 | 340759.8632 | 358856.8366 | 378039.0025 | 398387.5763 | 419987.786 | 442923.7916 | 467288.9287 | 493180.9812 | 520710.974 | 549998.4727
Scenario 1: Reference | SCG | Ag | WholeBlg | Ag - Water pumping | Participant Cost Test | Energy Efficiency | 95979.6928 | 101001.7322 | 106304.6113 | 111916.3286 | 117859.9477 | 124159.9784 | 130843.0943 | 137937.2871 | 145470.1976 | 153472.4801 | 161976.2499 | 171017.9712 | 180636.9132
Scenario 1: Reference | SCG | Ag | WholeBlg | Ag - Water pumping | Program Administrator Cost Test | Energy Efficiency | 95979.6928 | 101001.7322 | 106304.6113 | 111916.3286 | 117859.9477 | 124159.9784 | 130843.0943 | 137937.2871 | 145470.1976 | 153472.4801 | 161976.2499 | 171017.9712 | 180636.9132
Scenario 1: Reference | SCG | Ag | WholeBlg | Ag - Water pumping | Rate Impact Measure Test | Energy Efficiency | 95979.6928 | 101001.7322 | 106304.6113 | 111916.3286 | 117859.9477 | 124159.9784 | 130843.0943 | 137937.2871 | 145470.1976 | 153472.4801 | 161976.2499 | 171017.9712 | 180636.9132
Scenario 1: Reference | SCG | Ag | WholeBlg | Ag - Water pumping | Total Resource Cost Test | Energy Efficiency | 95979.6928 | 101001.7322 | 106304.6113 | 111916.3286 | 117859.9477 | 124159.9784 | 130843.0943 | 137937.2871 | 145470.1976 | 153472.4801 | 161976.2499 | 171017.9712 | 180636.9132
Scenario 1: Reference | SCG | Com | AppPlug | Com - College | Participant Cost Test | Energy Efficiency | 0 | 0 | 0 | 0 | 0 | 0 | 0 | 0 | 0 | 0 | 0 | 0 | 9968.4794
Scenario 1: Reference | SCG | Com | AppPlug | Com - College | Program Administrator Cost Test | Energy Efficiency | 0 | 0 | 0 | 0 | 0 | 0 | 0 | 0 | 0 | 0 | 0 | 0 | 34047.5332
Scenario 1: Reference | SCG | Com | AppPlug | Com - College | Rate Impact Measure Test | Energy Efficiency | 0 | 0 | 0 | 0 | 0 | 0 | 0 | 0 | 0 | 0 | 0 | 0 | 34047.5332
Scenario 1: Reference | SCG | Com | AppPlug | Com - College | Total Resource Cost Test | Energy Efficiency | 0 | 0 | 0 | 0 | 0 | 0 | 0 | 0 | 0 | 0 | 0 | 0 | 34047.5332
Scenario 1: Reference | SCG | Com | AppPlug | Com - Health | Participant Cost Test | Energy Efficiency | 6733334.8449 | 7691288.3572 | 8626153.3619 | 9194623.0783 | 9569024.4084 | 9831820.7446 | 10052902.7558 | 10084047.9772 | 9974961.8156 | 9666603.9733 | 8586375.6105 | 6176850.5201 | 3673868.0055
Scenario 1: Reference | SCG | Com | AppPlug | Com - Health | Program Administrator Cost Test | Energy Efficiency | 6423588.765 | 7590964.2467 | 8800768.1312 | 9660236.0718 | 10622662.7242 | 11539004.1339 | 12522131.9605 | 13337886.4576 | 14053097.3658 | 14546205.5572 | 14866096.7 | 15313068.9834 | 15679503.8281
Scenario 1: Reference | SCG | Com | AppPlug | Com - Health | Rate Impact Measure Test | Energy Efficiency | 6423588.765 | 7590964.2467 | 8800768.1312 | 9660236.0718 | 10622662.7242 | 11539004.1339 | 12522131.9605 | 13337886.4576 | 14053097.3658 | 14546205.5572 | 14866096.7 | 15313068.9834 | 15679503.8281
Scenario 1: Reference | SCG | Com | AppPlug | Com - Health | Total Resource Cost Test | Energy Efficiency | 6423588.765 | 7590964.2467 | 8800768.1312 | 9660236.0718 | 10622662.7242 | 11539004.1339 | 12522131.9605 | 13337886.4576 | 14053097.3658 | 14546205.5572 | 14866096.7 | 15313068.9834 | 15679503.8281
Scenario 1: Reference | SCG | Com | AppPlug | Com - Lodging | Participant Cost Test | Energy Efficiency | 5449992.678 | 6181070.8547 | 6956024.989 | 7327614.4238 | 7437158.976 | 7497860.8214 | 7486543.7601 | 7389638.3999 | 7185215.6567 | 6858116.6568 | 6059653.2877 | 4400755.4341 | 2655807.0838
Scenario 1: Reference | SCG | Com | AppPlug | Com - Lodging | Program Administrator Cost Test | Energy Efficiency | 5258640.3719 | 6171741.2399 | 7168815.5983 | 7776388.0336 | 8437323.9387 | 9117700.071 | 9794239.6592 | 10445386.046 | 11030677.3788 | 11549069.3031 | 12018791.3536 | 12410477.5131 | 12729665.1208
Scenario 1: Reference | SCG | Com | AppPlug | Com - Lodging | Rate Impact Measure Test | Energy Efficiency | 5258640.3719 | 6171741.2399 | 7168815.5983 | 7776388.0336 | 8437323.9387 | 9117700.071 | 9794239.6592 | 10445386.046 | 11030677.3788 | 11549069.3031 | 12018791.3536 | 12410477.5131 | 12729665.1208
Scenario 1: Reference | SCG | Com | AppPlug | Com - Lodging | Total Resource Cost Test | Energy Efficiency | 5258640.3719 | 6171741.2399 | 7168815.5983 | 7776388.0336 | 8437323.9387 | 9117700.071 | 9794239.6592 | 10445386.046 | 11030677.3788 | 11549069.3031 | 12018791.3536 | 12410477.5131 | 12729665.1208
Scenario 1: Reference | SCG | Com | AppPlug | Com - Other | Participant Cost Test | Energy Efficiency | 21398.9531 | 25273.6605 | 29499.8128 | 148443.7647 | 109583.8505 | 182581.8266 | 134650.7052 | 126398.5642 | 117598.1847 | 99085.6977 | 79456.1149 | 58669.4788 | 32740.6008
Scenario 1: Reference | SCG | Com | AppPlug | Com - Other | Program Administrator Cost Test | Energy Efficiency | 16331.1933 | 19916.7887 | 24011.0227 | 106795.4458 | 77661.0404 | 147369.9511 | 109892.666 | 107866.7074 | 104983.1541 | 102477.3534 | 100704.2081 | 99750.6858 | 100192.2946
Scenario 1: Reference | SCG | Com | AppPlug | Com - Other | Rate Impact Measure Test | Energy Efficiency | 16331.1933 | 19916.7887 | 24011.0227 | 106795.4458 | 77661.0404 | 147369.9511 | 109892.666 | 107866.7074 | 104983.1541 | 102477.3534 | 100704.2081 | 99750.6858 | 100192.2946
Scenario 1: Reference | SCG | Com | AppPlug | Com - Other | Total Resource Cost Test | Energy Efficiency | 16331.1933 | 19916.7887 | 24011.0227 | 106795.4458 | 77661.0404 | 147369.9511 | 109892.666 | 107866.7074 | 104983.1541 | 102477.3534 | 100704.2081 | 99750.6858 | 100192.2946
Scenario 1: Reference | SCG | Com | BldgEnv | Com - College | Participant Cost Test | Energy Efficiency | 63599.6938 | 63957.4506 | 62118.5044 | 57920.2123 | 51811.3358 | 44514.4534 | 36578.0604 | 26899.7859 | 14604.943 | 8455.6074 | 4063.8617 | 1288.8842 | 647.8651
Scenario 1: Reference | SCG | Com | BldgEnv | Com - College | Program Administrator Cost Test | Energy Efficiency | 43069.3575 | 45129.3819 | 45750.6539 | 44619.6793 | 41818.1509 | 37808.0422 | 32902.3639 | 27458.6196 | 21940.1686 | 16610.4348 | 11743.0483 | 7651.4724 | 7368.4181
Scenario 1: Reference | SCG | Com | BldgEnv | Com - College | Rate Impact Measure Test | Energy Efficiency | 43069.3575 | 45129.3819 | 45750.6539 | 44619.6793 | 41818.1509 | 37808.0422 | 32902.3639 | 27458.6196 | 21940.1686 | 16610.4348 | 11743.0483 | 7651.4724 | 7368.4181
Scenario 1: Reference | SCG | Com | BldgEnv | Com - College | Total Resource Cost Test | Energy Efficiency | 53307.6459 | 55308.2379 | 55513.2342 | 53635.4979 | 49813.1223 | 44629.9275 | 38489.0483 | 31829.9228 | 21940.1686 | 16610.4348 | 11743.0483 | 7651.4724 | 7368.4181
Scenario 1: Reference | SCG | Com | BldgEnv | Com - Grocery | Participant Cost Test | Energy Efficiency | 47781.5628 | 31564.2292 | 15307.0575 | 4315.92 | 4325.522 | 4291.1583 | 4183.094 | 4003.5856 | 2984.553 | 2612.9453 | 2181.2624 | 1671.3195 | 1083.6963
Scenario 1: Reference | SCG | Com | BldgEnv | Com - Grocery | Program Administrator Cost Test | Energy Efficiency | 34145.9942 | 24023.5349 | 13058.7306 | 5345.4678 | 5939.0812 | 6581.3115 | 7229.8868 | 7962.1498 | 8696.1416 | 9435.7421 | 10246.4794 | 11069.5377 | 11950.3708
Scenario 1: Reference | SCG | Com | BldgEnv | Com - Grocery | Rate Impact Measure Test | Energy Efficiency | 34145.9942 | 24023.5349 | 13058.7306 | 5345.4678 | 5939.0812 | 6581.3115 | 7229.8868 | 7962.1498 | 8696.1416 | 9435.7421 | 10246.4794 | 11069.5377 | 11950.3708
Scenario 1: Reference | SCG | Com | BldgEnv | Com - Grocery | Total Resource Cost Test | Energy Efficiency | 39856.1969 | 27787.3365 | 14923.4868 | 5969.9437 | 6589.1111 | 7256.7509 | 7926.5392 | 8682.5463 | 8696.1416 | 9435.7421 | 10246.4794 | 11069.5377 | 11950.3708
Scenario 1: Reference | SCG | Com | BldgEnv | Com - Health | Participant Cost Test | Energy Efficiency | 64597.109 | 58357.7299 | 49862.2388 | 39846.9701 | 29535.4412 | 19551.6191 | 10545.2944 | 5061.4744 | 3647.9692 | 3121.2164 | 2530.873 | 1978.3287 | 1327.492
Scenario 1: Reference | SCG | Com | BldgEnv | Com - Health | Program Administrator Cost Test | Energy Efficiency | 43257.5317 | 40962.3467 | 36897.1073 | 31301.1332 | 25060.937 | 18539.9461 | 12415.5943 | 8821.6606 | 9525.3659 | 10066.6391 | 10560.4398 | 11604.6156 | 12812.0739
Scenario 1: Reference | SCG | Com | BldgEnv | Com - Health | Rate Impact Measure Test | Energy Efficiency | 43257.5317 | 40962.3467 | 36897.1073 | 31301.1332 | 25060.937 | 18539.9461 | 12415.5943 | 8821.6606 | 9525.3659 | 10066.6391 | 10560.4398 | 11604.6156 | 12812.0739
Scenario 1: Reference | SCG | Com | BldgEnv | Com - Health | Total Resource Cost Test | Energy Efficiency | 52132.4109 | 48908.6631 | 43648.0316 | 36690.4973 | 29090.7507 | 21289.3955 | 14054.6811 | 9827.4059 | 9525.3659 | 10066.6391 | 10560.4398 | 11604.6156 | 12812.0739
Scenario 1: Reference | SCG | Com | BldgEnv | Com - Lodging | Participant Cost Test | Energy Efficiency | 1872.926 | 2285.1306 | 2780.9173 | 4743.3803 | 5757.6828 | 6974.9388 | 8428.0082 | 9637.3481 | 6857.6523 | 6981.5871 | 6752.0118 | 6022.5999 | 4611.8852
Scenario 1: Reference | SCG | Com | BldgEnv | Com - Lodging | Program Administrator Cost Test | Energy Efficiency | 680.9039 | 867.7196 | 1103.5464 | 2421.923 | 3068.2427 | 3876.8117 | 4883.3755 | 6128.847 | 7658.0636 | 9518.2609 | 11755.0108 | 14405.9787 | 17492.3295
Scenario 1: Reference | SCG | Com | BldgEnv | Com - Lodging | Rate Impact Measure Test | Energy Efficiency | 680.9039 | 867.7196 | 1103.5464 | 2421.923 | 3068.2427 | 3876.8117 | 4883.3755 | 6128.847 | 7658.0636 | 9518.2609 | 11755.0108 | 14405.9787 | 17492.3295
Scenario 1: Reference | SCG | Com | BldgEnv | Com - Lodging | Total Resource Cost Test | Energy Efficiency | 1546.1864 | 1915.8078 | 2370.3118 | 3949.2845 | 4905.2268 | 6079.8626 | 7516.5965 | 9263.7438 | 7658.0636 | 9518.2609 | 11755.0108 | 14405.9787 | 17492.3295
Scenario 1: Reference | SCG | Com | BldgEnv | Com - Office (Large) | Participant Cost Test | Energy Efficiency | 22652.5364 | 22763.6094 | 22564.9115 | 22205.3535 | 21774.3377 | 21173.2695 | 20270.0351 | 19054.2691 | 12312.9979 | 10538.8328 | 8637.7813 | 6538.7146 | 4269.4618
Scenario 1: Reference | SCG | Com | BldgEnv | Com - Office (Large) | Program Administrator Cost Test | Energy Efficiency | 17449.8311 | 19017.7719 | 20535.855 | 22148.0965 | 23944.8971 | 25841.9228 | 27668.0395 | 29564.8832 | 31280.1794 | 32962.6971 | 34823.0385 | 36615.367 | 38533.1888
Scenario 1: Reference | SCG | Com | BldgEnv | Com - Office (Large) | Rate Impact Measure Test | Energy Efficiency | 17449.8311 | 19017.7719 | 20535.855 | 22148.0965 | 23944.8971 | 25841.9228 | 27668.0395 | 29564.8832 | 31280.1794 | 32962.6971 | 34823.0385 | 36615.367 | 38533.1888
Scenario 1: Reference | SCG | Com | BldgEnv | Com - Office (Large) | Total Resource Cost Test | Energy Efficiency | 22094.085 | 23774.6651 | 25369.4919 | 27055.0631 | 28937.8967 | 30914.7275 | 32784.287 | 34715.2136 | 31280.1794 | 32962.6971 | 34823.0385 | 36615.367 | 38533.1888
Scenario 1: Reference | SCG | Com | BldgEnv | Com - Office (Small) | Participant Cost Test | Energy Efficiency | 14277.0539 | 9852.0779 | 5513.0052 | 2991.5278 | 349.176 | 24262.6474 | 2595.4292 | 2445.7712 | 1898.2186 | 1657.2946 | 1381.3164 | 1065.1801 | 707.5182
Scenario 1: Reference | SCG | Com | BldgEnv | Com - Office (Small) | Program Administrator Cost Test | Energy Efficiency | 9487.8083 | 7183.6835 | 4755.9804 | 3394.8903 | 210.5967 | 36338.7541 | 4100.9973 | 4450.0436 | 4809.7919 | 5178.0443 | 5569.2444 | 5972.1951 | 6399.7301
Scenario 1: Reference | SCG | Com | BldgEnv | Com - Office (Small) | Rate Impact Measure Test | Energy Efficiency | 9487.8083 | 7183.6835 | 4755.9804 | 3394.8903 | 210.5967 | 36338.7541 | 4100.9973 | 4450.0436 | 4809.7919 | 5178.0443 | 5569.2444 | 5972.1951 | 6399.7301
Scenario 1: Reference | SCG | Com | BldgEnv | Com - Office (Small) | Total Resource Cost Test | Energy Efficiency | 11643.4134 | 8605.0878 | 5476.1136 | 3728.4176 | 258.0499 | 39269.942 | 4437.9765 | 4794.0269 | 4809.7919 | 5178.0443 | 5569.2444 | 5972.1951 | 6399.7301
Scenario 1: Reference | SCG | Com | BldgEnv | Com - Other | Participant Cost Test | Energy Efficiency | 157189.6476 | 141736.4415 | 120901.5444 | 190164.3383 | 126881.2251 | 98560.6091 | 41262.7723 | 12832.9458 | 8140.6483 | 7210.529 | 6091.3603 | 4747.7218 | 3176.4164
Scenario 1: Reference | SCG | Com | BldgEnv | Com - Other | Program Administrator Cost Test | Energy Efficiency | 101362.3938 | 96031.3608 | 86595.9491 | 124415.3747 | 81566.5672 | 84848.6481 | 39879.6754 | 23000.8978 | 25071.8876 | 27380.2494 | 29868.0132 | 32439.4524 | 35253.8681
Scenario 1: Reference | SCG | Com | BldgEnv | Com - Other | Rate Impact Measure Test | Energy Efficiency | 101362.3938 | 96031.3608 | 86595.9491 | 124415.3747 | 81566.5672 | 84848.6481 | 39879.6754 | 23000.8978 | 25071.8876 | 27380.2494 | 29868.0132 | 32439.4524 | 35253.8681
Scenario 1: Reference | SCG | Com | BldgEnv | Com - Other | Total Resource Cost Test | Energy Efficiency | 134034.2482 | 125269.4264 | 111372.4674 | 171082.1974 | 112504.9999 | 109392.1486 | 50531.2889 | 26903.9015 | 25071.8876 | 27380.2494 | 29868.0132 | 32439.4524 | 35253.8681
Scenario 1: Reference | SCG | Com | BldgEnv | Com - Refrig. Warehouse | Participant Cost Test | Energy Efficiency | 5382.8353 | 475.6207 | 1170.6136 | 6435.7076 | 3227.902 | 3684.3437 | 4168.4369 | 4356.7026 | 4072.8078 | 3784.6028 | 3299.0747 | 2622.7895 | 1772.8365
Scenario 1: Reference | SCG | Com | BldgEnv | Com - Refrig. Warehouse | Program Administrator Cost Test | Energy Efficiency | 5387.1065 | 553.2594 | 867.4047 | 7663.2733 | 2983.5535 | 3535.9841 | 4156.3653 | 4822.7816 | 5529.9039 | 6240.2235 | 6914.0417 | 7525.4437 | 8016.3705
Scenario 1: Reference | SCG | Com | BldgEnv | Com - Refrig. Warehouse | Rate Impact Measure Test | Energy Efficiency | 5387.1065 | 553.2594 | 867.4047 | 7663.2733 | 2983.5535 | 3535.9841 | 4156.3653 | 4822.7816 | 5529.9039 | 6240.2235 | 6914.0417 | 7525.4437 | 8016.3705
Scenario 1: Reference | SCG | Com | BldgEnv | Com - Refrig. Warehouse | Total Resource Cost Test | Energy Efficiency | 5639.4946 | 574.0921 | 943.3463 | 7944.483 | 3108.8901 | 3677.6234 | 4314.8955 | 4997.8121 | 5529.9039 | 6240.2235 | 6914.0417 | 7525.4437 | 8016.3705
Scenario 1: Reference | SCG | Com | BldgEnv | Com - Restaurant | Participant Cost Test | Energy Efficiency | 5502.0272 | 5659.3116 | 5767.0334 | 5825.8314 | 5839.7742 | 5741.2037 | 5551.2384 | 5235.2094 | 4442.926 | 3901.6862 | 3272.0748 | 2537.0564 | 1693.7781
Scenario 1: Reference | SCG | Com | BldgEnv | Com - Restaurant | Program Administrator Cost Test | Energy Efficiency | 5750.2069 | 6451.0748 | 7208.0307 | 8033.8605 | 8948.7288 | 9846.445 | 10759.0178 | 11763.0999 | 12813.9874 | 13892.4702 | 15053.104 | 16249.3317 | 17537.0477
Scenario 1: Reference | SCG | Com | BldgEnv | Com - Restaurant | Rate Impact Measure Test | Energy Efficiency | 5750.2069 | 6451.0748 | 7208.0307 | 8033.8605 | 8948.7288 | 9846.445 | 10759.0178 | 11763.0999 | 12813.9874 | 13892.4702 | 15053.104 | 16249.3317 | 17537.0477
Scenario 1: Reference | SCG | Com | BldgEnv | Com - Restaurant | Total Resource Cost Test | Energy Efficiency | 6023.6229 | 6735.9745 | 7504.4054 | 8341.947 | 9269.1812 | 10176.5105 | 11097.0888 | 12109.6848 | 12813.9874 | 13892.4702 | 15053.104 | 16249.3317 | 17537.0477
Scenario 1: Reference | SCG | Com | BldgEnv | Com - Retail | Participant Cost Test | Energy Efficiency | 503606.1387 | 431700.2683 | 343457.7955 | 30414.3341 | 167309.6876 | 134113.9783 | 30322.5005 | 29463.0617 | 17541.924 | 15362.3822 | 12790.8155 | 9735.3805 | 6191.9415
Scenario 1: Reference | SCG | Com | BldgEnv | Com - Retail | Program Administrator Cost Test | Energy Efficiency | 329889.2501 | 296055.5193 | 248092.1864 | 35497.7561 | 123609.1743 | 146321.4474 | 48082.0827 | 52903.9617 | 57713.799 | 62695.4973 | 68100.4399 | 73611.4912 | 79535.3758
Scenario 1: Reference | SCG | Com | BldgEnv | Com - Retail | Rate Impact Measure Test | Energy Efficiency | 329889.2501 | 296055.5193 | 248092.1864 | 35497.7561 | 123609.1743 | 146321.4474 | 48082.0827 | 52903.9617 | 57713.799 | 62695.4973 | 68100.4399 | 73611.4912 | 79535.3758
Scenario 1: Reference | SCG | Com | BldgEnv | Com - Retail | Total Resource Cost Test | Energy Efficiency | 447469.0309 | 395829.2391 | 326832.7384 | 44208.3134 | 160477.3293 | 180760.4152 | 57891.1573 | 63058.5105 | 57713.799 | 62695.4973 | 68100.4399 | 73611.4912 | 79535.3758
Scenario 1: Reference | SCG | Com | BldgEnv | Com - School | Participant Cost Test | Energy Efficiency | 4571.3728 | 4617.1763 | 4631.0742 | 4586.2787 | 4443.5017 | 4307.6721 | 4094.8651 | 3811.3118 | 2809.1278 | 2438.547 | 2013.5222 | 1548.9673 | 1020.8546
Scenario 1: Reference | SCG | Com | BldgEnv | Com - School | Program Administrator Cost Test | Energy Efficiency | 3828.3442 | 4203.1788 | 4607.7369 | 5019.5436 | 5378.4396 | 5813.9388 | 6215.101 | 6632.5179 | 7087.9218 | 7585.9118 | 8080.0116 | 8645.0262 | 9189.7065
Scenario 1: Reference | SCG | Com | BldgEnv | Com - School | Rate Impact Measure Test | Energy Efficiency | 3828.3442 | 4203.1788 | 4607.7369 | 5019.5436 | 5378.4396 | 5813.9388 | 6215.101 | 6632.5179 | 7087.9218 | 7585.9118 | 8080.0116 | 8645.0262 | 9189.7065
Scenario 1: Reference | SCG | Com | BldgEnv | Com - School | Total Resource Cost Test | Energy Efficiency | 4421.3043 | 4813.7939 | 5236.0576 | 5662.7111 | 6027.1827 | 6473.6005 | 6879.1108 | 7299.8177 | 7087.9218 | 7585.9118 | 8080.0116 | 8645.0262 | 9189.7065
Scenario 1: Reference | SCG | Com | BldgEnv | Com - Warehouse | Participant Cost Test | Energy Efficiency | 86590.5364 | 99630.8099 | 112479.6959 | 187277.0527 | 203995.7071 | 217192.7176 | 225555.0882 | 214889.3618 | 150607.625 | 122981.0608 | 93309.9456 | 63985.0149 | 37075.9692
Scenario 1: Reference | SCG | Com | BldgEnv | Com - Warehouse | Program Administrator Cost Test | Energy Efficiency | 46171.4679 | 55439.638 | 65337.4818 | 126258.3419 | 143564.0677 | 159511.452 | 172874.7644 | 182638.606 | 187722.8157 | 187739.0981 | 182743.0287 | 173145.2636 | 160103.3335
Scenario 1: Reference | SCG | Com | BldgEnv | Com - Warehouse | Rate Impact Measure Test | Energy Efficiency | 46171.4679 | 55439.638 | 65337.4818 | 126258.3419 | 143564.0677 | 159511.452 | 172874.7644 | 182638.606 | 187722.8157 | 187739.0981 | 182743.0287 | 173145.2636 | 160103.3335
Scenario 1: Reference | SCG | Com | BldgEnv | Com - Warehouse | Total Resource Cost Test | Energy Efficiency | 70979.7456 | 83788.0209 | 97136.1672 | 161268.4418 | 181330.1878 | 199307.5404 | 213763.2196 | 223562.2286 | 187722.8157 | 187739.0981 | 182743.0287 | 173145.2636 | 160103.3335
Scenario 1: Reference | SCG | Com | FoodServ | Com - College | Participant Cost Test | Energy Efficiency | 319741.9229 | 339793.0952 | 346319.8621 | 346039.4763 | 338648.6953 | 329359.4372 | 334446.19 | 318053.064 | 290781.5261 | 257147.9092 | 217989.318 | 174625.001 | 121520.7466
Scenario 1: Reference | SCG | Com | FoodServ | Com - College | Program Administrator Cost Test | Energy Efficiency | 219379.8986 | 242027.68 | 266591.5482 | 292460.2317 | 317273.6169 | 344998.4536 | 387982.4668 | 421674.2313 | 452404.4641 | 483241.1434 | 515986.2214 | 555892.8014 | 591562.239
Scenario 1: Reference | SCG | Com | FoodServ | Com - College | Rate Impact Measure Test | Energy Efficiency | 219379.8986 | 242027.68 | 266591.5482 | 292460.2317 | 317273.6169 | 344998.4536 | 387982.4668 | 421674.2313 | 452404.4641 | 483241.1434 | 515986.2214 | 555892.8014 | 591562.239
Scenario 1: Reference | SCG | Com | FoodServ | Com - College | Total Resource Cost Test | Energy Efficiency | 219379.8986 | 242027.68 | 266591.5482 | 292460.2317 | 317273.6169 | 344998.4536 | 387982.4668 | 421674.2313 | 452404.4641 | 483241.1434 | 515986.2214 | 555892.8014 | 591562.239
Scenario 1: Reference | SCG | Com | FoodServ | Com - Grocery | Participant Cost Test | Energy Efficiency | 2760528.5857 | 2961208.6036 | 3065299.9742 | 3060487.9516 | 3020274.1717 | 2939475.309 | 3259178.2587 | 3250519.814 | 3009327.5689 | 2700389.5148 | 2325254.3881 | 1873381.5753 | 1336756.7077
Scenario 1: Reference | SCG | Com | FoodServ | Com - Grocery | Program Administrator Cost Test | Energy Efficiency | 1691922.0357 | 1880502.8668 | 2071221.6522 | 2273023.4197 | 2485848.2697 | 2706891.2861 | 3268978.0179 | 3696837.5849 | 4009564.5639 | 4333254.3685 | 4679484.4107 | 5039751.4558 | 5412946.0208
Scenario 1: Reference | SCG | Com | FoodServ | Com - Grocery | Rate Impact Measure Test | Energy Efficiency | 1691922.0357 | 1880502.8668 | 2071221.6522 | 2273023.4197 | 2485848.2697 | 2706891.2861 | 3268978.0179 | 3696837.5849 | 4009564.5639 | 4333254.3685 | 4679484.4107 | 5039751.4558 | 5412946.0208
Scenario 1: Reference | SCG | Com | FoodServ | Com - Grocery | Total Resource Cost Test | Energy Efficiency | 1691922.0357 | 1880502.8668 | 2071221.6522 | 2273023.4197 | 2485848.2697 | 2706891.2861 | 3268978.0179 | 3696837.5849 | 4009564.5639 | 4333254.3685 | 4679484.4107 | 5039751.4558 | 5412946.0208
Scenario 1: Reference | SCG | Com | FoodServ | Com - Health | Participant Cost Test | Energy Efficiency | 899299.4075 | 966680.4298 | 1000477.1547 | 994241.9125 | 982011.6773 | 952532.6113 | 1012706.5562 | 983860.1828 | 905154.362 | 802095.7282 | 679224.5104 | 545942.6555 | 386465.5821
Scenario 1: Reference | SCG | Com | FoodServ | Com - Health | Program Administrator Cost Test | Energy Efficiency | 585636.0933 | 652380.2306 | 723838.8518 | 790792.8635 | 864963.9846 | 938724.2955 | 1094353.7657 | 1210172.5907 | 1305963.6967 | 1397592.9761 | 1490435.6075 | 1609273.3567 | 1733644.9484
Scenario 1: Reference | SCG | Com | FoodServ | Com - Health | Rate Impact Measure Test | Energy Efficiency | 585636.0933 | 652380.2306 | 723838.8518 | 790792.8635 | 864963.9846 | 938724.2955 | 1094353.7657 | 1210172.5907 | 1305963.6967 | 1397592.9761 | 1490435.6075 | 1609273.3567 | 1733644.9484
Scenario 1: Reference | SCG | Com | FoodServ | Com - Health | Total Resource Cost Test | Energy Efficiency | 585636.0933 | 652380.2306 | 723838.8518 | 790792.8635 | 864963.9846 | 938724.2955 | 1094353.7657 | 1210172.5907 | 1305963.6967 | 1397592.9761 | 1490435.6075 | 1609273.3567 | 1733644.9484
Scenario 1: Reference | SCG | Com | FoodServ | Com - Lodging | Participant Cost Test | Energy Efficiency | 843361.3696 | 901949.3075 | 932384.4559 | 930661.4949 | 919253.5901 | 895866.1971 | 971184.932 | 963558.1833 | 890275.9495 | 796872.8099 | 683512.9309 | 547292.8918 | 385860.2843
Scenario 1: Reference | SCG | Com | FoodServ | Com - Lodging | Program Administrator Cost Test | Energy Efficiency | 513597.3502 | 571310.8058 | 632092.9056 | 694148.2003 | 760382.0965 | 829927.1036 | 986872.5253 | 1112754.2193 | 1207149.099 | 1305057.0846 | 1409353.1744 | 1517599.2752 | 1628816.7482
Scenario 1: Reference | SCG | Com | FoodServ | Com - Lodging | Rate Impact Measure Test | Energy Efficiency | 513597.3502 | 571310.8058 | 632092.9056 | 694148.2003 | 760382.0965 | 829927.1036 | 986872.5253 | 1112754.2193 | 1207149.099 | 1305057.0846 | 1409353.1744 | 1517599.2752 | 1628816.7482
Scenario 1: Reference | SCG | Com | FoodServ | Com - Lodging | Total Resource Cost Test | Energy Efficiency | 513597.3502 | 571310.8058 | 632092.9056 | 694148.2003 | 760382.0965 | 829927.1036 | 986872.5253 | 1112754.2193 | 1207149.099 | 1305057.0846 | 1409353.1744 | 1517599.2752 | 1628816.7482
Scenario 1: Reference | SCG | Com | FoodServ | Com - Other | Participant Cost Test | Energy Efficiency | 3822651.7203 | 4102671.023 | 4196940.4738 | 4208723.2565 | 2956265.7708 | 5195328.358 | 4032249.809 | 3852760.6307 | 3542554.6476 | 3162623.9374 | 2702176.2269 | 2150470.8968 | 1501206.9111
Scenario 1: Reference | SCG | Com | FoodServ | Com - Other | Program Administrator Cost Test | Energy Efficiency | 2613480.7478 | 2930425.5903 | 3262560.9476 | 3608297.5496 | 2884037.2139 | 5495457.6875 | 4850458.7666 | 5326933.7064 | 5777536.5034 | 6260909.2782 | 6775430.4564 | 7310922.7165 | 7880968.8804
Scenario 1: Reference | SCG | Com | FoodServ | Com - Other | Rate Impact Measure Test | Energy Efficiency | 2613480.7478 | 2930425.5903 | 3262560.9476 | 3608297.5496 | 2884037.2139 | 5495457.6875 | 4850458.7666 | 5326933.7064 | 5777536.5034 | 6260909.2782 | 6775430.4564 | 7310922.7165 | 7880968.8804
Scenario 1: Reference | SCG | Com | FoodServ | Com - Other | Total Resource Cost Test | Energy Efficiency | 2613480.7478 | 2930425.5903 | 3262560.9476 | 3608297.5496 | 2884037.2139 | 5495457.6875 | 4850458.7666 | 5326933.7064 | 5777536.5034 | 6260909.2782 | 6775430.4564 | 7310922.7165 | 7880968.8804
Scenario 1: Reference | SCG | Com | FoodServ | Com - Restaurant | Participant Cost Test | Energy Efficiency | 13152781.0019 | 14126861.3174 | 14632050.1206 | 14690944.4983 | 14578726.1569 | 14223373.5566 | 15375350.588 | 15259009.8045 | 14144674.7799 | 12703039.4482 | 10930158.4612 | 8781308.8462 | 6220430.2962
Scenario 1: Reference | SCG | Com | FoodServ | Com - Restaurant | Program Administrator Cost Test | Energy Efficiency | 8049743.7395 | 9003226.4357 | 10003160.9818 | 11064830.4028 | 12196706.57 | 13351684.7629 | 15853167.9875 | 17904296.4433 | 19511731.351 | 21189568.5219 | 22979014.0393 | 24850224.6678 | 26818540.5927
Scenario 1: Reference | SCG | Com | FoodServ | Com - Restaurant | Rate Impact Measure Test | Energy Efficiency | 8049743.7395 | 9003226.4357 | 10003160.9818 | 11064830.4028 | 12196706.57 | 13351684.7629 | 15853167.9875 | 17904296.4433 | 19511731.351 | 21189568.5219 | 22979014.0393 | 24850224.6678 | 26818540.5927
Scenario 1: Reference | SCG | Com | FoodServ | Com - Restaurant | Total Resource Cost Test | Energy Efficiency | 8049743.7395 | 9003226.4357 | 10003160.9818 | 11064830.4028 | 12196706.57 | 13351684.7629 | 15853167.9875 | 17904296.4433 | 19511731.351 | 21189568.5219 | 22979014.0393 | 24850224.6678 | 26818540.5927
Scenario 1: Reference | SCG | Com | FoodServ | Com - Retail | Participant Cost Test | Energy Efficiency | 31992.5714 | 34071.6267 | 35448.6327 | 36559.1867 | 0 | 79324.753 | 36834.0675 | 35588.2078 | 33232.6131 | 29841.3133 | 25415.0585 | 19672.6258 | 12588.9137
Scenario 1: Reference | SCG | Com | FoodServ | Com - Retail | Program Administrator Cost Test | Energy Efficiency | 3981.7658 | 4654.0425 | 5361.5006 | 6181.2701 | 0 | 17244.6492 | 9260.661 | 10538.6429 | 11879.1863 | 13322.0901 | 14926.3455 | 16625.8582 | 18492.6615
Scenario 1: Reference | SCG | Com | FoodServ | Com - Retail | Rate Impact Measure Test | Energy Efficiency | 3981.7658 | 4654.0425 | 5361.5006 | 6181.2701 | 0 | 17244.6492 | 9260.661 | 10538.6429 | 11879.1863 | 13322.0901 | 14926.3455 | 16625.8582 | 18492.6615
Scenario 1: Reference | SCG | Com | FoodServ | Com - Retail | Total Resource Cost Test | Energy Efficiency | 3981.7658 | 4654.0425 | 5361.5006 | 6181.2701 | 0 | 17244.6492 | 9260.661 | 10538.6429 | 11879.1863 | 13322.0901 | 14926.3455 | 16625.8582 | 18492.6615
Scenario 1: Reference | SCG | Com | FoodServ | Com - School | Participant Cost Test | Energy Efficiency | 973444.9864 | 1020296.22 | 1028774.5544 | 1017256.9542 | 987335.3847 | 949782.6398 | 935228.6922 | 885848.6367 | 805593.0683 | 711616.0503 | 600568.8195 | 473770.5998 | 326369.7329
Scenario 1: Reference | SCG | Com | FoodServ | Com - School | Program Administrator Cost Test | Energy Efficiency | 618215.6601 | 679737.0896 | 744193.3472 | 810248.5668 | 873670.3461 | 942369.7521 | 1039449.6693 | 1128326.6764 | 1208262.8357 | 1293384.5005 | 1380791.822 | 1475504.8438 | 1569233.325
Scenario 1: Reference | SCG | Com | FoodServ | Com - School | Rate Impact Measure Test | Energy Efficiency | 618215.6601 | 679737.0896 | 744193.3472 | 810248.5668 | 873670.3461 | 942369.7521 | 1039449.6693 | 1128326.6764 | 1208262.8357 | 1293384.5005 | 1380791.822 | 1475504.8438 | 1569233.325
Scenario 1: Reference | SCG | Com | FoodServ | Com - School | Total Resource Cost Test | Energy Efficiency | 618215.6601 | 679737.0896 | 744193.3472 | 810248.5668 | 873670.3461 | 942369.7521 | 1039449.6693 | 1128326.6764 | 1208262.8357 | 1293384.5005 | 1380791.822 | 1475504.8438 | 1569233.325
Scenario 1: Reference | SCG | Com | HVAC | Com - College | Participant Cost Test | Energy Efficiency | 642484.3602 | 613838.1769 | 590602.8254 | 567028.8986 | 574656.1368 | 290614.5038 | 225344.4499 | 206957.4078 | 151595.4787 | 123221.3039 | 100538.0359 | 74247.4532 | 41019.5244
Scenario 1: Reference | SCG | Com | HVAC | Com - College | Program Administrator Cost Test | Energy Efficiency | 156855.5732 | 162836.5491 | 171321.8737 | 181107.0499 | 235193.3407 | 141369.3635 | 153747.2515 | 163935.1297 | 174534.5537 | 172881.8338 | 195457.331 | 215294.1053 | 228300.6291
Scenario 1: Reference | SCG | Com | HVAC | Com - College | Rate Impact Measure Test | Energy Efficiency | 156855.5732 | 162836.5491 | 171321.8737 | 181107.0499 | 235193.3407 | 141369.3635 | 153747.2515 | 163935.1297 | 174534.5537 | 172881.8338 | 195457.331 | 215294.1053 | 228300.6291
Scenario 1: Reference | SCG | Com | HVAC | Com - College | Total Resource Cost Test | Energy Efficiency | 295619.4485 | 298612.3829 | 305335.3881 | 313818.3843 | 374487.2009 | 227890.9842 | 187527.3918 | 198046.2945 | 174534.5537 | 172881.8338 | 195457.331 | 215294.1053 | 228300.6291
Scenario 1: Reference | SCG | Com | HVAC | Com - Grocery | Participant Cost Test | Energy Efficiency | 106117.8565 | 105704.6486 | 103494.3293 | 101212.8456 | 98559.6578 | 95221.131 | 90510.7054 | 85426.9175 | 61241.8757 | 53152.5459 | 44171.8391 | 33901.8797 | 22351.38
Scenario 1: Reference | SCG | Com | HVAC | Com - Grocery | Program Administrator Cost Test | Energy Efficiency | 88091.4217 | 95079.2247 | 101384.4098 | 108649.2002 | 116784.5643 | 125590.7702 | 134246.7229 | 144302.0905 | 154191.834 | 164056.2641 | 175115.1983 | 186323.9233 | 198509.1925
Scenario 1: Reference | SCG | Com | HVAC | Com - Grocery | Rate Impact Measure Test | Energy Efficiency | 88091.4217 | 95079.2247 | 101384.4098 | 108649.2002 | 116784.5643 | 125590.7702 | 134246.7229 | 144302.0905 | 154191.834 | 164056.2641 | 175115.1983 | 186323.9233 | 198509.1925
Scenario 1: Reference | SCG | Com | HVAC | Com - Grocery | Total Resource Cost Test | Energy Efficiency | 103677.9028 | 111042.6861 | 117530.08 | 125047.7729 | 133477.4705 | 142580.4043 | 151425.4233 | 161758.8726 | 154191.834 | 164056.2641 | 175115.1983 | 186323.9233 | 198509.1925
Scenario 1: Reference | SCG | Com | HVAC | Com - Health | Participant Cost Test | Energy Efficiency | 2413170.8087 | 2454910.9893 | 2459531.1976 | 2401418.8194 | 2310535.8631 | 1892568.8608 | 1704702.8307 | 1536537.8722 | 1004942.1504 | 749822.6019 | 524618.8641 | 340263.4481 | 188354.3835
Scenario 1: Reference | SCG | Com | HVAC | Com - Health | Program Administrator Cost Test | Energy Efficiency | 1210691.079 | 1303062.6547 | 1383996.3684 | 1431225.9866 | 1466060.5284 | 1342975.9907 | 1335445.1498 | 1299087.2469 | 1248380.0787 | 1178292.0455 | 1100625.8225 | 1051861.3417 | 1013556.2607
Scenario 1: Reference | SCG | Com | HVAC | Com - Health | Rate Impact Measure Test | Energy Efficiency | 1210691.079 | 1303062.6547 | 1383996.3684 | 1431225.9866 | 1466060.5284 | 1342975.9907 | 1335445.1498 | 1299087.2469 | 1248380.0787 | 1178292.0455 | 1100625.8225 | 1051861.3417 | 1013556.2607
Scenario 1: Reference | SCG | Com | HVAC | Com - Health | Total Resource Cost Test | Energy Efficiency | 1842440.2369 | 1946652.6025 | 2029302.4714 | 2062983.8497 | 2075580.1459 | 1868467.0923 | 1773041.245 | 1693065.2384 | 1248380.0787 | 1178292.0455 | 1100625.8225 | 1051861.3417 | 1013556.2607
Scenario 1: Reference | SCG | Com | HVAC | Com - Lodging | Participant Cost Test | Energy Efficiency | 1986147.3673 | 2003747.5078 | 1983903.8525 | 1921850.39 | 1824973.1276 | 1527510.899 | 1312595.938 | 1155873.9212 | 99321.0526 | 85603.3174 | 70601.3528 | 53893.3005 | 35301.0809
Scenario 1: Reference | SCG | Com | HVAC | Com - Lodging | Program Administrator Cost Test | Energy Efficiency | 613806.5449 | 653603.6446 | 684333.146 | 702278.3898 | 709430.5587 | 650663.4356 | 633253.6702 | 607013.1497 | 251020.1704 | 265083.9049 | 280654.6163 | 296843.3864 | 314041.9645
Scenario 1: Reference | SCG | Com | HVAC | Com - Lodging | Rate Impact Measure Test | Energy Efficiency | 613806.5449 | 653603.6446 | 684333.146 | 702278.3898 | 709430.5587 | 650663.4356 | 633253.6702 | 607013.1497 | 251020.1704 | 265083.9049 | 280654.6163 | 296843.3864 | 314041.9645
Scenario 1: Reference | SCG | Com | HVAC | Com - Lodging | Total Resource Cost Test | Energy Efficiency | 1713575.3313 | 1763402.6561 | 1783166.473 | 1767143.8784 | 1721504.8601 | 1520310.4986 | 1350560.1934 | 1238294.2006 | 251020.1704 | 265083.9049 | 280654.6163 | 296843.3864 | 314041.9645
Scenario 1: Reference | SCG | Com | HVAC | Com - Office (Large) | Participant Cost Test | Energy Efficiency | 3812234.8129 | 3602036.5487 | 3382156.369 | 3170265.1354 | 2972383.184 | 572925.2291 | 1331.6906 | 1231.7452 | 720.382 | 607.8639 | 492.0674 | 368.0279 | 236.8111
Scenario 1: Reference | SCG | Com | HVAC | Com - Office (Large) | Program Administrator Cost Test | Energy Efficiency | 828242.5912 | 844378.4015 | 859018.6355 | 876482.74 | 898979.1902 | 1635.4133 | 1700.6564 | 1771.1449 | 1831.3573 | 1891.1205 | 1962.9926 | 2032.263 | 2110.2766
Scenario 1: Reference | SCG | Com | HVAC | Com - Office (Large) | Rate Impact Measure Test | Energy Efficiency | 828242.5912 | 844378.4015 | 859018.6355 | 876482.74 | 898979.1902 | 1635.4133 | 1700.6564 | 1771.1449 | 1831.3573 | 1891.1205 | 1962.9926 | 2032.263 | 2110.2766
Scenario 1: Reference | SCG | Com | HVAC | Com - Office (Large) | Total Resource Cost Test | Energy Efficiency | 2168739.4693 | 2140204.1336 | 2108685.2504 | 2084776.1689 | 2072967.4385 | 573550.059 | 2111.3561 | 2176.2344 | 1831.3573 | 1891.1205 | 1962.9926 | 2032.263 | 2110.2766
Scenario 1: Reference | SCG | Com | HVAC | Com - Office (Small) | Participant Cost Test | Energy Efficiency | 1390157.0359 | 1320154.3162 | 1243795.7593 | 1164749.2091 | 464824.7636 | 1791721.8348 | 161493.4335 | 145112.6488 | 115841.3202 | 96191.0798 | 75061.671 | 52045.8798 | 27109.1977
Scenario 1: Reference | SCG | Com | HVAC | Com - Office (Small) | Program Administrator Cost Test | Energy Efficiency | 392055.1013 | 405335.1703 | 418554.4924 | 432731.7911 | 202847.7688 | 644004.8714 | 67085.4972 | 70956.4908 | 74982.1661 | 79131.6386 | 83636.654 | 88321.1837 | 93381.6395
Scenario 1: Reference | SCG | Com | HVAC | Com - Office (Small) | Rate Impact Measure Test | Energy Efficiency | 392055.1013 | 405335.1703 | 418554.4924 | 432731.7911 | 202847.7688 | 644004.8714 | 67085.4972 | 70956.4908 | 74982.1661 | 79131.6386 | 83636.654 | 88321.1837 | 93381.6395
Scenario 1: Reference | SCG | Com | HVAC | Com - Office (Small) | Total Resource Cost Test | Energy Efficiency | 525965.0395 | 536479.0379 | 546629.5239 | 557983.4842 | 261416.9824 | 757878.9665 | 78324.1265 | 82214.596 | 74982.1661 | 79131.6386 | 83636.654 | 88321.1837 | 93381.6395
Scenario 1: Reference | SCG | Com | HVAC | Com - Other | Participant Cost Test | Energy Efficiency | 6665563.5146 | 6563507.7455 | 6418838.5373 | 6211693.9501 | 257514.4073 | 10973351.7672 | 5334885.755 | 4923794.1556 | 3524004.2754 | 2972784.0406 | 2357001.1025 | 1659901.2754 | 882935.511
Scenario 1: Reference | SCG | Com | HVAC | Com - Other | Program Administrator Cost Test | Energy Efficiency | 1596081.9304 | 1718656.3331 | 1852028.4857 | 1991308.0949 | 93215.9945 | 4453152.1228 | 2478414.8133 | 2659240.0959 | 2834172.8328 | 3034648.5287 | 3253363.7588 | 3479637.7237 | 3731230.5672
Scenario 1: Reference | SCG | Com | HVAC | Com - Other | Rate Impact Measure Test | Energy Efficiency | 1596081.9304 | 1718656.3331 | 1852028.4857 | 1991308.0949 | 93215.9945 | 4453152.1228 | 2478414.8133 | 2659240.0959 | 2834172.8328 | 3034648.5287 | 3253363.7588 | 3479637.7237 | 3731230.5672
Scenario 1: Reference | SCG | Com | HVAC | Com - Other | Total Resource Cost Test | Energy Efficiency | 2373899.4233 | 2513322.3771 | 2664314.7893 | 2819491.3799 | 130899.4273 | 6115970.5857 | 3355462.0952 | 3550319.5022 | 2834172.8328 | 3034648.5287 | 3253363.7588 | 3479637.7237 | 3731230.5672
Scenario 1: Reference | SCG | Com | HVAC | Com - Restaurant | Participant Cost Test | Energy Efficiency | 6197111.3595 | 5985586.3939 | 5693842.8911 | 5355064.4351 | 4991637.001 | 4592746.7917 | 4172917.5044 | 3745602.3258 | 3026802.5843 | 2563483.3313 | 2076114.4098 | 1556846.0774 | 999101.9642
Scenario 1: Reference | SCG | Com | HVAC | Com - Restaurant | Program Administrator Cost Test | Energy Efficiency | 5611850.1404 | 5894750.6376 | 6133017.2898 | 6352036.6961 | 6573852.304 | 6782295.5991 | 6995164.854 | 7237241.3846 | 7500262.2772 | 7782251.0956 | 8097574.4787 | 8437411.3756 | 8814950.7912
Scenario 1: Reference | SCG | Com | HVAC | Com - Restaurant | Rate Impact Measure Test | Energy Efficiency | 5611850.1404 | 5894750.6376 | 6133017.2898 | 6352036.6961 | 6573852.304 | 6782295.5991 | 6995164.854 | 7237241.3846 | 7500262.2772 | 7782251.0956 | 8097574.4787 | 8437411.3756 | 8814950.7912
Scenario 1: Reference | SCG | Com | HVAC | Com - Restaurant | Total Resource Cost Test | Energy Efficiency | 5925189.4536 | 6207117.5845 | 6441390.9751 | 6655004.0386 | 6871186.7079 | 7073085.6354 | 7279357.2363 | 7515749.493 | 7500262.2772 | 7782251.0956 | 8097574.4787 | 8437411.3756 | 8814950.7912
Scenario 1: Reference | SCG | Com | HVAC | Com - Retail | Participant Cost Test | Energy Efficiency | 1376908.3086 | 1335954.7262 | 1281549.5611 | 1227391.0227 | 362303.0561 | 1358143.736 | 522148.9295 | 485317.6902 | 313515.9417 | 262410.6225 | 206593.9818 | 144251.7721 | 75719.5931
Scenario 1: Reference | SCG | Com | HVAC | Com - Retail | Program Administrator Cost Test | Energy Efficiency | 233540.0362 | 244849.3917 | 255397.5511 | 267547.87 | 101931.7265 | 262600.5011 | 132580.1997 | 142172.4469 | 151578.699 | 161348.9142 | 172159.1196 | 183189.8355 | 195234.5696
Scenario 1: Reference | SCG | Com | HVAC | Com - Retail | Rate Impact Measure Test | Energy Efficiency | 233540.0362 | 244849.3917 | 255397.5511 | 267547.87 | 101931.7265 | 262600.5011 | 132580.1997 | 142172.4469 | 151578.699 | 161348.9142 | 172159.1196 | 183189.8355 | 195234.5696
Scenario 1: Reference | SCG | Com | HVAC | Com - Retail | Total Resource Cost Test | Energy Efficiency | 625970.1085 | 633887.1847 | 639175.6167 | 647519.4238 | 260089.9289 | 703041.405 | 256662.6803 | 268190.048 | 151578.699 | 161348.9142 | 172159.1196 | 183189.8355 | 195234.5696
Scenario 1: Reference | SCG | Com | HVAC | Com - School | Participant Cost Test | Energy Efficiency | 2176505.1791 | 2016864.3352 | 1908223.6189 | 1792164.3914 | 1645715.8538 | 784316.8842 | 715910.6868 | 645405.5722 | 460986.6827 | 387368.5172 | 307104.2637 | 222466.7101 | 129308.9471
Scenario 1: Reference | SCG | Com | HVAC | Com - School | Program Administrator Cost Test | Energy Efficiency | 853859.8074 | 884052.5786 | 918918.3928 | 954493.5241 | 981587.2707 | 675698.7928 | 701747.8569 | 730061.3616 | 763025.6751 | 800924.5661 | 838546.3872 | 883976.7968 | 927411.934
Scenario 1: Reference | SCG | Com | HVAC | Com - School | Rate Impact Measure Test | Energy Efficiency | 853859.8074 | 884052.5786 | 918918.3928 | 954493.5241 | 981587.2707 | 675698.7928 | 701747.8569 | 730061.3616 | 763025.6751 | 800924.5661 | 838546.3872 | 883976.7968 | 927411.934
Scenario 1: Reference | SCG | Com | HVAC | Com - School | Total Resource Cost Test | Energy Efficiency | 1187143.5245 | 1160921.4804 | 1190666.5419 | 1221041.1695 | 1230411.9423 | 793363.8353 | 817263.518 | 843870.1685 | 763025.6751 | 800924.5661 | 838546.3872 | 883976.7968 | 927411.934
Scenario 1: Reference | SCG | Com | HVAC | Com - Warehouse | Participant Cost Test | Energy Efficiency | 52.3072 | 53.9113 | 54.1587 | 54.709 | 55.546 | 55.4108 | 54.224 | 52.6113 | 32.8799 | 29.0525 | 24.5198 | 19.0502 | 12.7576
Scenario 1: Reference | SCG | Com | HVAC | Com - Warehouse | Program Administrator Cost Test | Energy Efficiency | 39.1757 | 43.6502 | 47.6204 | 52.5169 | 58.5727 | 64.641 | 70.5816 | 77.2068 | 83.5873 | 90.385 | 97.8163 | 105.1962 | 113.6854
Scenario 1: Reference | SCG | Com | HVAC | Com - Warehouse | Rate Impact Measure Test | Energy Efficiency | 39.1757 | 43.6502 | 47.6204 | 52.5169 | 58.5727 | 64.641 | 70.5816 | 77.2068 | 83.5873 | 90.385 | 97.8163 | 105.1962 | 113.6854
Scenario 1: Reference | SCG | Com | HVAC | Com - Warehouse | Total Resource Cost Test | Energy Efficiency | 51.3931 | 56.5679 | 60.9903 | 66.5009 | 73.3597 | 80.1077 | 86.5821 | 93.783 | 83.5873 | 90.385 | 97.8163 | 105.1962 | 113.6854
Scenario 1: Reference | SCG | Com | WaterHeat | Com - College | Participant Cost Test | Energy Efficiency | 596177.295 | 548162.5494 | 482164.242 | 472951.672 | 441427.146 | 49627.5642 | 3587.4083 | 2630.5473 | 1200.24 | 1031.1573 | 840.8582 | 629.7442 | 385.6724
Scenario 1: Reference | SCG | Com | WaterHeat | Com - College | Program Administrator Cost Test | Energy Efficiency | 647730.0044 | 663867.3921 | 693896.9161 | 732351.2783 | 760701.9833 | 3100.4576 | 2072.8659 | 1641.3338 | 1197.6842 | 1270.6297 | 1349.3998 | 1441.1014 | 1531.6478
Scenario 1: Reference | SCG | Com | WaterHeat | Com - College | Rate Impact Measure Test | Energy Efficiency | 647730.0044 | 663867.3921 | 693896.9161 | 732351.2783 | 760701.9833 | 3100.4576 | 2072.8659 | 1641.3338 | 1197.6842 | 1270.6297 | 1349.3998 | 1441.1014 | 1531.6478
Scenario 1: Reference | SCG | Com | WaterHeat | Com - College | Total Resource Cost Test | Energy Efficiency | 847357.399 | 849862.9111 | 832352.1742 | 874076.5682 | 896809.4284 | 48967.5906 | 3321.788 | 2514.8147 | 1197.6842 | 1270.6297 | 1349.3998 | 1441.1014 | 1531.6478
Scenario 1: Reference | SCG | Com | WaterHeat | Com - Grocery | Participant Cost Test | Energy Efficiency | 746030.6837 | 333335.0079 | 98017.1667 | 89348.3395 | 87767.8536 | 43669.0566 | 36863.3423 | 37879.4823 | 29696.2961 | 25565.0166 | 20886.6751 | 15581.1504 | 9555.9337
Scenario 1: Reference | SCG | Com | WaterHeat | Com - Grocery | Program Administrator Cost Test | Energy Efficiency | 313228.7356 | 171030.7808 | 86899.8279 | 88457.1451 | 93247.7708 | 24630.9317 | 26178.1805 | 27861.6106 | 29633.069 | 31502.16 | 33518.7162 | 35655.801 | 37950.188
Scenario 1: Reference | SCG | Com | WaterHeat | Com - Grocery | Rate Impact Measure Test | Energy Efficiency | 313228.7356 | 171030.7808 | 86899.8279 | 88457.1451 | 93247.7708 | 24630.9317 | 26178.1805 | 27861.6106 | 29633.069 | 31502.16 | 33518.7162 | 35655.801 | 37950.188
Scenario 1: Reference | SCG | Com | WaterHeat | Com - Grocery | Total Resource Cost Test | Energy Efficiency | 538050.6207 | 268423.1319 | 113358.9431 | 112763.5829 | 117570.7564 | 41307.6651 | 35241.7243 | 37012.8038 | 29633.069 | 31502.16 | 33518.7162 | 35655.801 | 37950.188
Scenario 1: Reference | SCG | Com | WaterHeat | Com - Health | Participant Cost Test | Energy Efficiency | 3598976.1457 | 10678471.3069 | 7603276.9868 | 5291513.7386 | 3703251.6809 | 1645347.8677 | 817227.9527 | 330532.9249 | 4314.1952 | 3704.1004 | 3013.2504 | 2257.3331 | 1391.7451
Scenario 1: Reference | SCG | Com | WaterHeat | Com - Health | Program Administrator Cost Test | Energy Efficiency | 2735013.9428 | 6726346.1101 | 5376108.0861 | 4282461.171 | 3545274.0807 | 965065.0799 | 535757.915 | 224933.1369 | 4305.0098 | 4564.3296 | 4835.6325 | 5165.6661 | 5527.1405
Scenario 1: Reference | SCG | Com | WaterHeat | Com - Health | Rate Impact Measure Test | Energy Efficiency | 2735013.9428 | 6726346.1101 | 5376108.0861 | 4282461.171 | 3545274.0807 | 965065.0799 | 535757.915 | 224933.1369 | 4305.0098 | 4564.3296 | 4835.6325 | 5165.6661 | 5527.1405
Scenario 1: Reference | SCG | Com | WaterHeat | Com - Health | Total Resource Cost Test | Energy Efficiency | 3809859.3064 | 9845787.6691 | 7527728.9624 | 5769302.6601 | 4586449.0797 | 1503204.4507 | 758865.4192 | 313928.453 | 4305.0098 | 4564.3296 | 4835.6325 | 5165.6661 | 5527.1405
Scenario 1: Reference | SCG | Com | WaterHeat | Com - Lodging | Participant Cost Test | Energy Efficiency | 15381961.5132 | 14007335.802 | 12384964.1856 | 11314206.8151 | 10508867.1441 | 3150605.413 | 8143.1003 | 8311.2009 | 3673.6784 | 3165.0682 | 2587.447 | 1931.9385 | 1185.6059
Scenario 1: Reference | SCG | Com | WaterHeat | Com - Lodging | Program Administrator Cost Test | Energy Efficiency | 7472590.8918 | 7473985.8713 | 7505212.457 | 7582758.4148 | 7771194.2641 | 77628.5159 | 3233.5821 | 3444.5791 | 3665.8551 | 3900.1123 | 4152.3051 | 4421.0314 | 4708.4777
Scenario 1: Reference | SCG | Com | WaterHeat | Com - Lodging | Rate Impact Measure Test | Energy Efficiency | 7472590.8918 | 7473985.8713 | 7505212.457 | 7582758.4148 | 7771194.2641 | 77628.5159 | 3233.5821 | 3444.5791 | 3665.8551 | 3900.1123 | 4152.3051 | 4421.0314 | 4708.4777
Scenario 1: Reference | SCG | Com | WaterHeat | Com - Lodging | Total Resource Cost Test | Energy Efficiency | 16692053.9981 | 15940739.8513 | 14953497.7996 | 14499626.9385 | 14332513.2595 | 3138669.4022 | 7942.8544 | 8204.0504 | 3665.8551 | 3900.1123 | 4152.3051 | 4421.0314 | 4708.4777
Scenario 1: Reference | SCG | Com | WaterHeat | Com - Office (Large) | Participant Cost Test | Energy Efficiency | 1576620.6235 | 1506706.2916 | 1365697.31 | 1296272.8589 | 1231349.2397 | 220059.6005 | 0 | 0 | 0 | 0 | 0 | 0 | 0
Scenario 1: Reference | SCG | Com | WaterHeat | Com - Office (Large) | Program Administrator Cost Test | Energy Efficiency | 1388523.4903 | 1427825.2304 | 1465180.4894 | 1509493.4268 | 1564190.826 | 0 | 0 | 0 | 0 | 0 | 0 | 0 | 0
Scenario 1: Reference | SCG | Com | WaterHeat | Com - Office (Large) | Rate Impact Measure Test | Energy Efficiency | 1388523.4903 | 1427825.2304 | 1465180.4894 | 1509493.4268 | 1564190.826 | 0 | 0 | 0 | 0 | 0 | 0 | 0 | 0
Scenario 1: Reference | SCG | Com | WaterHeat | Com - Office (Large) | Total Resource Cost Test | Energy Efficiency | 2017997.8151 | 2041800.1983 | 1996331.7865 | 2028527.5711 | 2074126.9265 | 220059.6005 | 0 | 0 | 0 | 0 | 0 | 0 | 0
Scenario 1: Reference | SCG | Com | WaterHeat | Com - Office (Small) | Participant Cost Test | Energy Efficiency | 44170.3853 | 42432.0151 | 40554.4712 | 38585.3492 | 20523.8629 | 0 | 0 | 0 | 0 | 0 | 0 | 0 | 0
Scenario 1: Reference | SCG | Com | WaterHeat | Com - Office (Small) | Program Administrator Cost Test | Energy Efficiency | 82970.5914 | 86585.4038 | 90383.2057 | 94520.7192 | 55680.8114 | 0 | 0 | 0 | 0 | 0 | 0 | 0 | 0
Scenario 1: Reference | SCG | Com | WaterHeat | Com - Office (Small) | Rate Impact Measure Test | Energy Efficiency | 82970.5914 | 86585.4038 | 90383.2057 | 94520.7192 | 55680.8114 | 0 | 0 | 0 | 0 | 0 | 0 | 0 | 0
Scenario 1: Reference | SCG | Com | WaterHeat | Com - Office (Small) | Total Resource Cost Test | Energy Efficiency | 88675.1785 | 92230.2315 | 95968.9321 | 100056.2743 | 58769.9066 | 0 | 0 | 0 | 0 | 0 | 0 | 0 | 0
Scenario 1: Reference | SCG | Com | WaterHeat | Com - Other | Participant Cost Test | Energy Efficiency | 5260747.511 | 4912043.4929 | 3972200.4543 | 3820438.3633 | 2390309.9436 | 417326.5635 | 143268.2272 | 145439.4094 | 93240.3225 | 80503.5555 | 65942.3313 | 49327.3406 | 30344.4799
Scenario 1: Reference | SCG | Com | WaterHeat | Com - Other | Program Administrator Cost Test | Energy Efficiency | 5876300.2807 | 6100944.0682 | 6406392.1059 | 6735605.0087 | 4668754.9665 | 89586.7702 | 82800.9841 | 87364.7082 | 93041.7674 | 99199.4179 | 105823.5003 | 112880.273 | 120509.1311
Scenario 1: Reference | SCG | Com | WaterHeat | Com - Other | Rate Impact Measure Test | Energy Efficiency | 5876300.2807 | 6100944.0682 | 6406392.1059 | 6735605.0087 | 4668754.9665 | 89586.7702 | 82800.9841 | 87364.7082 | 93041.7674 | 99199.4179 | 105823.5003 | 112880.273 | 120509.1311
Scenario 1: Reference | SCG | Com | WaterHeat | Com - Other | Total Resource Cost Test | Energy Efficiency | 8030021.9117 | 8135316.0608 | 7630138.7259 | 7944935.1017 | 5443613.9852 | 408744.2176 | 138100.3036 | 142721.7603 | 93041.7674 | 99199.4179 | 105823.5003 | 112880.273 | 120509.1311
Scenario 1: Reference | SCG | Com | WaterHeat | Com - Refrig. Warehouse | Participant Cost Test | Energy Efficiency | 68987.6757 | 5024.9829 | 5320.0149 | 16665.0522 | 4014.0436 | 0 | 0 | 0 | 0 | 0 | 0 | 0 | 0
Scenario 1: Reference | SCG | Com | WaterHeat | Com - Refrig. Warehouse | Program Administrator Cost Test | Energy Efficiency | 55290.7208 | 9024.6057 | 6846.8621 | 34963.1464 | 9679.1777 | 0 | 0 | 0 | 0 | 0 | 0 | 0 | 0
Scenario 1: Reference | SCG | Com | WaterHeat | Com - Refrig. Warehouse | Rate Impact Measure Test | Energy Efficiency | 55290.7208 | 9024.6057 | 6846.8621 | 34963.1464 | 9679.1777 | 0 | 0 | 0 | 0 | 0 | 0 | 0 | 0
Scenario 1: Reference | SCG | Com | WaterHeat | Com - Refrig. Warehouse | Total Resource Cost Test | Energy Efficiency | 62385.209 | 9302.4164 | 7310.0113 | 35960.9177 | 9932.5956 | 0 | 0 | 0 | 0 | 0 | 0 | 0 | 0
Scenario 1: Reference | SCG | Com | WaterHeat | Com - Restaurant | Participant Cost Test | Energy Efficiency | 2629390.2552 | 2548164.2206 | 2438369.7164 | 2321815.3782 | 2200749.146 | 159282.1894 | 164051.0199 | 169430.6662 | 159306.6695 | 137494.2888 | 112592.0583 | 84200.7769 | 51773.6985
Scenario 1: Reference | SCG | Com | WaterHeat | Com - Restaurant | Program Administrator Cost Test | Energy Efficiency | 5065820.3771 | 5329834.478 | 5564125.4266 | 5816693.6967 | 6099168.5604 | 131366.8928 | 139893.8985 | 149122.3239 | 158967.4191 | 169425.4695 | 180686.4375 | 192684.3352 | 205612.4378
Scenario 1: Reference | SCG | Com | WaterHeat | Com - Restaurant | Rate Impact Measure Test | Energy Efficiency | 5065820.3771 | 5329834.478 | 5564125.4266 | 5816693.6967 | 6099168.5604 | 131366.8928 | 139893.8985 | 149122.3239 | 158967.4191 | 169425.4695 | 180686.4375 | 192684.3352 | 205612.4378
Scenario 1: Reference | SCG | Com | WaterHeat | Com - Restaurant | Total Resource Cost Test | Energy Efficiency | 5212908.173 | 5476763.8524 | 5709843.3374 | 5961358.3339 | 6243152.926 | 146697.3233 | 155387.8168 | 164791.9194 | 158967.4191 | 169425.4695 | 180686.4375 | 192684.3352 | 205612.4378
Scenario 1: Reference | SCG | Com | WaterHeat | Com - Retail | Participant Cost Test | Energy Efficiency | 719715.5795 | 202390.9493 | 146836.345 | 104547.9883 | 80554.3216 | 6143.7631 | 0 | 0 | 0 | 0 | 0 | 0 | 0
Scenario 1: Reference | SCG | Com | WaterHeat | Com - Retail | Program Administrator Cost Test | Energy Efficiency | 337813.7519 | 208384.1001 | 212186.938 | 211248.5228 | 147891.9207 | 2024.1006 | 0 | 0 | 0 | 0 | 0 | 0 | 0
Scenario 1: Reference | SCG | Com | WaterHeat | Com - Retail | Rate Impact Measure Test | Energy Efficiency | 337813.7519 | 208384.1001 | 212186.938 | 211248.5228 | 147891.9207 | 2024.1006 | 0 | 0 | 0 | 0 | 0 | 0 | 0
Scenario 1: Reference | SCG | Com | WaterHeat | Com - Retail | Total Resource Cost Test | Energy Efficiency | 683341.6823 | 303814.5242 | 264559.3379 | 241967.9058 | 176574.5226 | 5421.3703 | 0 | 0 | 0 | 0 | 0 | 0 | 0
Scenario 1: Reference | SCG | Com | WaterHeat | Com - School | Participant Cost Test | Energy Efficiency | 964263.607 | 918003.8149 | 870225.9154 | 821506.8406 | 766848.5183 | 23682.8265 | 24092.3345 | 24561.564 | 19265.2821 | 16514.9905 | 13421.4004 | 9980.5184 | 6094.591
Scenario 1: Reference | SCG | Com | WaterHeat | Com - School | Program Administrator Cost Test | Energy Efficiency | 1495694.8408 | 1542966.5943 | 1592297.2935 | 1646480.2496 | 1695814.6271 | 16324.903 | 17223.9909 | 18184.5409 | 19224.2556 | 20350.3722 | 21538.508 | 22839.3315 | 24203.8647
Scenario 1: Reference | SCG | Com | WaterHeat | Com - School | Rate Impact Measure Test | Energy Efficiency | 1495694.8408 | 1542966.5943 | 1592297.2935 | 1646480.2496 | 1695814.6271 | 16324.903 | 17223.9909 | 18184.5409 | 19224.2556 | 20350.3722 | 21538.508 | 22839.3315 | 24203.8647
Scenario 1: Reference | SCG | Com | WaterHeat | Com - School | Total Resource Cost Test | Energy Efficiency | 1638198.7601 | 1682518.8621 | 1729023.8005 | 1780675.1903 | 1826929.0849 | 22118.911 | 23025.7051 | 23995.8974 | 19224.2556 | 20350.3722 | 21538.508 | 22839.3315 | 24203.8647
Scenario 1: Reference | SCG | Com | WaterHeat | Com - Warehouse | Participant Cost Test | Energy Efficiency | 1181073.0468 | 256190.247 | 107341.084 | 85325.8864 | 69464.0842 | 19371.9847 | 3147.8361 | 0 | 0 | 0 | 0 | 0 | 0
Scenario 1: Reference | SCG | Com | WaterHeat | Com - Warehouse | Program Administrator Cost Test | Energy Efficiency | 377209.8034 | 112830.2219 | 72083.7825 | 69115.3815 | 68200.7516 | 3696.5553 | 1180.2125 | 0 | 0 | 0 | 0 | 0 | 0
Scenario 1: Reference | SCG | Com | WaterHeat | Com - Warehouse | Rate Impact Measure Test | Energy Efficiency | 377209.8034 | 112830.2219 | 72083.7825 | 69115.3815 | 68200.7516 | 3696.5553 | 1180.2125 | 0 | 0 | 0 | 0 | 0 | 0
Scenario 1: Reference | SCG | Com | WaterHeat | Com - Warehouse | Total Resource Cost Test | Energy Efficiency | 906949.7015 | 229829.3042 | 120893.2863 | 107055.1478 | 98661.131 | 18052.7 | 2784.8221 | 0 | 0 | 0 | 0 | 0 | 0
Scenario 1: Reference | SCG | Com | WholeBlg | Com - College | Participant Cost Test | Energy Efficiency | 104187.5109 | 109619.6311 | 115028.662 | 121029.8485 | 127427.907 | 134402.1238 | 141940.1574 | 149627.9629 | 157761.3201 | 166603.785 | 175404.5985 | 184291.17 | 194450.0638
Scenario 1: Reference | SCG | Com | WholeBlg | Com - College | Program Administrator Cost Test | Energy Efficiency | 104187.5109 | 109619.6311 | 115028.662 | 121029.8485 | 127427.907 | 134402.1238 | 141940.1574 | 149627.9629 | 157761.3201 | 166603.785 | 175404.5985 | 184291.17 | 194450.0638
Scenario 1: Reference | SCG | Com | WholeBlg | Com - College | Rate Impact Measure Test | Energy Efficiency | 104187.5109 | 109619.6311 | 115028.662 | 121029.8485 | 127427.907 | 134402.1238 | 141940.1574 | 149627.9629 | 157761.3201 | 166603.785 | 175404.5985 | 184291.17 | 194450.0638
Scenario 1: Reference | SCG | Com | WholeBlg | Com - College | Total Resource Cost Test | Energy Efficiency | 104187.5109 | 109619.6311 | 115028.662 | 121029.8485 | 127427.907 | 134402.1238 | 141940.1574 | 149627.9629 | 157761.3201 | 166603.785 | 175404.5985 | 184291.17 | 194450.0638
Scenario 1: Reference | SCG | Com | WholeBlg | Com - Grocery | Participant Cost Test | Energy Efficiency | 39185.5603 | 41769.8774 | 44416.3199 | 47356.4876 | 50536.4231 | 53729.821 | 57152.2275 | 60779.4159 | 64668.1424 | 68636.071 | 72844.1249 | 77125.3977 | 81637.7145
Scenario 1: Reference | SCG | Com | WholeBlg | Com - Grocery | Program Administrator Cost Test | Energy Efficiency | 39185.5603 | 41769.8774 | 44416.3199 | 47356.4876 | 50536.4231 | 53729.821 | 57152.2275 | 60779.4159 | 64668.1424 | 68636.071 | 72844.1249 | 77125.3977 | 81637.7145
Scenario 1: Reference | SCG | Com | WholeBlg | Com - Grocery | Rate Impact Measure Test | Energy Efficiency | 39185.5603 | 41769.8774 | 44416.3199 | 47356.4876 | 50536.4231 | 53729.821 | 57152.2275 | 60779.4159 | 64668.1424 | 68636.071 | 72844.1249 | 77125.3977 | 81637.7145
Scenario 1: Reference | SCG | Com | WholeBlg | Com - Grocery | Total Resource Cost Test | Energy Efficiency | 39185.5603 | 41769.8774 | 44416.3199 | 47356.4876 | 50536.4231 | 53729.821 | 57152.2275 | 60779.4159 | 64668.1424 | 68636.071 | 72844.1249 | 77125.3977 | 81637.7145
Scenario 1: Reference | SCG | Com | WholeBlg | Com - Health | Participant Cost Test | Energy Efficiency | 143863.9648 | 153858.4412 | 164136.789 | 175535.6252 | 187886.4115 | 200542.5152 | 214197.7297 | 228568.5625 | 243981.2197 | 259814.1171 | 276620.7329 | 293733.0463 | 310629.3452
Scenario 1: Reference | SCG | Com | WholeBlg | Com - Health | Program Administrator Cost Test | Energy Efficiency | 143863.9648 | 153858.4412 | 164136.789 | 175535.6252 | 187886.4115 | 200542.5152 | 214197.7297 | 228568.5625 | 243981.2197 | 259814.1171 | 276620.7329 | 293733.0463 | 310629.3452
Scenario 1: Reference | SCG | Com | WholeBlg | Com - Health | Rate Impact Measure Test | Energy Efficiency | 143863.9648 | 153858.4412 | 164136.789 | 175535.6252 | 187886.4115 | 200542.5152 | 214197.7297 | 228568.5625 | 243981.2197 | 259814.1171 | 276620.7329 | 293733.0463 | 310629.3452
Scenario 1: Reference | SCG | Com | WholeBlg | Com - Health | Total Resource Cost Test | Energy Efficiency | 143863.9648 | 153858.4412 | 164136.789 | 175535.6252 | 187886.4115 | 200542.5152 | 214197.7297 | 228568.5625 | 243981.2197 | 259814.1171 | 276620.7329 | 293733.0463 | 310629.3452
Scenario 1: Reference | SCG | Com | WholeBlg | Com - Lodging | Participant Cost Test | Energy Efficiency | 70416.1854 | 75168.6778 | 80041.5712 | 85446.5044 | 91301.5322 | 97278.9793 | 103704.8491 | 110500.8158 | 117802.6419 | 125395.3144 | 133375.7543 | 141528.0955 | 149721.7382
Scenario 1: Reference | SCG | Com | WholeBlg | Com - Lodging | Program Administrator Cost Test | Energy Efficiency | 70416.1854 | 75168.6778 | 80041.5712 | 85446.5044 | 91301.5322 | 97278.9793 | 103704.8491 | 110500.8158 | 117802.6419 | 125395.3144 | 133375.7543 | 141528.0955 | 149721.7382
Scenario 1: Reference | SCG | Com | WholeBlg | Com - Lodging | Rate Impact Measure Test | Energy Efficiency | 70416.1854 | 75168.6778 | 80041.5712 | 85446.5044 | 91301.5322 | 97278.9793 | 103704.8491 | 110500.8158 | 117802.6419 | 125395.3144 | 133375.7543 | 141528.0955 | 149721.7382
Scenario 1: Reference | SCG | Com | WholeBlg | Com - Lodging | Total Resource Cost Test | Energy Efficiency | 70416.1854 | 75168.6778 | 80041.5712 | 85446.5044 | 91301.5322 | 97278.9793 | 103704.8491 | 110500.8158 | 117802.6419 | 125395.3144 | 133375.7543 | 141528.0955 | 149721.7382
Scenario 1: Reference | SCG | Com | WholeBlg | Com - Office (Large) | Participant Cost Test | Energy Efficiency | 225452.9796 | 238467.59 | 251480.5774 | 265827.7363 | 281250.0421 | 297538.9777 | 315355.1831 | 333688.9558 | 353097.6773 | 375253.1164 | 396320.8988 | 417575.1715 | 440371.0801
Scenario 1: Reference | SCG | Com | WholeBlg | Com - Office (Large) | Program Administrator Cost Test | Energy Efficiency | 225452.9796 | 238467.59 | 251480.5774 | 265827.7363 | 281250.0421 | 297538.9777 | 315355.1831 | 333688.9558 | 353097.6773 | 375253.1164 | 396320.8988 | 417575.1715 | 440371.0801
Scenario 1: Reference | SCG | Com | WholeBlg | Com - Office (Large) | Rate Impact Measure Test | Energy Efficiency | 225452.9796 | 238467.59 | 251480.5774 | 265827.7363 | 281250.0421 | 297538.9777 | 315355.1831 | 333688.9558 | 353097.6773 | 375253.1164 | 396320.8988 | 417575.1715 | 440371.0801
Scenario 1: Reference | SCG | Com | WholeBlg | Com - Office (Large) | Total Resource Cost Test | Energy Efficiency | 225452.9796 | 238467.59 | 251480.5774 | 265827.7363 | 281250.0421 | 297538.9777 | 315355.1831 | 333688.9558 | 353097.6773 | 375253.1164 | 396320.8988 | 417575.1715 | 440371.0801
Scenario 1: Reference | SCG | Com | WholeBlg | Com - Office (Small) | Participant Cost Test | Energy Efficiency | 26845.819 | 28556.4198 | 30306.3036 | 32251.1931 | 34351.033 | 36437.5591 | 38662.135 | 41017.6276 | 43541.6806 | 46208.6429 | 48932.9213 | 51701.8719 | 54716.0366
Scenario 1: Reference | SCG | Com | WholeBlg | Com - Office (Small) | Program Administrator Cost Test | Energy Efficiency | 26845.819 | 28556.4198 | 30306.3036 | 32251.1931 | 34351.033 | 36437.5591 | 38662.135 | 41017.6276 | 43541.6806 | 46208.6429 | 48932.9213 | 51701.8719 | 54716.0366
Scenario 1: Reference | SCG | Com | WholeBlg | Com - Office (Small) | Rate Impact Measure Test | Energy Efficiency | 26845.819 | 28556.4198 | 30306.3036 | 32251.1931 | 34351.033 | 36437.5591 | 38662.135 | 41017.6276 | 43541.6806 | 46208.6429 | 48932.9213 | 51701.8719 | 54716.0366
Scenario 1: Reference | SCG | Com | WholeBlg | Com - Office (Small) | Total Resource Cost Test | Energy Efficiency | 26845.819 | 28556.4198 | 30306.3036 | 32251.1931 | 34351.033 | 36437.5591 | 38662.135 | 41017.6276 | 43541.6806 | 46208.6429 | 48932.9213 | 51701.8719 | 54716.0366
Scenario 1: Reference | SCG | Com | WholeBlg | Com - Other | Participant Cost Test | Energy Efficiency | 468970.007 | 500591.753 | 533161.8609 | 569426.3232 | 608706.0724 | 648517.3631 | 691479.2722 | 736932.7909 | 785765.2833 | 836165.5752 | 889487.511 | 943943.8941 | 998657.0083
Scenario 1: Reference | SCG | Com | WholeBlg | Com - Other | Program Administrator Cost Test | Energy Efficiency | 468970.007 | 500591.753 | 533161.8609 | 569426.3232 | 608706.0724 | 648517.3631 | 691479.2722 | 736932.7909 | 785765.2833 | 836165.5752 | 889487.511 | 943943.8941 | 998657.0083
Scenario 1: Reference | SCG | Com | WholeBlg | Com - Other | Rate Impact Measure Test | Energy Efficiency | 468970.007 | 500591.753 | 533161.8609 | 569426.3232 | 608706.0724 | 648517.3631 | 691479.2722 | 736932.7909 | 785765.2833 | 836165.5752 | 889487.511 | 943943.8941 | 998657.0083
Scenario 1: Reference | SCG | Com | WholeBlg | Com - Other | Total Resource Cost Test | Energy Efficiency | 468970.007 | 500591.753 | 533161.8609 | 569426.3232 | 608706.0724 | 648517.3631 | 691479.2722 | 736932.7909 | 785765.2833 | 836165.5752 | 889487.511 | 943943.8941 | 998657.0083
Scenario 1: Reference | SCG | Com | WholeBlg | Com - Refrig. Warehouse | Participant Cost Test | Energy Efficiency | 9093.4595 | 9746.5184 | 10423.7779 | 11177.4929 | 11994.8754 | 12806.319 | 13674.2833 | 14600.7868 | 15598.927 | 16606.1232 | 17691.8078 | 18802.2446 | 19913.6186
Scenario 1: Reference | SCG | Com | WholeBlg | Com - Refrig. Warehouse | Program Administrator Cost Test | Energy Efficiency | 9093.4595 | 9746.5184 | 10423.7779 | 11177.4929 | 11994.8754 | 12806.319 | 13674.2833 | 14600.7868 | 15598.927 | 16606.1232 | 17691.8078 | 18802.2446 | 19913.6186
Scenario 1: Reference | SCG | Com | WholeBlg | Com - Refrig. Warehouse | Rate Impact Measure Test | Energy Efficiency | 9093.4595 | 9746.5184 | 10423.7779 | 11177.4929 | 11994.8754 | 12806.319 | 13674.2833 | 14600.7868 | 15598.927 | 16606.1232 | 17691.8078 | 18802.2446 | 19913.6186
Scenario 1: Reference | SCG | Com | WholeBlg | Com - Refrig. Warehouse | Total Resource Cost Test | Energy Efficiency | 9093.4595 | 9746.5184 | 10423.7779 | 11177.4929 | 11994.8754 | 12806.319 | 13674.2833 | 14600.7868 | 15598.927 | 16606.1232 | 17691.8078 | 18802.2446 | 19913.6186
Scenario 1: Reference | SCG | Com | WholeBlg | Com - Restaurant | Participant Cost Test | Energy Efficiency | 199452.0522 | 213838.117 | 228737.8673 | 245320.9 | 263335.7696 | 281341.1425 | 300619.927 | 321202.6292 | 343379.8806 | 365937.4676 | 390129.3293 | 414901.9635 | 439357.8646
Scenario 1: Reference | SCG | Com | WholeBlg | Com - Restaurant | Program Administrator Cost Test | Energy Efficiency | 199452.0522 | 213838.117 | 228737.8673 | 245320.9 | 263335.7696 | 281341.1425 | 300619.927 | 321202.6292 | 343379.8806 | 365937.4676 | 390129.3293 | 414901.9635 | 439357.8646
Scenario 1: Reference | SCG | Com | WholeBlg | Com - Restaurant | Rate Impact Measure Test | Energy Efficiency | 199452.0522 | 213838.117 | 228737.8673 | 245320.9 | 263335.7696 | 281341.1425 | 300619.927 | 321202.6292 | 343379.8806 | 365937.4676 | 390129.3293 | 414901.9635 | 439357.8646
Scenario 1: Reference | SCG | Com | WholeBlg | Com - Restaurant | Total Resource Cost Test | Energy Efficiency | 199452.0522 | 213838.117 | 228737.8673 | 245320.9 | 263335.7696 | 281341.1425 | 300619.927 | 321202.6292 | 343379.8806 | 365937.4676 | 390129.3293 | 414901.9635 | 439357.8646
Scenario 1: Reference | SCG | Com | WholeBlg | Com - Retail | Participant Cost Test | Energy Efficiency | 54042.9135 | 57706.6857 | 61474.8785 | 65666.7493 | 70209.6138 | 74759.4311 | 79629.7648 | 84811.4555 | 90379.6918 | 96105.6664 | 102151.1729 | 108319.5231 | 382098.9569
Scenario 1: Reference | SCG | Com | WholeBlg | Com - Retail | Program Administrator Cost Test | Energy Efficiency | 54042.9135 | 57706.6857 | 61474.8785 | 65666.7493 | 70209.6138 | 74759.4311 | 79629.7648 | 84811.4555 | 90379.6918 | 96105.6664 | 102151.1729 | 108319.5231 | 436333.0737
Scenario 1: Reference | SCG | Com | WholeBlg | Com - Retail | Rate Impact Measure Test | Energy Efficiency | 54042.9135 | 57706.6857 | 61474.8785 | 65666.7493 | 70209.6138 | 74759.4311 | 79629.7648 | 84811.4555 | 90379.6918 | 96105.6664 | 102151.1729 | 108319.5231 | 436333.0737
Scenario 1: Reference | SCG | Com | WholeBlg | Com - Retail | Total Resource Cost Test | Energy Efficiency | 54042.9135 | 57706.6857 | 61474.8785 | 65666.7493 | 70209.6138 | 74759.4311 | 79629.7648 | 84811.4555 | 90379.6918 | 96105.6664 | 102151.1729 | 108319.5231 | 436333.0737
Scenario 1: Reference | SCG | Com | WholeBlg | Com - School | Participant Cost Test | Energy Efficiency | 86667.4419 | 91572.2784 | 96521.1221 | 102010.5677 | 107883.6198 | 113963.1216 | 120409.3552 | 127110.6021 | 134228.9377 | 141782.398 | 149429.7364 | 157125.7043 | 166164.0568
Scenario 1: Reference | SCG | Com | WholeBlg | Com - School | Program Administrator Cost Test | Energy Efficiency | 86667.4419 | 91572.2784 | 96521.1221 | 102010.5677 | 107883.6198 | 113963.1216 | 120409.3552 | 127110.6021 | 134228.9377 | 141782.398 | 149429.7364 | 157125.7043 | 166164.0568
Scenario 1: Reference | SCG | Com | WholeBlg | Com - School | Rate Impact Measure Test | Energy Efficiency | 86667.4419 | 91572.2784 | 96521.1221 | 102010.5677 | 107883.6198 | 113963.1216 | 120409.3552 | 127110.6021 | 134228.9377 | 141782.398 | 149429.7364 | 157125.7043 | 166164.0568
Scenario 1: Reference | SCG | Com | WholeBlg | Com - School | Total Resource Cost Test | Energy Efficiency | 86667.4419 | 91572.2784 | 96521.1221 | 102010.5677 | 107883.6198 | 113963.1216 | 120409.3552 | 127110.6021 | 134228.9377 | 141782.398 | 149429.7364 | 157125.7043 | 166164.0568
Scenario 1: Reference | SCG | Com | WholeBlg | Com - Warehouse | Participant Cost Test | Energy Efficiency | 177464.5585 | 189532.313 | 201973.6834 | 215843.5598 | 230897.9243 | 245824.6745 | 261792.1867 | 278818.7742 | 297145.2981 | 315737.7057 | 335611.442 | 355888.3694 | 376911.0804
Scenario 1: Reference | SCG | Com | WholeBlg | Com - Warehouse | Program Administrator Cost Test | Energy Efficiency | 177464.5585 | 189532.313 | 201973.6834 | 215843.5598 | 230897.9243 | 245824.6745 | 261792.1867 | 278818.7742 | 297145.2981 | 315737.7057 | 335611.442 | 355888.3694 | 376911.0804
Scenario 1: Reference | SCG | Com | WholeBlg | Com - Warehouse | Rate Impact Measure Test | Energy Efficiency | 177464.5585 | 189532.313 | 201973.6834 | 215843.5598 | 230897.9243 | 245824.6745 | 261792.1867 | 278818.7742 | 297145.2981 | 315737.7057 | 335611.442 | 355888.3694 | 376911.0804
Scenario 1: Reference | SCG | Com | WholeBlg | Com - Warehouse | Total Resource Cost Test | Energy Efficiency | 177464.5585 | 189532.313 | 201973.6834 | 215843.5598 | 230897.9243 | 245824.6745 | 261792.1867 | 278818.7742 | 297145.2981 | 315737.7057 | 335611.442 | 355888.3694 | 376911.0804
Scenario 1: Reference | SCG | Ind | WholeBlg | Ind - All Other Industrial | Participant Cost Test | Energy Efficiency | 420205.5247 | 445058.3853 | 470718.8085 | 497702.384 | 526217.1397 | 555972.8892 | 587384.1813 | 620878.0926 | 656626.0161 | 695018.3752 | 736181.7946 | 780325.1859 | 827624.2512
Scenario 1: Reference | SCG | Ind | WholeBlg | Ind - All Other Industrial | Program Administrator Cost Test | Energy Efficiency | 420205.5247 | 445058.3853 | 470718.8085 | 497702.384 | 526217.1397 | 555972.8892 | 587384.1813 | 620878.0926 | 656626.0161 | 695018.3752 | 736181.7946 | 780325.1859 | 827624.2512
Scenario 1: Reference | SCG | Ind | WholeBlg | Ind - All Other Industrial | Rate Impact Measure Test | Energy Efficiency | 420205.5247 | 445058.3853 | 470718.8085 | 497702.384 | 526217.1397 | 555972.8892 | 587384.1813 | 620878.0926 | 656626.0161 | 695018.3752 | 736181.7946 | 780325.1859 | 827624.2512
Scenario 1: Reference | SCG | Ind | WholeBlg | Ind - All Other Industrial | Total Resource Cost Test | Energy Efficiency | 420205.5247 | 445058.3853 | 470718.8085 | 497702.384 | 526217.1397 | 555972.8892 | 587384.1813 | 620878.0926 | 656626.0161 | 695018.3752 | 736181.7946 | 780325.1859 | 827624.2512
Scenario 1: Reference | SCG | Ind | WholeBlg | Ind - Chemicals | Participant Cost Test | Energy Efficiency | 5080464.2597 | 5385240.8988 | 5705901.6069 | 6043621.4543 | 6400434.7925 | 6773995.8272 | 7165801.5078 | 7578244.8271 | 8018149.0009 | 8486797.8151 | 8984231.1516 | 9511444.8506 | 10072207.2094
Scenario 1: Reference | SCG | Ind | WholeBlg | Ind - Chemicals | Program Administrator Cost Test | Energy Efficiency | 5080464.2597 | 5385240.8988 | 5705901.6069 | 6043621.4543 | 6400434.7925 | 6773995.8272 | 7165801.5078 | 7578244.8271 | 8018149.0009 | 8486797.8151 | 8984231.1516 | 9511444.8506 | 10072207.2094
Scenario 1: Reference | SCG | Ind | WholeBlg | Ind - Chemicals | Rate Impact Measure Test | Energy Efficiency | 5080464.2597 | 5385240.8988 | 5705901.6069 | 6043621.4543 | 6400434.7925 | 6773995.8272 | 7165801.5078 | 7578244.8271 | 8018149.0009 | 8486797.8151 | 8984231.1516 | 9511444.8506 | 10072207.2094
Scenario 1: Reference | SCG | Ind | WholeBlg | Ind - Chemicals | Total Resource Cost Test | Energy Efficiency | 5080464.2597 | 5385240.8988 | 5705901.6069 | 6043621.4543 | 6400434.7925 | 6773995.8272 | 7165801.5078 | 7578244.8271 | 8018149.0009 | 8486797.8151 | 8984231.1516 | 9511444.8506 | 10072207.2094
Scenario 1: Reference | SCG | Ind | WholeBlg | Ind - Electronics | Participant Cost Test | Energy Efficiency | 242702.5787 | 257317.6574 | 272817.1237 | 289218.4819 | 306618.4389 | 325061.9534 | 344716.1846 | 365698.7076 | 388065.4474 | 411950.4056 | 437388.8823 | 464489.0104 | 493423.7516
Scenario 1: Reference | SCG | Ind | WholeBlg | Ind - Electronics | Program Administrator Cost Test | Energy Efficiency | 242702.5787 | 257317.6574 | 272817.1237 | 289218.4819 | 306618.4389 | 325061.9534 | 344716.1846 | 365698.7076 | 388065.4474 | 411950.4056 | 437388.8823 | 464489.0104 | 493423.7516
Scenario 1: Reference | SCG | Ind | WholeBlg | Ind - Electronics | Rate Impact Measure Test | Energy Efficiency | 242702.5787 | 257317.6574 | 272817.1237 | 289218.4819 | 306618.4389 | 325061.9534 | 344716.1846 | 365698.7076 | 388065.4474 | 411950.4056 | 437388.8823 | 464489.0104 | 493423.7516
Scenario 1: Reference | SCG | Ind | WholeBlg | Ind - Electronics | Total Resource Cost Test | Energy Efficiency | 242702.5787 | 257317.6574 | 272817.1237 | 289218.4819 | 306618.4389 | 325061.9534 | 344716.1846 | 365698.7076 | 388065.4474 | 411950.4056 | 437388.8823 | 464489.0104 | 493423.7516
Scenario 1: Reference | SCG | Ind | WholeBlg | Ind - Fabricated Metals | Participant Cost Test | Energy Efficiency | 1456767.3217 | 1552074.3317 | 1654296.0603 | 1757035.2943 | 1863288.3188 | 1972585.3126 | 2086254.1327 | 2206470.5559 | 2334066.3654 | 2470128.035 | 2614053.336 | 2765752.882 | 2926006.6527
Scenario 1: Reference | SCG | Ind | WholeBlg | Ind - Fabricated Metals | Program Administrator Cost Test | Energy Efficiency | 1456767.3217 | 1552074.3317 | 1654296.0603 | 1757035.2943 | 1863288.3188 | 1972585.3126 | 2086254.1327 | 2206470.5559 | 2334066.3654 | 2470128.035 | 2614053.336 | 2765752.882 | 2926006.6527
Scenario 1: Reference | SCG | Ind | WholeBlg | Ind - Fabricated Metals | Rate Impact Measure Test | Energy Efficiency | 1456767.3217 | 1552074.3317 | 1654296.0603 | 1757035.2943 | 1863288.3188 | 1972585.3126 | 2086254.1327 | 2206470.5559 | 2334066.3654 | 2470128.035 | 2614053.336 | 2765752.882 | 2926006.6527
Scenario 1: Reference | SCG | Ind | WholeBlg | Ind - Fabricated Metals | Total Resource Cost Test | Energy Efficiency | 1456767.3217 | 1552074.3317 | 1654296.0603 | 1757035.2943 | 1863288.3188 | 1972585.3126 | 2086254.1327 | 2206470.5559 | 2334066.3654 | 2470128.035 | 2614053.336 | 2765752.882 | 2926006.6527
Scenario 1: Reference | SCG | Ind | WholeBlg | Ind - Food | Participant Cost Test | Energy Efficiency | 6984012.7067 | 7345521.9462 | 7725533.1085 | 8126634.958 | 8549468.5867 | 8995478.8668 | 9467900.0002 | 9967384.8045 | 10497227.7443 | 11060360.5445 | 11656570.6525 | 12287424.8229 | 12957706.5222
Scenario 1: Reference | SCG | Ind | WholeBlg | Ind - Food | Program Administrator Cost Test | Energy Efficiency | 6984012.7067 | 7345521.9462 | 7725533.1085 | 8126634.958 | 8549468.5867 | 8995478.8668 | 9467900.0002 | 9967384.8045 | 10497227.7443 | 11060360.5445 | 11656570.6525 | 12287424.8229 | 12957706.5222
Scenario 1: Reference | SCG | Ind | WholeBlg | Ind - Food | Rate Impact Measure Test | Energy Efficiency | 6984012.7067 | 7345521.9462 | 7725533.1085 | 8126634.958 | 8549468.5867 | 8995478.8668 | 9467900.0002 | 9967384.8045 | 10497227.7443 | 11060360.5445 | 11656570.6525 | 12287424.8229 | 12957706.5222
Scenario 1: Reference | SCG | Ind | WholeBlg | Ind - Food | Total Resource Cost Test | Energy Efficiency | 6984012.7067 | 7345521.9462 | 7725533.1085 | 8126634.958 | 8549468.5867 | 8995478.8668 | 9467900.0002 | 9967384.8045 | 10497227.7443 | 11060360.5445 | 11656570.6525 | 12287424.8229 | 12957706.5222
Scenario 1: Reference | SCG | Ind | WholeBlg | Ind - Industrial Machinery | Participant Cost Test | Energy Efficiency | 151480.7861 | 162218.5469 | 173911.6973 | 185346.7247 | 196841.7603 | 208621.0631 | 221124.9808 | 234426.3683 | 248625.3212 | 263832.5304 | 279884.2532 | 296780.155 | 314602.6567
Scenario 1: Reference | SCG | Ind | WholeBlg | Ind - Industrial Machinery | Program Administrator Cost Test | Energy Efficiency | 151480.7861 | 162218.5469 | 173911.6973 | 185346.7247 | 196841.7603 | 208621.0631 | 221124.9808 | 234426.3683 | 248625.3212 | 263832.5304 | 279884.2532 | 296780.155 | 314602.6567
Scenario 1: Reference | SCG | Ind | WholeBlg | Ind - Industrial Machinery | Rate Impact Measure Test | Energy Efficiency | 151480.7861 | 162218.5469 | 173911.6973 | 185346.7247 | 196841.7603 | 208621.0631 | 221124.9808 | 234426.3683 | 248625.3212 | 263832.5304 | 279884.2532 | 296780.155 | 314602.6567
Scenario 1: Reference | SCG | Ind | WholeBlg | Ind - Industrial Machinery | Total Resource Cost Test | Energy Efficiency | 151480.7861 | 162218.5469 | 173911.6973 | 185346.7247 | 196841.7603 | 208621.0631 | 221124.9808 | 234426.3683 | 248625.3212 | 263832.5304 | 279884.2532 | 296780.155 | 314602.6567
Scenario 1: Reference | SCG | Ind | WholeBlg | Ind - Lumber & Furniture | Participant Cost Test | Energy Efficiency | 68141.3014 | 72236.8819 | 76558.3567 | 81121.3212 | 85977.5017 | 90895.9481 | 95885.9508 | 101219.3727 | 106912.2854 | 113014.4938 | 119542.1995 | 126472.1248 | 133823.6641
Scenario 1: Reference | SCG | Ind | WholeBlg | Ind - Lumber & Furniture | Program Administrator Cost Test | Energy Efficiency | 68141.3014 | 72236.8819 | 76558.3567 | 81121.3212 | 85977.5017 | 90895.9481 | 95885.9508 | 101219.3727 | 106912.2854 | 113014.4938 | 119542.1995 | 126472.1248 | 133823.6641
Scenario 1: Reference | SCG | Ind | WholeBlg | Ind - Lumber & Furniture | Rate Impact Measure Test | Energy Efficiency | 68141.3014 | 72236.8819 | 76558.3567 | 81121.3212 | 85977.5017 | 90895.9481 | 95885.9508 | 101219.3727 | 106912.2854 | 113014.4938 | 119542.1995 | 126472.1248 | 133823.6641
Scenario 1: Reference | SCG | Ind | WholeBlg | Ind - Lumber & Furniture | Total Resource Cost Test | Energy Efficiency | 68141.3014 | 72236.8819 | 76558.3567 | 81121.3212 | 85977.5017 | 90895.9481 | 95885.9508 | 101219.3727 | 106912.2854 | 113014.4938 | 119542.1995 | 126472.1248 | 133823.6641
Scenario 1: Reference | SCG | Ind | WholeBlg | Ind - Paper | Participant Cost Test | Energy Efficiency | 1064631.7955 | 1121989.174 | 1182905.4847 | 1249545.8578 | 1320782.542 | 1395385.2247 | 1475331.5097 | 1561898.6295 | 1655812.835 | 1757725.3309 | 1867352.7354 | 1984575.4481 | 2110081.8328
Scenario 1: Reference | SCG | Ind | WholeBlg | Ind - Paper | Program Administrator Cost Test | Energy Efficiency | 1064631.7955 | 1121989.174 | 1182905.4847 | 1249545.8578 | 1320782.542 | 1395385.2247 | 1475331.5097 | 1561898.6295 | 1655812.835 | 1757725.3309 | 1867352.7354 | 1984575.4481 | 2110081.8328
Scenario 1: Reference | SCG | Ind | WholeBlg | Ind - Paper | Rate Impact Measure Test | Energy Efficiency | 1064631.7955 | 1121989.174 | 1182905.4847 | 1249545.8578 | 1320782.542 | 1395385.2247 | 1475331.5097 | 1561898.6295 | 1655812.835 | 1757725.3309 | 1867352.7354 | 1984575.4481 | 2110081.8328
Scenario 1: Reference | SCG | Ind | WholeBlg | Ind - Paper | Total Resource Cost Test | Energy Efficiency | 1064631.7955 | 1121989.174 | 1182905.4847 | 1249545.8578 | 1320782.542 | 1395385.2247 | 1475331.5097 | 1561898.6295 | 1655812.835 | 1757725.3309 | 1867352.7354 | 1984575.4481 | 2110081.8328
Scenario 1: Reference | SCG | Ind | WholeBlg | Ind - Petroleum | Participant Cost Test | Energy Efficiency | 20721964.9352 | 21866642.0618 | 23077461.5404 | 24358838.3394 | 25703271.3893 | 27099706.9369 | 28567528.3904 | 30113874.2264 | 31764869.0455 | 33520634.2907 | 35371581.0825 | 37322867.5334 | 39396083.7127
Scenario 1: Reference | SCG | Ind | WholeBlg | Ind - Petroleum | Program Administrator Cost Test | Energy Efficiency | 20721964.9352 | 21866642.0618 | 23077461.5404 | 24358838.3394 | 25703271.3893 | 27099706.9369 | 28567528.3904 | 30113874.2264 | 31764869.0455 | 33520634.2907 | 35371581.0825 | 37322867.5334 | 39396083.7127
Scenario 1: Reference | SCG | Ind | WholeBlg | Ind - Petroleum | Rate Impact Measure Test | Energy Efficiency | 20721964.9352 | 21866642.0618 | 23077461.5404 | 24358838.3394 | 25703271.3893 | 27099706.9369 | 28567528.3904 | 30113874.2264 | 31764869.0455 | 33520634.2907 | 35371581.0825 | 37322867.5334 | 39396083.7127
Scenario 1: Reference | SCG | Ind | WholeBlg | Ind - Petroleum | Total Resource Cost Test | Energy Efficiency | 20721964.9352 | 21866642.0618 | 23077461.5404 | 24358838.3394 | 25703271.3893 | 27099706.9369 | 28567528.3904 | 30113874.2264 | 31764869.0455 | 33520634.2907 | 35371581.0825 | 37322867.5334 | 39396083.7127
Scenario 1: Reference | SCG | Ind | WholeBlg | Ind - Plastics | Participant Cost Test | Energy Efficiency | 238199.5279 | 262860.8788 | 289050.4475 | 316559.4846 | 346010.1829 | 376259.8058 | 406465.8054 | 436679.9723 | 469778.8289 | 505675.2917 | 544223.1855 | 585106.0624 | 628592.1809
Scenario 1: Reference | SCG | Ind | WholeBlg | Ind - Plastics | Program Administrator Cost Test | Energy Efficiency | 238199.5279 | 262860.8788 | 289050.4475 | 316559.4846 | 346010.1829 | 376259.8058 | 406465.8054 | 436679.9723 | 469778.8289 | 505675.2917 | 544223.1855 | 585106.0624 | 628592.1809
Scenario 1: Reference | SCG | Ind | WholeBlg | Ind - Plastics | Rate Impact Measure Test | Energy Efficiency | 238199.5279 | 262860.8788 | 289050.4475 | 316559.4846 | 346010.1829 | 376259.8058 | 406465.8054 | 436679.9723 | 469778.8289 | 505675.2917 | 544223.1855 | 585106.0624 | 628592.1809
Scenario 1: Reference | SCG | Ind | WholeBlg | Ind - Plastics | Total Resource Cost Test | Energy Efficiency | 238199.5279 | 262860.8788 | 289050.4475 | 316559.4846 | 346010.1829 | 376259.8058 | 406465.8054 | 436679.9723 | 469778.8289 | 505675.2917 | 544223.1855 | 585106.0624 | 628592.1809
Scenario 1: Reference | SCG | Ind | WholeBlg | Ind - Primary Metals | Participant Cost Test | Energy Efficiency | 1558795.4221 | 1648344.6335 | 1744055.2311 | 1844574.5928 | 1950106.2162 | 2061259.3859 | 2179550.8297 | 2305280.6048 | 2438925.4312 | 2581152.2091 | 2731801.7243 | 2891511.3232 | 3061465.7431
Scenario 1: Reference | SCG | Ind | WholeBlg | Ind - Primary Metals | Program Administrator Cost Test | Energy Efficiency | 1558795.4221 | 1648344.6335 | 1744055.2311 | 1844574.5928 | 1950106.2162 | 2061259.3859 | 2179550.8297 | 2305280.6048 | 2438925.4312 | 2581152.2091 | 2731801.7243 | 2891511.3232 | 3061465.7431
Scenario 1: Reference | SCG | Ind | WholeBlg | Ind - Primary Metals | Rate Impact Measure Test | Energy Efficiency | 1558795.4221 | 1648344.6335 | 1744055.2311 | 1844574.5928 | 1950106.2162 | 2061259.3859 | 2179550.8297 | 2305280.6048 | 2438925.4312 | 2581152.2091 | 2731801.7243 | 2891511.3232 | 3061465.7431
Scenario 1: Reference | SCG | Ind | WholeBlg | Ind - Primary Metals | Total Resource Cost Test | Energy Efficiency | 1558795.4221 | 1648344.6335 | 1744055.2311 | 1844574.5928 | 1950106.2162 | 2061259.3859 | 2179550.8297 | 2305280.6048 | 2438925.4312 | 2581152.2091 | 2731801.7243 | 2891511.3232 | 3061465.7431
Scenario 1: Reference | SCG | Ind | WholeBlg | Ind - Printing & Publishing | Participant Cost Test | Energy Efficiency | 86278.2493 | 91167.0832 | 96334.6742 | 101803.0734 | 107454.2172 | 113170.3466 | 119215.8765 | 125707.4405 | 132777.4726 | 140421.0951 | 148528.557 | 157061.2477 | 166083.4433
Scenario 1: Reference | SCG | Ind | WholeBlg | Ind - Printing & Publishing | Program Administrator Cost Test | Energy Efficiency | 86278.2493 | 91167.0832 | 96334.6742 | 101803.0734 | 107454.2172 | 113170.3466 | 119215.8765 | 125707.4405 | 132777.4726 | 140421.0951 | 148528.557 | 157061.2477 | 166083.4433
Scenario 1: Reference | SCG | Ind | WholeBlg | Ind - Printing & Publishing | Rate Impact Measure Test | Energy Efficiency | 86278.2493 | 91167.0832 | 96334.6742 | 101803.0734 | 107454.2172 | 113170.3466 | 119215.8765 | 125707.4405 | 132777.4726 | 140421.0951 | 148528.557 | 157061.2477 | 166083.4433
Scenario 1: Reference | SCG | Ind | WholeBlg | Ind - Printing & Publishing | Total Resource Cost Test | Energy Efficiency | 86278.2493 | 91167.0832 | 96334.6742 | 101803.0734 | 107454.2172 | 113170.3466 | 119215.8765 | 125707.4405 | 132777.4726 | 140421.0951 | 148528.557 | 157061.2477 | 166083.4433
Scenario 1: Reference | SCG | Ind | WholeBlg | Ind - Stone-Glass-Clay | Participant Cost Test | Energy Efficiency | 1648291.7987 | 1747850.0498 | 1851057.8334 | 1958925.3044 | 2072518.5909 | 2191284.6501 | 2315708.2858 | 2447628.7168 | 2587635.5945 | 2736824.3008 | 2895563.0349 | 3064500.5084 | 3244316.5874
Scenario 1: Reference | SCG | Ind | WholeBlg | Ind - Stone-Glass-Clay | Program Administrator Cost Test | Energy Efficiency | 1648291.7987 | 1747850.0498 | 1851057.8334 | 1958925.3044 | 2072518.5909 | 2191284.6501 | 2315708.2858 | 2447628.7168 | 2587635.5945 | 2736824.3008 | 2895563.0349 | 3064500.5084 | 3244316.5874
Scenario 1: Reference | SCG | Ind | WholeBlg | Ind - Stone-Glass-Clay | Rate Impact Measure Test | Energy Efficiency | 1648291.7987 | 1747850.0498 | 1851057.8334 | 1958925.3044 | 2072518.5909 | 2191284.6501 | 2315708.2858 | 2447628.7168 | 2587635.5945 | 2736824.3008 | 2895563.0349 | 3064500.5084 | 3244316.5874
Scenario 1: Reference | SCG | Ind | WholeBlg | Ind - Stone-Glass-Clay | Total Resource Cost Test | Energy Efficiency | 1648291.7987 | 1747850.0498 | 1851057.8334 | 1958925.3044 | 2072518.5909 | 2191284.6501 | 2315708.2858 | 2447628.7168 | 2587635.5945 | 2736824.3008 | 2895563.0349 | 3064500.5084 | 3244316.5874
Scenario 1: Reference | SCG | Ind | WholeBlg | Ind - Textiles | Participant Cost Test | Energy Efficiency | 787571.1837 | 829948.1805 | 874707.0927 | 921531.1912 | 970722.1781 | 1022446.094 | 1077174.9224 | 1135105.0079 | 1196508.2455 | 1261743.1698 | 1330825.7083 | 1404062.9849 | 1481949.6836
Scenario 1: Reference | SCG | Ind | WholeBlg | Ind - Textiles | Program Administrator Cost Test | Energy Efficiency | 787571.1837 | 829948.1805 | 874707.0927 | 921531.1912 | 970722.1781 | 1022446.094 | 1077174.9224 | 1135105.0079 | 1196508.2455 | 1261743.1698 | 1330825.7083 | 1404062.9849 | 1481949.6836
Scenario 1: Reference | SCG | Ind | WholeBlg | Ind - Textiles | Rate Impact Measure Test | Energy Efficiency | 787571.1837 | 829948.1805 | 874707.0927 | 921531.1912 | 970722.1781 | 1022446.094 | 1077174.9224 | 1135105.0079 | 1196508.2455 | 1261743.1698 | 1330825.7083 | 1404062.9849 | 1481949.6836
Scenario 1: Reference | SCG | Ind | WholeBlg | Ind - Textiles | Total Resource Cost Test | Energy Efficiency | 787571.1837 | 829948.1805 | 874707.0927 | 921531.1912 | 970722.1781 | 1022446.094 | 1077174.9224 | 1135105.0079 | 1196508.2455 | 1261743.1698 | 1330825.7083 | 1404062.9849 | 1481949.6836
Scenario 1: Reference | SCG | Ind | WholeBlg | Ind - Transportation Equipment | Participant Cost Test | Energy Efficiency | 586056.5547 | 616426.8216 | 648572.8104 | 682457.2484 | 718258.6426 | 756101.4758 | 796253.9577 | 838800.3754 | 883896.433 | 931755.2736 | 982432.7968 | 1036157.8318 | 1093310.6517
Scenario 1: Reference | SCG | Ind | WholeBlg | Ind - Transportation Equipment | Program Administrator Cost Test | Energy Efficiency | 586056.5547 | 616426.8216 | 648572.8104 | 682457.2484 | 718258.6426 | 756101.4758 | 796253.9577 | 838800.3754 | 883896.433 | 931755.2736 | 982432.7968 | 1036157.8318 | 1093310.6517
Scenario 1: Reference | SCG | Ind | WholeBlg | Ind - Transportation Equipment | Rate Impact Measure Test | Energy Efficiency | 586056.5547 | 616426.8216 | 648572.8104 | 682457.2484 | 718258.6426 | 756101.4758 | 796253.9577 | 838800.3754 | 883896.433 | 931755.2736 | 982432.7968 | 1036157.8318 | 1093310.6517
Scenario 1: Reference | SCG | Ind | WholeBlg | Ind - Transportation Equipment | Total Resource Cost Test | Energy Efficiency | 586056.5547 | 616426.8216 | 648572.8104 | 682457.2484 | 718258.6426 | 756101.4758 | 796253.9577 | 838800.3754 | 883896.433 | 931755.2736 | 982432.7968 | 1036157.8318 | 1093310.6517
Scenario 1: Reference | SCG | Res | AppPlug | Res - Multi Family | Participant Cost Test | Energy Efficiency | 0 | 0 | 0 | 0 | 0 | 0 | 0 | 0 | 0 | 0 | 0 | 0 | 0
Scenario 1: Reference | SCG | Res | AppPlug | Res - Multi Family | Program Administrator Cost Test | Energy Efficiency | 0 | 0 | 0 | 0 | 0 | 0 | 0 | 0 | 0 | 0 | 0 | 0 | 0
Scenario 1: Reference | SCG | Res | AppPlug | Res - Multi Family | Rate Impact Measure Test | Energy Efficiency | 0 | 0 | 0 | 0 | 0 | 0 | 0 | 0 | 0 | 0 | 0 | 0 | 0
Scenario 1: Reference | SCG | Res | AppPlug | Res - Multi Family | Total Resource Cost Test | Energy Efficiency | 0 | 0 | 0 | 0 | 0 | 0 | 0 | 0 | 0 | 0 | 0 | 0 | 0
Scenario 1: Reference | SCG | Res | AppPlug | Res - Single Family | Participant Cost Test | Energy Efficiency | 0 | 0 | 0 | 0 | 0 | 0 | 0 | 0 | 0 | 0 | 0 | 0 | 0
Scenario 1: Reference | SCG | Res | AppPlug | Res - Single Family | Program Administrator Cost Test | Energy Efficiency | 0 | 0 | 0 | 0 | 0 | 0 | 0 | 0 | 0 | 0 | 0 | 0 | 0
Scenario 1: Reference | SCG | Res | AppPlug | Res - Single Family | Rate Impact Measure Test | Energy Efficiency | 0 | 0 | 0 | 0 | 0 | 0 | 0 | 0 | 0 | 0 | 0 | 0 | 0
Scenario 1: Reference | SCG | Res | AppPlug | Res - Single Family | Total Resource Cost Test | Energy Efficiency | 0 | 0 | 0 | 0 | 0 | 0 | 0 | 0 | 0 | 0 | 0 | 0 | 0
Scenario 1: Reference | SCG | Res | BROs | Income Qualified - Multi Family IQ | Participant Cost Test | Energy Efficiency | 412117.0621 | 439048.3801 | 468719.9133 | 501709.1793 | 538378.395 | 579086.3082 | 623877.0907 | 675312.1721 | 732946.4947 | 798685.1738 | 872067.2803 | 954324.8906 | 1047253.5223
Scenario 1: Reference | SCG | Res | BROs | Income Qualified - Multi Family IQ | Program Administrator Cost Test | Energy Efficiency | 412117.0621 | 439048.3801 | 468719.9133 | 501709.1793 | 538378.395 | 579086.3082 | 623877.0907 | 675312.1721 | 732946.4947 | 798685.1738 | 872067.2803 | 954324.8906 | 1047253.5223
Scenario 1: Reference | SCG | Res | BROs | Income Qualified - Multi Family IQ | Rate Impact Measure Test | Energy Efficiency | 412117.0621 | 439048.3801 | 468719.9133 | 501709.1793 | 538378.395 | 579086.3082 | 623877.0907 | 675312.1721 | 732946.4947 | 798685.1738 | 872067.2803 | 954324.8906 | 1047253.5223
Scenario 1: Reference | SCG | Res | BROs | Income Qualified - Multi Family IQ | Total Resource Cost Test | Energy Efficiency | 412117.0621 | 439048.3801 | 468719.9133 | 501709.1793 | 538378.395 | 579086.3082 | 623877.0907 | 675312.1721 | 732946.4947 | 798685.1738 | 872067.2803 | 954324.8906 | 1047253.5223
Scenario 1: Reference | SCG | Res | BROs | Income Qualified - Single Family IQ | Participant Cost Test | Energy Efficiency | 1272012.8902 | 1353673.286 | 1443325.4644 | 1542684.3328 | 1652999.5347 | 1775603.3171 | 1911475.7058 | 2066551.9891 | 2240176.3714 | 2435178.3015 | 2652464.4837 | 2895596.1243 | 3169848.961
Scenario 1: Reference | SCG | Res | BROs | Income Qualified - Single Family IQ | Program Administrator Cost Test | Energy Efficiency | 1272012.8902 | 1353673.286 | 1443325.4644 | 1542684.3328 | 1652999.5347 | 1775603.3171 | 1911475.7058 | 2066551.9891 | 2240176.3714 | 2435178.3015 | 2652464.4837 | 2895596.1243 | 3169848.961
Scenario 1: Reference | SCG | Res | BROs | Income Qualified - Single Family IQ | Rate Impact Measure Test | Energy Efficiency | 1272012.8902 | 1353673.286 | 1443325.4644 | 1542684.3328 | 1652999.5347 | 1775603.3171 | 1911475.7058 | 2066551.9891 | 2240176.3714 | 2435178.3015 | 2652464.4837 | 2895596.1243 | 3169848.961
Scenario 1: Reference | SCG | Res | BROs | Income Qualified - Single Family IQ | Total Resource Cost Test | Energy Efficiency | 1272012.8902 | 1353673.286 | 1443325.4644 | 1542684.3328 | 1652999.5347 | 1775603.3171 | 1911475.7058 | 2066551.9891 | 2240176.3714 | 2435178.3015 | 2652464.4837 | 2895596.1243 | 3169848.961
Scenario 1: Reference | SCG | Res | BROs | Res - Multi Family | Participant Cost Test | Energy Efficiency | 4358868.385 | 4638999.794 | 4946612.9001 | 5287598.0717 | 5666210.3119 | 6086968.5758 | 6553057.7893 | 7085221.8106 | 7681065.7 | 8350911.1846 | 9097386.2977 | 9932743.6223 | 10875115.9796
Scenario 1: Reference | SCG | Res | BROs | Res - Multi Family | Program Administrator Cost Test | Energy Efficiency | 4358868.385 | 4638999.794 | 4946612.9001 | 5287598.0717 | 5666210.3119 | 6086968.5758 | 6553057.7893 | 7085221.8106 | 7681065.7 | 8350911.1846 | 9097386.2977 | 9932743.6223 | 10875115.9796
Scenario 1: Reference | SCG | Res | BROs | Res - Multi Family | Rate Impact Measure Test | Energy Efficiency | 4358868.385 | 4638999.794 | 4946612.9001 | 5287598.0717 | 5666210.3119 | 6086968.5758 | 6553057.7893 | 7085221.8106 | 7681065.7 | 8350911.1846 | 9097386.2977 | 9932743.6223 | 10875115.9796
Scenario 1: Reference | SCG | Res | BROs | Res - Multi Family | Total Resource Cost Test | Energy Efficiency | 4358868.385 | 4638999.794 | 4946612.9001 | 5287598.0717 | 5666210.3119 | 6086968.5758 | 6553057.7893 | 7085221.8106 | 7681065.7 | 8350911.1846 | 9097386.2977 | 9932743.6223 | 10875115.9796
Scenario 1: Reference | SCG | Res | BROs | Res - Single Family | Participant Cost Test | Energy Efficiency | 1246837.5046 | 1328403.1373 | 1418286.8463 | 1518240.0103 | 1629350.8103 | 1752691.2855 | 1888344.6934 | 2044178.0082 | 2218802.0505 | 2418163.9402 | 2640730.4283 | 2890244.0053 | 3172153.3675
Scenario 1: Reference | SCG | Res | BROs | Res - Single Family | Program Administrator Cost Test | Energy Efficiency | 1246837.5046 | 1328403.1373 | 1418286.8463 | 1518240.0103 | 1629350.8103 | 1752691.2855 | 1888344.6934 | 2044178.0082 | 2218802.0505 | 2418163.9402 | 2640730.4283 | 2890244.0053 | 3172153.3675
Scenario 1: Reference | SCG | Res | BROs | Res - Single Family | Rate Impact Measure Test | Energy Efficiency | 1246837.5046 | 1328403.1373 | 1418286.8463 | 1518240.0103 | 1629350.8103 | 1752691.2855 | 1888344.6934 | 2044178.0082 | 2218802.0505 | 2418163.9402 | 2640730.4283 | 2890244.0053 | 3172153.3675
Scenario 1: Reference | SCG | Res | BROs | Res - Single Family | Total Resource Cost Test | Energy Efficiency | 1246837.5046 | 1328403.1373 | 1418286.8463 | 1518240.0103 | 1629350.8103 | 1752691.2855 | 1888344.6934 | 2044178.0082 | 2218802.0505 | 2418163.9402 | 2640730.4283 | 2890244.0053 | 3172153.3675
Scenario 1: Reference | SCG | Res | BldgEnv | Res - Multi Family | Participant Cost Test | Energy Efficiency | 0 | 0 | 0 | 0 | 0 | 0 | 0 | 0 | 1903.2544 | 1717.5962 | 1499.7773 | 1246.7975 | 956.8057
Scenario 1: Reference | SCG | Res | BldgEnv | Res - Multi Family | Program Administrator Cost Test | Energy Efficiency | 0 | 0 | 0 | 0 | 0 | 0 | 0 | 0 | 697.418 | 747.2303 | 799.8859 | 855.5408 | 914.3595
Scenario 1: Reference | SCG | Res | BldgEnv | Res - Multi Family | Rate Impact Measure Test | Energy Efficiency | 0 | 0 | 0 | 0 | 0 | 0 | 0 | 0 | 697.418 | 747.2303 | 799.8859 | 855.5408 | 914.3595
Scenario 1: Reference | SCG | Res | BldgEnv | Res - Multi Family | Total Resource Cost Test | Energy Efficiency | 0 | 0 | 0 | 0 | 0 | 0 | 0 | 0 | 697.418 | 747.2303 | 799.8859 | 855.5408 | 914.3595
Scenario 1: Reference | SCG | Res | BldgEnv | Res - Single Family | Participant Cost Test | Energy Efficiency | 901128.4798 | 1074949.1004 | 1147892.0799 | 1151541.5559 | 1145166.7184 | 1100572.729 | 1047491.1775 | 973920.7638 | 248648.6965 | 0 | 0 | 0 | 0
Scenario 1: Reference | SCG | Res | BldgEnv | Res - Single Family | Program Administrator Cost Test | Energy Efficiency | 113501.5208 | 144626.1756 | 164436.6902 | 176008.4244 | 187100.4925 | 192592.5331 | 196805.0232 | 196997.5673 | 194380.9018 | 0 | 0 | 0 | 0
Scenario 1: Reference | SCG | Res | BldgEnv | Res - Single Family | Rate Impact Measure Test | Energy Efficiency | 141860.4175 | 173496.5638 | 192479.5206 | 202278.7119 | 211550.1961 | 214926.9693 | 216937.0072 | 214099.3371 | 208175.6574 | 0 | 0 | 0 | 0
Scenario 1: Reference | SCG | Res | BldgEnv | Res - Single Family | Total Resource Cost Test | Energy Efficiency | 699557.9476 | 844305.2341 | 917381.4471 | 939490.5364 | 955842.5135 | 942235.583 | 915153.0636 | 877497.1202 | 194380.9018 | 0 | 0 | 0 | 0
Scenario 1: Reference | SCG | Res | HVAC | Res - Multi Family | Participant Cost Test | Energy Efficiency | 297.8228 | 297.8155 | 289.6533 | 277.3992 | 263.6775 | 0 | 0 | 0 | 0 | 0 | 0 | 0 | 1102.9148
Scenario 1: Reference | SCG | Res | HVAC | Res - Multi Family | Program Administrator Cost Test | Energy Efficiency | 195.4313 | 209.105 | 218.5004 | 225.8809 | 233.0264 | 0 | 0 | 0 | 0 | 0 | 0 | 0 | 948.9149
Scenario 1: Reference | SCG | Res | HVAC | Res - Multi Family | Rate Impact Measure Test | Energy Efficiency | 195.4313 | 209.105 | 218.5004 | 225.8809 | 233.0264 | 0 | 0 | 0 | 0 | 0 | 0 | 0 | 948.9149
Scenario 1: Reference | SCG | Res | HVAC | Res - Multi Family | Total Resource Cost Test | Energy Efficiency | 195.4313 | 209.105 | 218.5004 | 225.8809 | 233.0264 | 0 | 0 | 0 | 0 | 0 | 0 | 0 | 948.9149
Scenario 1: Reference | SCG | Res | HVAC | Res - Single Family | Participant Cost Test | Energy Efficiency | 6938637.2432 | 7621409.9342 | 7941013.5616 | 8027358.1109 | 4786945.0917 | 0 | 0 | 0 | 0 | 0 | 0 | 0 | 20373.0038
Scenario 1: Reference | SCG | Res | HVAC | Res - Single Family | Program Administrator Cost Test | Energy Efficiency | 444258.0393 | 519682.5795 | 574033.9949 | 614884.7739 | 654771.6652 | 0 | 0 | 0 | 0 | 0 | 0 | 0 | 16714.6695
Scenario 1: Reference | SCG | Res | HVAC | Res - Single Family | Rate Impact Measure Test | Energy Efficiency | 444258.0393 | 519682.5795 | 574033.9949 | 614884.7739 | 654771.6652 | 0 | 0 | 0 | 0 | 0 | 0 | 0 | 16714.6695
Scenario 1: Reference | SCG | Res | HVAC | Res - Single Family | Total Resource Cost Test | Energy Efficiency | 6789694.739 | 7517678.7164 | 7886602.4898 | 8031676.8256 | 4855799.5131 | 0 | 0 | 0 | 0 | 0 | 0 | 0 | 16714.6695
Scenario 1: Reference | SCG | Res | WaterHeat | Res - Multi Family | Participant Cost Test | Energy Efficiency | 5373040.0561 | 4670904.1962 | 4226567.2401 | 3837825.46 | 3442054.3866 | 842429.6207 | 761580.936 | 667778.1645 | 561073.6579 | 454798.5035 | 351196.9173 | 250619.0571 | 150108.753
Scenario 1: Reference | SCG | Res | WaterHeat | Res - Multi Family | Program Administrator Cost Test | Energy Efficiency | 7154144.202 | 6906331.5307 | 6940625.9206 | 7013058.995 | 7139207.3006 | 899978.1255 | 888749.8633 | 889392.4699 | 886616.39 | 881962.4198 | 879508.4542 | 883483.9058 | 887679.7369
Scenario 1: Reference | SCG | Res | WaterHeat | Res - Multi Family | Rate Impact Measure Test | Energy Efficiency | 7154144.202 | 6906331.5307 | 6940625.9206 | 7013058.995 | 7139207.3006 | 899978.1255 | 888749.8633 | 889392.4699 | 886616.39 | 881962.4198 | 879508.4542 | 883483.9058 | 887679.7369
Scenario 1: Reference | SCG | Res | WaterHeat | Res - Multi Family | Total Resource Cost Test | Energy Efficiency | 7154144.202 | 6906331.5307 | 6940625.9206 | 7013058.995 | 7139207.3006 | 899978.1255 | 888749.8633 | 889392.4699 | 886616.39 | 881962.4198 | 879508.4542 | 883483.9058 | 887679.7369
Scenario 1: Reference | SCG | Res | WaterHeat | Res - Single Family | Participant Cost Test | Energy Efficiency | 79808774.1065 | 80825537.2545 | 53817917.1889 | 52247345.3272 | 50387306.8004 | 3828489.5686 | 3239821.8217 | 2656319.4635 | 2172422.187 | 1742271.415 | 1332906.5568 | 939257.6179 | 556044.8894
Scenario 1: Reference | SCG | Res | WaterHeat | Res - Single Family | Program Administrator Cost Test | Energy Efficiency | 46022215.21 | 48360099.7477 | 50666745.2564 | 52606071.6409 | 54795347.8029 | 3919042.7675 | 3552713.0683 | 3265138.7154 | 3156711.3876 | 3106780.576 | 3069317.2166 | 3044466.897 | 3023370.7911
Scenario 1: Reference | SCG | Res | WaterHeat | Res - Single Family | Rate Impact Measure Test | Energy Efficiency | 46022215.21 | 48360099.7477 | 50666745.2564 | 52606071.6409 | 54795347.8029 | 3919042.7675 | 3552713.0683 | 3265138.7154 | 3156711.3876 | 3106780.576 | 3069317.2166 | 3044466.897 | 3023370.7911
Scenario 1: Reference | SCG | Res | WaterHeat | Res - Single Family | Total Resource Cost Test | Energy Efficiency | 94160592.5531 | 99256140.844 | 76203624.8015 | 78407016.4315 | 80691411.0766 | 3919042.7675 | 3552713.0683 | 3265138.7154 | 3156711.3876 | 3106780.576 | 3069317.2166 | 3044466.897 | 3023370.7911
Scenario 1: Reference | SCG | Res | WholeBlg | Res - Multi Family | Participant Cost Test | Energy Efficiency | 0 | 0 | 0 | 0 | 0 | 0 | 0 | 0 | 0 | 0 | 0 | 0 | 0
Scenario 1: Reference | SCG | Res | WholeBlg | Res - Multi Family | Program Administrator Cost Test | Energy Efficiency | 0 | 0 | 0 | 0 | 0 | 0 | 0 | 0 | 0 | 0 | 0 | 0 | 0
Scenario 1: Reference | SCG | Res | WholeBlg | Res - Multi Family | Rate Impact Measure Test | Energy Efficiency | 0 | 0 | 0 | 0 | 0 | 0 | 0 | 0 | 0 | 0 | 0 | 0 | 0
Scenario 1: Reference | SCG | Res | WholeBlg | Res - Multi Family | Total Resource Cost Test | Energy Efficiency | 0 | 0 | 0 | 0 | 0 | 0 | 0 | 0 | 0 | 0 | 0 | 0 | 0
Scenario 1: Reference | SCG | Res | WholeBlg | Res - Single Family | Participant Cost Test | Energy Efficiency | 0 | 0 | 0 | 0 | 0 | 0 | 0 | 0 | 0 | 0 | 0 | 0 | 0
Scenario 1: Reference | SCG | Res | WholeBlg | Res - Single Family | Program Administrator Cost Test | Energy Efficiency | 0 | 0 | 0 | 0 | 0 | 0 | 0 | 0 | 0 | 0 | 0 | 0 | 0
Scenario 1: Reference | SCG | Res | WholeBlg | Res - Single Family | Rate Impact Measure Test | Energy Efficiency | 0 | 0 | 0 | 0 | 0 | 0 | 0 | 0 | 0 | 0 | 0 | 0 | 0
Scenario 1: Reference | SCG | Res | WholeBlg | Res - Single Family | Total Resource Cost Test | Energy Efficiency | 0 | 0 | 0 | 0 | 0 | 0 | 0 | 0 | 0 | 0 | 0 | 0 | 0
Scenario 1: Reference | SDG&E | Ag | WholeBlg | Ag - Dairies, fishing, hunting | Participant Cost Test | Energy Efficiency | 3451.1006 | 3448.5065 | 3426.7856 | 3391.7151 | 3384.3466 | 3494.438 | 3599.7158 | 3675.2028 | 3743.6396 | 3811.3585 | 3863.2865 | 3837.328 | 3812.9713
Scenario 1: Reference | SDG&E | Ag | WholeBlg | Ag - Dairies, fishing, hunting | Program Administrator Cost Test | Energy Efficiency | 3451.1006 | 3448.5065 | 3426.7856 | 3391.7151 | 3384.3466 | 3494.438 | 3599.7158 | 3675.2028 | 3743.6396 | 3811.3585 | 3863.2865 | 3837.328 | 3812.9713
Scenario 1: Reference | SDG&E | Ag | WholeBlg | Ag - Dairies, fishing, hunting | Rate Impact Measure Test | Energy Efficiency | 3451.1006 | 3448.5065 | 3426.7856 | 3391.7151 | 3384.3466 | 3494.438 | 3599.7158 | 3675.2028 | 3743.6396 | 3811.3585 | 3863.2865 | 3837.328 | 3812.9713
Scenario 1: Reference | SDG&E | Ag | WholeBlg | Ag - Dairies, fishing, hunting | Total Resource Cost Test | Energy Efficiency | 3451.1006 | 3448.5065 | 3426.7856 | 3391.7151 | 3384.3466 | 3494.438 | 3599.7158 | 3675.2028 | 3743.6396 | 3811.3585 | 3863.2865 | 3837.328 | 3812.9713
Scenario 1: Reference | SDG&E | Ag | WholeBlg | Ag - Irrigated Agriculture, vineyards, forestry and greenhouses | Participant Cost Test | Energy Efficiency | 39969.2556 | 41385.902 | 42657.466 | 43843.4904 | 45242.9466 | 47570.9208 | 49923.8686 | 52120.4708 | 54347.6926 | 56652.9062 | 58902.3064 | 60554.3036 | 62284.4623
Scenario 1: Reference | SDG&E | Ag | WholeBlg | Ag - Irrigated Agriculture, vineyards, forestry and greenhouses | Program Administrator Cost Test | Energy Efficiency | 39969.2556 | 41385.902 | 42657.466 | 43843.4904 | 45242.9466 | 47570.9208 | 49923.8686 | 52120.4708 | 54347.6926 | 56652.9062 | 58902.3064 | 60554.3036 | 62284.4623
Scenario 1: Reference | SDG&E | Ag | WholeBlg | Ag - Irrigated Agriculture, vineyards, forestry and greenhouses | Rate Impact Measure Test | Energy Efficiency | 39969.2556 | 41385.902 | 42657.466 | 43843.4904 | 45242.9466 | 47570.9208 | 49923.8686 | 52120.4708 | 54347.6926 | 56652.9062 | 58902.3064 | 60554.3036 | 62284.4623
Scenario 1: Reference | SDG&E | Ag | WholeBlg | Ag - Irrigated Agriculture, vineyards, forestry and greenhouses | Total Resource Cost Test | Energy Efficiency | 39969.2556 | 41385.902 | 42657.466 | 43843.4904 | 45242.9466 | 47570.9208 | 49923.8686 | 52120.4708 | 54347.6926 | 56652.9062 | 58902.3064 | 60554.3036 | 62284.4623
Scenario 1: Reference | SDG&E | Ag | WholeBlg | Ag - Water pumping | Participant Cost Test | Energy Efficiency | 75606.1485 | 74904.2047 | 73835.9441 | 72513.8784 | 71834.3401 | 73691.6866 | 75444.0649 | 76552.0679 | 77493.1852 | 78408.634 | 78999.653 | 78010.8953 | 77080.4148
Scenario 1: Reference | SDG&E | Ag | WholeBlg | Ag - Water pumping | Program Administrator Cost Test | Energy Efficiency | 75606.1485 | 74904.2047 | 73835.9441 | 72513.8784 | 71834.3401 | 73691.6866 | 75444.0649 | 76552.0679 | 77493.1852 | 78408.634 | 78999.653 | 78010.8953 | 77080.4148
Scenario 1: Reference | SDG&E | Ag | WholeBlg | Ag - Water pumping | Rate Impact Measure Test | Energy Efficiency | 75606.1485 | 74904.2047 | 73835.9441 | 72513.8784 | 71834.3401 | 73691.6866 | 75444.0649 | 76552.0679 | 77493.1852 | 78408.634 | 78999.653 | 78010.8953 | 77080.4148
Scenario 1: Reference | SDG&E | Ag | WholeBlg | Ag - Water pumping | Total Resource Cost Test | Energy Efficiency | 75606.1485 | 74904.2047 | 73835.9441 | 72513.8784 | 71834.3401 | 73691.6866 | 75444.0649 | 76552.0679 | 77493.1852 | 78408.634 | 78999.653 | 78010.8953 | 77080.4148
Scenario 1: Reference | SDG&E | Com | AppPlug | Com - Health | Participant Cost Test | Energy Efficiency | 461000.9795 | 529166.1633 | 978892.1797 | 1122772.6004 | 1208366.546 | 1280434.5147 | 1283453.2128 | 1349262.0347 | 1422195.6356 | 1485279.4262 | 1428741.689 | 1060317.4367 | 659614.219
Scenario 1: Reference | SDG&E | Com | AppPlug | Com - Health | Program Administrator Cost Test | Energy Efficiency | 542790.0106 | 643074.8596 | 1150156.5052 | 1364542.971 | 1575644.0685 | 1795958.2168 | 1922061.9387 | 2188055.2187 | 2526864.3264 | 2928139.8853 | 3345595.0678 | 3394850.3585 | 3528590.8929
Scenario 1: Reference | SDG&E | Com | AppPlug | Com - Health | Rate Impact Measure Test | Energy Efficiency | 542790.0106 | 643074.8596 | 1150156.5052 | 1364542.971 | 1575644.0685 | 1795958.2168 | 1922061.9387 | 2188055.2187 | 2526864.3264 | 2928139.8853 | 3345595.0678 | 3394850.3585 | 3528590.8929
Scenario 1: Reference | SDG&E | Com | AppPlug | Com - Health | Total Resource Cost Test | Energy Efficiency | 542790.0106 | 643074.8596 | 1150156.5052 | 1364542.971 | 1575644.0685 | 1795958.2168 | 1922061.9387 | 2188055.2187 | 2526864.3264 | 2928139.8853 | 3345595.0678 | 3394850.3585 | 3528590.8929
Scenario 1: Reference | SDG&E | Com | AppPlug | Com - Lodging | Participant Cost Test | Energy Efficiency | 326371.2642 | 362615.7488 | 816146.7507 | 915154.1483 | 960441.5649 | 1017827.8915 | 1061547.6532 | 1097601.5747 | 1128782.9922 | 1144166.8435 | 1067765.619 | 808339.1661 | 507263.8321
Scenario 1: Reference | SDG&E | Com | AppPlug | Com - Lodging | Program Administrator Cost Test | Energy Efficiency | 386402.5114 | 443090.598 | 950700.8186 | 1102453.4271 | 1239773.6899 | 1415442.9114 | 1595516.7286 | 1790918.8891 | 2014777.1431 | 2248803.3094 | 2453046.1306 | 2593334.3602 | 2754298.1225
Scenario 1: Reference | SDG&E | Com | AppPlug | Com - Lodging | Rate Impact Measure Test | Energy Efficiency | 386402.5114 | 443090.598 | 950700.8186 | 1102453.4271 | 1239773.6899 | 1415442.9114 | 1595516.7286 | 1790918.8891 | 2014777.1431 | 2248803.3094 | 2453046.1306 | 2593334.3602 | 2754298.1225
Scenario 1: Reference | SDG&E | Com | AppPlug | Com - Lodging | Total Resource Cost Test | Energy Efficiency | 386402.5114 | 443090.598 | 950700.8186 | 1102453.4271 | 1239773.6899 | 1415442.9114 | 1595516.7286 | 1790918.8891 | 2014777.1431 | 2248803.3094 | 2453046.1306 | 2593334.3602 | 2754298.1225
Scenario 1: Reference | SDG&E | Com | AppPlug | Com - Other | Participant Cost Test | Energy Efficiency | 1819.8045 | 2159.3588 | 2542.0831 | 2973.3203 | 3407.8549 | 3927.1896 | 4494.7908 | 5100.4003 | 5743.9477 | 5388.229 | 4755.6369 | 3822.9385 | 2540.6323
Scenario 1: Reference | SDG&E | Com | AppPlug | Com - Other | Program Administrator Cost Test | Energy Efficiency | 1541.8037 | 1887.0646 | 2291.0169 | 2762.6735 | 3268.3777 | 3887.8767 | 4591.2205 | 5372.2981 | 6236.8262 | 7211.4775 | 8270.2954 | 9447.3514 | 10762.024
Scenario 1: Reference | SDG&E | Com | AppPlug | Com - Other | Rate Impact Measure Test | Energy Efficiency | 1541.8037 | 1887.0646 | 2291.0169 | 2762.6735 | 3268.3777 | 3887.8767 | 4591.2205 | 5372.2981 | 6236.8262 | 7211.4775 | 8270.2954 | 9447.3514 | 10762.024
Scenario 1: Reference | SDG&E | Com | AppPlug | Com - Other | Total Resource Cost Test | Energy Efficiency | 1541.8037 | 1887.0646 | 2291.0169 | 2762.6735 | 3268.3777 | 3887.8767 | 4591.2205 | 5372.2981 | 6236.8262 | 7211.4775 | 8270.2954 | 9447.3514 | 10762.024
Scenario 1: Reference | SDG&E | Com | BROs | Com - Lodging | Participant Cost Test | Energy Efficiency | 1096.8545 | 2368.8271 | 3607.3201 | 4283.3167 | 4858.6468 | 6236.8058 | 7794.5509 | 9242.8231 | 10877.6109 | 13462.576 | 16115.2959 | 17670.0083 | 19117.7679
Scenario 1: Reference | SDG&E | Com | BROs | Com - Lodging | Program Administrator Cost Test | Energy Efficiency | 1096.8545 | 2368.8271 | 3607.3201 | 4283.3167 | 4858.6468 | 6236.8058 | 7794.5509 | 9242.8231 | 10877.6109 | 13462.576 | 16115.2959 | 17670.0083 | 19117.7679
Scenario 1: Reference | SDG&E | Com | BROs | Com - Lodging | Rate Impact Measure Test | Energy Efficiency | 1096.8545 | 2368.8271 | 3607.3201 | 4283.3167 | 4858.6468 | 6236.8058 | 7794.5509 | 9242.8231 | 10877.6109 | 13462.576 | 16115.2959 | 17670.0083 | 19117.7679
Scenario 1: Reference | SDG&E | Com | BROs | Com - Lodging | Total Resource Cost Test | Energy Efficiency | 1096.8545 | 2368.8271 | 3607.3201 | 4283.3167 | 4858.6468 | 6236.8058 | 7794.5509 | 9242.8231 | 10877.6109 | 13462.576 | 16115.2959 | 17670.0083 | 19117.7679
Scenario 1: Reference | SDG&E | Com | BROs | Com - Other | Participant Cost Test | Energy Efficiency | 993.9905 | 2151.4149 | 3282.9845 | 3904.8049 | 4438.6384 | 5710.0962 | 7164.3508 | 8524.7705 | 10065.9355 | 12500.0315 | 15014.0476 | 16525.1433 | 18061.3243
Scenario 1: Reference | SDG&E | Com | BROs | Com - Other | Program Administrator Cost Test | Energy Efficiency | 993.9905 | 2151.4149 | 3282.9845 | 3904.8049 | 4438.6384 | 5710.0962 | 7164.3508 | 8524.7705 | 10065.9355 | 12500.0315 | 15014.0476 | 16525.1433 | 18061.3243
Scenario 1: Reference | SDG&E | Com | BROs | Com - Other | Rate Impact Measure Test | Energy Efficiency | 993.9905 | 2151.4149 | 3282.9845 | 3904.8049 | 4438.6384 | 5710.0962 | 7164.3508 | 8524.7705 | 10065.9355 | 12500.0315 | 15014.0476 | 16525.1433 | 18061.3243
Scenario 1: Reference | SDG&E | Com | BROs | Com - Other | Total Resource Cost Test | Energy Efficiency | 993.9905 | 2151.4149 | 3282.9845 | 3904.8049 | 4438.6384 | 5710.0962 | 7164.3508 | 8524.7705 | 10065.9355 | 12500.0315 | 15014.0476 | 16525.1433 | 18061.3243
Scenario 1: Reference | SDG&E | Com | BROs | Com - Retail | Participant Cost Test | Energy Efficiency | 2209.8352 | 4747.3508 | 7190.3447 | 8480.9656 | 9561.1541 | 12196.6445 | 15180.4973 | 17918.2693 | 20980.9472 | 25836.2163 | 30755.3465 | 33561.3773 | 36697.2489
Scenario 1: Reference | SDG&E | Com | BROs | Com - Retail | Program Administrator Cost Test | Energy Efficiency | 2209.8352 | 4747.3508 | 7190.3447 | 8480.9656 | 9561.1541 | 12196.6445 | 15180.4973 | 17918.2693 | 20980.9472 | 25836.2163 | 30755.3465 | 33561.3773 | 36697.2489
Scenario 1: Reference | SDG&E | Com | BROs | Com - Retail | Rate Impact Measure Test | Energy Efficiency | 2209.8352 | 4747.3508 | 7190.3447 | 8480.9656 | 9561.1541 | 12196.6445 | 15180.4973 | 17918.2693 | 20980.9472 | 25836.2163 | 30755.3465 | 33561.3773 | 36697.2489
Scenario 1: Reference | SDG&E | Com | BROs | Com - Retail | Total Resource Cost Test | Energy Efficiency | 2209.8352 | 4747.3508 | 7190.3447 | 8480.9656 | 9561.1541 | 12196.6445 | 15180.4973 | 17918.2693 | 20980.9472 | 25836.2163 | 30755.3465 | 33561.3773 | 36697.2489
Scenario 1: Reference | SDG&E | Com | BldgEnv | Com - College | Participant Cost Test | Energy Efficiency | 19.8613 | 20.0242 | 20.1782 | 20.3564 | 20.4881 | 20.6594 | 20.8268 | 19.8993 | 15.304 | 13.5763 | 11.6746 | 9.6349 | 7.3503
Scenario 1: Reference | SDG&E | Com | BldgEnv | Com - College | Program Administrator Cost Test | Energy Efficiency | 13.5363 | 14.1988 | 14.8935 | 15.672 | 16.4387 | 17.3251 | 18.2731 | 19.2564 | 20.3103 | 21.4514 | 22.6379 | 24.1674 | 25.5689
Scenario 1: Reference | SDG&E | Com | BldgEnv | Com - College | Rate Impact Measure Test | Energy Efficiency | 13.5363 | 14.1988 | 14.8935 | 15.672 | 16.4387 | 17.3251 | 18.2731 | 19.2564 | 20.3103 | 21.4514 | 22.6379 | 24.1674 | 25.5689
Scenario 1: Reference | SDG&E | Com | BldgEnv | Com - College | Total Resource Cost Test | Energy Efficiency | 16.6493 | 17.2876 | 17.9612 | 18.7274 | 19.4755 | 20.3527 | 21.2931 | 22.2669 | 20.3103 | 21.4514 | 22.6379 | 24.1674 | 25.5689
Scenario 1: Reference | SDG&E | Com | BldgEnv | Com - Grocery | Participant Cost Test | Energy Efficiency | 315.0684 | 302.6765 | 290.7026 | 279.4294 | 268.8825 | 259.1201 | 250.08 | 229.053 | 166.6669 | 141.4818 | 116.3139 | 91.1219 | 65.8803
Scenario 1: Reference | SDG&E | Com | BldgEnv | Com - Grocery | Program Administrator Cost Test | Energy Efficiency | 178.5316 | 178.3221 | 178.1972 | 178.4784 | 179.1024 | 180.4804 | 182.2259 | 184.1903 | 186.3329 | 188.8144 | 191.3648 | 193.9825 | 196.7992
Scenario 1: Reference | SDG&E | Com | BldgEnv | Com - Grocery | Rate Impact Measure Test | Energy Efficiency | 178.5316 | 178.3221 | 178.1972 | 178.4784 | 179.1024 | 180.4804 | 182.2259 | 184.1903 | 186.3329 | 188.8144 | 191.3648 | 193.9825 | 196.7992
Scenario 1: Reference | SDG&E | Com | BldgEnv | Com - Grocery | Total Resource Cost Test | Energy Efficiency | 230.4417 | 227.5997 | 225.0021 | 223.0097 | 221.5127 | 220.9296 | 220.8593 | 221.1216 | 186.3329 | 188.8144 | 191.3648 | 193.9825 | 196.7992
Scenario 1: Reference | SDG&E | Com | BldgEnv | Com - Health | Participant Cost Test | Energy Efficiency | 439.6233 | 420.7652 | 401.8907 | 383.3076 | 364.3223 | 345.2278 | 327.4466 | 298.4243 | 204.6062 | 171.691 | 139.1619 | 105.4919 | 72.4733
Scenario 1: Reference | SDG&E | Com | BldgEnv | Com - Health | Program Administrator Cost Test | Energy Efficiency | 265.0642 | 263.5891 | 261.6738 | 259.9084 | 257.0589 | 253.6252 | 249.3989 | 250.8997 | 253.5481 | 258.1194 | 264.361 | 263.6149 | 264.4457
Scenario 1: Reference | SDG&E | Com | BldgEnv | Com - Health | Rate Impact Measure Test | Energy Efficiency | 265.0642 | 263.5891 | 261.6738 | 259.9084 | 257.0589 | 253.6252 | 249.3989 | 250.8997 | 253.5481 | 258.1194 | 264.361 | 263.6149 | 264.4457
Scenario 1: Reference | SDG&E | Com | BldgEnv | Com - Health | Total Resource Cost Test | Energy Efficiency | 353.7924 | 347.6437 | 341.2345 | 335.208 | 328.1457 | 320.5922 | 312.4651 | 310.9632 | 253.5481 | 258.1194 | 264.361 | 263.6149 | 264.4457
Scenario 1: Reference | SDG&E | Com | BldgEnv | Com - Lodging | Participant Cost Test | Energy Efficiency | 17.5419 | 17.4056 | 17.2515 | 17.1517 | 16.9276 | 16.7754 | 16.5725 | 15.8445 | 1.528 | 7.1975 | 10.0244 | 8.0912 | 6.0362
Scenario 1: Reference | SDG&E | Com | BldgEnv | Com - Lodging | Program Administrator Cost Test | Energy Efficiency | 6.7704 | 7.0544 | 7.3491 | 7.7201 | 8.0217 | 8.4305 | 8.8262 | 9.2411 | 3.1349 | 10.1877 | 16.2744 | 16.9774 | 17.7605
Scenario 1: Reference | SDG&E | Com | BldgEnv | Com - Lodging | Rate Impact Measure Test | Energy Efficiency | 6.7704 | 7.0544 | 7.3491 | 7.7201 | 8.0217 | 8.4305 | 8.8262 | 9.2411 | 3.1349 | 10.1877 | 16.2744 | 16.9774 | 17.7605
Scenario 1: Reference | SDG&E | Com | BldgEnv | Com - Lodging | Total Resource Cost Test | Energy Efficiency | 13.9862 | 14.1826 | 14.3907 | 14.702 | 14.9064 | 15.2475 | 15.5641 | 15.9012 | 3.1349 | 10.1877 | 16.2744 | 16.9774 | 17.7605
Scenario 1: Reference | SDG&E | Com | BldgEnv | Com - Office (Large) | Participant Cost Test | Energy Efficiency | 489.1176 | 469.6042 | 450.3034 | 431.0565 | 412.389 | 394.7521 | 377.8939 | 344.9683 | 225.5209 | 189.4583 | 153.9127 | 118.9358 | 84.448
Scenario 1: Reference | SDG&E | Com | BldgEnv | Com - Office (Large) | Program Administrator Cost Test | Energy Efficiency | 216.0147 | 216.2776 | 216.4484 | 216.6894 | 217.2136 | 218.9582 | 221.0087 | 222.8889 | 224.1664 | 226.0818 | 227.8898 | 229.7839 | 232.0681
Scenario 1: Reference | SDG&E | Com | BldgEnv | Com - Office (Large) | Rate Impact Measure Test | Energy Efficiency | 216.0147 | 216.2776 | 216.4484 | 216.6894 | 217.2136 | 218.9582 | 221.0087 | 222.8889 | 224.1664 | 226.0818 | 227.8898 | 229.7839 | 232.0681
Scenario 1: Reference | SDG&E | Com | BldgEnv | Com - Office (Large) | Total Resource Cost Test | Energy Efficiency | 331.2237 | 326.0477 | 321.0321 | 316.3313 | 312.1121 | 309.4174 | 307.2715 | 305.1262 | 224.1664 | 226.0818 | 227.8898 | 229.7839 | 232.0681
Scenario 1: Reference | SDG&E | Com | BldgEnv | Com - Office (Small) | Participant Cost Test | Energy Efficiency | 204.3642 | 196.3018 | 188.3587 | 180.4134 | 173.0052 | 165.8922 | 159.0292 | 144.2108 | 108.754 | 91.3114 | 74.1472 | 57.2737 | 40.664
Scenario 1: Reference | SDG&E | Com | BldgEnv | Com - Office (Small) | Program Administrator Cost Test | Energy Efficiency | 101.5538 | 101.3688 | 101.1688 | 100.9912 | 101.1689 | 101.7366 | 102.3216 | 102.8726 | 103.3452 | 103.996 | 104.6185 | 105.2344 | 106.0002
Scenario 1: Reference | SDG&E | Com | BldgEnv | Com - Office (Small) | Rate Impact Measure Test | Energy Efficiency | 101.5538 | 101.3688 | 101.1688 | 100.9912 | 101.1689 | 101.7366 | 102.3216 | 102.8726 | 103.3452 | 103.996 | 104.6185 | 105.2344 | 106.0002
Scenario 1: Reference | SDG&E | Com | BldgEnv | Com - Office (Small) | Total Resource Cost Test | Energy Efficiency | 126.1895 | 124.8076 | 123.4734 | 122.2169 | 121.3957 | 121.0135 | 120.6878 | 120.366 | 103.3452 | 103.996 | 104.6185 | 105.2344 | 106.0002
Scenario 1: Reference | SDG&E | Com | BldgEnv | Com - Other | Participant Cost Test | Energy Efficiency | 115.1886 | 111.1528 | 107.108 | 103.0031 | 98.9218 | 94.9748 | 91.089 | 83.3425 | 47.9972 | 45.5777 | 40.292 | 31.0597 | 21.9779
Scenario 1: Reference | SDG&E | Com | BldgEnv | Com - Other | Program Administrator Cost Test | Energy Efficiency | 51.3965 | 51.8282 | 52.255 | 52.7002 | 53.1784 | 53.9061 | 54.656 | 55.39 | 49.5349 | 56.8677 | 62.5565 | 63.0735 | 63.6043
Scenario 1: Reference | SDG&E | Com | BldgEnv | Com - Other | Rate Impact Measure Test | Energy Efficiency | 51.3965 | 51.8282 | 52.255 | 52.7002 | 53.1784 | 53.9061 | 54.656 | 55.39 | 49.5349 | 56.8677 | 62.5565 | 63.0735 | 63.6043
Scenario 1: Reference | SDG&E | Com | BldgEnv | Com - Other | Total Resource Cost Test | Energy Efficiency | 79.2817 | 78.5321 | 77.8202 | 77.1661 | 76.5681 | 76.2693 | 76.0256 | 75.7946 | 49.5349 | 56.8677 | 62.5565 | 63.0735 | 63.6043
Scenario 1: Reference | SDG&E | Com | BldgEnv | Com - Refrig. Warehouse | Participant Cost Test | Energy Efficiency | 0.98473 | 0.95025 | 0.916 | 0.87888 | 0.84455 | 0.81169 | 0.78066 | 0.98106 | 0.58253 | 0.69918 | 0.72545 | 0.57974 | 0.42841
Scenario 1: Reference | SDG&E | Com | BldgEnv | Com - Refrig. Warehouse | Program Administrator Cost Test | Energy Efficiency | 0.53248 | 0.53574 | 0.53946 | 0.54076 | 0.54541 | 0.55311 | 0.56309 | 0.80944 | 0.58809 | 0.86167 | 1.1119 | 1.1553 | 1.2017
Scenario 1: Reference | SDG&E | Com | BldgEnv | Com - Refrig. Warehouse | Rate Impact Measure Test | Energy Efficiency | 0.53248 | 0.53574 | 0.53946 | 0.54076 | 0.54541 | 0.55311 | 0.56309 | 0.80944 | 0.58809 | 0.86167 | 1.1119 | 1.1553 | 1.2017
Scenario 1: Reference | SDG&E | Com | BldgEnv | Com - Refrig. Warehouse | Total Resource Cost Test | Energy Efficiency | 0.58111 | 0.58215 | 0.58378 | 0.58302 | 0.58576 | 0.59167 | 0.59999 | 0.86063 | 0.58809 | 0.86167 | 1.1119 | 1.1553 | 1.2017
Scenario 1: Reference | SDG&E | Com | BldgEnv | Com - Restaurant | Participant Cost Test | Energy Efficiency | 62.9741 | 60.4159 | 57.9089 | 55.3883 | 54.3102 | 52.073 | 49.9339 | 45.1714 | 36.9006 | 31.0355 | 25.244 | 19.5295 | 13.8836
Scenario 1: Reference | SDG&E | Com | BldgEnv | Com - Restaurant | Program Administrator Cost Test | Energy Efficiency | 33.3472 | 33.1261 | 32.8978 | 32.6476 | 34.408 | 34.6261 | 34.8838 | 35.1958 | 35.4836 | 35.8416 | 36.2014 | 36.5666 | 36.9886
Scenario 1: Reference | SDG&E | Com | BldgEnv | Com - Restaurant | Rate Impact Measure Test | Energy Efficiency | 33.3472 | 33.1261 | 32.8978 | 32.6476 | 34.408 | 34.6261 | 34.8838 | 35.1958 | 35.4836 | 35.8416 | 36.2014 | 36.5666 | 36.9886
Scenario 1: Reference | SDG&E | Com | BldgEnv | Com - Restaurant | Total Resource Cost Test | Energy Efficiency | 36.4721 | 36.0936 | 35.7164 | 35.3239 | 37.0073 | 37.102 | 37.2429 | 37.4469 | 35.4836 | 35.8416 | 36.2014 | 36.5666 | 36.9886
Scenario 1: Reference | SDG&E | Com | BldgEnv | Com - Retail | Participant Cost Test | Energy Efficiency | 620.5565 | 586.7042 | 554.731 | 519.5618 | 482.4746 | 450.581 | 427.4905 | 387.6803 | 231.9777 | 193.7584 | 157.0875 | 121.6499 | 87.17
Scenario 1: Reference | SDG&E | Com | BldgEnv | Com - Retail | Program Administrator Cost Test | Energy Efficiency | 291.6022 | 285.2923 | 278.7397 | 269.7235 | 258.5716 | 250.4118 | 247.6328 | 244.9263 | 242.5721 | 240.7291 | 239.3266 | 238.3386 | 237.8186
Scenario 1: Reference | SDG&E | Com | BldgEnv | Com - Retail | Rate Impact Measure Test | Energy Efficiency | 291.6022 | 285.2923 | 278.7397 | 269.7235 | 258.5716 | 250.4118 | 247.6328 | 244.9263 | 242.5721 | 240.7291 | 239.3266 | 238.3386 | 237.8186
Scenario 1: Reference | SDG&E | Com | BldgEnv | Com - Retail | Total Resource Cost Test | Energy Efficiency | 475.6001 | 457.9967 | 441.0961 | 421.2799 | 399.087 | 381.1657 | 370.5639 | 360.5299 | 242.5721 | 240.7291 | 239.3266 | 238.3386 | 237.8186
Scenario 1: Reference | SDG&E | Com | BldgEnv | Com - School | Participant Cost Test | Energy Efficiency | 56.0309 | 54.0209 | 52.0126 | 50.0237 | 48.1038 | 46.1782 | 44.2716 | 40.405 | 29.598 | 25.0458 | 20.5018 | 15.9555 | 11.3907
Scenario 1: Reference | SDG&E | Com | BldgEnv | Com - School | Program Administrator Cost Test | Energy Efficiency | 28.8655 | 29.1987 | 29.5542 | 29.9766 | 30.5173 | 31.1511 | 31.8224 | 32.545 | 33.3201 | 34.1888 | 35.1206 | 36.1089 | 37.1903
Scenario 1: Reference | SDG&E | Com | BldgEnv | Com - School | Rate Impact Measure Test | Energy Efficiency | 28.8655 | 29.1987 | 29.5542 | 29.9766 | 30.5173 | 31.1511 | 31.8224 | 32.545 | 33.3201 | 34.1888 | 35.1206 | 36.1089 | 37.1903
Scenario 1: Reference | SDG&E | Com | BldgEnv | Com - School | Total Resource Cost Test | Energy Efficiency | 37.1693 | 37.1442 | 37.1611 | 37.2708 | 37.5172 | 37.8663 | 38.2651 | 38.7292 | 33.3201 | 34.1888 | 35.1206 | 36.1089 | 37.1903
Scenario 1: Reference | SDG&E | Com | BldgEnv | Com - Warehouse | Participant Cost Test | Energy Efficiency | 219.0096 | 211.6511 | 204.3587 | 197.0999 | 189.9625 | 183.1629 | 176.539 | 162.3793 | 89.5584 | 89.396 | 82.935 | 64.9749 | 46.8691
Scenario 1: Reference | SDG&E | Com | BldgEnv | Com - Warehouse | Program Administrator Cost Test | Energy Efficiency | 93.1158 | 93.8456 | 94.5908 | 95.4878 | 96.4956 | 98.0304 | 99.5911 | 101.2272 | 86.0976 | 104.8194 | 121.4509 | 124.0556 | 126.9713
Scenario 1: Reference | SDG&E | Com | BldgEnv | Com - Warehouse | Rate Impact Measure Test | Energy Efficiency | 93.1158 | 93.8456 | 94.5908 | 95.4878 | 96.4956 | 98.0304 | 99.5911 | 101.2272 | 86.0976 | 104.8194 | 121.4509 | 124.0556 | 126.9713
Scenario 1: Reference | SDG&E | Com | BldgEnv | Com - Warehouse | Total Resource Cost Test | Energy Efficiency | 146.8815 | 145.4115 | 144.0602 | 142.9699 | 142.048 | 141.7622 | 141.5702 | 141.5354 | 86.0976 | 104.8194 | 121.4509 | 124.0556 | 126.9713
Scenario 1: Reference | SDG&E | Com | ComRefrig | Com - College | Participant Cost Test | Energy Efficiency | 2353.827 | 1553.2763 | 897.6662 | 445.3142 | 172.548 | 67.6359 | 18.6646 | 0 | 0 | 0 | 0 | 0 | 0
Scenario 1: Reference | SDG&E | Com | ComRefrig | Com - College | Program Administrator Cost Test | Energy Efficiency | 456.7876 | 318.5548 | 193.5703 | 100.1159 | 38.9239 | 16.329 | 5.0477 | 0 | 0 | 0 | 0 | 0 | 0
Scenario 1: Reference | SDG&E | Com | ComRefrig | Com - College | Rate Impact Measure Test | Energy Efficiency | 456.7876 | 318.5548 | 193.5703 | 100.1159 | 38.9239 | 16.329 | 5.0477 | 0 | 0 | 0 | 0 | 0 | 0
Scenario 1: Reference | SDG&E | Com | ComRefrig | Com - College | Total Resource Cost Test | Energy Efficiency | 456.7876 | 318.5548 | 193.5703 | 100.1159 | 38.9239 | 16.329 | 5.0477 | 0 | 0 | 0 | 0 | 0 | 0
Scenario 1: Reference | SDG&E | Com | ComRefrig | Com - Grocery | Participant Cost Test | Energy Efficiency | 2217032.3495 | 1141640.0638 | 431841.2729 | 168093.3752 | 36750.0267 | 0 | 0 | 0 | 0 | 0 | 0 | 0 | 0
Scenario 1: Reference | SDG&E | Com | ComRefrig | Com - Grocery | Program Administrator Cost Test | Energy Efficiency | 421099.3273 | 224986.9869 | 84047.7271 | 33828.3537 | 7981.5768 | 0 | 0 | 0 | 0 | 0 | 0 | 0 | 0
Scenario 1: Reference | SDG&E | Com | ComRefrig | Com - Grocery | Rate Impact Measure Test | Energy Efficiency | 421099.3273 | 224986.9869 | 84047.7271 | 33828.3537 | 7981.5768 | 0 | 0 | 0 | 0 | 0 | 0 | 0 | 0
Scenario 1: Reference | SDG&E | Com | ComRefrig | Com - Grocery | Total Resource Cost Test | Energy Efficiency | 421099.3273 | 224986.9869 | 84047.7271 | 33828.3537 | 7981.5768 | 0 | 0 | 0 | 0 | 0 | 0 | 0 | 0
Scenario 1: Reference | SDG&E | Com | ComRefrig | Com - Refrig. Warehouse | Participant Cost Test | Energy Efficiency | 723.8457 | 456.8325 | 249.929 | 114.0178 | 39.2629 | 14.6435 | 1.552 | 0 | 0 | 0 | 0 | 0 | 0
Scenario 1: Reference | SDG&E | Com | ComRefrig | Com - Refrig. Warehouse | Program Administrator Cost Test | Energy Efficiency | 140.041 | 93.3015 | 53.5557 | 25.2674 | 8.5273 | 3.5353 | 0.41973 | 0 | 0 | 0 | 0 | 0 | 0
Scenario 1: Reference | SDG&E | Com | ComRefrig | Com - Refrig. Warehouse | Rate Impact Measure Test | Energy Efficiency | 140.041 | 93.3015 | 53.5557 | 25.2674 | 8.5273 | 3.5353 | 0.41973 | 0 | 0 | 0 | 0 | 0 | 0
Scenario 1: Reference | SDG&E | Com | ComRefrig | Com - Refrig. Warehouse | Total Resource Cost Test | Energy Efficiency | 140.041 | 93.3015 | 53.5557 | 25.2674 | 8.5273 | 3.5353 | 0.41973 | 0 | 0 | 0 | 0 | 0 | 0
Scenario 1: Reference | SDG&E | Com | ComRefrig | Com - Restaurant | Participant Cost Test | Energy Efficiency | 85245.7066 | 44780.3439 | 17788.6198 | 7028.8296 | 1874.8956 | 0 | 0 | 0 | 0 | 0 | 0 | 0 | 0
Scenario 1: Reference | SDG&E | Com | ComRefrig | Com - Restaurant | Program Administrator Cost Test | Energy Efficiency | 16198.3287 | 8835.5374 | 3491.6597 | 1414.5336 | 407.2003 | 0 | 0 | 0 | 0 | 0 | 0 | 0 | 0
Scenario 1: Reference | SDG&E | Com | ComRefrig | Com - Restaurant | Rate Impact Measure Test | Energy Efficiency | 16198.3287 | 8835.5374 | 3491.6597 | 1414.5336 | 407.2003 | 0 | 0 | 0 | 0 | 0 | 0 | 0 | 0
Scenario 1: Reference | SDG&E | Com | ComRefrig | Com - Restaurant | Total Resource Cost Test | Energy Efficiency | 16198.3287 | 8835.5374 | 3491.6597 | 1414.5336 | 407.2003 | 0 | 0 | 0 | 0 | 0 | 0 | 0 | 0
Scenario 1: Reference | SDG&E | Com | ComRefrig | Com - Retail | Participant Cost Test | Energy Efficiency | 957494.2131 | 504781.0998 | 203319.1671 | 75557.615 | 19928.6931 | 0 | 0 | 0 | 0 | 0 | 0 | 0 | 0
Scenario 1: Reference | SDG&E | Com | ComRefrig | Com - Retail | Program Administrator Cost Test | Energy Efficiency | 182250.8388 | 99994.5531 | 40416.1845 | 15205.7731 | 4328.2252 | 0 | 0 | 0 | 0 | 0 | 0 | 0 | 0
Scenario 1: Reference | SDG&E | Com | ComRefrig | Com - Retail | Rate Impact Measure Test | Energy Efficiency | 182250.8388 | 99994.5531 | 40416.1845 | 15205.7731 | 4328.2252 | 0 | 0 | 0 | 0 | 0 | 0 | 0 | 0
Scenario 1: Reference | SDG&E | Com | ComRefrig | Com - Retail | Total Resource Cost Test | Energy Efficiency | 182250.8388 | 99994.5531 | 40416.1845 | 15205.7731 | 4328.2252 | 0 | 0 | 0 | 0 | 0 | 0 | 0 | 0
Scenario 1: Reference | SDG&E | Com | ComRefrig | Com - School | Participant Cost Test | Energy Efficiency | 111.029 | 0 | 0 | 0 | 0 | 0 | 0 | 0 | 0 | 0 | 0 | 0 | 0
Scenario 1: Reference | SDG&E | Com | ComRefrig | Com - School | Program Administrator Cost Test | Energy Efficiency | 18.7732 | 0 | 0 | 0 | 0 | 0 | 0 | 0 | 0 | 0 | 0 | 0 | 0
Scenario 1: Reference | SDG&E | Com | ComRefrig | Com - School | Rate Impact Measure Test | Energy Efficiency | 18.7732 | 0 | 0 | 0 | 0 | 0 | 0 | 0 | 0 | 0 | 0 | 0 | 0
Scenario 1: Reference | SDG&E | Com | ComRefrig | Com - School | Total Resource Cost Test | Energy Efficiency | 18.7732 | 0 | 0 | 0 | 0 | 0 | 0 | 0 | 0 | 0 | 0 | 0 | 0
Scenario 1: Reference | SDG&E | Com | FoodServ | Com - College | Participant Cost Test | Energy Efficiency | 94969.6867 | 102360.0098 | 102979.4557 | 102869.9538 | 101361.7515 | 98881.4657 | 94722.8259 | 88834.3081 | 81497.3561 | 72682.1748 | 61915.3619 | 50328.9795 | 35382.1453
Scenario 1: Reference | SDG&E | Com | FoodServ | Com - College | Participant Cost Test | Fuel Substitution | 427.3066 | 500.4403 | 573.3677 | 645.8519 | 719.485 | 794.3604 | 870.7998 | 948.7832 | 1028.2701 | 1109.2951 | 1191.54 | 1282.9941 | 1379.2053
Scenario 1: Reference | SDG&E | Com | FoodServ | Com - College | Program Administrator Cost Test | Energy Efficiency | 63885.2776 | 70266.4635 | 76542.2503 | 83795.0027 | 90707.5871 | 98800.9321 | 107203.5827 | 115627.5381 | 124541.8043 | 134103.3986 | 143868.3312 | 157042.0764 | 168185.4797
Scenario 1: Reference | SDG&E | Com | FoodServ | Com - College | Program Administrator Cost Test | Fuel Substitution | 3464.7968 | 4243.6974 | 5096.6672 | 6036.0018 | 7071.1414 | 8211.9349 | 9471.7729 | 10861.8674 | 12394.1449 | 14082.6501 | 15938.064 | 18087.3321 | 20501.2334
Scenario 1: Reference | SDG&E | Com | FoodServ | Com - College | Rate Impact Measure Test | Energy Efficiency | 63885.2776 | 70266.4635 | 76542.2503 | 83795.0027 | 90707.5871 | 98800.9321 | 107203.5827 | 115627.5381 | 124541.8043 | 134103.3986 | 143868.3312 | 157042.0764 | 168185.4797
Scenario 1: Reference | SDG&E | Com | FoodServ | Com - College | Rate Impact Measure Test | Fuel Substitution | 5741.086 | 6860.9987 | 7899.8406 | 8946.3923 | 10029.1392 | 11146.0897 | 12310.0847 | 13539.6229 | 14838.444 | 16217.9544 | 17688.1101 | 19367.3533 | 21204.8995
Scenario 1: Reference | SDG&E | Com | FoodServ | Com - College | Total Resource Cost Test | Energy Efficiency | 63885.2776 | 70266.4635 | 76542.2503 | 83795.0027 | 90707.5871 | 98800.9321 | 107203.5827 | 115627.5381 | 124541.8043 | 134103.3986 | 143868.3312 | 157042.0764 | 168185.4797
Scenario 1: Reference | SDG&E | Com | FoodServ | Com - College | Total Resource Cost Test | Fuel Substitution | 3464.7968 | 4243.6974 | 5096.6672 | 6036.0018 | 7071.1414 | 8211.9349 | 9471.7729 | 10861.8674 | 12394.1449 | 14082.6501 | 15938.064 | 18087.3321 | 20501.2334
Scenario 1: Reference | SDG&E | Com | FoodServ | Com - Grocery | Participant Cost Test | Energy Efficiency | 662016.7539 | 723008.5577 | 741313.2485 | 740157.3165 | 734388.1512 | 717782.7756 | 688708.7829 | 648740.0486 | 595924.5112 | 532660.0139 | 455943.4424 | 365414.9631 | 259753.0953
Scenario 1: Reference | SDG&E | Com | FoodServ | Com - Grocery | Participant Cost Test | Fuel Substitution | 4717.2421 | 5410.2189 | 6094.1121 | 6770.5996 | 7449.7347 | 8132.161 | 8820.5091 | 9513.7687 | 10211.0761 | 10912.0904 | 11613.0485 | 12318.669 | 13052.9646
Scenario 1: Reference | SDG&E | Com | FoodServ | Com - Grocery | Program Administrator Cost Test | Energy Efficiency | 406374.896 | 451621.8302 | 495389.8609 | 542486.904 | 591461.8475 | 645611.8109 | 701816.1111 | 760133.4634 | 819436.0122 | 883590.1725 | 950787.6329 | 1021760.6032 | 1097465.3847
Scenario 1: Reference | SDG&E | Com | FoodServ | Com - Grocery | Program Administrator Cost Test | Fuel Substitution | 36922.9956 | 44433.6748 | 52587.8431 | 61503.3984 | 71254.604 | 81921.4564 | 93613.3668 | 106412.8649 | 120409.3747 | 135706.4014 | 152370.9508 | 170588.7579 | 190855.1524
Scenario 1: Reference | SDG&E | Com | FoodServ | Com - Grocery | Rate Impact Measure Test | Energy Efficiency | 406374.896 | 451621.8302 | 495389.8609 | 542486.904 | 591461.8475 | 645611.8109 | 701816.1111 | 760133.4634 | 819436.0122 | 883590.1725 | 950787.6329 | 1021760.6032 | 1097465.3847
Scenario 1: Reference | SDG&E | Com | FoodServ | Com - Grocery | Rate Impact Measure Test | Fuel Substitution | 61032.9025 | 71692.4654 | 81372.8711 | 91025.6936 | 100932.3752 | 111065.111 | 121540.1481 | 132523.5786 | 144037.0933 | 156172.3849 | 169004.513 | 182580.4577 | 197356.5882
Scenario 1: Reference | SDG&E | Com | FoodServ | Com - Grocery | Total Resource Cost Test | Energy Efficiency | 406374.896 | 451621.8302 | 495389.8609 | 542486.904 | 591461.8475 | 645611.8109 | 701816.1111 | 760133.4634 | 819436.0122 | 883590.1725 | 950787.6329 | 1021760.6032 | 1097465.3847
Scenario 1: Reference | SDG&E | Com | FoodServ | Com - Grocery | Total Resource Cost Test | Fuel Substitution | 36922.9956 | 44433.6748 | 52587.8431 | 61503.3984 | 71254.604 | 81921.4564 | 93613.3668 | 106412.8649 | 120409.3747 | 135706.4014 | 152370.9508 | 170588.7579 | 190855.1524
Scenario 1: Reference | SDG&E | Com | FoodServ | Com - Health | Participant Cost Test | Energy Efficiency | 272056.911 | 291072.1293 | 293941.9964 | 293990.6744 | 287497.2085 | 275179.1314 | 249107.8463 | 232226.9436 | 214582.5116 | 196383.526 | 174210.1371 | 133408.2225 | 91835.3914
Scenario 1: Reference | SDG&E | Com | FoodServ | Com - Health | Participant Cost Test | Fuel Substitution | 1407.3217 | 1635.0803 | 1863.9755 | 2093.951 | 2328.6869 | 2568.4053 | 2814.1743 | 3064.1952 | 3317.8622 | 3575.0406 | 3834.7224 | 4098.6161 | 4378.5191
Scenario 1: Reference | SDG&E | Com | FoodServ | Com - Health | Program Administrator Cost Test | Energy Efficiency | 180316.5498 | 197629.317 | 214872.0264 | 235493.1705 | 254029.7373 | 272031.0112 | 280214.0325 | 300501.5263 | 325670.7238 | 358867.7164 | 399250.1258 | 412240.2427 | 431556.5874
Scenario 1: Reference | SDG&E | Com | FoodServ | Com - Health | Program Administrator Cost Test | Fuel Substitution | 11302.889 | 13760.041 | 16459.7844 | 19442.0367 | 22736.9822 | 26376.3073 | 30404.0121 | 34837.8132 | 39708.5229 | 45055.2235 | 50908.7183 | 57338.4756 | 64572.7002
Scenario 1: Reference | SDG&E | Com | FoodServ | Com - Health | Rate Impact Measure Test | Energy Efficiency | 180316.5498 | 197629.317 | 214872.0264 | 235493.1705 | 254029.7373 | 272031.0112 | 280214.0325 | 300501.5263 | 325670.7238 | 358867.7164 | 399250.1258 | 412240.2427 | 431556.5874
Scenario 1: Reference | SDG&E | Com | FoodServ | Com - Health | Rate Impact Measure Test | Fuel Substitution | 18379.3644 | 21837.1907 | 25068.5866 | 28347.5474 | 31763.7137 | 35311.0306 | 39031.5069 | 42961.4459 | 47107.3726 | 51502.6893 | 56179.5878 | 61159.616 | 66657.8706
Scenario 1: Reference | SDG&E | Com | FoodServ | Com - Health | Total Resource Cost Test | Energy Efficiency | 180316.5498 | 197629.317 | 214872.0264 | 235493.1705 | 254029.7373 | 272031.0112 | 280214.0325 | 300501.5263 | 325670.7238 | 358867.7164 | 399250.1258 | 412240.2427 | 431556.5874
Scenario 1: Reference | SDG&E | Com | FoodServ | Com - Health | Total Resource Cost Test | Fuel Substitution | 11302.889 | 13760.041 | 16459.7844 | 19442.0367 | 22736.9822 | 26376.3073 | 30404.0121 | 34837.8132 | 39708.5229 | 45055.2235 | 50908.7183 | 57338.4756 | 64572.7002
Scenario 1: Reference | SDG&E | Com | FoodServ | Com - Lodging | Participant Cost Test | Energy Efficiency | 319265.9268 | 337425.7057 | 340295.9783 | 338968.1468 | 327111.9327 | 314224.3874 | 295826.5137 | 273723.4158 | 248389.3053 | 218304.3955 | 182968.4488 | 142916.5936 | 98014.5272
Scenario 1: Reference | SDG&E | Com | FoodServ | Com - Lodging | Participant Cost Test | Fuel Substitution | 1853.2027 | 2135.8143 | 2415.0503 | 2689.7067 | 2965.691 | 3242.8349 | 3521.9198 | 3802.2319 | 4083.0678 | 4364.2368 | 4644.1821 | 4922.0592 | 5197.7034
Scenario 1: Reference | SDG&E | Com | FoodServ | Com - Lodging | Program Administrator Cost Test | Energy Efficiency | 174571.9795 | 189725.4193 | 204646.1812 | 222230.6747 | 237704.2975 | 256380.0777 | 274380.9594 | 292904.1319 | 313125.9122 | 333632.6925 | 354115.2209 | 375320.3044 | 398462.0023
Scenario 1: Reference | SDG&E | Com | FoodServ | Com - Lodging | Program Administrator Cost Test | Fuel Substitution | 14734.5201 | 17781.6146 | 21097.7217 | 24725.1875 | 28693.0987 | 33029.6634 | 37775.6503 | 42959.8742 | 48612.5388 | 54772.114 | 61461.9162 | 68715.0961 | 76576.2341
Scenario 1: Reference | SDG&E | Com | FoodServ | Com - Lodging | Rate Impact Measure Test | Energy Efficiency | 174571.9795 | 189725.4193 | 204646.1812 | 222230.6747 | 237704.2975 | 256380.0777 | 274380.9594 | 292904.1319 | 313125.9122 | 333632.6925 | 354115.2209 | 375320.3044 | 398462.0023
Scenario 1: Reference | SDG&E | Com | FoodServ | Com - Lodging | Rate Impact Measure Test | Fuel Substitution | 24426.7528 | 28766.7609 | 32723.6931 | 36671.1206 | 40720.2514 | 44854.0081 | 49115.2166 | 53566.3645 | 58210.656 | 63083.3443 | 68212.7348 | 73574.9993 | 79200.1215
Scenario 1: Reference | SDG&E | Com | FoodServ | Com - Lodging | Total Resource Cost Test | Energy Efficiency | 174571.9795 | 189725.4193 | 204646.1812 | 222230.6747 | 237704.2975 | 256380.0777 | 274380.9594 | 292904.1319 | 313125.9122 | 333632.6925 | 354115.2209 | 375320.3044 | 398462.0023
Scenario 1: Reference | SDG&E | Com | FoodServ | Com - Lodging | Total Resource Cost Test | Fuel Substitution | 14734.5201 | 17781.6146 | 21097.7217 | 24725.1875 | 28693.0987 | 33029.6634 | 37775.6503 | 42959.8742 | 48612.5388 | 54772.114 | 61461.9162 | 68715.0961 | 76576.2341
Scenario 1: Reference | SDG&E | Com | FoodServ | Com - Office (Large) | Participant Cost Test | Energy Efficiency | 8287.0387 | 8544.549 | 8744.8825 | 8887.7079 | 8381.2591 | 7840.4825 | 7225.4816 | 6510.5319 | 5679.2269 | 4792.1477 | 3829.2266 | 2784.8732 | 1652.4716
Scenario 1: Reference | SDG&E | Com | FoodServ | Com - Office (Large) | Program Administrator Cost Test | Energy Efficiency | 1341.1442 | 1426.2478 | 1503.1168 | 1574.4985 | 1651.5394 | 1758.7355 | 1852.6356 | 1925.9869 | 1980.4876 | 2026.6293 | 2079.2102 | 2114.2946 | 2146.7148
Scenario 1: Reference | SDG&E | Com | FoodServ | Com - Office (Large) | Rate Impact Measure Test | Energy Efficiency | 1341.1442 | 1426.2478 | 1503.1168 | 1574.4985 | 1651.5394 | 1758.7355 | 1852.6356 | 1925.9869 | 1980.4876 | 2026.6293 | 2079.2102 | 2114.2946 | 2146.7148
Scenario 1: Reference | SDG&E | Com | FoodServ | Com - Office (Large) | Total Resource Cost Test | Energy Efficiency | 1341.1442 | 1426.2478 | 1503.1168 | 1574.4985 | 1651.5394 | 1758.7355 | 1852.6356 | 1925.9869 | 1980.4876 | 2026.6293 | 2079.2102 | 2114.2946 | 2146.7148
Scenario 1: Reference | SDG&E | Com | FoodServ | Com - Office (Small) | Participant Cost Test | Energy Efficiency | 2944.221 | 3067.9861 | 3172.0461 | 3251.8276 | 3098.9846 | 2909.995 | 2684.9692 | 2427.967 | 2138.0591 | 1815.2098 | 1460.2472 | 1067.9805 | 636.7675
Scenario 1: Reference | SDG&E | Com | FoodServ | Com - Office (Small) | Program Administrator Cost Test | Energy Efficiency | 476.482 | 512.1053 | 545.2281 | 576.0763 | 610.6594 | 652.7546 | 688.4343 | 718.2566 | 745.5944 | 767.6636 | 792.8914 | 810.818 | 827.2204
Scenario 1: Reference | SDG&E | Com | FoodServ | Com - Office (Small) | Rate Impact Measure Test | Energy Efficiency | 476.482 | 512.1053 | 545.2281 | 576.0763 | 610.6594 | 652.7546 | 688.4343 | 718.2566 | 745.5944 | 767.6636 | 792.8914 | 810.818 | 827.2204
Scenario 1: Reference | SDG&E | Com | FoodServ | Com - Office (Small) | Total Resource Cost Test | Energy Efficiency | 476.482 | 512.1053 | 545.2281 | 576.0763 | 610.6594 | 652.7546 | 688.4343 | 718.2566 | 745.5944 | 767.6636 | 792.8914 | 810.818 | 827.2204
Scenario 1: Reference | SDG&E | Com | FoodServ | Com - Other | Participant Cost Test | Energy Efficiency | 728471.6775 | 800311.5047 | 815294.4534 | 817167.9922 | 811763.2304 | 795012.8259 | 764509.2733 | 721505.0318 | 665085.9189 | 595220.6329 | 509666.853 | 407474.4629 | 287201.3941
Scenario 1: Reference | SDG&E | Com | FoodServ | Com - Other | Participant Cost Test | Fuel Substitution | 3905.8729 | 4582.7894 | 5246.3073 | 5882.0942 | 6523.7166 | 7172.0151 | 7829.0263 | 8493.8577 | 9165.568 | 9844.0401 | 10533.504 | 11247.2789 | 11968.0866
Scenario 1: Reference | SDG&E | Com | FoodServ | Com - Other | Program Administrator Cost Test | Energy Efficiency | 469896.8953 | 526513.6903 | 582599.4021 | 641845.0057 | 703419.7617 | 771310.1356 | 841861.6665 | 915232.8926 | 992206.9306 | 1074123.1699 | 1160724.002 | 1252195.8695 | 1350577.9769
Scenario 1: Reference | SDG&E | Com | FoodServ | Com - Other | Program Administrator Cost Test | Fuel Substitution | 32343.8476 | 39408.5162 | 47129.6037 | 55615.8316 | 64938.9965 | 75183.9836 | 86458.0601 | 98847.5533 | 112444.1328 | 127357.8116 | 143764.022 | 161990.2081 | 181969.9672
Scenario 1: Reference | SDG&E | Com | FoodServ | Com - Other | Rate Impact Measure Test | Energy Efficiency | 469896.8953 | 526513.6903 | 582599.4021 | 641845.0057 | 703419.7617 | 771310.1356 | 841861.6665 | 915232.8926 | 992206.9306 | 1074123.1699 | 1160724.002 | 1252195.8695 | 1350577.9769
Scenario 1: Reference | SDG&E | Com | FoodServ | Com - Other | Rate Impact Measure Test | Fuel Substitution | 56772.0726 | 67418.003 | 77045.0624 | 86622.7248 | 96406.4822 | 106363.5721 | 116592.0969 | 127247.6761 | 138338.9411 | 149949.8785 | 162258.2601 | 175430.8625 | 189294.8783
Scenario 1: Reference | SDG&E | Com | FoodServ | Com - Other | Total Resource Cost Test | Energy Efficiency | 469896.8953 | 526513.6903 | 582599.4021 | 641845.0057 | 703419.7617 | 771310.1356 | 841861.6665 | 915232.8926 | 992206.9306 | 1074123.1699 | 1160724.002 | 1252195.8695 | 1350577.9769
Scenario 1: Reference | SDG&E | Com | FoodServ | Com - Other | Total Resource Cost Test | Fuel Substitution | 32343.8476 | 39408.5162 | 47129.6037 | 55615.8316 | 64938.9965 | 75183.9836 | 86458.0601 | 98847.5533 | 112444.1328 | 127357.8116 | 143764.022 | 161990.2081 | 181969.9672
Scenario 1: Reference | SDG&E | Com | FoodServ | Com - Restaurant | Participant Cost Test | Energy Efficiency | 1656808.8622 | 1730712.474 | 1733986.0868 | 1684509.7494 | 1987254.3045 | 1934867.7726 | 1855551.0067 | 1747719.9533 | 1606247.9534 | 1433082.858 | 1225505.3399 | 979317.4896 | 690718.2125
Scenario 1: Reference | SDG&E | Com | FoodServ | Com - Restaurant | Participant Cost Test | Fuel Substitution | 14585.6567 | 16782.5403 | 18920.4214 | 20970.0375 | 22970.0636 | 24981.0849 | 26998.9093 | 29019.7089 | 31039.991 | 33058.6692 | 35064.5796 | 37052.6816 | 39046.2495
Scenario 1: Reference | SDG&E | Com | FoodServ | Com - Restaurant | Program Administrator Cost Test | Energy Efficiency | 1005759.9445 | 1085448.6102 | 1167501.3554 | 1245733.0649 | 1608737.5915 | 1754773.2445 | 1909597.613 | 2071486.9246 | 2238451.9261 | 2414784.3436 | 2603738.229 | 2802665.8697 | 3012013.4406
Scenario 1: Reference | SDG&E | Com | FoodServ | Com - Restaurant | Program Administrator Cost Test | Fuel Substitution | 116285.5348 | 139852.8504 | 165312.3222 | 192891.6096 | 222512.1172 | 254917.2728 | 290312.3005 | 328919.3778 | 370975.8373 | 416766.911 | 466466.0028 | 520331.359 | 579050.4154
Scenario 1: Reference | SDG&E | Com | FoodServ | Com - Restaurant | Rate Impact Measure Test | Energy Efficiency | 1005759.9445 | 1085448.6102 | 1167501.3554 | 1245733.0649 | 1608737.5915 | 1754773.2445 | 1909597.613 | 2071486.9246 | 2238451.9261 | 2414784.3436 | 2603738.229 | 2802665.8697 | 3012013.4406
Scenario 1: Reference | SDG&E | Com | FoodServ | Com - Restaurant | Rate Impact Measure Test | Fuel Substitution | 197008.9601 | 231167.3731 | 261687.0305 | 291593.7952 | 321414.222 | 351808.188 | 382956.8418 | 415356.5585 | 449032.0884 | 484239.8906 | 521184.5698 | 559671.7536 | 600278.511
Scenario 1: Reference | SDG&E | Com | FoodServ | Com - Restaurant | Total Resource Cost Test | Energy Efficiency | 1005759.9445 | 1085448.6102 | 1167501.3554 | 1245733.0649 | 1608737.5915 | 1754773.2445 | 1909597.613 | 2071486.9246 | 2238451.9261 | 2414784.3436 | 2603738.229 | 2802665.8697 | 3012013.4406
Scenario 1: Reference | SDG&E | Com | FoodServ | Com - Restaurant | Total Resource Cost Test | Fuel Substitution | 116285.5348 | 139852.8504 | 165312.3222 | 192891.6096 | 222512.1172 | 254917.2728 | 290312.3005 | 328919.3778 | 370975.8373 | 416766.911 | 466466.0028 | 520331.359 | 579050.4154
Scenario 1: Reference | SDG&E | Com | FoodServ | Com - Retail | Participant Cost Test | Energy Efficiency | 8531.1078 | 8421.8449 | 8278.9393 | 8003.2312 | 7208.703 | 6549.3436 | 5791.3006 | 5023.6298 | 4268.5146 | 3540.5969 | 2790.1867 | 2033.0623 | 1230.1076
Scenario 1: Reference | SDG&E | Com | FoodServ | Com - Retail | Program Administrator Cost Test | Energy Efficiency | 1682.8558 | 1728.5283 | 1767.5523 | 1776.4227 | 1745.334 | 1781.5586 | 1776.1888 | 1755.8934 | 1741.5944 | 1744.2623 | 1754.3967 | 1782.7308 | 1827.9981
Scenario 1: Reference | SDG&E | Com | FoodServ | Com - Retail | Rate Impact Measure Test | Energy Efficiency | 1682.8558 | 1728.5283 | 1767.5523 | 1776.4227 | 1745.334 | 1781.5586 | 1776.1888 | 1755.8934 | 1741.5944 | 1744.2623 | 1754.3967 | 1782.7308 | 1827.9981
Scenario 1: Reference | SDG&E | Com | FoodServ | Com - Retail | Total Resource Cost Test | Energy Efficiency | 1682.8558 | 1728.5283 | 1767.5523 | 1776.4227 | 1745.334 | 1781.5586 | 1776.1888 | 1755.8934 | 1741.5944 | 1744.2623 | 1754.3967 | 1782.7308 | 1827.9981
Scenario 1: Reference | SDG&E | Com | FoodServ | Com - School | Participant Cost Test | Energy Efficiency | 289940.0192 | 322671.7124 | 324622.4627 | 321544.1657 | 315392.8042 | 304258.5675 | 288605.4673 | 269245.5079 | 245791.5636 | 217521.6538 | 184375.595 | 145683.9893 | 100898.1399
Scenario 1: Reference | SDG&E | Com | FoodServ | Com - School | Participant Cost Test | Fuel Substitution | 637.2159 | 739.0832 | 840.1951 | 940.9162 | 1043.0826 | 1147.087 | 1253.5125 | 1362.3497 | 1474.0312 | 1596.4718 | 1726.6216 | 1861.9563 | 2002.2706
Scenario 1: Reference | SDG&E | Com | FoodServ | Com - School | Program Administrator Cost Test | Energy Efficiency | 169973.1793 | 189022.1487 | 205713.8683 | 222958.1302 | 241700.1804 | 261111.875 | 280949.0947 | 301702.3566 | 323744.3166 | 346478.4339 | 370852.997 | 396237.5217 | 422808.1297
Scenario 1: Reference | SDG&E | Com | FoodServ | Com - School | Program Administrator Cost Test | Fuel Substitution | 5155.1273 | 6260.0853 | 7463.7192 | 8786.211 | 10240.8083 | 11843.658 | 13615.0135 | 15571.1299 | 17734.9111 | 20225.556 | 23041.7823 | 26185.1747 | 29687.447
Scenario 1: Reference | SDG&E | Com | FoodServ | Com - School | Rate Impact Measure Test | Energy Efficiency | 169973.1793 | 189022.1487 | 205713.8683 | 222958.1302 | 241700.1804 | 261111.875 | 280949.0947 | 301702.3566 | 323744.3166 | 346478.4339 | 370852.997 | 396237.5217 | 422808.1297
Scenario 1: Reference | SDG&E | Com | FoodServ | Com - School | Rate Impact Measure Test | Fuel Substitution | 8474.2166 | 10044.1827 | 11487.9219 | 12939.6776 | 14441.2925 | 15993.368 | 17616.0424 | 19336.0274 | 21165.6973 | 23235.5186 | 25527.1704 | 28006.4882 | 30689.404
Scenario 1: Reference | SDG&E | Com | FoodServ | Com - School | Total Resource Cost Test | Energy Efficiency | 169973.1793 | 189022.1487 | 205713.8683 | 222958.1302 | 241700.1804 | 261111.875 | 280949.0947 | 301702.3566 | 323744.3166 | 346478.4339 | 370852.997 | 396237.5217 | 422808.1297
Scenario 1: Reference | SDG&E | Com | FoodServ | Com - School | Total Resource Cost Test | Fuel Substitution | 5155.1273 | 6260.0853 | 7463.7192 | 8786.211 | 10240.8083 | 11843.658 | 13615.0135 | 15571.1299 | 17734.9111 | 20225.556 | 23041.7823 | 26185.1747 | 29687.447
Scenario 1: Reference | SDG&E | Com | HVAC | Com - College | Participant Cost Test | Energy Efficiency | 56000.5647 | 85258.966 | 101520.6672 | 65511.8735 | 67277.138 | 26659.4666 | 67831.41 | 68624.4804 | 14626.1357 | 12914.9563 | 10646.7798 | 8260.2036 | 4777.1171
Scenario 1: Reference | SDG&E | Com | HVAC | Com - College | Participant Cost Test | Fuel Substitution | 1.8975 | 2.0464 | 2.1857 | 3.1079 | 3.2508 | 0 | 0 | 0 | 0 | 0 | 0 | 0 | 0
Scenario 1: Reference | SDG&E | Com | HVAC | Com - College | Program Administrator Cost Test | Energy Efficiency | 13568.9311 | 21189.5868 | 26472.6897 | 24113.1144 | 26858.1255 | 15659.3888 | 24767.1028 | 27127.8007 | 21568.9265 | 23890.9098 | 26197.919 | 30265.3679 | 33153.9977
Scenario 1: Reference | SDG&E | Com | HVAC | Com - College | Program Administrator Cost Test | Fuel Substitution | 1.436 | 1.6565 | 1.899 | 2.6737 | 3.0373 | 0 | 0 | 0 | 0 | 0 | 0 | 0 | 0
Scenario 1: Reference | SDG&E | Com | HVAC | Com - College | Rate Impact Measure Test | Energy Efficiency | 13568.9311 | 21189.5868 | 26472.6897 | 24113.1144 | 26858.1255 | 15659.3888 | 24767.1028 | 27127.8007 | 21568.9265 | 23890.9098 | 26197.919 | 30265.3679 | 33153.9977
Scenario 1: Reference | SDG&E | Com | HVAC | Com - College | Rate Impact Measure Test | Fuel Substitution | 1.436 | 1.6565 | 1.899 | 2.6737 | 3.0373 | 0 | 0 | 0 | 0 | 0 | 0 | 0 | 0
Scenario 1: Reference | SDG&E | Com | HVAC | Com - College | Total Resource Cost Test | Energy Efficiency | 21542.5471 | 33275.9822 | 41070.1545 | 37901.2366 | 41602.4895 | 24905.2369 | 30074.3472 | 32697.3538 | 21568.9265 | 23890.9098 | 26197.919 | 30265.3679 | 33153.9977
Scenario 1: Reference | SDG&E | Com | HVAC | Com - College | Total Resource Cost Test | Fuel Substitution | 1.6325 | 1.8726 | 2.1354 | 2.9884 | 3.3785 | 0 | 0 | 0 | 0 | 0 | 0 | 0 | 0
Scenario 1: Reference | SDG&E | Com | HVAC | Com - Grocery | Participant Cost Test | Energy Efficiency | 138686.4325 | 148649.2482 | 156926.7523 | 163493.6247 | 167491.9221 | 170004.7439 | 169829.6685 | 166619.7193 | 63096.0402 | 35779.2064 | 32212.086 | 27447.5433 | 13462.1188
Scenario 1: Reference | SDG&E | Com | HVAC | Com - Grocery | Participant Cost Test | Fuel Substitution | 95.3291 | 102.9041 | 110.203 | 117.1668 | 123.7453 | 0 | 0 | 0 | 0 | 0 | 0 | 0 | 0
Scenario 1: Reference | SDG&E | Com | HVAC | Com - Grocery | Program Administrator Cost Test | Energy Efficiency | 24064.217 | 27231.5207 | 30411.6376 | 33764.1303 | 37231.1365 | 41791.0496 | 46492.6287 | 51251.3049 | 32414.7471 | 28604.3968 | 31543.6776 | 34676.825 | 31797.009
Scenario 1: Reference | SDG&E | Com | HVAC | Com - Grocery | Program Administrator Cost Test | Fuel Substitution | 291.9852 | 335.7532 | 383.9997 | 437.6335 | 497.3347 | 0 | 0 | 0 | 0 | 0 | 0 | 0 | 0
Scenario 1: Reference | SDG&E | Com | HVAC | Com - Grocery | Rate Impact Measure Test | Energy Efficiency | 24064.217 | 27231.5207 | 30411.6376 | 33764.1303 | 37231.1365 | 41791.0496 | 46492.6287 | 51251.3049 | 32414.7471 | 28604.3968 | 31543.6776 | 34676.825 | 31797.009
Scenario 1: Reference | SDG&E | Com | HVAC | Com - Grocery | Rate Impact Measure Test | Fuel Substitution | 400.3654 | 448.1092 | 498.4881 | 551.8623 | 609.7865 | 0 | 0 | 0 | 0 | 0 | 0 | 0 | 0
Scenario 1: Reference | SDG&E | Com | HVAC | Com - Grocery | Total Resource Cost Test | Energy Efficiency | 27572.8255 | 31104.0545 | 34653.9164 | 38408.7268 | 42261.0242 | 47263.8821 | 52428.4748 | 57660.4503 | 32414.7471 | 28604.3968 | 31543.6776 | 34676.825 | 31797.009
Scenario 1: Reference | SDG&E | Com | HVAC | Com - Grocery | Total Resource Cost Test | Fuel Substitution | 316.6975 | 362.7539 | 413.3363 | 469.3854 | 531.5858 | 0 | 0 | 0 | 0 | 0 | 0 | 0 | 0
Scenario 1: Reference | SDG&E | Com | HVAC | Com - Health | Participant Cost Test | Energy Efficiency | 270314.0077 | 331551.778 | 347462.0541 | 404609.9684 | 447184.7396 | 388891.357 | 369920.5609 | 370931.7981 | 243471.6475 | 236179.4729 | 211634.7704 | 163961.1338 | 144976.8399
Scenario 1: Reference | SDG&E | Com | HVAC | Com - Health | Participant Cost Test | Fuel Substitution | 27.5941 | 29.6365 | 31.496 | 33.0924 | 34.4547 | 0 | 0 | 0 | 0 | 0 | 0 | 0 | 0
Scenario 1: Reference | SDG&E | Com | HVAC | Com - Health | Program Administrator Cost Test | Energy Efficiency | 76568.6443 | 99806.4008 | 108893.8888 | 132274.57 | 154292.3338 | 144625.9081 | 147246.1591 | 159522.1178 | 133020.4723 | 153803.5124 | 179111.3738 | 179230.1621 | 229198.8501
Scenario 1: Reference | SDG&E | Com | HVAC | Com - Health | Program Administrator Cost Test | Fuel Substitution | 20.6733 | 23.8088 | 27.2352 | 30.9846 | 35.1663 | 0 | 0 | 0 | 0 | 0 | 0 | 0 | 0
Scenario 1: Reference | SDG&E | Com | HVAC | Com - Health | Rate Impact Measure Test | Energy Efficiency | 76568.6443 | 99806.4008 | 108893.8888 | 132274.57 | 154292.3338 | 144625.9081 | 147246.1591 | 159522.1178 | 133020.4723 | 153803.5124 | 179111.3738 | 179230.1621 | 229198.8501
Scenario 1: Reference | SDG&E | Com | HVAC | Com - Health | Rate Impact Measure Test | Fuel Substitution | 23.0199 | 26.2553 | 29.7379 | 33.4818 | 37.6214 | 0 | 0 | 0 | 0 | 0 | 0 | 0 | 0
Scenario 1: Reference | SDG&E | Com | HVAC | Com - Health | Total Resource Cost Test | Energy Efficiency | 97991.8863 | 130623.6839 | 141619.9691 | 172482.2179 | 201133.6276 | 184838.5051 | 178643.6467 | 192288.1919 | 133020.4723 | 153803.5124 | 179111.3738 | 179230.1621 | 229198.8501
Scenario 1: Reference | SDG&E | Com | HVAC | Com - Health | Total Resource Cost Test | Fuel Substitution | 22.8625 | 26.221 | 29.878 | 33.8661 | 38.2951 | 0 | 0 | 0 | 0 | 0 | 0 | 0 | 0
Scenario 1: Reference | SDG&E | Com | HVAC | Com - Lodging | Participant Cost Test | Energy Efficiency | 286736.1607 | 304297.3812 | 320134.3607 | 335967.6146 | 345279.9554 | 313213.0236 | 301816.2683 | 301829.3305 | 92225.7911 | 71206.5302 | 62813.3527 | 52383.8002 | 39593.5677
Scenario 1: Reference | SDG&E | Com | HVAC | Com - Lodging | Participant Cost Test | Fuel Substitution | 68.2406 | 74.0802 | 79.3346 | 84.9723 | 83.1404 | 0 | 0 | 0 | 0 | 0 | 0 | 0 | 0
Scenario 1: Reference | SDG&E | Com | HVAC | Com - Lodging | Program Administrator Cost Test | Energy Efficiency | 54527.1738 | 60290.6155 | 66331.784 | 73375.4274 | 79860.6648 | 77592.2986 | 84918.4965 | 92363.1203 | 50207.9367 | 48836.8734 | 52491.9117 | 56245.8411 | 60634.1517
Scenario 1: Reference | SDG&E | Com | HVAC | Com - Lodging | Program Administrator Cost Test | Fuel Substitution | 68.9898 | 79.3743 | 90.8523 | 103.5748 | 117.7325 | 0 | 0 | 0 | 0 | 0 | 0 | 0 | 0
Scenario 1: Reference | SDG&E | Com | HVAC | Com - Lodging | Rate Impact Measure Test | Energy Efficiency | 54527.1738 | 60290.6155 | 66331.784 | 73375.4274 | 79860.6648 | 77592.2986 | 84918.4965 | 92363.1203 | 50207.9367 | 48836.8734 | 52491.9117 | 56245.8411 | 60634.1517
Scenario 1: Reference | SDG&E | Com | HVAC | Com - Lodging | Rate Impact Measure Test | Fuel Substitution | 85.9158 | 96.9025 | 108.687 | 121.2998 | 135.101 | 0 | 0 | 0 | 0 | 0 | 0 | 0 | 0
Scenario 1: Reference | SDG&E | Com | HVAC | Com - Lodging | Total Resource Cost Test | Energy Efficiency | 115444.9883 | 125215.638 | 135343.521 | 147148.5642 | 157462.2473 | 145151.154 | 140724.6474 | 150746.9545 | 50207.9367 | 48836.8734 | 52491.9117 | 56245.8411 | 60634.1517
Scenario 1: Reference | SDG&E | Com | HVAC | Com - Lodging | Total Resource Cost Test | Fuel Substitution | 100.9511 | 114.3618 | 128.4249 | 144.322 | 154.3785 | 0 | 0 | 0 | 0 | 0 | 0 | 0 | 0
Scenario 1: Reference | SDG&E | Com | HVAC | Com - Office (Large) | Participant Cost Test | Energy Efficiency | 240219.1364 | 255446.3881 | 269156.8023 | 281443.9986 | 290997.6577 | 50889.4481 | 1364.1963 | 1282.3399 | 1099.5225 | 970.4468 | 820.3072 | 648.1499 | 452.5927
Scenario 1: Reference | SDG&E | Com | HVAC | Com - Office (Large) | Program Administrator Cost Test | Energy Efficiency | 45030.7348 | 51281.8341 | 58056.9645 | 65486.8462 | 73322.4564 | 482.6064 | 513.6312 | 539.6808 | 561.2299 | 582.6326 | 604.7072 | 621.4388 | 637.6882
Scenario 1: Reference | SDG&E | Com | HVAC | Com - Office (Large) | Rate Impact Measure Test | Energy Efficiency | 45030.7348 | 51281.8341 | 58056.9645 | 65486.8462 | 73322.4564 | 482.6064 | 513.6312 | 539.6808 | 561.2299 | 582.6326 | 604.7072 | 621.4388 | 637.6882
Scenario 1: Reference | SDG&E | Com | HVAC | Com - Office (Large) | Total Resource Cost Test | Energy Efficiency | 115886.188 | 127868.4419 | 140335.6265 | 153531.938 | 166804.7706 | 50015.0387 | 581.6139 | 610.2308 | 561.2299 | 582.6326 | 604.7072 | 621.4388 | 637.6882
Scenario 1: Reference | SDG&E | Com | HVAC | Com - Office (Small) | Participant Cost Test | Energy Efficiency | 28246.2942 | 30011.1333 | 31602.2245 | 20702.4626 | 15935.959 | 15650.3999 | 15109.7015 | 14278.8739 | 11803.3232 | 10291.1554 | 8448.2027 | 6232.6196 | 3614.9537
Scenario 1: Reference | SDG&E | Com | HVAC | Com - Office (Small) | Program Administrator Cost Test | Energy Efficiency | 6623.9869 | 7438.3846 | 8297.9687 | 9207.7573 | 10181.6325 | 11299.5896 | 12478.5648 | 13692.0331 | 14979.1365 | 16323.5531 | 17764.8531 | 19262.5912 | 20855.2995
Scenario 1: Reference | SDG&E | Com | HVAC | Com - Office (Small) | Rate Impact Measure Test | Energy Efficiency | 6623.9869 | 7438.3846 | 8297.9687 | 9207.7573 | 10181.6325 | 11299.5896 | 12478.5648 | 13692.0331 | 14979.1365 | 16323.5531 | 17764.8531 | 19262.5912 | 20855.2995
Scenario 1: Reference | SDG&E | Com | HVAC | Com - Office (Small) | Total Resource Cost Test | Energy Efficiency | 20747.9856 | 22841.2051 | 24988.2881 | 14918.2253 | 11271.6809 | 12456.2196 | 13701.7614 | 14978.5115 | 14979.1365 | 16323.5531 | 17764.8531 | 19262.5912 | 20855.2995
Scenario 1: Reference | SDG&E | Com | HVAC | Com - Other | Participant Cost Test | Energy Efficiency | 371188.2237 | 398652.4158 | 421208.0809 | 438098.8453 | 445746.5701 | 452298.867 | 451817.4234 | 442845.6828 | 282163.6774 | 239684.6614 | 233101.098 | 186819.3164 | 117778.4839
Scenario 1: Reference | SDG&E | Com | HVAC | Com - Other | Participant Cost Test | Fuel Substitution | 112.2381 | 123.2592 | 134.4465 | 152.9211 | 164.7487 | 0 | 0 | 0 | 0 | 0 | 0 | 0 | 0
Scenario 1: Reference | SDG&E | Com | HVAC | Com - Other | Program Administrator Cost Test | Energy Efficiency | 169018.5665 | 194919.5855 | 223071.2112 | 253802.9507 | 284683.4633 | 322819.5351 | 363957.9932 | 407352.2797 | 433827.7322 | 475838.0923 | 548063.3263 | 611958.3516 | 675582.394
Scenario 1: Reference | SDG&E | Com | HVAC | Com - Other | Program Administrator Cost Test | Fuel Substitution | 180.7535 | 208.8264 | 239.9255 | 279.7308 | 318.9218 | 0 | 0 | 0 | 0 | 0 | 0 | 0 | 0
Scenario 1: Reference | SDG&E | Com | HVAC | Com - Other | Rate Impact Measure Test | Energy Efficiency | 169018.5665 | 194919.5855 | 223071.2112 | 253802.9507 | 284683.4633 | 322819.5351 | 363957.9932 | 407352.2797 | 433827.7322 | 475838.0923 | 548063.3263 | 611958.3516 | 675582.394
Scenario 1: Reference | SDG&E | Com | HVAC | Com - Other | Rate Impact Measure Test | Fuel Substitution | 236.8682 | 267.1725 | 299.5032 | 339.1466 | 377.3273 | 0 | 0 | 0 | 0 | 0 | 0 | 0 | 0
Scenario 1: Reference | SDG&E | Com | HVAC | Com - Other | Total Resource Cost Test | Energy Efficiency | 221670.2798 | 253020.1327 | 286754.8184 | 323241.8882 | 359212.5686 | 403394.0974 | 450645.8252 | 499992.4867 | 433827.7322 | 475838.0923 | 548063.3263 | 611958.3516 | 675582.394
Scenario 1: Reference | SDG&E | Com | HVAC | Com - Other | Total Resource Cost Test | Fuel Substitution | 210.4755 | 241.4572 | 275.5462 | 319.2888 | 361.7459 | 0 | 0 | 0 | 0 | 0 | 0 | 0 | 0
Scenario 1: Reference | SDG&E | Com | HVAC | Com - Restaurant | Participant Cost Test | Energy Efficiency | 78003.5251 | 83905.3683 | 89753.812 | 94959.2033 | 116723.8609 | 123650.2006 | 129917.7886 | 135003.8635 | 130068.3833 | 130583.4298 | 128402.9215 | 122798.788 | 112940.4259
Scenario 1: Reference | SDG&E | Com | HVAC | Com - Restaurant | Participant Cost Test | Fuel Substitution | 0.294 | 0.31505 | 1.9996 | 2.1008 | 2.1864 | 0 | 0 | 0 | 0 | 0 | 0 | 0 | 0
Scenario 1: Reference | SDG&E | Com | HVAC | Com - Restaurant | Program Administrator Cost Test | Energy Efficiency | 63508.3948 | 73278.5555 | 84432.975 | 96659.0135 | 128715.4099 | 149437.5914 | 173352.8319 | 200632.248 | 231405.5006 | 266450.1937 | 306335.8246 | 351545.7683 | 402579.4435
Scenario 1: Reference | SDG&E | Com | HVAC | Com - Restaurant | Program Administrator Cost Test | Fuel Substitution | 0.24319 | 0.27947 | 1.5826 | 1.7958 | 2.0314 | 0 | 0 | 0 | 0 | 0 | 0 | 0 | 0
Scenario 1: Reference | SDG&E | Com | HVAC | Com - Restaurant | Rate Impact Measure Test | Energy Efficiency | 64044.1773 | 73746.821 | 84841.3011 | 96989.0855 | 129678.5679 | 150365.5901 | 174232.0623 | 201445.7332 | 232130.4477 | 267069.6587 | 306834.0181 | 351901.1683 | 402769.6119
Scenario 1: Reference | SDG&E | Com | HVAC | Com - Restaurant | Rate Impact Measure Test | Fuel Substitution | 0.24319 | 0.27947 | 1.5826 | 1.7958 | 2.0314 | 0 | 0 | 0 | 0 | 0 | 0 | 0 | 0
Scenario 1: Reference | SDG&E | Com | HVAC | Com - Restaurant | Total Resource Cost Test | Energy Efficiency | 66956.5712 | 77056.3539 | 88565.2905 | 101148.6631 | 134386.8754 | 155682.9586 | 180221.9924 | 208167.2534 | 231405.5006 | 266450.1937 | 306335.8246 | 351545.7683 | 402579.4435
Scenario 1: Reference | SDG&E | Com | HVAC | Com - Restaurant | Total Resource Cost Test | Fuel Substitution | 0.25077 | 0.28779 | 1.6268 | 1.8438 | 2.0832 | 0 | 0 | 0 | 0 | 0 | 0 | 0 | 0
Scenario 1: Reference | SDG&E | Com | HVAC | Com - Retail | Participant Cost Test | Energy Efficiency | 223733.9006 | 238396.8582 | 250971.4157 | 259484.3968 | 263606.2682 | 224986.6726 | 213644.9646 | 208968.5919 | 3764.4363 | 680.5369 | 359.8371 | 196.843 | 104.391
Scenario 1: Reference | SDG&E | Com | HVAC | Com - Retail | Participant Cost Test | Fuel Substitution | 19.3632 | 20.6854 | 21.8663 | 22.8577 | 23.6789 | 0 | 0 | 0 | 0 | 0 | 0 | 0 | 0
Scenario 1: Reference | SDG&E | Com | HVAC | Com - Retail | Program Administrator Cost Test | Energy Efficiency | 33437.0299 | 37516.6753 | 41670.3137 | 45602.833 | 49406.5319 | 41347.7933 | 44825.9367 | 48174.9736 | 1707.4289 | 648.2417 | 399.449 | 260.4038 | 178.87
Scenario 1: Reference | SDG&E | Com | HVAC | Com - Retail | Program Administrator Cost Test | Fuel Substitution | 9.3702 | 10.7038 | 12.1373 | 13.6792 | 15.3859 | 0 | 0 | 0 | 0 | 0 | 0 | 0 | 0
Scenario 1: Reference | SDG&E | Com | HVAC | Com - Retail | Rate Impact Measure Test | Energy Efficiency | 33437.0299 | 37516.6753 | 41670.3137 | 45602.833 | 49406.5319 | 41347.7933 | 44825.9367 | 48174.9736 | 1707.4289 | 648.2417 | 399.449 | 260.4038 | 178.87
Scenario 1: Reference | SDG&E | Com | HVAC | Com - Retail | Rate Impact Measure Test | Fuel Substitution | 9.3702 | 10.7038 | 12.1373 | 13.6792 | 15.3859 | 0 | 0 | 0 | 0 | 0 | 0 | 0 | 0
Scenario 1: Reference | SDG&E | Com | HVAC | Com - Retail | Total Resource Cost Test | Energy Efficiency | 71544.4337 | 78840.7308 | 86238.5917 | 93230.4285 | 99711.7939 | 85060.4527 | 80987.3588 | 86218.0961 | 1707.4289 | 648.2417 | 399.449 | 260.4038 | 178.87
Scenario 1: Reference | SDG&E | Com | HVAC | Com - Retail | Total Resource Cost Test | Fuel Substitution | 12.0414 | 13.6325 | 15.3297 | 17.1419 | 19.1257 | 0 | 0 | 0 | 0 | 0 | 0 | 0 | 0
Scenario 1: Reference | SDG&E | Com | HVAC | Com - School | Participant Cost Test | Energy Efficiency | 224536.9369 | 224405.2559 | 221106.7293 | 214758.7874 | 207013.8023 | 196672.3928 | 168055.8337 | 154280.8734 | 126995.4331 | 117764.9279 | 106360.1861 | 92303.4037 | 75287.7645
Scenario 1: Reference | SDG&E | Com | HVAC | Com - School | Participant Cost Test | Fuel Substitution | 2.3199 | 2.4778 | 2.6236 | 2.7559 | 2.8729 | 0 | 0 | 0 | 0 | 0 | 0 | 0 | 0
Scenario 1: Reference | SDG&E | Com | HVAC | Com - School | Program Administrator Cost Test | Energy Efficiency | 76049.237 | 82321.9429 | 88769.2583 | 95449.3166 | 103181.0479 | 111457.7538 | 120139.8432 | 129565.5885 | 141082.0992 | 153543.0648 | 167140.2207 | 181512.0134 | 196740.8389
Scenario 1: Reference | SDG&E | Com | HVAC | Com - School | Program Administrator Cost Test | Fuel Substitution | 2.2797 | 2.5915 | 2.9287 | 3.2939 | 3.6898 | 0 | 0 | 0 | 0 | 0 | 0 | 0 | 0
Scenario 1: Reference | SDG&E | Com | HVAC | Com - School | Rate Impact Measure Test | Energy Efficiency | 76049.237 | 82321.9429 | 88769.2583 | 95449.3166 | 103181.0479 | 111457.7538 | 120139.8432 | 129565.5885 | 141082.0992 | 153543.0648 | 167140.2207 | 181512.0134 | 196740.8389
Scenario 1: Reference | SDG&E | Com | HVAC | Com - School | Rate Impact Measure Test | Fuel Substitution | 2.2797 | 2.5915 | 2.9287 | 3.2939 | 3.6898 | 0 | 0 | 0 | 0 | 0 | 0 | 0 | 0
Scenario 1: Reference | SDG&E | Com | HVAC | Com - School | Total Resource Cost Test | Energy Efficiency | 106570.4472 | 113952.3546 | 121361.6592 | 128890.5392 | 137487.6724 | 146499.6572 | 139164.2904 | 148358.749 | 141082.0992 | 153543.0648 | 167140.2207 | 181512.0134 | 196740.8389
Scenario 1: Reference | SDG&E | Com | HVAC | Com - School | Total Resource Cost Test | Fuel Substitution | 2.5078 | 2.8377 | 3.193 | 3.5761 | 3.9898 | 0 | 0 | 0 | 0 | 0 | 0 | 0 | 0
Scenario 1: Reference | SDG&E | Com | HVAC | Com - Warehouse | Participant Cost Test | Energy Efficiency | 149.9999 | 157.1943 | 162.5468 | 166.1193 | 166.9471 | 166.1435 | 162.6858 | 157.0557 | 125.529 | 113.4351 | 98.5607 | 80.7648 | 15.0966
Scenario 1: Reference | SDG&E | Com | HVAC | Com - Warehouse | Participant Cost Test | Fuel Substitution | 13.9221 | 15.2656 | 17.225 | 18.6285 | 23.4747 | 0 | 0 | 0 | 0 | 0 | 0 | 0 | 0
Scenario 1: Reference | SDG&E | Com | HVAC | Com - Warehouse | Program Administrator Cost Test | Energy Efficiency | 32.2887 | 35.6192 | 38.7628 | 41.816 | 44.8878 | 48.8407 | 52.371 | 55.6049 | 58.7809 | 61.8645 | 65.0319 | 67.6199 | 17.6893
Scenario 1: Reference | SDG&E | Com | HVAC | Com - Warehouse | Program Administrator Cost Test | Fuel Substitution | 31.1915 | 36.0922 | 42.0371 | 48.2029 | 58.2818 | 0 | 0 | 0 | 0 | 0 | 0 | 0 | 0
Scenario 1: Reference | SDG&E | Com | HVAC | Com - Warehouse | Rate Impact Measure Test | Energy Efficiency | 32.2887 | 35.6192 | 38.7628 | 41.816 | 44.8878 | 48.8407 | 52.371 | 55.6049 | 58.7809 | 61.8645 | 65.0319 | 67.6199 | 17.6893
Scenario 1: Reference | SDG&E | Com | HVAC | Com - Warehouse | Rate Impact Measure Test | Fuel Substitution | 40.1103 | 45.369 | 51.5167 | 57.6663 | 67.5966 | 0 | 0 | 0 | 0 | 0 | 0 | 0 | 0
Scenario 1: Reference | SDG&E | Com | HVAC | Com - Warehouse | Total Resource Cost Test | Energy Efficiency | 46.4075 | 50.9112 | 55.2117 | 59.4578 | 63.6111 | 68.6835 | 73.2615 | 77.512 | 58.7809 | 61.8645 | 65.0319 | 67.6199 | 17.6893
Scenario 1: Reference | SDG&E | Com | HVAC | Com - Warehouse | Total Resource Cost Test | Fuel Substitution | 34.4383 | 39.6629 | 46.0306 | 52.5518 | 63.5265 | 0 | 0 | 0 | 0 | 0 | 0 | 0 | 0
Scenario 1: Reference | SDG&E | Com | Lighting | Com - College | Participant Cost Test | Energy Efficiency | 0 | 61587.994 | 86300.7658 | 83347.5005 | 78935.6338 | 74481.193 | 69450.0168 | 63733.4096 | 16998.3393 | 0 | 0 | 0 | 0
Scenario 1: Reference | SDG&E | Com | Lighting | Com - College | Program Administrator Cost Test | Energy Efficiency | 0 | 15877.9463 | 23978.1419 | 25076.8731 | 25988.7041 | 27247.3382 | 28198.5601 | 28881.5639 | 9046.4569 | 0 | 0 | 0 | 0
Scenario 1: Reference | SDG&E | Com | Lighting | Com - College | Rate Impact Measure Test | Energy Efficiency | 0 | 15877.9463 | 23978.1419 | 25076.8731 | 25988.7041 | 27247.3382 | 28198.5601 | 28881.5639 | 9046.4569 | 0 | 0 | 0 | 0
Scenario 1: Reference | SDG&E | Com | Lighting | Com - College | Total Resource Cost Test | Energy Efficiency | 0 | 17185.1686 | 25887.1614 | 27016.6117 | 27935.5435 | 29218.3447 | 30192.6804 | 30891.4967 | 9046.4569 | 0 | 0 | 0 | 0
Scenario 1: Reference | SDG&E | Com | Lighting | Com - Grocery | Participant Cost Test | Energy Efficiency | 145347.9841 | 139020.3678 | 131979.5944 | 124448.969 | 116050.4864 | 107787.6634 | 98984.384 | 89652.6339 | 78019.8367 | 47849.5581 | 31931.2353 | 25006.2856 | 17409.6911
Scenario 1: Reference | SDG&E | Com | Lighting | Com - Grocery | Program Administrator Cost Test | Energy Efficiency | 30183.2101 | 31053.0823 | 31759.3358 | 32404.2468 | 33079.1449 | 34109.9365 | 34632.3915 | 34826.7239 | 34854.364 | 24981.7305 | 20480.0165 | 20585.5035 | 20611.5266
Scenario 1: Reference | SDG&E | Com | Lighting | Com - Grocery | Rate Impact Measure Test | Energy Efficiency | 30183.2101 | 31053.0823 | 31759.3358 | 32404.2468 | 33079.1449 | 34109.9365 | 34632.3915 | 34826.7239 | 34854.364 | 24981.7305 | 20480.0165 | 20585.5035 | 20611.5266
Scenario 1: Reference | SDG&E | Com | Lighting | Com - Grocery | Total Resource Cost Test | Energy Efficiency | 31713.2141 | 32573.9022 | 33271.393 | 33913.4849 | 34580.4758 | 35613.2104 | 36139.1849 | 36336.7597 | 34854.364 | 24981.7305 | 20480.0165 | 20585.5035 | 20611.5266
Scenario 1: Reference | SDG&E | Com | Lighting | Com - Health | Participant Cost Test | Energy Efficiency | 381354.8068 | 361765.2279 | 341450.0401 | 322937.8547 | 299254.2715 | 273538.1813 | 238892.647 | 214672.7724 | 185745.12 | 164234.3546 | 141530.6004 | 107038.472 | 73793.0004
Scenario 1: Reference | SDG&E | Com | Lighting | Com - Health | Program Administrator Cost Test | Energy Efficiency | 94289.0215 | 96466.0164 | 98461.1952 | 101266.2467 | 103163.5188 | 105052.6704 | 102143.0078 | 102850.5125 | 104742.0157 | 108210.8436 | 113940.1353 | 111173.1398 | 109924.9854
Scenario 1: Reference | SDG&E | Com | Lighting | Com - Health | Rate Impact Measure Test | Energy Efficiency | 94289.0215 | 96466.0164 | 98461.1952 | 101266.2467 | 103163.5188 | 105052.6704 | 102143.0078 | 102850.5125 | 104742.0157 | 108210.8436 | 113940.1353 | 111173.1398 | 109924.9854
Scenario 1: Reference | SDG&E | Com | Lighting | Com - Health | Total Resource Cost Test | Energy Efficiency | 101117.3294 | 103192.9022 | 105104.681 | 107909.764 | 109722.3852 | 111506.1003 | 108283.6275 | 108943.5196 | 104742.0157 | 108210.8436 | 113940.1353 | 111173.1398 | 109924.9854
Scenario 1: Reference | SDG&E | Com | Lighting | Com - Office (Large) | Participant Cost Test | Energy Efficiency | 425638.4325 | 407904.9906 | 387022.6655 | 364206.4101 | 339230.8445 | 315717.6215 | 291475.0622 | 264893.0513 | 222587.7675 | 192612.5401 | 161218.5521 | 128295.5401 | 93532.887
Scenario 1: Reference | SDG&E | Com | Lighting | Com - Office (Large) | Program Administrator Cost Test | Energy Efficiency | 108799.0405 | 112179.1568 | 115150.0026 | 117868.7825 | 120618.9136 | 124836.113 | 128165.0132 | 130333.5898 | 131425.3905 | 132552.0293 | 134541.3549 | 136115.0121 | 137647.2846
Scenario 1: Reference | SDG&E | Com | Lighting | Com - Office (Large) | Rate Impact Measure Test | Energy Efficiency | 108799.0405 | 112179.1568 | 115150.0026 | 117868.7825 | 120618.9136 | 124836.113 | 128165.0132 | 130333.5898 | 131425.3905 | 132552.0293 | 134541.3549 | 136115.0121 | 137647.2846
Scenario 1: Reference | SDG&E | Com | Lighting | Com - Office (Large) | Total Resource Cost Test | Energy Efficiency | 122022.1277 | 125285.706 | 128137.6635 | 130756.2757 | 133365.4221 | 137552.3801 | 140888.2211 | 143016.1103 | 131425.3905 | 132552.0293 | 134541.3549 | 136115.0121 | 137647.2846
Scenario 1: Reference | SDG&E | Com | Lighting | Com - Refrig. Warehouse | Participant Cost Test | Energy Efficiency | 542.3114 | 518.4286 | 492.4824 | 458.4243 | 426.3484 | 393.1791 | 359.4145 | 323.7698 | 283.2043 | 242.6981 | 199.9074 | 153.2161 | 101.7998
Scenario 1: Reference | SDG&E | Com | Lighting | Com - Refrig. Warehouse | Program Administrator Cost Test | Energy Efficiency | 159.102 | 164.7155 | 170.1211 | 173.3789 | 178.5433 | 184.8702 | 190.2847 | 194.8758 | 200.1584 | 204.5652 | 211.2844 | 217.5887 | 223.6641
Scenario 1: Reference | SDG&E | Com | Lighting | Com - Refrig. Warehouse | Rate Impact Measure Test | Energy Efficiency | 159.102 | 164.7155 | 170.1211 | 173.3789 | 178.5433 | 184.8702 | 190.2847 | 194.8758 | 200.1584 | 204.5652 | 211.2844 | 217.5887 | 223.6641
Scenario 1: Reference | SDG&E | Com | Lighting | Com - Refrig. Warehouse | Total Resource Cost Test | Energy Efficiency | 162.6463 | 168.2418 | 173.6355 | 176.8491 | 181.9955 | 188.3142 | 193.7368 | 198.3378 | 200.1584 | 204.5652 | 211.2844 | 217.5887 | 223.6641
Scenario 1: Reference | SDG&E | Com | Lighting | Com - Restaurant | Participant Cost Test | Energy Efficiency | 101091.0604 | 93770.6936 | 86843.2981 | 79415.0993 | 88092.1307 | 81740.6037 | 75145.3117 | 68220.3332 | 60184.9735 | 52328.578 | 44023.6611 | 35084.998 | 25430.1919
Scenario 1: Reference | SDG&E | Com | Lighting | Com - Restaurant | Program Administrator Cost Test | Energy Efficiency | 26415.7388 | 26436.4511 | 26494.3843 | 26370.4867 | 32184.8835 | 33279.7905 | 34099.22 | 34738.7332 | 35306.8045 | 35782.5453 | 36574.0245 | 37213.4064 | 37805.3225
Scenario 1: Reference | SDG&E | Com | Lighting | Com - Restaurant | Rate Impact Measure Test | Energy Efficiency | 26415.7388 | 26436.4511 | 26494.3843 | 26370.4867 | 32184.8835 | 33279.7905 | 34099.22 | 34738.7332 | 35306.8045 | 35782.5453 | 36574.0245 | 37213.4064 | 37805.3225
Scenario 1: Reference | SDG&E | Com | Lighting | Com - Restaurant | Total Resource Cost Test | Energy Efficiency | 26968.8384 | 26968.948 | 27010.0667 | 26868.6816 | 32773.226 | 33866.793 | 34686.4047 | 35326.4015 | 35306.8045 | 35782.5453 | 36574.0245 | 37213.4064 | 37805.3225
Scenario 1: Reference | SDG&E | Com | Lighting | Com - Retail | Participant Cost Test | Energy Efficiency | 757581.6162 | 707805.6525 | 659004.6068 | 607342.1413 | 553365.7009 | 504889.464 | 455407.1434 | 407177.5936 | 296083.1128 | 251692.919 | 206983.0265 | 161718.1383 | 114937.0723
Scenario 1: Reference | SDG&E | Com | Lighting | Com - Retail | Program Administrator Cost Test | Energy Efficiency | 184360.9225 | 185232.5076 | 185878.6347 | 185492.9149 | 184714.4809 | 186259.599 | 185403.1347 | 183741.9251 | 182442.8007 | 181340.9433 | 181785.5131 | 182181.3718 | 182778.376
Scenario 1: Reference | SDG&E | Com | Lighting | Com - Retail | Rate Impact Measure Test | Energy Efficiency | 184360.9225 | 185232.5076 | 185878.6347 | 185492.9149 | 184714.4809 | 186259.599 | 185403.1347 | 183741.9251 | 182442.8007 | 181340.9433 | 181785.5131 | 182181.3718 | 182778.376
Scenario 1: Reference | SDG&E | Com | Lighting | Com - Retail | Total Resource Cost Test | Energy Efficiency | 266579.362 | 264657.6656 | 262837.9634 | 259964.6609 | 256409.1959 | 255962.6026 | 253048.3572 | 249489.1121 | 182442.8007 | 181340.9433 | 181785.5131 | 182181.3718 | 182778.376
Scenario 1: Reference | SDG&E | Com | Lighting | Com - Warehouse | Participant Cost Test | Energy Efficiency | 12912.1055 | 12588.2055 | 12198.5931 | 11766.6871 | 11213.3109 | 10642.2561 | 9978.1344 | 9260.8095 | 2068.0348 | 0 | 0 | 0 | 0
Scenario 1: Reference | SDG&E | Com | Lighting | Com - Warehouse | Program Administrator Cost Test | Energy Efficiency | 2931.1933 | 3073.7516 | 3210.1744 | 3351.7544 | 3490.2998 | 3660.7421 | 3785.0937 | 3889.8428 | 1140.5572 | 0 | 0 | 0 | 0
Scenario 1: Reference | SDG&E | Com | Lighting | Com - Warehouse | Rate Impact Measure Test | Energy Efficiency | 2931.1933 | 3073.7516 | 3210.1744 | 3351.7544 | 3490.2998 | 3660.7421 | 3785.0937 | 3889.8428 | 1140.5572 | 0 | 0 | 0 | 0
Scenario 1: Reference | SDG&E | Com | Lighting | Com - Warehouse | Total Resource Cost Test | Energy Efficiency | 4073.1508 | 4225.8579 | 4373.0393 | 4530.4622 | 4678.1629 | 4863.057 | 4999.0662 | 5115.8537 | 1140.5572 | 0 | 0 | 0 | 0
Scenario 1: Reference | SDG&E | Com | WaterHeat | Com - College | Participant Cost Test | Energy Efficiency | 207430.413 | 211561.2709 | 211695.0193 | 213468.8853 | 212330.7507 | 163807.9651 | 152380.815 | 148030.9716 | 68173.3011 | 59315.7636 | 88290.3135 | 65934.8372 | 39305.4642
Scenario 1: Reference | SDG&E | Com | WaterHeat | Com - College | Participant Cost Test | Fuel Substitution | 384971.6094 | 424103.9587 | 522420.7489 | 486295.2143 | 390041.8522 | 2404687.1521 | 2473022.1938 | 2464347.5638 | 2145155.0131 | 1994403.7822 | 1738166.9528 | 1306469.0514 | 737871.764
Scenario 1: Reference | SDG&E | Com | WaterHeat | Com - College | Program Administrator Cost Test | Energy Efficiency | 99162.7712 | 107897.8061 | 117176.3873 | 127871.5411 | 138248.3668 | 55176.9703 | 59099.6737 | 62916.8606 | 33870.8233 | 36168.3719 | 75237.9599 | 80174.7572 | 84773.3519
Scenario 1: Reference | SDG&E | Com | WaterHeat | Com - College | Program Administrator Cost Test | Fuel Substitution | 1426984.2199 | 1652201.5414 | 1896491.2207 | 2162926.0675 | 2453054.8883 | 1174205.4219 | 1387030.6849 | 1583649.5667 | 1754962.1927 | 1999476.4496 | 2282676.0551 | 2497447.8846 | 2659864.6551
Scenario 1: Reference | SDG&E | Com | WaterHeat | Com - College | Rate Impact Measure Test | Energy Efficiency | 99162.7712 | 107897.8061 | 117176.3873 | 127871.5411 | 138248.3668 | 55176.9703 | 59099.6737 | 62916.8606 | 33870.8233 | 36168.3719 | 75237.9599 | 80174.7572 | 84773.3519
Scenario 1: Reference | SDG&E | Com | WaterHeat | Com - College | Rate Impact Measure Test | Fuel Substitution | 2186475.6561 | 2445956.2346 | 2708937.8985 | 2974002.0852 | 3249465.6167 | 1174205.4219 | 1387030.6849 | 1583649.5667 | 1754962.1927 | 1999476.4496 | 2282676.0551 | 2497447.8846 | 2659864.6551
Scenario 1: Reference | SDG&E | Com | WaterHeat | Com - College | Total Resource Cost Test | Energy Efficiency | 147035.5125 | 156665.6506 | 164262.1342 | 175852.0379 | 186825.1544 | 92869.5513 | 88279.868 | 92260.8329 | 33870.8233 | 36168.3719 | 75237.9599 | 80174.7572 | 84773.3519
Scenario 1: Reference | SDG&E | Com | WaterHeat | Com - College | Total Resource Cost Test | Fuel Substitution | 1762716.5201 | 2022163.6917 | 2359904.272 | 2585340.3621 | 2774346.124 | 1335731.9388 | 1541266.1912 | 1756406.222 | 1754962.1927 | 1999476.4496 | 2282676.0551 | 2497447.8846 | 2659864.6551
Scenario 1: Reference | SDG&E | Com | WaterHeat | Com - Grocery | Participant Cost Test | Energy Efficiency | 361423.3287 | 372023.812 | 378131.0884 | 379551.3626 | 375635.0645 | 361122.8495 | 347004.8028 | 328802.9793 | 247426.6834 | 214890.7481 | 202660.9905 | 147917.2362 | 83470.0087
Scenario 1: Reference | SDG&E | Com | WaterHeat | Com - Grocery | Participant Cost Test | Fuel Substitution | 8128.5346 | 8738.3226 | 9335.7925 | 9940.3751 | 10551.1241 | 0 | 0 | 0 | 0 | 0 | 0 | 0 | 0
Scenario 1: Reference | SDG&E | Com | WaterHeat | Com - Grocery | Program Administrator Cost Test | Energy Efficiency | 85215.8813 | 93889.9689 | 102838.2315 | 112279.1687 | 122287.5721 | 120925.3562 | 130827.4844 | 140320.1239 | 126494.3136 | 134970.0545 | 169794.487 | 180308.9254 | 191127.9337
Scenario 1: Reference | SDG&E | Com | WaterHeat | Com - Grocery | Program Administrator Cost Test | Fuel Substitution | 61695.9548 | 69814.6504 | 78532.9435 | 88069.5751 | 98490.2589 | 0 | 0 | 0 | 0 | 0 | 0 | 0 | 0
Scenario 1: Reference | SDG&E | Com | WaterHeat | Com - Grocery | Rate Impact Measure Test | Energy Efficiency | 85215.8813 | 93889.9689 | 102838.2315 | 112279.1687 | 122287.5721 | 120925.3562 | 130827.4844 | 140320.1239 | 126494.3136 | 134970.0545 | 169794.487 | 180308.9254 | 191127.9337
Scenario 1: Reference | SDG&E | Com | WaterHeat | Com - Grocery | Rate Impact Measure Test | Fuel Substitution | 83450.413 | 91901.9561 | 100525.2966 | 109438.8621 | 118960.942 | 0 | 0 | 0 | 0 | 0 | 0 | 0 | 0
Scenario 1: Reference | SDG&E | Com | WaterHeat | Com - Grocery | Total Resource Cost Test | Energy Efficiency | 109405.8904 | 118621.7291 | 128083.7603 | 138052.4862 | 148535.8423 | 146394.0513 | 155446.8014 | 165387.9803 | 126494.3136 | 134970.0545 | 169794.487 | 180308.9254 | 191127.9337
Scenario 1: Reference | SDG&E | Com | WaterHeat | Com - Grocery | Total Resource Cost Test | Fuel Substitution | 67546.0974 | 76103.6601 | 85251.955 | 95223.7073 | 106083.9499 | 0 | 0 | 0 | 0 | 0 | 0 | 0 | 0
Scenario 1: Reference | SDG&E | Com | WaterHeat | Com - Health | Participant Cost Test | Energy Efficiency | 868726.6565 | 888864.1773 | 894550.8889 | 901371.9016 | 889404.0789 | 722081.0528 | 652931.7829 | 616132.0429 | 460773.1009 | 406528.9661 | 392226.7491 | 279982.4728 | 155504.8796
Scenario 1: Reference | SDG&E | Com | WaterHeat | Com - Health | Participant Cost Test | Fuel Substitution | 865415.5255 | 957013.8472 | 1186975.1824 | 1118319.5973 | 986417.4315 | 6613243.0956 | 6916636.6479 | 6935385.0448 | 5947294.6604 | 5523708.8775 | 4834450.5926 | 3629482.6893 | 2024809.6599
Scenario 1: Reference | SDG&E | Com | WaterHeat | Com - Health | Program Administrator Cost Test | Energy Efficiency | 338940.1244 | 370625.5535 | 404194.5373 | 443843.1997 | 480993.5079 | 225461.5542 | 237847.0177 | 254576.0373 | 229691.449 | 249016.0945 | 321864.8988 | 334806.4435 | 350367.4654
Scenario 1: Reference | SDG&E | Com | WaterHeat | Com - Health | Program Administrator Cost Test | Fuel Substitution | 3920175.484 | 4549888.9017 | 5235788.2786 | 5987722.4164 | 6809591.2365 | 3233142.2706 | 3841871.4898 | 4407874.6353 | 4904167.9764 | 5590743.5271 | 6426616.6188 | 7059697.5496 | 7538943.9277
Scenario 1: Reference | SDG&E | Com | WaterHeat | Com - Health | Rate Impact Measure Test | Energy Efficiency | 338940.1244 | 370625.5535 | 404194.5373 | 443843.1997 | 480993.5079 | 225461.5542 | 237847.0177 | 254576.0373 | 229691.449 | 249016.0945 | 321864.8988 | 334806.4435 | 350367.4654
Scenario 1: Reference | SDG&E | Com | WaterHeat | Com - Health | Rate Impact Measure Test | Fuel Substitution | 5952912.2125 | 6679164.3679 | 7420312.2538 | 8173753.3072 | 8961167.7066 | 3233142.2706 | 3841871.4898 | 4407874.6353 | 4904167.9764 | 5590743.5271 | 6426616.6188 | 7059697.5496 | 7538943.9277
Scenario 1: Reference | SDG&E | Com | WaterHeat | Com - Health | Total Resource Cost Test | Energy Efficiency | 439229.891 | 473617.6096 | 504173.026 | 547003.1837 | 586147.8963 | 300472.1734 | 288371.0969 | 306247.4037 | 229691.449 | 249016.0945 | 321864.8988 | 334806.4435 | 350367.4654
Scenario 1: Reference | SDG&E | Com | WaterHeat | Com - Health | Total Resource Cost Test | Fuel Substitution | 4687397.9748 | 5397416.2148 | 6301697.5148 | 6972966.0541 | 7650531.115 | 3703666.7984 | 4374641.1261 | 5008377.4805 | 4904167.9764 | 5590743.5271 | 6426616.6188 | 7059697.5496 | 7538943.9277
Scenario 1: Reference | SDG&E | Com | WaterHeat | Com - Lodging | Participant Cost Test | Energy Efficiency | 2514319.619 | 2500367.0131 | 2459534.0452 | 2461087.3603 | 2416399.0671 | 1047507.272 | 389947.5608 | 381401.0535 | 99603.5105 | 85680.3546 | 121349.4114 | 88913.6792 | 52099.9634
Scenario 1: Reference | SDG&E | Com | WaterHeat | Com - Lodging | Participant Cost Test | Fuel Substitution | 4480308.111 | 4908329.8264 | 5883916.0626 | 5387479.2339 | 4561340.4076 | 9789796.1278 | 9487417.2291 | 9576394.7263 | 7278977.2623 | 6695387.7329 | 5805830.6219 | 4322939.8183 | 2388485.0537
Scenario 1: Reference | SDG&E | Com | WaterHeat | Com - Lodging | Program Administrator Cost Test | Energy Efficiency | 1271909.8048 | 1347963.6036 | 1429923.9185 | 1535175.6871 | 1620363.8447 | 115506.3548 | 122059.5819 | 128525.6423 | 50139.3285 | 53011.748 | 104064.6005 | 109238.0817 | 114577.519
Scenario 1: Reference | SDG&E | Com | WaterHeat | Com - Lodging | Program Administrator Cost Test | Fuel Substitution | 5260583.6635 | 6065586.3328 | 6934532.391 | 7878161.9958 | 8900046.5261 | 4028484.5535 | 4758870.0686 | 5431441.6607 | 6013120.4155 | 6791717.5995 | 7740380.2765 | 8444416.402 | 8966037.1797
Scenario 1: Reference | SDG&E | Com | WaterHeat | Com - Lodging | Rate Impact Measure Test | Energy Efficiency | 1271909.8048 | 1347963.6036 | 1429923.9185 | 1535175.6871 | 1620363.8447 | 115506.3548 | 122059.5819 | 128525.6423 | 50139.3285 | 53011.748 | 104064.6005 | 109238.0817 | 114577.519
Scenario 1: Reference | SDG&E | Com | WaterHeat | Com - Lodging | Rate Impact Measure Test | Fuel Substitution | 8091757.4697 | 9013800.3697 | 9941795.7942 | 10870520.126 | 11828571.1863 | 4028484.5535 | 4758870.0686 | 5431441.6607 | 6013120.4155 | 6791717.5995 | 7740380.2765 | 8444416.402 | 8966037.1797
Scenario 1: Reference | SDG&E | Com | WaterHeat | Com - Lodging | Total Resource Cost Test | Energy Efficiency | 2751168.1016 | 2832590.6985 | 2898006.5717 | 3025457.3991 | 3108379.2659 | 940488.907 | 295416.5818 | 301197.7364 | 50139.3285 | 53011.748 | 104064.6005 | 109238.0817 | 114577.519
Scenario 1: Reference | SDG&E | Com | WaterHeat | Com - Lodging | Total Resource Cost Test | Fuel Substitution | 9622990.8904 | 10843705.602 | 12675795.8837 | 13110259.6968 | 13293043.2994 | 6173417.6784 | 6349135.752 | 7213799.3343 | 6013120.4155 | 6791717.5995 | 7740380.2765 | 8444416.402 | 8966037.1797
Scenario 1: Reference | SDG&E | Com | WaterHeat | Com - Office (Large) | Participant Cost Test | Energy Efficiency | 590786.4086 | 591747.8642 | 585050.6127 | 576004.1899 | 561191.2636 | 431206.9924 | 381470.9195 | 358692.8496 | 207299.7882 | 178607.5004 | 191828.1613 | 137924.9898 | 77744.1252
Scenario 1: Reference | SDG&E | Com | WaterHeat | Com - Office (Large) | Participant Cost Test | Fuel Substitution | 307044.3155 | 335753.7838 | 420383.08 | 379550.3496 | 296284.3767 | 1574294.6017 | 1624444.983 | 1612115.5079 | 1330679.7253 | 1260893.2081 | 1094396.9359 | 818377.8119 | 460113.081
Scenario 1: Reference | SDG&E | Com | WaterHeat | Com - Office (Large) | Program Administrator Cost Test | Energy Efficiency | 233260.7276 | 248974.8718 | 265099.1436 | 282029.2517 | 299211.5354 | 128344.1542 | 135232.5766 | 141361.8278 | 102399.8106 | 108249.6896 | 158241.9311 | 163921.4853 | 169502.7975
Scenario 1: Reference | SDG&E | Com | WaterHeat | Com - Office (Large) | Program Administrator Cost Test | Fuel Substitution | 820079.9309 | 943512.0572 | 1076587.4457 | 1220626.2239 | 1376526.4439 | 749073.951 | 874953.7078 | 989602.055 | 1087535.3864 | 1262523.7361 | 1434897.7581 | 1560708.9699 | 1651198.5661
Scenario 1: Reference | SDG&E | Com | WaterHeat | Com - Office (Large) | Rate Impact Measure Test | Energy Efficiency | 233260.7276 | 248974.8718 | 265099.1436 | 282029.2517 | 299211.5354 | 128344.1542 | 135232.5766 | 141361.8278 | 102399.8106 | 108249.6896 | 158241.9311 | 163921.4853 | 169502.7975
Scenario 1: Reference | SDG&E | Com | WaterHeat | Com - Office (Large) | Rate Impact Measure Test | Fuel Substitution | 1271373.7285 | 1411820.6463 | 1552808.4732 | 1693139.1228 | 1837818.9738 | 749073.951 | 874953.7078 | 989602.055 | 1087535.3864 | 1262523.7361 | 1434897.7581 | 1560708.9699 | 1651198.5661
Scenario 1: Reference | SDG&E | Com | WaterHeat | Com - Office (Large) | Total Resource Cost Test | Energy Efficiency | 381992.0794 | 396041.5796 | 407539.1948 | 422595.5991 | 437595.3837 | 229995.506 | 202560.865 | 206400.5377 | 102399.8106 | 108249.6896 | 158241.9311 | 163921.4853 | 169502.7975
Scenario 1: Reference | SDG&E | Com | WaterHeat | Com - Office (Large) | Total Resource Cost Test | Fuel Substitution | 1099026.6133 | 1248559.3115 | 1463696.7932 | 1564360.9376 | 1634478.0439 | 891424.4162 | 1035598.7228 | 1168508.6826 | 1087535.3864 | 1262523.7361 | 1434897.7581 | 1560708.9699 | 1651198.5661
Scenario 1: Reference | SDG&E | Com | WaterHeat | Com - Office (Small) | Participant Cost Test | Energy Efficiency | 189160.3993 | 192523.0271 | 194903.7578 | 195131.2913 | 193951.9862 | 188328.0291 | 184068.5588 | 178267.5704 | 73534.151 | 63533.7774 | 113283.0597 | 83649.9025 | 50171.7657
Scenario 1: Reference | SDG&E | Com | WaterHeat | Com - Office (Small) | Participant Cost Test | Fuel Substitution | 39665.6534 | 43478.3877 | 47232.3916 | 50946.4619 | 54623.3372 | 617049.7599 | 635626.3735 | 626853.5643 | 566245.6508 | 523495.3096 | 453642.602 | 339239.4308 | 191213.8782
Scenario 1: Reference | SDG&E | Com | WaterHeat | Com - Office (Small) | Program Administrator Cost Test | Energy Efficiency | 60789.9499 | 65215.7593 | 70001.2764 | 74734.119 | 79791.4757 | 75661.4169 | 80030.8281 | 84295.0467 | 36281.5922 | 38451.4044 | 97392.1042 | 102057.2778 | 106790.0245
Scenario 1: Reference | SDG&E | Com | WaterHeat | Com - Office (Small) | Program Administrator Cost Test | Fuel Substitution | 357702.7491 | 412769.784 | 472174.2384 | 536459.4402 | 606044.2744 | 314813.7816 | 369540.4669 | 419490.55 | 462325.7465 | 523540.201 | 593846.8187 | 645465.7607 | 683220.2834
Scenario 1: Reference | SDG&E | Com | WaterHeat | Com - Office (Small) | Rate Impact Measure Test | Energy Efficiency | 60789.9499 | 65215.7593 | 70001.2764 | 74734.119 | 79791.4757 | 75661.4169 | 80030.8281 | 84295.0467 | 36281.5922 | 38451.4044 | 97392.1042 | 102057.2778 | 106790.0245
Scenario 1: Reference | SDG&E | Com | WaterHeat | Com - Office (Small) | Rate Impact Measure Test | Fuel Substitution | 558151.2887 | 621462.1634 | 685000.3725 | 748159.2704 | 813172.9766 | 314813.7816 | 369540.4669 | 419490.55 | 462325.7465 | 523540.201 | 593846.8187 | 645465.7607 | 683220.2834
Scenario 1: Reference | SDG&E | Com | WaterHeat | Com - Office (Small) | Total Resource Cost Test | Energy Efficiency | 88724.0842 | 93132.8482 | 98028.2178 | 102691.4689 | 107659.8649 | 102930.4585 | 107158.8157 | 111267.0273 | 36281.5922 | 38451.4044 | 97392.1042 | 102057.2778 | 106790.0245
Scenario 1: Reference | SDG&E | Com | WaterHeat | Com - Office (Small) | Total Resource Cost Test | Fuel Substitution | 385161.3789 | 442868.4216 | 504872.2452 | 571729.1579 | 643859.9372 | 329681.0238 | 386482.6326 | 438306.7697 | 462325.7465 | 523540.201 | 593846.8187 | 645465.7607 | 683220.2834
Scenario 1: Reference | SDG&E | Com | WaterHeat | Com - Other | Participant Cost Test | Energy Efficiency | 3407634.0955 | 3529243.77 | 3580742.1859 | 3612373.5592 | 3592821.4235 | 3338159.8148 | 3202112.3442 | 3037614.9646 | 2334933.052 | 2033990.7594 | 1793867.261 | 1310859.4325 | 735373.9082
Scenario 1: Reference | SDG&E | Com | WaterHeat | Com - Other | Participant Cost Test | Fuel Substitution | 4525405.4792 | 4985204.0395 | 6183710.6694 | 5782859.8821 | 5061760.2889 | 22630017.4658 | 23619487.2507 | 23729867.1952 | 19170485.0906 | 17937980.7415 | 15652456.3465 | 11759334.5655 | 6615287.7394
Scenario 1: Reference | SDG&E | Com | WaterHeat | Com - Other | Program Administrator Cost Test | Energy Efficiency | 868706.4331 | 970703.638 | 1078840.7127 | 1193216.7316 | 1315316.0555 | 1013929.2624 | 1104089.469 | 1190311.7691 | 1166190.1483 | 1247472.2954 | 1460077.2008 | 1556589.715 | 1655480.1865
Scenario 1: Reference | SDG&E | Com | WaterHeat | Com - Other | Program Administrator Cost Test | Fuel Substitution | 13212258.2598 | 15280977.1822 | 17529932.4378 | 19985254.9689 | 22664559.474 | 10520758.0375 | 12418946.3205 | 14181324.5366 | 15723283.6224 | 18035890.3749 | 20628260.5966 | 22587741.5348 | 24065684.9373
Scenario 1: Reference | SDG&E | Com | WaterHeat | Com - Other | Rate Impact Measure Test | Energy Efficiency | 868706.4331 | 970703.638 | 1078840.7127 | 1193216.7316 | 1315316.0555 | 1013929.2624 | 1104089.469 | 1190311.7691 | 1166190.1483 | 1247472.2954 | 1460077.2008 | 1556589.715 | 1655480.1865
Scenario 1: Reference | SDG&E | Com | WaterHeat | Com - Other | Rate Impact Measure Test | Fuel Substitution | 20558460.5335 | 22952548.705 | 25380655.9186 | 27824940.8452 | 30367240.2579 | 10520758.0375 | 12418946.3205 | 14181324.5366 | 15723283.6224 | 18035890.3749 | 20628260.5966 | 22587741.5348 | 24065684.9373
Scenario 1: Reference | SDG&E | Com | WaterHeat | Com - Other | Total Resource Cost Test | Energy Efficiency | 1214398.3005 | 1331946.4496 | 1424148.1246 | 1552120.3187 | 1687015.1099 | 1337550.3342 | 1413847.008 | 1510206.8005 | 1166190.1483 | 1247472.2954 | 1460077.2008 | 1556589.715 | 1655480.1865
Scenario 1: Reference | SDG&E | Com | WaterHeat | Com - Other | Total Resource Cost Test | Fuel Substitution | 17313278.1248 | 19795549.1777 | 23195930.0613 | 25202150.2145 | 27110915.8108 | 13092359.6269 | 15320892.7322 | 17437336.5688 | 15723283.6224 | 18035890.3749 | 20628260.5966 | 22587741.5348 | 24065684.9373
Scenario 1: Reference | SDG&E | Com | WaterHeat | Com - Refrig. Warehouse | Participant Cost Test | Energy Efficiency | 3326.6235 | 3425.0944 | 3478.9612 | 3452.438 | 3394.4999 | 3219.3376 | 3066.3339 | 4417.403 | 2558.3644 | 2220.7665 | 3076.4395 | 2276.5014 | 1341.4629
Scenario 1: Reference | SDG&E | Com | WaterHeat | Com - Refrig. Warehouse | Participant Cost Test | Fuel Substitution | 224.9428 | 246.1003 | 267.1807 | 288.3156 | 309.5797 | 5940.2625 | 6135.1821 | 6060.1819 | 5590.7119 | 5090.5006 | 4414.3432 | 3290.3942 | 1823.4047
Scenario 1: Reference | SDG&E | Com | WaterHeat | Com - Refrig. Warehouse | Program Administrator Cost Test | Energy Efficiency | 720.5874 | 806.0312 | 895.2586 | 980.3435 | 1078.2264 | 1010.3157 | 1099.6014 | 2177.0922 | 1272.4228 | 1357.3408 | 2613.8115 | 2773.5696 | 2937.1958
Scenario 1: Reference | SDG&E | Com | WaterHeat | Com - Refrig. Warehouse | Program Administrator Cost Test | Fuel Substitution | 4168.9062 | 4782.406 | 5443.1457 | 6157.2391 | 6930.3469 | 3097.9333 | 3654.7277 | 4168.4182 | 4613.2519 | 5156.5831 | 5874.5627 | 6410.3642 | 6809.8598
Scenario 1: Reference | SDG&E | Com | WaterHeat | Com - Refrig. Warehouse | Rate Impact Measure Test | Energy Efficiency | 720.5874 | 806.0312 | 895.2586 | 980.3435 | 1078.2264 | 1010.3157 | 1099.6014 | 2177.0922 | 1272.4228 | 1357.3408 | 2613.8115 | 2773.5696 | 2937.1958
Scenario 1: Reference | SDG&E | Com | WaterHeat | Com - Refrig. Warehouse | Rate Impact Measure Test | Fuel Substitution | 6255.4631 | 6943.836 | 7636.9681 | 8328.7413 | 9045.3513 | 3097.9333 | 3654.7277 | 4168.4182 | 4613.2519 | 5156.5831 | 5874.5627 | 6410.3642 | 6809.8598
Scenario 1: Reference | SDG&E | Com | WaterHeat | Com - Refrig. Warehouse | Total Resource Cost Test | Energy Efficiency | 747.2872 | 834.6547 | 925.8061 | 1012.5677 | 1112.2546 | 1041.3075 | 1132.3472 | 2394.4277 | 1272.4228 | 1357.3408 | 2613.8115 | 2773.5696 | 2937.1958
Scenario 1: Reference | SDG&E | Com | WaterHeat | Com - Refrig. Warehouse | Total Resource Cost Test | Fuel Substitution | 4291.1393 | 4915.5757 | 5587.0623 | 6311.7744 | 7095.4081 | 3154.9514 | 3720.0297 | 4241.2877 | 4613.2519 | 5156.5831 | 5874.5627 | 6410.3642 | 6809.8598
Scenario 1: Reference | SDG&E | Com | WaterHeat | Com - Restaurant | Participant Cost Test | Energy Efficiency | 726514.6362 | 730664.5538 | 726632.1251 | 709214.9772 | 812377.7738 | 716641.7516 | 684096.5491 | 664766.3464 | 571807.5489 | 495852.796 | 424101.0537 | 309242.8892 | 173504.604
Scenario 1: Reference | SDG&E | Com | WaterHeat | Com - Restaurant | Participant Cost Test | Fuel Substitution | 559542.3745 | 611208.439 | 661342.6076 | 710142.7672 | 760812.4638 | 15313927.4013 | 15744255.0599 | 15492092.4841 | 14259356.7707 | 13177153.7994 | 11439328.3045 | 8566765.105 | 4825220.5245
Scenario 1: Reference | SDG&E | Com | WaterHeat | Com - Restaurant | Program Administrator Cost Test | Energy Efficiency | 262773.0782 | 286072.655 | 310455.2537 | 334152.4512 | 440124.2746 | 235662.4926 | 255924.7888 | 291110.3362 | 294418.8672 | 313338.6047 | 353340.9484 | 375426.8997 | 397734.0991
Scenario 1: Reference | SDG&E | Com | WaterHeat | Com - Restaurant | Program Administrator Cost Test | Fuel Substitution | 8727875.7286 | 10036804.188 | 11435762.1363 | 12934525.052 | 14600827.9802 | 7938110.4552 | 9315979.9228 | 10575443.7847 | 11660920.1875 | 13204065.8426 | 15013060.2879 | 16360599.0649 | 17362401.8597
Scenario 1: Reference | SDG&E | Com | WaterHeat | Com - Restaurant | Rate Impact Measure Test | Energy Efficiency | 262773.0782 | 286072.655 | 310455.2537 | 334152.4512 | 440124.2746 | 235662.4926 | 255924.7888 | 291110.3362 | 294418.8672 | 313338.6047 | 353340.9484 | 375426.8997 | 397734.0991
Scenario 1: Reference | SDG&E | Com | WaterHeat | Com - Restaurant | Rate Impact Measure Test | Fuel Substitution | 13184488.428 | 14657231.1155 | 16124306.525 | 17570299.0234 | 19124705.7323 | 7938110.4552 | 9315979.9228 | 10575443.7847 | 11660920.1875 | 13204065.8426 | 15013060.2879 | 16360599.0649 | 17362401.8597
Scenario 1: Reference | SDG&E | Com | WaterHeat | Com - Restaurant | Total Resource Cost Test | Energy Efficiency | 272651.0121 | 296276.9184 | 320984.1645 | 344949.5211 | 453403.9933 | 244335.147 | 264991.3441 | 303493.6783 | 294418.8672 | 313338.6047 | 353340.9484 | 375426.8997 | 397734.0991
Scenario 1: Reference | SDG&E | Com | WaterHeat | Com - Restaurant | Total Resource Cost Test | Fuel Substitution | 8983709.7801 | 10316270.2206 | 11738160.1611 | 13259245.1832 | 14948722.1559 | 8083417.3139 | 9481529.3794 | 10759309.6417 | 11660920.1875 | 13204065.8426 | 15013060.2879 | 16360599.0649 | 17362401.8597
Scenario 1: Reference | SDG&E | Com | WaterHeat | Com - Retail | Participant Cost Test | Energy Efficiency | 437912.8676 | 442180.7228 | 442833.0835 | 440959.0476 | 436014.4377 | 426374.6376 | 417261.5833 | 406159.7036 | 113002.7931 | 95867.1766 | 195124.2292 | 143899.792 | 86852.7142
Scenario 1: Reference | SDG&E | Com | WaterHeat | Com - Retail | Participant Cost Test | Fuel Substitution | 56910.7935 | 62205.7042 | 139290.6719 | 171704.4853 | 206937.7758 | 982731.2645 | 1031160.2991 | 1051895.3029 | 649496.8923 | 581060.9523 | 498997.9855 | 369896.6435 | 206470.5734
Scenario 1: Reference | SDG&E | Com | WaterHeat | Com - Retail | Program Administrator Cost Test | Energy Efficiency | 107021.6964 | 114011.7013 | 121114.4973 | 128210.5735 | 135482.3537 | 135057.6887 | 141920.7717 | 148563.8545 | 55857.8816 | 58151.4073 | 169432.4301 | 176920.158 | 184585.5325
Scenario 1: Reference | SDG&E | Com | WaterHeat | Com - Retail | Program Administrator Cost Test | Fuel Substitution | 406023.8997 | 467455.4362 | 533204.389 | 603713.8097 | 679271.4477 | 364321.3503 | 427020.074 | 483546.441 | 531139.6927 | 582248.2903 | 654889.4122 | 706419.5311 | 742931.0194
Scenario 1: Reference | SDG&E | Com | WaterHeat | Com - Retail | Rate Impact Measure Test | Energy Efficiency | 107021.6964 | 114011.7013 | 121114.4973 | 128210.5735 | 135482.3537 | 135057.6887 | 141920.7717 | 148563.8545 | 55857.8816 | 58151.4073 | 169432.4301 | 176920.158 | 184585.5325
Scenario 1: Reference | SDG&E | Com | WaterHeat | Com - Retail | Rate Impact Measure Test | Fuel Substitution | 641317.0954 | 711807.5389 | 781667.2062 | 850054.6897 | 919384.9953 | 364321.3503 | 427020.074 | 483546.441 | 531139.6927 | 582248.2903 | 654889.4122 | 706419.5311 | 742931.0194
Scenario 1: Reference | SDG&E | Com | WaterHeat | Com - Retail | Total Resource Cost Test | Energy Efficiency | 252160.1664 | 260125.1137 | 267016.3346 | 274652.4542 | 282203.2027 | 280993.2965 | 287941.3994 | 294561.3711 | 55857.8816 | 58151.4073 | 169432.4301 | 176920.158 | 184585.5325
Scenario 1: Reference | SDG&E | Com | WaterHeat | Com - Retail | Total Resource Cost Test | Fuel Substitution | 449183.4391 | 514621.759 | 656202.9571 | 757904.8835 | 867507.0338 | 650884.828 | 744092.413 | 835494.4364 | 531139.6927 | 582248.2903 | 654889.4122 | 706419.5311 | 742931.0194
Scenario 1: Reference | SDG&E | Com | WaterHeat | Com - School | Participant Cost Test | Energy Efficiency | 394269.4108 | 402694.8223 | 407220.9634 | 406923.3581 | 403068.9544 | 324287.1196 | 312573.7014 | 296856.9644 | 199490.5429 | 173448.511 | 171810.4202 | 125499.113 | 71822.7208
Scenario 1: Reference | SDG&E | Com | WaterHeat | Com - School | Participant Cost Test | Fuel Substitution | 179154.2594 | 196398.9372 | 213464.3223 | 230455.8498 | 620943.6537 | 4840200.7022 | 4929798.1001 | 4937822.1131 | 3811189.3156 | 3621395.9343 | 3151880.654 | 2368407.9633 | 1344983.9309
Scenario 1: Reference | SDG&E | Com | WaterHeat | Com - School | Program Administrator Cost Test | Energy Efficiency | 177113.9102 | 193666.5171 | 211161.1192 | 229644.8771 | 250030.9675 | 106141.662 | 113382.3359 | 120294.5066 | 100403.5541 | 106986.0751 | 141982.0148 | 149548.7281 | 157113.5681
Scenario 1: Reference | SDG&E | Com | WaterHeat | Com - School | Program Administrator Cost Test | Fuel Substitution | 2357489.6923 | 2721296.5459 | 3115041.0133 | 3542794.7022 | 4007935.8548 | 2124991.0795 | 2487434.0395 | 2817646.2668 | 3101310.5357 | 3607541.3161 | 4106108.8316 | 4476497.8685 | 4749516.1096
Scenario 1: Reference | SDG&E | Com | WaterHeat | Com - School | Rate Impact Measure Test | Energy Efficiency | 177113.9102 | 193666.5171 | 211161.1192 | 229644.8771 | 250030.9675 | 106141.662 | 113382.3359 | 120294.5066 | 100403.5541 | 106986.0751 | 141982.0148 | 149548.7281 | 157113.5681
Scenario 1: Reference | SDG&E | Com | WaterHeat | Com - School | Rate Impact Measure Test | Fuel Substitution | 3592396.4408 | 4006466.681 | 4425356.9188 | 4845842.0811 | 5282911.4089 | 2124991.0795 | 2487434.0395 | 2817646.2668 | 3101310.5357 | 3607541.3161 | 4106108.8316 | 4476497.8685 | 4749516.1096
Scenario 1: Reference | SDG&E | Com | WaterHeat | Com - School | Total Resource Cost Test | Energy Efficiency | 224206.7217 | 241779.3952 | 260276.2935 | 279751.0944 | 301174.1056 | 145172.2308 | 153011.2433 | 160537.8648 | 100403.5541 | 106986.0751 | 141982.0148 | 149548.7281 | 157113.5681
Scenario 1: Reference | SDG&E | Com | WaterHeat | Com - School | Total Resource Cost Test | Fuel Substitution | 2455029.1789 | 2828206.8657 | 3231224.2791 | 3668211.3945 | 4516101.3949 | 2891522.6772 | 3242401.2282 | 3659647.8043 | 3101310.5357 | 3607541.3161 | 4106108.8316 | 4476497.8685 | 4749516.1096
Scenario 1: Reference | SDG&E | Com | WaterHeat | Com - Warehouse | Participant Cost Test | Energy Efficiency | 209441.6617 | 213268.3967 | 216546.9519 | 219434.7914 | 221734.8328 | 220286.0895 | 220808.607 | 221877.894 | 23307.783 | 20277.9638 | 116164.9695 | 87741.8651 | 55528.5603
Scenario 1: Reference | SDG&E | Com | WaterHeat | Com - Warehouse | Participant Cost Test | Fuel Substitution | 3555.9079 | 3888.0678 | 8329.7503 | 10125.3698 | 12098.6706 | 57108.035 | 60352.1429 | 61863.191 | 40502.5134 | 37504.1916 | 32667.3687 | 24522.7079 | 13827.6723
Scenario 1: Reference | SDG&E | Com | WaterHeat | Com - Warehouse | Program Administrator Cost Test | Energy Efficiency | 63340.5069 | 67397.9127 | 71624.3632 | 76089.3361 | 80769.2958 | 80015.5256 | 84682.756 | 89517.0491 | 11530.2192 | 12312.1836 | 104310.665 | 110117.2118 | 116222.8144
Scenario 1: Reference | SDG&E | Com | WaterHeat | Com - Warehouse | Program Administrator Cost Test | Fuel Substitution | 31873.9351 | 36734.5694 | 42001.4821 | 47742.8454 | 53997.5586 | 22165.7964 | 26175.9641 | 29896.3886 | 33144.4786 | 37612.3973 | 42920.02 | 46908.0043 | 49906.7916
Scenario 1: Reference | SDG&E | Com | WaterHeat | Com - Warehouse | Rate Impact Measure Test | Energy Efficiency | 63340.5069 | 67397.9127 | 71624.3632 | 76089.3361 | 80769.2958 | 80015.5256 | 84682.756 | 89517.0491 | 11530.2192 | 12312.1836 | 104310.665 | 110117.2118 | 116222.8144
Scenario 1: Reference | SDG&E | Com | WaterHeat | Com - Warehouse | Rate Impact Measure Test | Fuel Substitution | 48846.2514 | 54399.6066 | 60019.6846 | 65677.5488 | 71564.9776 | 22165.7964 | 26175.9641 | 29896.3886 | 33144.4786 | 37612.3973 | 42920.02 | 46908.0043 | 49906.7916
Scenario 1: Reference | SDG&E | Com | WaterHeat | Com - Warehouse | Total Resource Cost Test | Energy Efficiency | 148641.3443 | 153386.5688 | 158172.0886 | 163219.7881 | 168412.3003 | 167142.6662 | 171265.0975 | 176470.7864 | 11530.2192 | 12312.1836 | 104310.665 | 110117.2118 | 116222.8144
Scenario 1: Reference | SDG&E | Com | WaterHeat | Com - Warehouse | Total Resource Cost Test | Fuel Substitution | 34330.112 | 39419.1026 | 49024.764 | 56458.6566 | 64583.4908 | 36936.6501 | 42776.9619 | 48508.6671 | 33144.4786 | 37612.3973 | 42920.02 | 46908.0043 | 49906.7916
Scenario 1: Reference | SDG&E | Com | WholeBlg | Com - College | Participant Cost Test | Energy Efficiency | 143256.3697 | 147021.3243 | 150599.6025 | 153853.4216 | 158591.0231 | 168228.1523 | 178798.1785 | 187986.1065 | 197373.2027 | 207164.3742 | 215979.8086 | 220155.5769 | 222386.8199
Scenario 1: Reference | SDG&E | Com | WholeBlg | Com - College | Program Administrator Cost Test | Energy Efficiency | 143256.3697 | 147021.3243 | 150599.6025 | 153853.4216 | 158591.0231 | 168228.1523 | 178798.1785 | 187986.1065 | 197373.2027 | 207164.3742 | 215979.8086 | 220155.5769 | 222386.8199
Scenario 1: Reference | SDG&E | Com | WholeBlg | Com - College | Rate Impact Measure Test | Energy Efficiency | 143256.3697 | 147021.3243 | 150599.6025 | 153853.4216 | 158591.0231 | 168228.1523 | 178798.1785 | 187986.1065 | 197373.2027 | 207164.3742 | 215979.8086 | 220155.5769 | 222386.8199
Scenario 1: Reference | SDG&E | Com | WholeBlg | Com - College | Total Resource Cost Test | Energy Efficiency | 143256.3697 | 147021.3243 | 150599.6025 | 153853.4216 | 158591.0231 | 168228.1523 | 178798.1785 | 187986.1065 | 197373.2027 | 207164.3742 | 215979.8086 | 220155.5769 | 222386.8199
Scenario 1: Reference | SDG&E | Com | WholeBlg | Com - Grocery | Participant Cost Test | Energy Efficiency | 293396.4742 | 299482.4603 | 305260.8698 | 309930.8105 | 318046.5743 | 337949.4526 | 358643.7797 | 376471.853 | 394734.949 | 412860.7415 | 429168.5341 | 434610.5894 | 428407.2237
Scenario 1: Reference | SDG&E | Com | WholeBlg | Com - Grocery | Program Administrator Cost Test | Energy Efficiency | 293396.4742 | 299482.4603 | 305260.8698 | 309930.8105 | 318046.5743 | 337949.4526 | 358643.7797 | 376471.853 | 394734.949 | 412860.7415 | 429168.5341 | 434610.5894 | 428407.2237
Scenario 1: Reference | SDG&E | Com | WholeBlg | Com - Grocery | Rate Impact Measure Test | Energy Efficiency | 293396.4742 | 299482.4603 | 305260.8698 | 309930.8105 | 318046.5743 | 337949.4526 | 358643.7797 | 376471.853 | 394734.949 | 412860.7415 | 429168.5341 | 434610.5894 | 428407.2237
Scenario 1: Reference | SDG&E | Com | WholeBlg | Com - Grocery | Total Resource Cost Test | Energy Efficiency | 293396.4742 | 299482.4603 | 305260.8698 | 309930.8105 | 318046.5743 | 337949.4526 | 358643.7797 | 376471.853 | 394734.949 | 412860.7415 | 429168.5341 | 434610.5894 | 428407.2237
Scenario 1: Reference | SDG&E | Com | WholeBlg | Com - Health | Participant Cost Test | Energy Efficiency | 371182.8011 | 380509.0923 | 389212.0707 | 396660.7966 | 407929.925 | 432179.2496 | 457920.3086 | 479597.978 | 501777.9219 | 524844.2081 | 546034.3384 | 554599.0528 | 562024.083
Scenario 1: Reference | SDG&E | Com | WholeBlg | Com - Health | Program Administrator Cost Test | Energy Efficiency | 371182.8011 | 380509.0923 | 389212.0707 | 396660.7966 | 407929.925 | 432179.2496 | 457920.3086 | 479597.978 | 501777.9219 | 524844.2081 | 546034.3384 | 554599.0528 | 562024.083
Scenario 1: Reference | SDG&E | Com | WholeBlg | Com - Health | Rate Impact Measure Test | Energy Efficiency | 371182.8011 | 380509.0923 | 389212.0707 | 396660.7966 | 407929.925 | 432179.2496 | 457920.3086 | 479597.978 | 501777.9219 | 524844.2081 | 546034.3384 | 554599.0528 | 562024.083
Scenario 1: Reference | SDG&E | Com | WholeBlg | Com - Health | Total Resource Cost Test | Energy Efficiency | 371182.8011 | 380509.0923 | 389212.0707 | 396660.7966 | 407929.925 | 432179.2496 | 457920.3086 | 479597.978 | 501777.9219 | 524844.2081 | 546034.3384 | 554599.0528 | 562024.083
Scenario 1: Reference | SDG&E | Com | WholeBlg | Com - Lodging | Participant Cost Test | Energy Efficiency | 196149.6413 | 200149.6004 | 203863.31 | 207206.4114 | 212368.4867 | 223980.4605 | 236490.1397 | 246975.2295 | 257573.1074 | 268448.1081 | 277863.7284 | 281214.212 | 284724.3512
Scenario 1: Reference | SDG&E | Com | WholeBlg | Com - Lodging | Program Administrator Cost Test | Energy Efficiency | 196149.6413 | 200149.6004 | 203863.31 | 207206.4114 | 212368.4867 | 223980.4605 | 236490.1397 | 246975.2295 | 257573.1074 | 268448.1081 | 277863.7284 | 281214.212 | 284724.3512
Scenario 1: Reference | SDG&E | Com | WholeBlg | Com - Lodging | Rate Impact Measure Test | Energy Efficiency | 196149.6413 | 200149.6004 | 203863.31 | 207206.4114 | 212368.4867 | 223980.4605 | 236490.1397 | 246975.2295 | 257573.1074 | 268448.1081 | 277863.7284 | 281214.212 | 284724.3512
Scenario 1: Reference | SDG&E | Com | WholeBlg | Com - Lodging | Total Resource Cost Test | Energy Efficiency | 196149.6413 | 200149.6004 | 203863.31 | 207206.4114 | 212368.4867 | 223980.4605 | 236490.1397 | 246975.2295 | 257573.1074 | 268448.1081 | 277863.7284 | 281214.212 | 284724.3512
Scenario 1: Reference | SDG&E | Com | WholeBlg | Com - Office (Large) | Participant Cost Test | Energy Efficiency | 619685.7253 | 629895.628 | 638731.5416 | 645062.8291 | 657597.4307 | 692181.508 | 730275.8011 | 761102.6245 | 791853.2983 | 823285.356 | 849358.9443 | 855275.9764 | 868426.3753
Scenario 1: Reference | SDG&E | Com | WholeBlg | Com - Office (Large) | Program Administrator Cost Test | Energy Efficiency | 619685.7253 | 629895.628 | 638731.5416 | 645062.8291 | 657597.4307 | 692181.508 | 730275.8011 | 761102.6245 | 791853.2983 | 823285.356 | 849358.9443 | 855275.9764 | 868426.3753
Scenario 1: Reference | SDG&E | Com | WholeBlg | Com - Office (Large) | Rate Impact Measure Test | Energy Efficiency | 619685.7253 | 629895.628 | 638731.5416 | 645062.8291 | 657597.4307 | 692181.508 | 730275.8011 | 761102.6245 | 791853.2983 | 823285.356 | 849358.9443 | 855275.9764 | 868426.3753
Scenario 1: Reference | SDG&E | Com | WholeBlg | Com - Office (Large) | Total Resource Cost Test | Energy Efficiency | 619685.7253 | 629895.628 | 638731.5416 | 645062.8291 | 657597.4307 | 692181.508 | 730275.8011 | 761102.6245 | 791853.2983 | 823285.356 | 849358.9443 | 855275.9764 | 868426.3753
Scenario 1: Reference | SDG&E | Com | WholeBlg | Com - Office (Small) | Participant Cost Test | Energy Efficiency | 174453.8919 | 176245.5022 | 177776.092 | 178680.6532 | 181561.8469 | 191003.0358 | 201187.5129 | 209404.2694 | 217659.2545 | 226587.7567 | 233502.7611 | 234462.9005 | 234788.7938
Scenario 1: Reference | SDG&E | Com | WholeBlg | Com - Office (Small) | Program Administrator Cost Test | Energy Efficiency | 174453.8919 | 176245.5022 | 177776.092 | 178680.6532 | 181561.8469 | 191003.0358 | 201187.5129 | 209404.2694 | 217659.2545 | 226587.7567 | 233502.7611 | 234462.9005 | 234788.7938
Scenario 1: Reference | SDG&E | Com | WholeBlg | Com - Office (Small) | Rate Impact Measure Test | Energy Efficiency | 174453.8919 | 176245.5022 | 177776.092 | 178680.6532 | 181561.8469 | 191003.0358 | 201187.5129 | 209404.2694 | 217659.2545 | 226587.7567 | 233502.7611 | 234462.9005 | 234788.7938
Scenario 1: Reference | SDG&E | Com | WholeBlg | Com - Office (Small) | Total Resource Cost Test | Energy Efficiency | 174453.8919 | 176245.5022 | 177776.092 | 178680.6532 | 181561.8469 | 191003.0358 | 201187.5129 | 209404.2694 | 217659.2545 | 226587.7567 | 233502.7611 | 234462.9005 | 234788.7938
Scenario 1: Reference | SDG&E | Com | WholeBlg | Com - Other | Participant Cost Test | Energy Efficiency | 368711.5066 | 377841.5479 | 386505.4897 | 394535.2264 | 406170.0235 | 429677.8828 | 455669.4074 | 478046.6345 | 500867.2646 | 524387.2343 | 545554.0609 | 555827.1581 | 568418.1496
Scenario 1: Reference | SDG&E | Com | WholeBlg | Com - Other | Program Administrator Cost Test | Energy Efficiency | 368711.5066 | 377841.5479 | 386505.4897 | 394535.2264 | 406170.0235 | 429677.8828 | 455669.4074 | 478046.6345 | 500867.2646 | 524387.2343 | 545554.0609 | 555827.1581 | 568418.1496
Scenario 1: Reference | SDG&E | Com | WholeBlg | Com - Other | Rate Impact Measure Test | Energy Efficiency | 368711.5066 | 377841.5479 | 386505.4897 | 394535.2264 | 406170.0235 | 429677.8828 | 455669.4074 | 478046.6345 | 500867.2646 | 524387.2343 | 545554.0609 | 555827.1581 | 568418.1496
Scenario 1: Reference | SDG&E | Com | WholeBlg | Com - Other | Total Resource Cost Test | Energy Efficiency | 368711.5066 | 377841.5479 | 386505.4897 | 394535.2264 | 406170.0235 | 429677.8828 | 455669.4074 | 478046.6345 | 500867.2646 | 524387.2343 | 545554.0609 | 555827.1581 | 568418.1496
Scenario 1: Reference | SDG&E | Com | WholeBlg | Com - Refrig. Warehouse | Participant Cost Test | Energy Efficiency | 6514.0223 | 6776.5578 | 7041.6266 | 7296.5287 | 7613.1099 | 8158.1396 | 8720.2451 | 9230.3585 | 9764.7781 | 10305.7546 | 10822.1801 | 11077.1703 | 10978.1957
Scenario 1: Reference | SDG&E | Com | WholeBlg | Com - Refrig. Warehouse | Program Administrator Cost Test | Energy Efficiency | 6514.0223 | 6776.5578 | 7041.6266 | 7296.5287 | 7613.1099 | 8158.1396 | 8720.2451 | 9230.3585 | 9764.7781 | 10305.7546 | 10822.1801 | 11077.1703 | 10978.1957
Scenario 1: Reference | SDG&E | Com | WholeBlg | Com - Refrig. Warehouse | Rate Impact Measure Test | Energy Efficiency | 6514.0223 | 6776.5578 | 7041.6266 | 7296.5287 | 7613.1099 | 8158.1396 | 8720.2451 | 9230.3585 | 9764.7781 | 10305.7546 | 10822.1801 | 11077.1703 | 10978.1957
Scenario 1: Reference | SDG&E | Com | WholeBlg | Com - Refrig. Warehouse | Total Resource Cost Test | Energy Efficiency | 6514.0223 | 6776.5578 | 7041.6266 | 7296.5287 | 7613.1099 | 8158.1396 | 8720.2451 | 9230.3585 | 9764.7781 | 10305.7546 | 10822.1801 | 11077.1703 | 10978.1957
Scenario 1: Reference | SDG&E | Com | WholeBlg | Com - Restaurant | Participant Cost Test | Energy Efficiency | 1855478.8526 | 2071779.7768 | 2279437.9806 | 211461.3302 | 217716.4211 | 230831.9639 | 244608.0035 | 256746.8949 | 269266.1323 | 281784.272 | 293357.1721 | 298602.761 | 298151.3452
Scenario 1: Reference | SDG&E | Com | WholeBlg | Com - Restaurant | Program Administrator Cost Test | Energy Efficiency | 478085.5388 | 522985.6696 | 565265.4581 | 211461.3302 | 217716.4211 | 230831.9639 | 244608.0035 | 256746.8949 | 269266.1323 | 281784.272 | 293357.1721 | 298602.761 | 298151.3452
Scenario 1: Reference | SDG&E | Com | WholeBlg | Com - Restaurant | Rate Impact Measure Test | Energy Efficiency | 478085.5388 | 522985.6696 | 565265.4581 | 211461.3302 | 217716.4211 | 230831.9639 | 244608.0035 | 256746.8949 | 269266.1323 | 281784.272 | 293357.1721 | 298602.761 | 298151.3452
Scenario 1: Reference | SDG&E | Com | WholeBlg | Com - Restaurant | Total Resource Cost Test | Energy Efficiency | 478085.5388 | 522985.6696 | 565265.4581 | 211461.3302 | 217716.4211 | 230831.9639 | 244608.0035 | 256746.8949 | 269266.1323 | 281784.272 | 293357.1721 | 298602.761 | 298151.3452
Scenario 1: Reference | SDG&E | Com | WholeBlg | Com - Retail | Participant Cost Test | Energy Efficiency | 6445356.8838 | 7380536.6409 | 8237464.944 | 8902662.2385 | 9194245.3632 | 9364389.805 | 9234542.9006 | 8792324.8977 | 8070484.7386 | 7127816.0446 | 5958460.2929 | 4592511.6444 | 3042509.3207
Scenario 1: Reference | SDG&E | Com | WholeBlg | Com - Retail | Program Administrator Cost Test | Energy Efficiency | 2018296.0871 | 2387924.8382 | 2772505.0377 | 3150871.8457 | 3483181.6693 | 3917857.3986 | 4334515.6001 | 4695598.5401 | 5019937.7398 | 5330005.2875 | 5600675.065 | 5820979.7703 | 6063433.2629
Scenario 1: Reference | SDG&E | Com | WholeBlg | Com - Retail | Rate Impact Measure Test | Energy Efficiency | 2018296.0871 | 2387924.8382 | 2772505.0377 | 3150871.8457 | 3483181.6693 | 3917857.3986 | 4334515.6001 | 4695598.5401 | 5019937.7398 | 5330005.2875 | 5600675.065 | 5820979.7703 | 6063433.2629
Scenario 1: Reference | SDG&E | Com | WholeBlg | Com - Retail | Total Resource Cost Test | Energy Efficiency | 2018296.0871 | 2387924.8382 | 2772505.0377 | 3150871.8457 | 3483181.6693 | 3917857.3986 | 4334515.6001 | 4695598.5401 | 5019937.7398 | 5330005.2875 | 5600675.065 | 5820979.7703 | 6063433.2629
Scenario 1: Reference | SDG&E | Com | WholeBlg | Com - School | Participant Cost Test | Energy Efficiency | 115280.4373 | 117330.3825 | 119205.5404 | 120809.1822 | 123651.0585 | 130536.7289 | 138263.9127 | 144728.9374 | 151242.8071 | 157950.7123 | 163736.7412 | 165761.2861 | 168111.4307
Scenario 1: Reference | SDG&E | Com | WholeBlg | Com - School | Program Administrator Cost Test | Energy Efficiency | 115280.4373 | 117330.3825 | 119205.5404 | 120809.1822 | 123651.0585 | 130536.7289 | 138263.9127 | 144728.9374 | 151242.8071 | 157950.7123 | 163736.7412 | 165761.2861 | 168111.4307
Scenario 1: Reference | SDG&E | Com | WholeBlg | Com - School | Rate Impact Measure Test | Energy Efficiency | 115280.4373 | 117330.3825 | 119205.5404 | 120809.1822 | 123651.0585 | 130536.7289 | 138263.9127 | 144728.9374 | 151242.8071 | 157950.7123 | 163736.7412 | 165761.2861 | 168111.4307
Scenario 1: Reference | SDG&E | Com | WholeBlg | Com - School | Total Resource Cost Test | Energy Efficiency | 115280.4373 | 117330.3825 | 119205.5404 | 120809.1822 | 123651.0585 | 130536.7289 | 138263.9127 | 144728.9374 | 151242.8071 | 157950.7123 | 163736.7412 | 165761.2861 | 168111.4307
Scenario 1: Reference | SDG&E | Com | WholeBlg | Com - Warehouse | Participant Cost Test | Energy Efficiency | 113688.6302 | 116589.0744 | 119389.3015 | 121978.9652 | 125725.5083 | 133286.9283 | 141448.0223 | 148505.8948 | 155741.4077 | 163118.7991 | 169810.356 | 172910.5597 | 176618.2497
Scenario 1: Reference | SDG&E | Com | WholeBlg | Com - Warehouse | Program Administrator Cost Test | Energy Efficiency | 113688.6302 | 116589.0744 | 119389.3015 | 121978.9652 | 125725.5083 | 133286.9283 | 141448.0223 | 148505.8948 | 155741.4077 | 163118.7991 | 169810.356 | 172910.5597 | 176618.2497
Scenario 1: Reference | SDG&E | Com | WholeBlg | Com - Warehouse | Rate Impact Measure Test | Energy Efficiency | 113688.6302 | 116589.0744 | 119389.3015 | 121978.9652 | 125725.5083 | 133286.9283 | 141448.0223 | 148505.8948 | 155741.4077 | 163118.7991 | 169810.356 | 172910.5597 | 176618.2497
Scenario 1: Reference | SDG&E | Com | WholeBlg | Com - Warehouse | Total Resource Cost Test | Energy Efficiency | 113688.6302 | 116589.0744 | 119389.3015 | 121978.9652 | 125725.5083 | 133286.9283 | 141448.0223 | 148505.8948 | 155741.4077 | 163118.7991 | 169810.356 | 172910.5597 | 176618.2497
Scenario 1: Reference | SDG&E | Ind | WholeBlg | Ind - All Other Industrial | Participant Cost Test | Energy Efficiency | 142737.4271 | 144786.0632 | 146252.8534 | 147268.1852 | 149270.0523 | 155237.1538 | 162656.7555 | 169491.7042 | 176437.1992 | 183624.2924 | 190736.2524 | 195906.7735 | 201610.7364
Scenario 1: Reference | SDG&E | Ind | WholeBlg | Ind - All Other Industrial | Program Administrator Cost Test | Energy Efficiency | 142737.4271 | 144786.0632 | 146252.8534 | 147268.1852 | 149270.0523 | 155237.1538 | 162656.7555 | 169491.7042 | 176437.1992 | 183624.2924 | 190736.2524 | 195906.7735 | 201610.7364
Scenario 1: Reference | SDG&E | Ind | WholeBlg | Ind - All Other Industrial | Rate Impact Measure Test | Energy Efficiency | 142737.4271 | 144786.0632 | 146252.8534 | 147268.1852 | 149270.0523 | 155237.1538 | 162656.7555 | 169491.7042 | 176437.1992 | 183624.2924 | 190736.2524 | 195906.7735 | 201610.7364
Scenario 1: Reference | SDG&E | Ind | WholeBlg | Ind - All Other Industrial | Total Resource Cost Test | Energy Efficiency | 142737.4271 | 144786.0632 | 146252.8534 | 147268.1852 | 149270.0523 | 155237.1538 | 162656.7555 | 169491.7042 | 176437.1992 | 183624.2924 | 190736.2524 | 195906.7735 | 201610.7364
Scenario 1: Reference | SDG&E | Ind | WholeBlg | Ind - Chemicals | Participant Cost Test | Energy Efficiency | 165920.527 | 169511.8865 | 172460.0225 | 174801.7866 | 178222.7285 | 186161.4184 | 195688.2105 | 204420.3635 | 213317.9822 | 222469.2233 | 231454.9751 | 238059.7458 | 245188.9565
Scenario 1: Reference | SDG&E | Ind | WholeBlg | Ind - Chemicals | Program Administrator Cost Test | Energy Efficiency | 165920.527 | 169511.8865 | 172460.0225 | 174801.7866 | 178222.7285 | 186161.4184 | 195688.2105 | 204420.3635 | 213317.9822 | 222469.2233 | 231454.9751 | 238059.7458 | 245188.9565
Scenario 1: Reference | SDG&E | Ind | WholeBlg | Ind - Chemicals | Rate Impact Measure Test | Energy Efficiency | 165920.527 | 169511.8865 | 172460.0225 | 174801.7866 | 178222.7285 | 186161.4184 | 195688.2105 | 204420.3635 | 213317.9822 | 222469.2233 | 231454.9751 | 238059.7458 | 245188.9565
Scenario 1: Reference | SDG&E | Ind | WholeBlg | Ind - Chemicals | Total Resource Cost Test | Energy Efficiency | 165920.527 | 169511.8865 | 172460.0225 | 174801.7866 | 178222.7285 | 186161.4184 | 195688.2105 | 204420.3635 | 213317.9822 | 222469.2233 | 231454.9751 | 238059.7458 | 245188.9565
Scenario 1: Reference | SDG&E | Ind | WholeBlg | Ind - Electronics | Participant Cost Test | Energy Efficiency | 354666.3184 | 358153.9445 | 359426.0931 | 358379.2286 | 360296.5004 | 376633.9734 | 398267.416 | 417339.241 | 436308.8653 | 455521.082 | 473616.1528 | 483150.8543 | 493675.3987
Scenario 1: Reference | SDG&E | Ind | WholeBlg | Ind - Electronics | Program Administrator Cost Test | Energy Efficiency | 354666.3184 | 358153.9445 | 359426.0931 | 358379.2286 | 360296.5004 | 376633.9734 | 398267.416 | 417339.241 | 436308.8653 | 455521.082 | 473616.1528 | 483150.8543 | 493675.3987
Scenario 1: Reference | SDG&E | Ind | WholeBlg | Ind - Electronics | Rate Impact Measure Test | Energy Efficiency | 354666.3184 | 358153.9445 | 359426.0931 | 358379.2286 | 360296.5004 | 376633.9734 | 398267.416 | 417339.241 | 436308.8653 | 455521.082 | 473616.1528 | 483150.8543 | 493675.3987
Scenario 1: Reference | SDG&E | Ind | WholeBlg | Ind - Electronics | Total Resource Cost Test | Energy Efficiency | 354666.3184 | 358153.9445 | 359426.0931 | 358379.2286 | 360296.5004 | 376633.9734 | 398267.416 | 417339.241 | 436308.8653 | 455521.082 | 473616.1528 | 483150.8543 | 493675.3987
Scenario 1: Reference | SDG&E | Ind | WholeBlg | Ind - Fabricated Metals | Participant Cost Test | Energy Efficiency | 68135.4564 | 68997.7422 | 69539.9446 | 69541.9042 | 69968.5788 | 72611.3132 | 75987.6662 | 78903.2348 | 81780.8577 | 84689.5968 | 87402.3701 | 88799.722 | 90337.9682
Scenario 1: Reference | SDG&E | Ind | WholeBlg | Ind - Fabricated Metals | Program Administrator Cost Test | Energy Efficiency | 68135.4564 | 68997.7422 | 69539.9446 | 69541.9042 | 69968.5788 | 72611.3132 | 75987.6662 | 78903.2348 | 81780.8577 | 84689.5968 | 87402.3701 | 88799.722 | 90337.9682
Scenario 1: Reference | SDG&E | Ind | WholeBlg | Ind - Fabricated Metals | Rate Impact Measure Test | Energy Efficiency | 68135.4564 | 68997.7422 | 69539.9446 | 69541.9042 | 69968.5788 | 72611.3132 | 75987.6662 | 78903.2348 | 81780.8577 | 84689.5968 | 87402.3701 | 88799.722 | 90337.9682
Scenario 1: Reference | SDG&E | Ind | WholeBlg | Ind - Fabricated Metals | Total Resource Cost Test | Energy Efficiency | 68135.4564 | 68997.7422 | 69539.9446 | 69541.9042 | 69968.5788 | 72611.3132 | 75987.6662 | 78903.2348 | 81780.8577 | 84689.5968 | 87402.3701 | 88799.722 | 90337.9682
Scenario 1: Reference | SDG&E | Ind | WholeBlg | Ind - Food | Participant Cost Test | Energy Efficiency | 251503.2105 | 254713.4052 | 257072.4925 | 258762.362 | 261982.8013 | 271439.5442 | 283135.4236 | 293824.5808 | 304635.0516 | 315762.4729 | 326630.5117 | 334387.5527 | 342841.0018
Scenario 1: Reference | SDG&E | Ind | WholeBlg | Ind - Food | Program Administrator Cost Test | Energy Efficiency | 251503.2105 | 254713.4052 | 257072.4925 | 258762.362 | 261982.8013 | 271439.5442 | 283135.4236 | 293824.5808 | 304635.0516 | 315762.4729 | 326630.5117 | 334387.5527 | 342841.0018
Scenario 1: Reference | SDG&E | Ind | WholeBlg | Ind - Food | Rate Impact Measure Test | Energy Efficiency | 251503.2105 | 254713.4052 | 257072.4925 | 258762.362 | 261982.8013 | 271439.5442 | 283135.4236 | 293824.5808 | 304635.0516 | 315762.4729 | 326630.5117 | 334387.5527 | 342841.0018
Scenario 1: Reference | SDG&E | Ind | WholeBlg | Ind - Food | Total Resource Cost Test | Energy Efficiency | 251503.2105 | 254713.4052 | 257072.4925 | 258762.362 | 261982.8013 | 271439.5442 | 283135.4236 | 293824.5808 | 304635.0516 | 315762.4729 | 326630.5117 | 334387.5527 | 342841.0018
Scenario 1: Reference | SDG&E | Ind | WholeBlg | Ind - Industrial Machinery | Participant Cost Test | Energy Efficiency | 250363.1663 | 260587.1107 | 270856.883 | 279614.8011 | 288925.6307 | 302402.0492 | 317789.018 | 332895.2104 | 348577.753 | 365055.6536 | 381701.6057 | 396389.6749 | 411890.0403
Scenario 1: Reference | SDG&E | Ind | WholeBlg | Ind - Industrial Machinery | Program Administrator Cost Test | Energy Efficiency | 250363.1663 | 260587.1107 | 270856.883 | 279614.8011 | 288925.6307 | 302402.0492 | 317789.018 | 332895.2104 | 348577.753 | 365055.6536 | 381701.6057 | 396389.6749 | 411890.0403
Scenario 1: Reference | SDG&E | Ind | WholeBlg | Ind - Industrial Machinery | Rate Impact Measure Test | Energy Efficiency | 250363.1663 | 260587.1107 | 270856.883 | 279614.8011 | 288925.6307 | 302402.0492 | 317789.018 | 332895.2104 | 348577.753 | 365055.6536 | 381701.6057 | 396389.6749 | 411890.0403
Scenario 1: Reference | SDG&E | Ind | WholeBlg | Ind - Industrial Machinery | Total Resource Cost Test | Energy Efficiency | 250363.1663 | 260587.1107 | 270856.883 | 279614.8011 | 288925.6307 | 302402.0492 | 317789.018 | 332895.2104 | 348577.753 | 365055.6536 | 381701.6057 | 396389.6749 | 411890.0403
Scenario 1: Reference | SDG&E | Ind | WholeBlg | Ind - Lumber & Furniture | Participant Cost Test | Energy Efficiency | 6644.6602 | 6562.837 | 6431.504 | 6251.6543 | 6135.1138 | 6308.3544 | 6571.5755 | 6767.7291 | 6949.1282 | 7122.6053 | 7262.6333 | 7225.0151 | 7196.9312
Scenario 1: Reference | SDG&E | Ind | WholeBlg | Ind - Lumber & Furniture | Program Administrator Cost Test | Energy Efficiency | 6644.6602 | 6562.837 | 6431.504 | 6251.6543 | 6135.1138 | 6308.3544 | 6571.5755 | 6767.7291 | 6949.1282 | 7122.6053 | 7262.6333 | 7225.0151 | 7196.9312
Scenario 1: Reference | SDG&E | Ind | WholeBlg | Ind - Lumber & Furniture | Rate Impact Measure Test | Energy Efficiency | 6644.6602 | 6562.837 | 6431.504 | 6251.6543 | 6135.1138 | 6308.3544 | 6571.5755 | 6767.7291 | 6949.1282 | 7122.6053 | 7262.6333 | 7225.0151 | 7196.9312
Scenario 1: Reference | SDG&E | Ind | WholeBlg | Ind - Lumber & Furniture | Total Resource Cost Test | Energy Efficiency | 6644.6602 | 6562.837 | 6431.504 | 6251.6543 | 6135.1138 | 6308.3544 | 6571.5755 | 6767.7291 | 6949.1282 | 7122.6053 | 7262.6333 | 7225.0151 | 7196.9312
Scenario 1: Reference | SDG&E | Ind | WholeBlg | Ind - Paper | Participant Cost Test | Energy Efficiency | 7532.3531 | 7317.6453 | 7037.7951 | 6711.521 | 6464.4379 | 6580.7754 | 6814.8964 | 6964.5258 | 7097.4713 | 7221.1428 | 7300.0021 | 7152.5794 | 7012.9222
Scenario 1: Reference | SDG&E | Ind | WholeBlg | Ind - Paper | Program Administrator Cost Test | Energy Efficiency | 7532.3531 | 7317.6453 | 7037.7951 | 6711.521 | 6464.4379 | 6580.7754 | 6814.8964 | 6964.5258 | 7097.4713 | 7221.1428 | 7300.0021 | 7152.5794 | 7012.9222
Scenario 1: Reference | SDG&E | Ind | WholeBlg | Ind - Paper | Rate Impact Measure Test | Energy Efficiency | 7532.3531 | 7317.6453 | 7037.7951 | 6711.521 | 6464.4379 | 6580.7754 | 6814.8964 | 6964.5258 | 7097.4713 | 7221.1428 | 7300.0021 | 7152.5794 | 7012.9222
Scenario 1: Reference | SDG&E | Ind | WholeBlg | Ind - Paper | Total Resource Cost Test | Energy Efficiency | 7532.3531 | 7317.6453 | 7037.7951 | 6711.521 | 6464.4379 | 6580.7754 | 6814.8964 | 6964.5258 | 7097.4713 | 7221.1428 | 7300.0021 | 7152.5794 | 7012.9222
Scenario 1: Reference | SDG&E | Ind | WholeBlg | Ind - Petroleum | Participant Cost Test | Energy Efficiency | 4445.4282 | 4341.6473 | 4200.7532 | 4022.9771 | 3890.9325 | 3980.8403 | 4142.1092 | 4250.0707 | 4344.1993 | 4428.9803 | 4484.8151 | 4404.4166 | 4328.979
Scenario 1: Reference | SDG&E | Ind | WholeBlg | Ind - Petroleum | Program Administrator Cost Test | Energy Efficiency | 4445.4282 | 4341.6473 | 4200.7532 | 4022.9771 | 3890.9325 | 3980.8403 | 4142.1092 | 4250.0707 | 4344.1993 | 4428.9803 | 4484.8151 | 4404.4166 | 4328.979
Scenario 1: Reference | SDG&E | Ind | WholeBlg | Ind - Petroleum | Rate Impact Measure Test | Energy Efficiency | 4445.4282 | 4341.6473 | 4200.7532 | 4022.9771 | 3890.9325 | 3980.8403 | 4142.1092 | 4250.0707 | 4344.1993 | 4428.9803 | 4484.8151 | 4404.4166 | 4328.979
Scenario 1: Reference | SDG&E | Ind | WholeBlg | Ind - Petroleum | Total Resource Cost Test | Energy Efficiency | 4445.4282 | 4341.6473 | 4200.7532 | 4022.9771 | 3890.9325 | 3980.8403 | 4142.1092 | 4250.0707 | 4344.1993 | 4428.9803 | 4484.8151 | 4404.4166 | 4328.979
Scenario 1: Reference | SDG&E | Ind | WholeBlg | Ind - Plastics | Participant Cost Test | Energy Efficiency | 47462.0047 | 48480.2606 | 49276.9447 | 49857.1441 | 50850.2595 | 53376.68 | 56329.1784 | 58860.6756 | 61460.0811 | 64146.3256 | 66765.5175 | 68533.9048 | 70445.7968
Scenario 1: Reference | SDG&E | Ind | WholeBlg | Ind - Plastics | Program Administrator Cost Test | Energy Efficiency | 47462.0047 | 48480.2606 | 49276.9447 | 49857.1441 | 50850.2595 | 53376.68 | 56329.1784 | 58860.6756 | 61460.0811 | 64146.3256 | 66765.5175 | 68533.9048 | 70445.7968
Scenario 1: Reference | SDG&E | Ind | WholeBlg | Ind - Plastics | Rate Impact Measure Test | Energy Efficiency | 47462.0047 | 48480.2606 | 49276.9447 | 49857.1441 | 50850.2595 | 53376.68 | 56329.1784 | 58860.6756 | 61460.0811 | 64146.3256 | 66765.5175 | 68533.9048 | 70445.7968
Scenario 1: Reference | SDG&E | Ind | WholeBlg | Ind - Plastics | Total Resource Cost Test | Energy Efficiency | 47462.0047 | 48480.2606 | 49276.9447 | 49857.1441 | 50850.2595 | 53376.68 | 56329.1784 | 58860.6756 | 61460.0811 | 64146.3256 | 66765.5175 | 68533.9048 | 70445.7968
Scenario 1: Reference | SDG&E | Ind | WholeBlg | Ind - Primary Metals | Participant Cost Test | Energy Efficiency | 98127.3997 | 102820.8484 | 107715.7978 | 112738.9367 | 118100.322 | 124246.7922 | 130904.4193 | 137830.9891 | 145133.0468 | 152853.5464 | 160926.2253 | 169108.4519 | 177787.5428
Scenario 1: Reference | SDG&E | Ind | WholeBlg | Ind - Primary Metals | Program Administrator Cost Test | Energy Efficiency | 98127.3997 | 102820.8484 | 107715.7978 | 112738.9367 | 118100.322 | 124246.7922 | 130904.4193 | 137830.9891 | 145133.0468 | 152853.5464 | 160926.2253 | 169108.4519 | 177787.5428
Scenario 1: Reference | SDG&E | Ind | WholeBlg | Ind - Primary Metals | Rate Impact Measure Test | Energy Efficiency | 98127.3997 | 102820.8484 | 107715.7978 | 112738.9367 | 118100.322 | 124246.7922 | 130904.4193 | 137830.9891 | 145133.0468 | 152853.5464 | 160926.2253 | 169108.4519 | 177787.5428
Scenario 1: Reference | SDG&E | Ind | WholeBlg | Ind - Primary Metals | Total Resource Cost Test | Energy Efficiency | 98127.3997 | 102820.8484 | 107715.7978 | 112738.9367 | 118100.322 | 124246.7922 | 130904.4193 | 137830.9891 | 145133.0468 | 152853.5464 | 160926.2253 | 169108.4519 | 177787.5428
Scenario 1: Reference | SDG&E | Ind | WholeBlg | Ind - Printing & Publishing | Participant Cost Test | Energy Efficiency | 44190.945 | 43662.4596 | 42818.9834 | 41671.2333 | 40929.9207 | 42134.4734 | 43984.5585 | 45400.8046 | 46734.3126 | 48022.8418 | 49087.4784 | 48982.8593 | 48954.3588
Scenario 1: Reference | SDG&E | Ind | WholeBlg | Ind - Printing & Publishing | Program Administrator Cost Test | Energy Efficiency | 44190.945 | 43662.4596 | 42818.9834 | 41671.2333 | 40929.9207 | 42134.4734 | 43984.5585 | 45400.8046 | 46734.3126 | 48022.8418 | 49087.4784 | 48982.8593 | 48954.3588
Scenario 1: Reference | SDG&E | Ind | WholeBlg | Ind - Printing & Publishing | Rate Impact Measure Test | Energy Efficiency | 44190.945 | 43662.4596 | 42818.9834 | 41671.2333 | 40929.9207 | 42134.4734 | 43984.5585 | 45400.8046 | 46734.3126 | 48022.8418 | 49087.4784 | 48982.8593 | 48954.3588
Scenario 1: Reference | SDG&E | Ind | WholeBlg | Ind - Printing & Publishing | Total Resource Cost Test | Energy Efficiency | 44190.945 | 43662.4596 | 42818.9834 | 41671.2333 | 40929.9207 | 42134.4734 | 43984.5585 | 45400.8046 | 46734.3126 | 48022.8418 | 49087.4784 | 48982.8593 | 48954.3588
Scenario 1: Reference | SDG&E | Ind | WholeBlg | Ind - Stone-Glass-Clay | Participant Cost Test | Energy Efficiency | 82315.5635 | 87225.9103 | 92013.0957 | 96844.7813 | 102013.4319 | 107825.5776 | 113924.4515 | 120217.5995 | 126835.1969 | 133859.2049 | 141260.2284 | 148773.1399 | 156725.2349
Scenario 1: Reference | SDG&E | Ind | WholeBlg | Ind - Stone-Glass-Clay | Program Administrator Cost Test | Energy Efficiency | 82315.5635 | 87225.9103 | 92013.0957 | 96844.7813 | 102013.4319 | 107825.5776 | 113924.4515 | 120217.5995 | 126835.1969 | 133859.2049 | 141260.2284 | 148773.1399 | 156725.2349
Scenario 1: Reference | SDG&E | Ind | WholeBlg | Ind - Stone-Glass-Clay | Rate Impact Measure Test | Energy Efficiency | 82315.5635 | 87225.9103 | 92013.0957 | 96844.7813 | 102013.4319 | 107825.5776 | 113924.4515 | 120217.5995 | 126835.1969 | 133859.2049 | 141260.2284 | 148773.1399 | 156725.2349
Scenario 1: Reference | SDG&E | Ind | WholeBlg | Ind - Stone-Glass-Clay | Total Resource Cost Test | Energy Efficiency | 82315.5635 | 87225.9103 | 92013.0957 | 96844.7813 | 102013.4319 | 107825.5776 | 113924.4515 | 120217.5995 | 126835.1969 | 133859.2049 | 141260.2284 | 148773.1399 | 156725.2349
Scenario 1: Reference | SDG&E | Ind | WholeBlg | Ind - Textiles | Participant Cost Test | Energy Efficiency | 5423.0166 | 5361.513 | 5262.2954 | 5119.6095 | 5021.2135 | 5145.6927 | 5341.2754 | 5484.6287 | 5617.8496 | 5747.105 | 5851.8853 | 5828.05 | 5815.1497
Scenario 1: Reference | SDG&E | Ind | WholeBlg | Ind - Textiles | Program Administrator Cost Test | Energy Efficiency | 5423.0166 | 5361.513 | 5262.2954 | 5119.6095 | 5021.2135 | 5145.6927 | 5341.2754 | 5484.6287 | 5617.8496 | 5747.105 | 5851.8853 | 5828.05 | 5815.1497
Scenario 1: Reference | SDG&E | Ind | WholeBlg | Ind - Textiles | Rate Impact Measure Test | Energy Efficiency | 5423.0166 | 5361.513 | 5262.2954 | 5119.6095 | 5021.2135 | 5145.6927 | 5341.2754 | 5484.6287 | 5617.8496 | 5747.105 | 5851.8853 | 5828.05 | 5815.1497
Scenario 1: Reference | SDG&E | Ind | WholeBlg | Ind - Textiles | Total Resource Cost Test | Energy Efficiency | 5423.0166 | 5361.513 | 5262.2954 | 5119.6095 | 5021.2135 | 5145.6927 | 5341.2754 | 5484.6287 | 5617.8496 | 5747.105 | 5851.8853 | 5828.05 | 5815.1497
Scenario 1: Reference | SDG&E | Ind | WholeBlg | Ind - Transportation Equipment | Participant Cost Test | Energy Efficiency | 219659.3825 | 219477.0292 | 218805.6423 | 215865.3507 | 214262.0318 | 221131.853 | 231183.2855 | 239480.2037 | 247646.4702 | 255812.3236 | 262979.0456 | 264809.6018 | 266915.8052
Scenario 1: Reference | SDG&E | Ind | WholeBlg | Ind - Transportation Equipment | Program Administrator Cost Test | Energy Efficiency | 219659.3825 | 219477.0292 | 218805.6423 | 215865.3507 | 214262.0318 | 221131.853 | 231183.2855 | 239480.2037 | 247646.4702 | 255812.3236 | 262979.0456 | 264809.6018 | 266915.8052
Scenario 1: Reference | SDG&E | Ind | WholeBlg | Ind - Transportation Equipment | Rate Impact Measure Test | Energy Efficiency | 219659.3825 | 219477.0292 | 218805.6423 | 215865.3507 | 214262.0318 | 221131.853 | 231183.2855 | 239480.2037 | 247646.4702 | 255812.3236 | 262979.0456 | 264809.6018 | 266915.8052
Scenario 1: Reference | SDG&E | Ind | WholeBlg | Ind - Transportation Equipment | Total Resource Cost Test | Energy Efficiency | 219659.3825 | 219477.0292 | 218805.6423 | 215865.3507 | 214262.0318 | 221131.853 | 231183.2855 | 239480.2037 | 247646.4702 | 255812.3236 | 262979.0456 | 264809.6018 | 266915.8052
Scenario 1: Reference | SDG&E | Res | AppPlug | Res - Multi Family | Participant Cost Test | Energy Efficiency | 621.6868 | 642.9745 | 661.1039 | 4529.7317 | 13305.4616 | 12674.6248 | 11941.9416 | 11059.7523 | 10050.2689 | 8930.9101 | 7688.9697 | 6287.2387 | 4640.0378
Scenario 1: Reference | SDG&E | Res | AppPlug | Res - Multi Family | Participant Cost Test | Fuel Substitution | 5.4859 | 6.0026 | 6.5164 | 7.0459 | 7.5133 | 0 | 0 | 0 | 0 | 0 | 0 | 0 | 0
Scenario 1: Reference | SDG&E | Res | AppPlug | Res - Multi Family | Program Administrator Cost Test | Energy Efficiency | 90.9948 | 97.3432 | 103.5147 | 741.24 | 2397.9396 | 2565.2762 | 2735.9994 | 2902.2575 | 3077.6387 | 3271.5948 | 3506.0783 | 3785.6116 | 4105.1468
Scenario 1: Reference | SDG&E | Res | AppPlug | Res - Multi Family | Program Administrator Cost Test | Fuel Substitution | 20.0988 | 22.8984 | 25.9434 | 29.2639 | 32.8577 | 0 | 0 | 0 | 0 | 0 | 0 | 0 | 0
Scenario 1: Reference | SDG&E | Res | AppPlug | Res - Multi Family | Rate Impact Measure Test | Energy Efficiency | 90.9948 | 97.3432 | 103.5147 | 741.24 | 2397.9396 | 2565.2762 | 2735.9994 | 2902.2575 | 3077.6387 | 3271.5948 | 3506.0783 | 3785.6116 | 4105.1468
Scenario 1: Reference | SDG&E | Res | AppPlug | Res - Multi Family | Rate Impact Measure Test | Fuel Substitution | 20.0988 | 22.8984 | 25.9434 | 29.2639 | 32.8577 | 0 | 0 | 0 | 0 | 0 | 0 | 0 | 0
Scenario 1: Reference | SDG&E | Res | AppPlug | Res - Multi Family | Total Resource Cost Test | Energy Efficiency | 90.9948 | 97.3432 | 103.5147 | 741.24 | 2397.9396 | 2565.2762 | 2735.9994 | 2902.2575 | 3077.6387 | 3271.5948 | 3506.0783 | 3785.6116 | 4105.1468
Scenario 1: Reference | SDG&E | Res | AppPlug | Res - Multi Family | Total Resource Cost Test | Fuel Substitution | 20.0988 | 22.8984 | 25.9434 | 29.2639 | 32.8577 | 0 | 0 | 0 | 0 | 0 | 0 | 0 | 0
Scenario 1: Reference | SDG&E | Res | AppPlug | Res - Single Family | Participant Cost Test | Energy Efficiency | 0.050863 | 0.08205 | 0.094353 | 0.10554 | 0.10684 | 98.1148 | 215.7631 | 197.5743 | 177.4332 | 154.8515 | 128.9707 | 98.6296 | 62.1276
Scenario 1: Reference | SDG&E | Res | AppPlug | Res - Single Family | Participant Cost Test | Fuel Substitution | 6.1293 | 6.6713 | 7.212 | 7.7673 | 8.2701 | 0 | 0 | 0 | 0 | 0 | 0 | 0 | 0
Scenario 1: Reference | SDG&E | Res | AppPlug | Res - Single Family | Program Administrator Cost Test | Energy Efficiency | 0.019145 | 0.031547 | 0.037055 | 0.042337 | 0.046724 | 26.257 | 66.0362 | 70.3061 | 75.2222 | 80.9363 | 87.7809 | 95.8966 | 105.2365
Scenario 1: Reference | SDG&E | Res | AppPlug | Res - Single Family | Program Administrator Cost Test | Fuel Substitution | 19.0305 | 21.5408 | 24.2658 | 27.2251 | 30.4361 | 0 | 0 | 0 | 0 | 0 | 0 | 0 | 0
Scenario 1: Reference | SDG&E | Res | AppPlug | Res - Single Family | Rate Impact Measure Test | Energy Efficiency | 0.019145 | 0.031547 | 0.037055 | 0.042337 | 0.046724 | 26.257 | 66.0362 | 70.3061 | 75.2222 | 80.9363 | 87.7809 | 95.8966 | 105.2365
Scenario 1: Reference | SDG&E | Res | AppPlug | Res - Single Family | Rate Impact Measure Test | Fuel Substitution | 19.0305 | 21.5408 | 24.2658 | 27.2251 | 30.4361 | 0 | 0 | 0 | 0 | 0 | 0 | 0 | 0
Scenario 1: Reference | SDG&E | Res | AppPlug | Res - Single Family | Total Resource Cost Test | Energy Efficiency | 0.019145 | 0.031547 | 0.037055 | 0.042337 | 0.046724 | 26.257 | 66.0362 | 70.3061 | 75.2222 | 80.9363 | 87.7809 | 95.8966 | 105.2365
Scenario 1: Reference | SDG&E | Res | AppPlug | Res - Single Family | Total Resource Cost Test | Fuel Substitution | 19.0305 | 21.5408 | 24.2658 | 27.2251 | 30.4361 | 0 | 0 | 0 | 0 | 0 | 0 | 0 | 0
Scenario 1: Reference | SDG&E | Res | BROs | Income Qualified - Multi Family IQ | Participant Cost Test | Energy Efficiency | 443465.6029 | 499791.816 | 557016.4521 | 574200.0435 | 609039.0917 | 758592.9072 | 870343.3225 | 938559.063 | 1039215.73 | 1032580.4937 | 1125602.5861 | 1176024.3621 | 1283947.794
Scenario 1: Reference | SDG&E | Res | BROs | Income Qualified - Multi Family IQ | Program Administrator Cost Test | Energy Efficiency | 443465.6029 | 499791.816 | 557016.4521 | 574200.0435 | 609039.0917 | 758592.9072 | 870343.3225 | 938559.063 | 1039215.73 | 1032580.4937 | 1125602.5861 | 1176024.3621 | 1283947.794
Scenario 1: Reference | SDG&E | Res | BROs | Income Qualified - Multi Family IQ | Rate Impact Measure Test | Energy Efficiency | 443465.6029 | 499791.816 | 557016.4521 | 574200.0435 | 609039.0917 | 758592.9072 | 870343.3225 | 938559.063 | 1039215.73 | 1032580.4937 | 1125602.5861 | 1176024.3621 | 1283947.794
Scenario 1: Reference | SDG&E | Res | BROs | Income Qualified - Multi Family IQ | Total Resource Cost Test | Energy Efficiency | 443465.6029 | 499791.816 | 557016.4521 | 574200.0435 | 609039.0917 | 758592.9072 | 870343.3225 | 938559.063 | 1039215.73 | 1032580.4937 | 1125602.5861 | 1176024.3621 | 1283947.794
Scenario 1: Reference | SDG&E | Res | BROs | Income Qualified - Single Family IQ | Participant Cost Test | Energy Efficiency | 995634.4377 | 1106305.3176 | 1218607.5848 | 1260702.6019 | 1336372.5628 | 1622255.3532 | 1839084.4206 | 1977574.3193 | 2176172.0772 | 2182634.7398 | 2371436.9343 | 2495087.5699 | 2717754.1335
Scenario 1: Reference | SDG&E | Res | BROs | Income Qualified - Single Family IQ | Program Administrator Cost Test | Energy Efficiency | 995634.4377 | 1106305.3176 | 1218607.5848 | 1260702.6019 | 1336372.5628 | 1622255.3532 | 1839084.4206 | 1977574.3193 | 2176172.0772 | 2182634.7398 | 2371436.9343 | 2495087.5699 | 2717754.1335
Scenario 1: Reference | SDG&E | Res | BROs | Income Qualified - Single Family IQ | Rate Impact Measure Test | Energy Efficiency | 995634.4377 | 1106305.3176 | 1218607.5848 | 1260702.6019 | 1336372.5628 | 1622255.3532 | 1839084.4206 | 1977574.3193 | 2176172.0772 | 2182634.7398 | 2371436.9343 | 2495087.5699 | 2717754.1335
Scenario 1: Reference | SDG&E | Res | BROs | Income Qualified - Single Family IQ | Total Resource Cost Test | Energy Efficiency | 995634.4377 | 1106305.3176 | 1218607.5848 | 1260702.6019 | 1336372.5628 | 1622255.3532 | 1839084.4206 | 1977574.3193 | 2176172.0772 | 2182634.7398 | 2371436.9343 | 2495087.5699 | 2717754.1335
Scenario 1: Reference | SDG&E | Res | BROs | Res - Multi Family | Participant Cost Test | Energy Efficiency | 3462892.1659 | 3853473.9471 | 4250193.0075 | 4397399.1855 | 4663370.2481 | 5675249.9397 | 6442974.2728 | 6932804.0936 | 7636413.1991 | 7656216.219 | 8324500.8592 | 9077588.3852 | 9910697.4861
Scenario 1: Reference | SDG&E | Res | BROs | Res - Multi Family | Program Administrator Cost Test | Energy Efficiency | 3462892.1659 | 3853473.9471 | 4250193.0075 | 4397399.1855 | 4663370.2481 | 5675249.9397 | 6442974.2728 | 6932804.0936 | 7636413.1991 | 7656216.219 | 8324500.8592 | 9077588.3852 | 9910697.4861
Scenario 1: Reference | SDG&E | Res | BROs | Res - Multi Family | Rate Impact Measure Test | Energy Efficiency | 3462892.1659 | 3853473.9471 | 4250193.0075 | 4397399.1855 | 4663370.2481 | 5675249.9397 | 6442974.2728 | 6932804.0936 | 7636413.1991 | 7656216.219 | 8324500.8592 | 9077588.3852 | 9910697.4861
Scenario 1: Reference | SDG&E | Res | BROs | Res - Multi Family | Total Resource Cost Test | Energy Efficiency | 3462892.1659 | 3853473.9471 | 4250193.0075 | 4397399.1855 | 4663370.2481 | 5675249.9397 | 6442974.2728 | 6932804.0936 | 7636413.1991 | 7656216.219 | 8324500.8592 | 9077588.3852 | 9910697.4861
Scenario 1: Reference | SDG&E | Res | BROs | Res - Single Family | Participant Cost Test | Energy Efficiency | 1269479.4071 | 1428644.0664 | 1590647.3432 | 1641603.5637 | 1741822.6669 | 2160102.2668 | 2473883.7305 | 2667373.0504 | 2951080.6464 | 2938383.5245 | 3202108.968 | 3499393.2821 | 3827611.8436
Scenario 1: Reference | SDG&E | Res | BROs | Res - Single Family | Program Administrator Cost Test | Energy Efficiency | 1269479.4071 | 1428644.0664 | 1590647.3432 | 1641603.5637 | 1741822.6669 | 2160102.2668 | 2473883.7305 | 2667373.0504 | 2951080.6464 | 2938383.5245 | 3202108.968 | 3499393.2821 | 3827611.8436
Scenario 1: Reference | SDG&E | Res | BROs | Res - Single Family | Rate Impact Measure Test | Energy Efficiency | 1269479.4071 | 1428644.0664 | 1590647.3432 | 1641603.5637 | 1741822.6669 | 2160102.2668 | 2473883.7305 | 2667373.0504 | 2951080.6464 | 2938383.5245 | 3202108.968 | 3499393.2821 | 3827611.8436
Scenario 1: Reference | SDG&E | Res | BROs | Res - Single Family | Total Resource Cost Test | Energy Efficiency | 1269479.4071 | 1428644.0664 | 1590647.3432 | 1641603.5637 | 1741822.6669 | 2160102.2668 | 2473883.7305 | 2667373.0504 | 2951080.6464 | 2938383.5245 | 3202108.968 | 3499393.2821 | 3827611.8436
Scenario 1: Reference | SDG&E | Res | BldgEnv | Res - Multi Family | Participant Cost Test | Energy Efficiency | 0 | 0 | 0 | 1843.162 | 1772.9161 | 7684.8999 | 7186.4602 | 6580.7099 | 5855.4746 | 4999.5168 | 4000.771 | 2842.9662 | 1514.9184
Scenario 1: Reference | SDG&E | Res | BldgEnv | Res - Multi Family | Program Administrator Cost Test | Energy Efficiency | 0 | 0 | 0 | 411.2708 | 442.4375 | 2284.4644 | 2449.5741 | 2622.3269 | 2805.2958 | 2997.6806 | 3204.8345 | 3423.7157 | 3655.5557
Scenario 1: Reference | SDG&E | Res | BldgEnv | Res - Multi Family | Rate Impact Measure Test | Energy Efficiency | 0 | 0 | 0 | 411.2708 | 442.4375 | 2284.4644 | 2449.5741 | 2622.3269 | 2805.2958 | 2997.6806 | 3204.8345 | 3423.7157 | 3655.5557
Scenario 1: Reference | SDG&E | Res | BldgEnv | Res - Multi Family | Total Resource Cost Test | Energy Efficiency | 0 | 0 | 0 | 411.2708 | 442.4375 | 2284.4644 | 2449.5741 | 2622.3269 | 2805.2958 | 2997.6806 | 3204.8345 | 3423.7157 | 3655.5557
Scenario 1: Reference | SDG&E | Res | BldgEnv | Res - Single Family | Participant Cost Test | Energy Efficiency | 164277.5823 | 181614.9759 | 193682.541 | 199517.1822 | 190176.6906 | 182745.053 | 173508.5745 | 162854.5752 | 16998.9296 | 7389.428 | 5878.9458 | 4156.6802 | 2205.7295
Scenario 1: Reference | SDG&E | Res | BldgEnv | Res - Single Family | Program Administrator Cost Test | Energy Efficiency | 18831.1949 | 21864.7292 | 24735.1454 | 27079.4426 | 28341.7203 | 29969.8871 | 31449.0971 | 32838.6266 | 14094.8293 | 3835.7658 | 4081.2211 | 4338.7916 | 4610.7496
Scenario 1: Reference | SDG&E | Res | BldgEnv | Res - Single Family | Rate Impact Measure Test | Energy Efficiency | 22327.2631 | 25451.9394 | 28225.8085 | 30310.461 | 31181.9188 | 32500.2345 | 33679.0593 | 34702.911 | 15577.8131 | 3835.7658 | 4081.2211 | 4338.7916 | 4610.7496
Scenario 1: Reference | SDG&E | Res | BldgEnv | Res - Single Family | Total Resource Cost Test | Energy Efficiency | 100071.526 | 113978.5524 | 123694.5358 | 128473.8204 | 125783.7313 | 125833.0869 | 125108.3437 | 123912.4008 | 14094.8293 | 3835.7658 | 4081.2211 | 4338.7916 | 4610.7496
Scenario 1: Reference | SDG&E | Res | HVAC | Res - Multi Family | Participant Cost Test | Energy Efficiency | 0 | 0 | 0 | 0 | 0 | 52617.3405 | 47112.7298 | 41110.5776 | 34955.0198 | 28974.178 | 23322.9453 | 18080.9462 | 12985.6485
Scenario 1: Reference | SDG&E | Res | HVAC | Res - Multi Family | Participant Cost Test | Fuel Substitution | 87786.6516 | 12355.3697 | 13900.4814 | 13636.9513 | 13304.9963 | 0 | 0 | 0 | 0 | 0 | 0 | 0 | 0
Scenario 1: Reference | SDG&E | Res | HVAC | Res - Multi Family | Program Administrator Cost Test | Energy Efficiency | 0 | 0 | 0 | 0 | 0 | 16036.9595 | 16177.9003 | 16090.8959 | 15859.8859 | 15553.2082 | 15342.3764 | 15278.1184 | 15241.2004
Scenario 1: Reference | SDG&E | Res | HVAC | Res - Multi Family | Program Administrator Cost Test | Fuel Substitution | 17586.7208 | 18992.1052 | 22706.9995 | 24084.9258 | 25575.9497 | 0 | 0 | 0 | 0 | 0 | 0 | 0 | 0
Scenario 1: Reference | SDG&E | Res | HVAC | Res - Multi Family | Rate Impact Measure Test | Energy Efficiency | 0 | 0 | 0 | 0 | 0 | 16036.9595 | 16177.9003 | 16090.8959 | 15859.8859 | 15553.2082 | 15342.3764 | 15278.1184 | 15241.2004
Scenario 1: Reference | SDG&E | Res | HVAC | Res - Multi Family | Rate Impact Measure Test | Fuel Substitution | 17586.7208 | 18992.1052 | 22706.9995 | 24084.9258 | 25575.9497 | 0 | 0 | 0 | 0 | 0 | 0 | 0 | 0
Scenario 1: Reference | SDG&E | Res | HVAC | Res - Multi Family | Total Resource Cost Test | Energy Efficiency | 0 | 0 | 0 | 0 | 0 | 16036.9595 | 16177.9003 | 16090.8959 | 15859.8859 | 15553.2082 | 15342.3764 | 15278.1184 | 15241.2004
Scenario 1: Reference | SDG&E | Res | HVAC | Res - Multi Family | Total Resource Cost Test | Fuel Substitution | 17586.7208 | 18992.1052 | 22706.9995 | 24084.9258 | 25575.9497 | 0 | 0 | 0 | 0 | 0 | 0 | 0 | 0
Scenario 1: Reference | SDG&E | Res | HVAC | Res - Single Family | Participant Cost Test | Energy Efficiency | 5743966.4631 | 6195301.8834 | 6416136.9098 | 6413792.4447 | 5346620.1337 | 2129898.2008 | 2035657.1897 | 1934446.49 | 122169.8819 | 54110.8704 | 43131.8851 | 33079.0157 | 23496.0208
Scenario 1: Reference | SDG&E | Res | HVAC | Res - Single Family | Participant Cost Test | Fuel Substitution | 1849605.4581 | 588920.9268 | 596466.7573 | 601314.6836 | 530058.8976 | 4207.9464 | 4489.9981 | 4568.0555 | 0 | 0 | 0 | 0 | 0
Scenario 1: Reference | SDG&E | Res | HVAC | Res - Single Family | Program Administrator Cost Test | Energy Efficiency | 639964.7445 | 722360.8058 | 778595.9316 | 805807.824 | 800443.638 | 274042.5536 | 274393.6378 | 271607.8403 | 60668.7058 | 29042.3753 | 28371.7534 | 27953.6445 | 27585.9457
Scenario 1: Reference | SDG&E | Res | HVAC | Res - Single Family | Program Administrator Cost Test | Fuel Substitution | 615831.4404 | 665075.9202 | 711028.0494 | 756683.4025 | 800332.1856 | 55.81 | 62.4278 | 65.5424 | 0 | 0 | 0 | 0 | 0
Scenario 1: Reference | SDG&E | Res | HVAC | Res - Single Family | Rate Impact Measure Test | Energy Efficiency | 639964.7445 | 722360.8058 | 778595.9316 | 805807.824 | 800443.638 | 274042.5536 | 274393.6378 | 271607.8403 | 60668.7058 | 29042.3753 | 28371.7534 | 27953.6445 | 27585.9457
Scenario 1: Reference | SDG&E | Res | HVAC | Res - Single Family | Rate Impact Measure Test | Fuel Substitution | 615831.4404 | 665075.9202 | 711028.0494 | 756683.4025 | 800332.1856 | 55.81 | 62.4278 | 65.5424 | 0 | 0 | 0 | 0 | 0
Scenario 1: Reference | SDG&E | Res | HVAC | Res - Single Family | Total Resource Cost Test | Energy Efficiency | 4857611.7608 | 5322078.4624 | 5596576.51 | 5686386.637 | 4745484.1267 | 1664111.5048 | 1647299.1493 | 1623316.5121 | 60668.7058 | 29042.3753 | 28371.7534 | 27953.6445 | 27585.9457
Scenario 1: Reference | SDG&E | Res | HVAC | Res - Single Family | Total Resource Cost Test | Fuel Substitution | 923889.7521 | 980932.0201 | 1031273.8755 | 1079596.1454 | 1053870.4952 | 4183.8925 | 4472.6769 | 4559.459 | 0 | 0 | 0 | 0 | 0
Scenario 1: Reference | SDG&E | Res | WaterHeat | Res - Multi Family | Participant Cost Test | Energy Efficiency | 13175555.318 | 12136835.6119 | 11011310.7564 | 9915248.496 | 8609904.4335 | 6750883.2369 | 5713553.7551 | 4732336.3179 | 3817050.5644 | 2974764.0426 | 2201101.1176 | 1482472.5386 | 801087.9823
Scenario 1: Reference | SDG&E | Res | WaterHeat | Res - Multi Family | Participant Cost Test | Fuel Substitution | 21114.729 | 12842.5334 | 12843.3822 | 12831.4987 | 12784.8159 | 4261.3142 | 4476.5202 | 4478.3153 | 4181.4255 | 3643.61 | 2935.9433 | 2104.1394 | 1182.916
Scenario 1: Reference | SDG&E | Res | WaterHeat | Res - Multi Family | Program Administrator Cost Test | Energy Efficiency | 4381377.5653 | 4379419.5435 | 4334745.5833 | 4295281.0375 | 4177655.5873 | 2663068.0673 | 2528518.2671 | 2384097.1306 | 2243849.8365 | 2110043.798 | 1998551.7392 | 1899757.3156 | 1812534.7271
Scenario 1: Reference | SDG&E | Res | WaterHeat | Res - Multi Family | Program Administrator Cost Test | Fuel Substitution | 324172.6905 | 343056.4945 | 359688.5918 | 375816.3262 | 391621.3695 | 2413.325 | 2882.019 | 3319.3744 | 3657.1558 | 3890.1071 | 4069.9836 | 4179.9609 | 4250.3832
Scenario 1: Reference | SDG&E | Res | WaterHeat | Res - Multi Family | Rate Impact Measure Test | Energy Efficiency | 4381377.5653 | 4379419.5435 | 4334745.5833 | 4295281.0375 | 4177655.5873 | 2663068.0673 | 2528518.2671 | 2384097.1306 | 2243849.8365 | 2110043.798 | 1998551.7392 | 1899757.3156 | 1812534.7271
Scenario 1: Reference | SDG&E | Res | WaterHeat | Res - Multi Family | Rate Impact Measure Test | Fuel Substitution | 600688.3573 | 605696.7666 | 603993.7804 | 598258.5503 | 591404.2423 | 2413.325 | 2882.019 | 3319.3744 | 3657.1558 | 3890.1071 | 4069.9836 | 4179.9609 | 4250.3832
Scenario 1: Reference | SDG&E | Res | WaterHeat | Res - Multi Family | Total Resource Cost Test | Energy Efficiency | 4381377.5653 | 4379419.5435 | 4334745.5833 | 4295281.0375 | 4177655.5873 | 2663068.0673 | 2528518.2671 | 2384097.1306 | 2243849.8365 | 2110043.798 | 1998551.7392 | 1899757.3156 | 1812534.7271
Scenario 1: Reference | SDG&E | Res | WaterHeat | Res - Multi Family | Total Resource Cost Test | Fuel Substitution | 324172.6905 | 343056.4945 | 359688.5918 | 375816.3262 | 391621.3695 | 2413.325 | 2882.019 | 3319.3744 | 3657.1558 | 3890.1071 | 4069.9836 | 4179.9609 | 4250.3832
Scenario 1: Reference | SDG&E | Res | WaterHeat | Res - Single Family | Participant Cost Test | Energy Efficiency | 23965581.047 | 23877057.0922 | 19092975.9733 | 17845478.7623 | 15853096.2087 | 7030102.9418 | 5829822.6099 | 4735323.4153 | 3394467.4865 | 2568974.6139 | 1851169.0026 | 1222421.4576 | 662276.2023
Scenario 1: Reference | SDG&E | Res | WaterHeat | Res - Single Family | Participant Cost Test | Fuel Substitution | 48563.1176 | 8008.6044 | 8186.1914 | 8460.6832 | 8713.671 | 28443.2559 | 29355.5624 | 29805.923 | 20605.4495 | 17899.2776 | 14390.2862 | 10297.4739 | 5783.9129
Scenario 1: Reference | SDG&E | Res | WaterHeat | Res - Single Family | Program Administrator Cost Test | Energy Efficiency | 10700186.3666 | 11288531.1569 | 11623757.1105 | 11702926.9689 | 11446348.8857 | 3801476.0529 | 3455196.367 | 3120222.3594 | 2811845.8551 | 2533763.5378 | 2294289.5424 | 2087723.6756 | 1909752.5866
Scenario 1: Reference | SDG&E | Res | WaterHeat | Res - Single Family | Program Administrator Cost Test | Fuel Substitution | 46850.085 | 50136.7369 | 53319.4789 | 56680.4584 | 60275.3285 | 12623.7835 | 14472.7149 | 16424.6337 | 18021.9258 | 19110.1975 | 19948.6924 | 20456.3623 | 20782.4113
Scenario 1: Reference | SDG&E | Res | WaterHeat | Res - Single Family | Rate Impact Measure Test | Energy Efficiency | 10700186.3666 | 11288531.1569 | 11623757.1105 | 11702926.9689 | 11446348.8857 | 3801476.0529 | 3455196.367 | 3120222.3594 | 2811845.8551 | 2533763.5378 | 2294289.5424 | 2087723.6756 | 1909752.5866
Scenario 1: Reference | SDG&E | Res | WaterHeat | Res - Single Family | Rate Impact Measure Test | Fuel Substitution | 49824.9542 | 52557.7275 | 55205.2086 | 58005.8447 | 61075.7508 | 12623.7835 | 14472.7149 | 16424.6337 | 18021.9258 | 19110.1975 | 19948.6924 | 20456.3623 | 20782.4113
Scenario 1: Reference | SDG&E | Res | WaterHeat | Res - Single Family | Total Resource Cost Test | Energy Efficiency | 18378069.8815 | 19371611.4549 | 15819457.834 | 15878176.5475 | 15467070.1619 | 4253953.8583 | 3876490.6724 | 3512846.5177 | 2811845.8551 | 2533763.5378 | 2294289.5424 | 2087723.6756 | 1909752.5866
Scenario 1: Reference | SDG&E | Res | WaterHeat | Res - Single Family | Total Resource Cost Test | Fuel Substitution | 52113.1788 | 55484.0318 | 58715.7209 | 62121.0398 | 65761.272 | 18776.6691 | 21348.4112 | 24071.355 | 18021.9258 | 19110.1975 | 19948.6924 | 20456.3623 | 20782.4113
Scenario 2: High TRC | PG&E | Ag | WholeBlg | Ag - Dairies, fishing, hunting | Participant Cost Test | Energy Efficiency | 214056.4017 | 217436.6067 | 220239.6446 | 222768.302 | 228040.4054 | 239482.0322 | 249875.5336 | 259621.8782 | 269389.5623 | 279519.3568 | 289780.049 | 296018.8637 | 302768.6259
Scenario 2: High TRC | PG&E | Ag | WholeBlg | Ag - Dairies, fishing, hunting | Program Administrator Cost Test | Energy Efficiency | 214056.4017 | 217436.6067 | 220239.6446 | 222768.302 | 228040.4054 | 239482.0322 | 249875.5336 | 259621.8782 | 269389.5623 | 279519.3568 | 289780.049 | 296018.8637 | 302768.6259
Scenario 2: High TRC | PG&E | Ag | WholeBlg | Ag - Dairies, fishing, hunting | Rate Impact Measure Test | Energy Efficiency | 214056.4017 | 217436.6067 | 220239.6446 | 222768.302 | 228040.4054 | 239482.0322 | 249875.5336 | 259621.8782 | 269389.5623 | 279519.3568 | 289780.049 | 296018.8637 | 302768.6259
Scenario 2: High TRC | PG&E | Ag | WholeBlg | Ag - Dairies, fishing, hunting | Total Resource Cost Test | Energy Efficiency | 214056.4017 | 217436.6067 | 220239.6446 | 222768.302 | 228040.4054 | 239482.0322 | 249875.5336 | 259621.8782 | 269389.5623 | 279519.3568 | 289780.049 | 296018.8637 | 302768.6259
Scenario 2: High TRC | PG&E | Ag | WholeBlg | Ag - Irrigated Agriculture, vineyards, forestry and greenhouses | Participant Cost Test | Energy Efficiency | 1748994.9183 | 1804624.2957 | 1852116.5851 | 1896582.4904 | 1961007.4542 | 2080088.0243 | 2191509.5489 | 2299449.7722 | 2407516.177 | 2519917.7689 | 2633325.7405 | 2710636.9702 | 2791998.07
Scenario 2: High TRC | PG&E | Ag | WholeBlg | Ag - Irrigated Agriculture, vineyards, forestry and greenhouses | Program Administrator Cost Test | Energy Efficiency | 1748994.9183 | 1804624.2957 | 1852116.5851 | 1896582.4904 | 1961007.4542 | 2080088.0243 | 2191509.5489 | 2299449.7722 | 2407516.177 | 2519917.7689 | 2633325.7405 | 2710636.9702 | 2791998.07
Scenario 2: High TRC | PG&E | Ag | WholeBlg | Ag - Irrigated Agriculture, vineyards, forestry and greenhouses | Rate Impact Measure Test | Energy Efficiency | 1748994.9183 | 1804624.2957 | 1852116.5851 | 1896582.4904 | 1961007.4542 | 2080088.0243 | 2191509.5489 | 2299449.7722 | 2407516.177 | 2519917.7689 | 2633325.7405 | 2710636.9702 | 2791998.07
Scenario 2: High TRC | PG&E | Ag | WholeBlg | Ag - Irrigated Agriculture, vineyards, forestry and greenhouses | Total Resource Cost Test | Energy Efficiency | 1748994.9183 | 1804624.2957 | 1852116.5851 | 1896582.4904 | 1961007.4542 | 2080088.0243 | 2191509.5489 | 2299449.7722 | 2407516.177 | 2519917.7689 | 2633325.7405 | 2710636.9702 | 2791998.07
Scenario 2: High TRC | PG&E | Ag | WholeBlg | Ag - Water pumping | Participant Cost Test | Energy Efficiency | 1032562.2727 | 1021275.2113 | 1003739.2548 | 984901.2681 | 977480.7304 | 1003009.6778 | 1022589.6476 | 1038389.6521 | 1049795.961 | 1061328.2682 | 1070534.595 | 1061955.6033 | 1054008.0669
Scenario 2: High TRC | PG&E | Ag | WholeBlg | Ag - Water pumping | Program Administrator Cost Test | Energy Efficiency | 1032562.2727 | 1021275.2113 | 1003739.2548 | 984901.2681 | 977480.7304 | 1003009.6778 | 1022589.6476 | 1038389.6521 | 1049795.961 | 1061328.2682 | 1070534.595 | 1061955.6033 | 1054008.0669
Scenario 2: High TRC | PG&E | Ag | WholeBlg | Ag - Water pumping | Rate Impact Measure Test | Energy Efficiency | 1032562.2727 | 1021275.2113 | 1003739.2548 | 984901.2681 | 977480.7304 | 1003009.6778 | 1022589.6476 | 1038389.6521 | 1049795.961 | 1061328.2682 | 1070534.595 | 1061955.6033 | 1054008.0669
Scenario 2: High TRC | PG&E | Ag | WholeBlg | Ag - Water pumping | Total Resource Cost Test | Energy Efficiency | 1032562.2727 | 1021275.2113 | 1003739.2548 | 984901.2681 | 977480.7304 | 1003009.6778 | 1022589.6476 | 1038389.6521 | 1049795.961 | 1061328.2682 | 1070534.595 | 1061955.6033 | 1054008.0669
Scenario 2: High TRC | PG&E | Com | AppPlug | Com - Health | Participant Cost Test | Energy Efficiency | 6777244.9129 | 7459260.0863 | 8035816.6612 | 8357466.2853 | 7046739.039 | 5142318.2271 | 16140216.9686 | 8362664.546 | 8202129.8585 | 7945775.22 | 7109731.9835 | 5207999.5154 | 3122347.554
Scenario 2: High TRC | PG&E | Com | AppPlug | Com - Health | Program Administrator Cost Test | Energy Efficiency | 5944873.8206 | 6723938.4547 | 7434498.9477 | 7919589.6751 | 7203319.0891 | 4867824.2595 | 20769580.4634 | 10239319.2143 | 10794500.6302 | 11257535.9919 | 11608308.9085 | 12214794.7136 | 12801864.9262
Scenario 2: High TRC | PG&E | Com | AppPlug | Com - Health | Rate Impact Measure Test | Energy Efficiency | 5944873.8206 | 6723938.4547 | 7434498.9477 | 7919589.6751 | 7203319.0891 | 4867824.2595 | 20769580.4634 | 10239319.2143 | 10794500.6302 | 11257535.9919 | 11608308.9085 | 12214794.7136 | 12801864.9262
Scenario 2: High TRC | PG&E | Com | AppPlug | Com - Health | Total Resource Cost Test | Energy Efficiency | 5944873.8206 | 6723938.4547 | 7434498.9477 | 7919589.6751 | 7203319.0891 | 4867824.2595 | 20769580.4634 | 10239319.2143 | 10794500.6302 | 11257535.9919 | 11608308.9085 | 12214794.7136 | 12801864.9262
Scenario 2: High TRC | PG&E | Com | AppPlug | Com - Lodging | Participant Cost Test | Energy Efficiency | 5570759.0497 | 6631933.5571 | 6982328.3091 | 7263132.5394 | 7264283.5337 | 7167340.9523 | 7018033.3247 | 6804790.1579 | 6525165.3154 | 6184247.878 | 2004860.6123 | 2276494.2123 | 6672717.7789
Scenario 2: High TRC | PG&E | Com | AppPlug | Com - Lodging | Program Administrator Cost Test | Energy Efficiency | 4917711.5867 | 6023224.5779 | 6503852.5449 | 6935302.7526 | 7445872.8152 | 7915372.2051 | 8397526.1809 | 8877369.2053 | 9355780.2181 | 9854178.1903 | 6370972.9608 | 3722893.599 | 45354113.3561
Scenario 2: High TRC | PG&E | Com | AppPlug | Com - Lodging | Rate Impact Measure Test | Energy Efficiency | 4917711.5867 | 6023224.5779 | 6503852.5449 | 6935302.7526 | 7445872.8152 | 7915372.2051 | 8397526.1809 | 8877369.2053 | 9355780.2181 | 9854178.1903 | 6370972.9608 | 3722893.599 | 45354113.3561
Scenario 2: High TRC | PG&E | Com | AppPlug | Com - Lodging | Total Resource Cost Test | Energy Efficiency | 4917711.5867 | 6023224.5779 | 6503852.5449 | 6935302.7526 | 7445872.8152 | 7915372.2051 | 8397526.1809 | 8877369.2053 | 9355780.2181 | 9854178.1903 | 6370972.9608 | 3722893.599 | 45354113.3561
Scenario 2: High TRC | PG&E | Com | AppPlug | Com - Other | Participant Cost Test | Energy Efficiency | 17064.4356 | 19588.2387 | 22414.901 | 25293.1852 | 28028.4481 | 31371.4962 | 34933.3352 | 38357.6759 | 41373.065 | 37014.7969 | 31204.2216 | 23772.0318 | 14598.0311
Scenario 2: High TRC | PG&E | Com | AppPlug | Com - Other | Program Administrator Cost Test | Energy Efficiency | 11960.8861 | 14082.3885 | 16526.6518 | 19126.0117 | 21748.1389 | 24973.5806 | 28543.0396 | 32157.9966 | 35583.6556 | 39433.473 | 43557.3533 | 47897.4378 | 52549.0104
Scenario 2: High TRC | PG&E | Com | AppPlug | Com - Other | Rate Impact Measure Test | Energy Efficiency | 11960.8861 | 14082.3885 | 16526.6518 | 19126.0117 | 21748.1389 | 24973.5806 | 28543.0396 | 32157.9966 | 35583.6556 | 39433.473 | 43557.3533 | 47897.4378 | 52549.0104
Scenario 2: High TRC | PG&E | Com | AppPlug | Com - Other | Total Resource Cost Test | Energy Efficiency | 11960.8861 | 14082.3885 | 16526.6518 | 19126.0117 | 21748.1389 | 24973.5806 | 28543.0396 | 32157.9966 | 35583.6556 | 39433.473 | 43557.3533 | 47897.4378 | 52549.0104
Scenario 2: High TRC | PG&E | Com | BROs | Com - Lodging | Participant Cost Test | Energy Efficiency | 1222.1319 | 2661.863 | 4053.0946 | 4876.0152 | 5808.8039 | 7605.881 | 9538.2402 | 11471.6334 | 13558.9414 | 17051.976 | 20624.3918 | 23166.3387 | 25604.8242
Scenario 2: High TRC | PG&E | Com | BROs | Com - Lodging | Program Administrator Cost Test | Energy Efficiency | 1222.1319 | 2661.863 | 4053.0946 | 4876.0152 | 5808.8039 | 7605.881 | 9538.2402 | 11471.6334 | 13558.9414 | 17051.976 | 20624.3918 | 23166.3387 | 25604.8242
Scenario 2: High TRC | PG&E | Com | BROs | Com - Lodging | Rate Impact Measure Test | Energy Efficiency | 1222.1319 | 2661.863 | 4053.0946 | 4876.0152 | 5808.8039 | 7605.881 | 9538.2402 | 11471.6334 | 13558.9414 | 17051.976 | 20624.3918 | 23166.3387 | 25604.8242
Scenario 2: High TRC | PG&E | Com | BROs | Com - Lodging | Total Resource Cost Test | Energy Efficiency | 1222.1319 | 2661.863 | 4053.0946 | 4876.0152 | 5808.8039 | 7605.881 | 9538.2402 | 11471.6334 | 13558.9414 | 17051.976 | 20624.3918 | 23166.3387 | 25604.8242
Scenario 2: High TRC | PG&E | Com | BROs | Com - Other | Participant Cost Test | Energy Efficiency | 4713.9811 | 10797.9743 | 17157.9171 | 21284.9463 | 26273.6902 | 36016.1206 | 46623.7721 | 55894.4951 | 66983.8796 | 85255.9248 | 104434.2981 | 118721.0271 | 131959.7593
Scenario 2: High TRC | PG&E | Com | BROs | Com - Other | Program Administrator Cost Test | Energy Efficiency | 4713.9811 | 10797.9743 | 17157.9171 | 21284.9463 | 26273.6902 | 36016.1206 | 46623.7721 | 55894.4951 | 66983.8796 | 85255.9248 | 104434.2981 | 118721.0271 | 131959.7593
Scenario 2: High TRC | PG&E | Com | BROs | Com - Other | Rate Impact Measure Test | Energy Efficiency | 4713.9811 | 10797.9743 | 17157.9171 | 21284.9463 | 26273.6902 | 36016.1206 | 46623.7721 | 55894.4951 | 66983.8796 | 85255.9248 | 104434.2981 | 118721.0271 | 131959.7593
Scenario 2: High TRC | PG&E | Com | BROs | Com - Other | Total Resource Cost Test | Energy Efficiency | 4713.9811 | 10797.9743 | 17157.9171 | 21284.9463 | 26273.6902 | 36016.1206 | 46623.7721 | 55894.4951 | 66983.8796 | 85255.9248 | 104434.2981 | 118721.0271 | 131959.7593
Scenario 2: High TRC | PG&E | Com | BROs | Com - Retail | Participant Cost Test | Energy Efficiency | 6102.0337 | 13152.5562 | 19820.3074 | 23597.9812 | 27810.7124 | 36044.6685 | 44813.3967 | 54479.4955 | 63716.1887 | 79277.2833 | 94862.489 | 105422.7392 | 117566.1779
Scenario 2: High TRC | PG&E | Com | BROs | Com - Retail | Program Administrator Cost Test | Energy Efficiency | 6102.0337 | 13152.5562 | 19820.3074 | 23597.9812 | 27810.7124 | 36044.6685 | 44813.3967 | 54479.4955 | 63716.1887 | 79277.2833 | 94862.489 | 105422.7392 | 117566.1779
Scenario 2: High TRC | PG&E | Com | BROs | Com - Retail | Rate Impact Measure Test | Energy Efficiency | 6102.0337 | 13152.5562 | 19820.3074 | 23597.9812 | 27810.7124 | 36044.6685 | 44813.3967 | 54479.4955 | 63716.1887 | 79277.2833 | 94862.489 | 105422.7392 | 117566.1779
Scenario 2: High TRC | PG&E | Com | BROs | Com - Retail | Total Resource Cost Test | Energy Efficiency | 6102.0337 | 13152.5562 | 19820.3074 | 23597.9812 | 27810.7124 | 36044.6685 | 44813.3967 | 54479.4955 | 63716.1887 | 79277.2833 | 94862.489 | 105422.7392 | 117566.1779
Scenario 2: High TRC | PG&E | Com | BldgEnv | Com - College | Participant Cost Test | Energy Efficiency | 1754.7709 | 1753.6643 | 1816.9369 | 1832.0192 | 1807.5981 | 1750.6503 | 1702.0991 | 1592.3009 | 1214.3865 | 1042.6186 | 830.0726 | 567.7794 | 298.4438
Scenario 2: High TRC | PG&E | Com | BldgEnv | Com - College | Program Administrator Cost Test | Energy Efficiency | 1318.6767 | 1440.8284 | 1609.2104 | 1773.5182 | 1926.7847 | 2076.1276 | 2270.6655 | 2439.397 | 2744.1245 | 2980.2651 | 3203.0763 | 3319.2331 | 3536.7264
Scenario 2: High TRC | PG&E | Com | BldgEnv | Com - College | Rate Impact Measure Test | Energy Efficiency | 1318.6767 | 1440.8284 | 1609.2104 | 1773.5182 | 1926.7847 | 2076.1276 | 2270.6655 | 2439.397 | 2744.1245 | 2980.2651 | 3203.0763 | 3319.2331 | 3536.7264
Scenario 2: High TRC | PG&E | Com | BldgEnv | Com - College | Total Resource Cost Test | Energy Efficiency | 1555.8534 | 1680.0391 | 1871.0037 | 2048.8362 | 2212.128 | 2368.9237 | 2575.0804 | 2750.3312 | 2744.1245 | 2980.2651 | 3203.0763 | 3319.2331 | 3536.7264
Scenario 2: High TRC | PG&E | Com | BldgEnv | Com - Grocery | Participant Cost Test | Energy Efficiency | 2832.4627 | 2888.0331 | 2943.9803 | 2984.7074 | 2961.1021 | 2932.8437 | 2853.1934 | 2694.3491 | 2045.7634 | 1747.2397 | 1399.3393 | 993.9445 | 530.3705
Scenario 2: High TRC | PG&E | Com | BldgEnv | Com - Grocery | Program Administrator Cost Test | Energy Efficiency | 2079.5317 | 2306.7536 | 2569.84 | 2861.4369 | 3142.299 | 3490.2029 | 3849.2661 | 4231.3732 | 4595.1426 | 4989.3379 | 5414.236 | 5853.1683 | 6333.3842
Scenario 2: High TRC | PG&E | Com | BldgEnv | Com - Grocery | Rate Impact Measure Test | Energy Efficiency | 2079.5317 | 2306.7536 | 2569.84 | 2861.4369 | 3142.299 | 3490.2029 | 3849.2661 | 4231.3732 | 4595.1426 | 4989.3379 | 5414.236 | 5853.1683 | 6333.3842
Scenario 2: High TRC | PG&E | Com | BldgEnv | Com - Grocery | Total Resource Cost Test | Energy Efficiency | 2386.009 | 2622.4376 | 2897.3567 | 3203.7333 | 3495.7813 | 3858.5356 | 4231.0411 | 4626.1598 | 4595.1426 | 4989.3379 | 5414.236 | 5853.1683 | 6333.3842
Scenario 2: High TRC | PG&E | Com | BldgEnv | Com - Health | Participant Cost Test | Energy Efficiency | 155812.734 | 163622.3298 | 221425.0888 | 215802.5973 | 201646.5729 | 218453.4207 | 187702.935 | 142317.2964 | 82907.5792 | 49171.5018 | 24518.7344 | 8854.6835 | 1466.135
Scenario 2: High TRC | PG&E | Com | BldgEnv | Com - Health | Program Administrator Cost Test | Energy Efficiency | 84905.2175 | 92265.8009 | 134284.4469 | 135204.6671 | 131099.887 | 157374.6132 | 141339.3777 | 121508.885 | 99486.0567 | 76734.9529 | 54436.8768 | 34357.2408 | 18411.6735
Scenario 2: High TRC | PG&E | Com | BldgEnv | Com - Health | Rate Impact Measure Test | Energy Efficiency | 84905.2175 | 92265.8009 | 134284.4469 | 135204.6671 | 131099.887 | 157374.6132 | 141339.3777 | 121508.885 | 99486.0567 | 76734.9529 | 54436.8768 | 34357.2408 | 18411.6735
Scenario 2: High TRC | PG&E | Com | BldgEnv | Com - Health | Total Resource Cost Test | Energy Efficiency | 115592.3386 | 124064.9498 | 166124.8311 | 165823.8401 | 159369.1652 | 182532.899 | 162740.2239 | 138901.3026 | 99486.0567 | 76734.9529 | 54436.8768 | 34357.2408 | 18411.6735
Scenario 2: High TRC | PG&E | Com | BldgEnv | Com - Lodging | Participant Cost Test | Energy Efficiency | 411648.0715 | 395285.4668 | 362576.5289 | 316089.8098 | 260821.2392 | 201357.5087 | 142646.8131 | 83766.6013 | 20854.5843 | 6592.5364 | 5275.5952 | 3754.9495 | 2000.4686
Scenario 2: High TRC | PG&E | Com | BldgEnv | Com - Lodging | Program Administrator Cost Test | Energy Efficiency | 198690.4779 | 198119.6144 | 188806.3171 | 171460.6273 | 148366.068 | 121324.5665 | 92570.0399 | 64128.5047 | 37424.4939 | 23952.1382 | 25841.6494 | 27873.9866 | 29992.9804
Scenario 2: High TRC | PG&E | Com | BldgEnv | Com - Lodging | Rate Impact Measure Test | Energy Efficiency | 198690.4779 | 198119.6144 | 188806.3171 | 171460.6273 | 148366.068 | 121324.5665 | 92570.0399 | 64128.5047 | 37424.4939 | 23952.1382 | 25841.6494 | 27873.9866 | 29992.9804
Scenario 2: High TRC | PG&E | Com | BldgEnv | Com - Lodging | Total Resource Cost Test | Energy Efficiency | 337904.7292 | 330276.6655 | 308638.5702 | 274864.705 | 233032.2057 | 186468.4122 | 138989.3301 | 93653.7095 | 37424.4939 | 23952.1382 | 25841.6494 | 27873.9866 | 29992.9804
Scenario 2: High TRC | PG&E | Com | BldgEnv | Com - Office (Large) | Participant Cost Test | Energy Efficiency | 26619.3391 | 26755.3154 | 26900.4152 | 26538.6025 | 26046.5947 | 25133.1764 | 24045.0398 | 22293.0722 | 14572.821 | 12205.7177 | 9548.2532 | 6637.6187 | 3463.11
Scenario 2: High TRC | PG&E | Com | BldgEnv | Com - Office (Large) | Program Administrator Cost Test | Energy Efficiency | 18810.9454 | 20491.4055 | 22415.3224 | 24196.948 | 26205.451 | 28205.0125 | 30416.8651 | 32381.6564 | 34096.693 | 36159.8111 | 38180.5796 | 40263.797 | 42467.9791
Scenario 2: High TRC | PG&E | Com | BldgEnv | Com - Office (Large) | Rate Impact Measure Test | Energy Efficiency | 18810.9454 | 20491.4055 | 22415.3224 | 24196.948 | 26205.451 | 28205.0125 | 30416.8651 | 32381.6564 | 34096.693 | 36159.8111 | 38180.5796 | 40263.797 | 42467.9791
Scenario 2: High TRC | PG&E | Com | BldgEnv | Com - Office (Large) | Total Resource Cost Test | Energy Efficiency | 23493.0132 | 25316.959 | 27411.5632 | 29308.4476 | 31446.5472 | 33538.8968 | 35856.385 | 37861.6993 | 34096.693 | 36159.8111 | 38180.5796 | 40263.797 | 42467.9791
Scenario 2: High TRC | PG&E | Com | BldgEnv | Com - Office (Small) | Participant Cost Test | Energy Efficiency | 4578.1617 | 4661.585 | 4724.7924 | 807.9535 | 42823.6877 | 4193.4195 | 4035.264 | 3759.2898 | 2903.0384 | 2461.5606 | 1955.5656 | 1379.8397 | 730.281
Scenario 2: High TRC | PG&E | Com | BldgEnv | Com - Office (Small) | Program Administrator Cost Test | Energy Efficiency | 3441.1545 | 3806.1788 | 4207.3799 | 438.7573 | 50345.0999 | 5043.1135 | 5498.7169 | 5969.643 | 6441.0448 | 6944.6025 | 7476.4336 | 8031.1986 | 8620.6326
Scenario 2: High TRC | PG&E | Com | BldgEnv | Com - Office (Small) | Rate Impact Measure Test | Energy Efficiency | 3441.1545 | 3806.1788 | 4207.3799 | 438.7573 | 50345.0999 | 5043.1135 | 5498.7169 | 5969.643 | 6441.0448 | 6944.6025 | 7476.4336 | 8031.1986 | 8620.6326
Scenario 2: High TRC | PG&E | Com | BldgEnv | Com - Office (Small) | Total Resource Cost Test | Energy Efficiency | 3858.7147 | 4239.0263 | 4656.5544 | 539.3285 | 54569.5267 | 5495.9148 | 5962.8531 | 6443.8085 | 6441.0448 | 6944.6025 | 7476.4336 | 8031.1986 | 8620.6326
Scenario 2: High TRC | PG&E | Com | BldgEnv | Com - Other | Participant Cost Test | Energy Efficiency | 4936.1581 | 5019.9031 | 5098.6743 | 5110.8864 | 5042.587 | 4984.7553 | 4882.4506 | 4610.3204 | 3029.3541 | 2559.9182 | 2029.308 | 1427.2654 | 754.4538
Scenario 2: High TRC | PG&E | Com | BldgEnv | Com - Other | Program Administrator Cost Test | Energy Efficiency | 3144.269 | 3464.395 | 3825.0944 | 4187.1561 | 4540.1506 | 4992.9527 | 5490.5656 | 5977.1381 | 6396.8346 | 6893.3346 | 7426.0086 | 7970.3552 | 8565.8175
Scenario 2: High TRC | PG&E | Com | BldgEnv | Com - Other | Rate Impact Measure Test | Energy Efficiency | 3144.269 | 3464.395 | 3825.0944 | 4187.1561 | 4540.1506 | 4992.9527 | 5490.5656 | 5977.1381 | 6396.8346 | 6893.3346 | 7426.0086 | 7970.3552 | 8565.8175
Scenario 2: High TRC | PG&E | Com | BldgEnv | Com - Other | Total Resource Cost Test | Energy Efficiency | 4114.8011 | 4459.6588 | 4849.4048 | 5235.7732 | 5605.517 | 6086.8923 | 6615.2039 | 7124.5974 | 6396.8346 | 6893.3346 | 7426.0086 | 7970.3552 | 8565.8175
Scenario 2: High TRC | PG&E | Com | BldgEnv | Com - Refrig. Warehouse | Participant Cost Test | Energy Efficiency | 1133.0937 | 1164.8128 | 1183.4807 | 1185.8364 | 1169.8853 | 1134.8817 | 1072.7019 | 973.2779 | 796.2234 | 658.5477 | 509.8447 | 351.8634 | 182.808
Scenario 2: High TRC | PG&E | Com | BldgEnv | Com - Refrig. Warehouse | Program Administrator Cost Test | Energy Efficiency | 937.1622 | 1039.0993 | 1143 | 1248.946 | 1357.5707 | 1472.0574 | 1577.9475 | 1686.081 | 1784.0924 | 1889.7823 | 1996.7253 | 2112.0685 | 2238.754
Scenario 2: High TRC | PG&E | Com | BldgEnv | Com - Refrig. Warehouse | Rate Impact Measure Test | Energy Efficiency | 937.1622 | 1039.0993 | 1143 | 1248.946 | 1357.5707 | 1472.0574 | 1577.9475 | 1686.081 | 1784.0924 | 1889.7823 | 1996.7253 | 2112.0685 | 2238.754
Scenario 2: High TRC | PG&E | Com | BldgEnv | Com - Refrig. Warehouse | Total Resource Cost Test | Energy Efficiency | 977.0368 | 1081.0549 | 1186.7878 | 1294.3071 | 1404.2286 | 1519.8006 | 1626.2387 | 1734.7399 | 1784.0924 | 1889.7823 | 1996.7253 | 2112.0685 | 2238.754
Scenario 2: High TRC | PG&E | Com | BldgEnv | Com - Restaurant | Participant Cost Test | Energy Efficiency | 1270.015 | 1275.5249 | 1286.4748 | 1281.4243 | 1259.9366 | 1219.6464 | 1169.7862 | 1079.5779 | 902.7908 | 765.3206 | 607.1165 | 65.3615 | 2156.0358
Scenario 2: High TRC | PG&E | Com | BldgEnv | Com - Restaurant | Program Administrator Cost Test | Energy Efficiency | 994.3906 | 1083.9147 | 1192.4914 | 1304.5735 | 1421.8989 | 1544.8595 | 1684.3371 | 1825.0622 | 1967.8552 | 2123.7423 | 2285.2104 | 155.3693 | 27328.6423
Scenario 2: High TRC | PG&E | Com | BldgEnv | Com - Restaurant | Rate Impact Measure Test | Energy Efficiency | 994.3906 | 1083.9147 | 1192.4914 | 1304.5735 | 1421.8989 | 1544.8595 | 1684.3371 | 1825.0622 | 1967.8552 | 2123.7423 | 2285.2104 | 155.3693 | 27328.6423
Scenario 2: High TRC | PG&E | Com | BldgEnv | Com - Restaurant | Total Resource Cost Test | Energy Efficiency | 1042.1879 | 1132.7207 | 1242.7787 | 1356.2056 | 1474.74 | 1598.7338 | 1739.4747 | 1881.2214 | 1967.8552 | 2123.7423 | 2285.2104 | 155.3693 | 27328.6423
Scenario 2: High TRC | PG&E | Com | BldgEnv | Com - Retail | Participant Cost Test | Energy Efficiency | 8059.9632 | 8407.7065 | 8213.2214 | 1330.3467 | 71937.4645 | 7715.2686 | 8331.1643 | 72242.4104 | 5066.0339 | 4301.3633 | 3430.0225 | 2428.703 | 1298.7195
Scenario 2: High TRC | PG&E | Com | BldgEnv | Com - Retail | Program Administrator Cost Test | Energy Efficiency | 5266.9905 | 5937.9235 | 6421.4187 | 631.5334 | 70950.3762 | 7821.2906 | 9562.91 | 43305.1287 | 11548.3775 | 12512.1279 | 13563.8171 | 14657.6174 | 15895.4045
Scenario 2: High TRC | PG&E | Com | BldgEnv | Com - Retail | Rate Impact Measure Test | Energy Efficiency | 5266.9905 | 5937.9235 | 6421.4187 | 631.5334 | 70950.3762 | 7821.2906 | 9562.91 | 43305.1287 | 11548.3775 | 12512.1279 | 13563.8171 | 14657.6174 | 15895.4045
Scenario 2: High TRC | PG&E | Com | BldgEnv | Com - Retail | Total Resource Cost Test | Energy Efficiency | 7097.4542 | 7882.9391 | 8319.3468 | 1033.8715 | 88561.4395 | 9858.6193 | 11879.2356 | 64036.392 | 11548.3775 | 12512.1279 | 13563.8171 | 14657.6174 | 15895.4045
Scenario 2: High TRC | PG&E | Com | BldgEnv | Com - School | Participant Cost Test | Energy Efficiency | 6947.2337 | 7034.2607 | 7055.1543 | 6972.964 | 6756.7752 | 6498.0329 | 6139.9394 | 5675.995 | 4158.2269 | 3503.1329 | 2765.06 | 1946.5271 | 1023.5807
Scenario 2: High TRC | PG&E | Com | BldgEnv | Com - School | Program Administrator Cost Test | Energy Efficiency | 5234.5675 | 5756.191 | 6293.7543 | 6825.0447 | 7317.2919 | 7881.7703 | 8435.0342 | 9033.626 | 9644.616 | 10296.3567 | 10979.3188 | 11736.7651 | 12485.2359
Scenario 2: High TRC | PG&E | Com | BldgEnv | Com - School | Rate Impact Measure Test | Energy Efficiency | 5234.5675 | 5756.191 | 6293.7543 | 6825.0447 | 7317.2919 | 7881.7703 | 8435.0342 | 9033.626 | 9644.616 | 10296.3567 | 10979.3188 | 11736.7651 | 12485.2359
Scenario 2: High TRC | PG&E | Com | BldgEnv | Com - School | Total Resource Cost Test | Energy Efficiency | 6039.6005 | 6591.9719 | 7157.7694 | 7711.9148 | 8217.4441 | 8797.8135 | 9361.886 | 9972.0574 | 9644.616 | 10296.3567 | 10979.3188 | 11736.7651 | 12485.2359
Scenario 2: High TRC | PG&E | Com | BldgEnv | Com - Warehouse | Participant Cost Test | Energy Efficiency | 894276.4468 | 892194.7475 | 853720.4606 | 780887.5905 | 680362.3099 | 561725.6154 | 434892.2121 | 289860.6425 | 124986.2835 | 48229.987 | 17284.0647 | 12207.4212 | 6472.4092
Scenario 2: High TRC | PG&E | Com | BldgEnv | Com - Warehouse | Program Administrator Cost Test | Energy Efficiency | 529222.0121 | 546798.6389 | 541962.4477 | 514902.0232 | 468514.4571 | 407658.6024 | 336326.8381 | 261146.9845 | 185873.5439 | 115225.2854 | 81994.7703 | 87910.5773 | 94303.4115
Scenario 2: High TRC | PG&E | Com | BldgEnv | Com - Warehouse | Rate Impact Measure Test | Energy Efficiency | 529222.0121 | 546798.6389 | 541962.4477 | 514902.0232 | 468514.4571 | 407658.6024 | 336326.8381 | 261146.9845 | 185873.5439 | 115225.2854 | 81994.7703 | 87910.5773 | 94303.4115
Scenario 2: High TRC | PG&E | Com | BldgEnv | Com - Warehouse | Total Resource Cost Test | Energy Efficiency | 700114.9524 | 714899.9887 | 700537.266 | 658111.732 | 592002.7629 | 508998.5227 | 414871.5716 | 317960.8805 | 185873.5439 | 115225.2854 | 81994.7703 | 87910.5773 | 94303.4115
Scenario 2: High TRC | PG&E | Com | ComRefrig | Com - College | Participant Cost Test | Energy Efficiency | 4054.1585 | 2383.5657 | 1227.1622 | 506.6362 | 187.9918 | 58.5674 | 0 | 0 | 0 | 0 | 0 | 0 | 0
Scenario 2: High TRC | PG&E | Com | ComRefrig | Com - College | Program Administrator Cost Test | Energy Efficiency | 1066.3422 | 672.8943 | 367.6776 | 157.4503 | 60.6791 | 21.1747 | 0 | 0 | 0 | 0 | 0 | 0 | 0
Scenario 2: High TRC | PG&E | Com | ComRefrig | Com - College | Rate Impact Measure Test | Energy Efficiency | 1066.3422 | 672.8943 | 367.6776 | 157.4503 | 60.6791 | 21.1747 | 0 | 0 | 0 | 0 | 0 | 0 | 0
Scenario 2: High TRC | PG&E | Com | ComRefrig | Com - College | Total Resource Cost Test | Energy Efficiency | 1066.3422 | 672.8943 | 367.6776 | 157.4503 | 60.6791 | 21.1747 | 0 | 0 | 0 | 0 | 0 | 0 | 0
Scenario 2: High TRC | PG&E | Com | ComRefrig | Com - Grocery | Participant Cost Test | Energy Efficiency | 2913766.0961 | 1239414.7126 | 440682.4719 | 133198.3276 | 0 | 0 | 0 | 0 | 0 | 0 | 0 | 0 | 0
Scenario 2: High TRC | PG&E | Com | ComRefrig | Com - Grocery | Program Administrator Cost Test | Energy Efficiency | 755655.8017 | 337665.3908 | 123025.8617 | 39668.2242 | 0 | 0 | 0 | 0 | 0 | 0 | 0 | 0 | 0
Scenario 2: High TRC | PG&E | Com | ComRefrig | Com - Grocery | Rate Impact Measure Test | Energy Efficiency | 755655.8017 | 337665.3908 | 123025.8617 | 39668.2242 | 0 | 0 | 0 | 0 | 0 | 0 | 0 | 0 | 0
Scenario 2: High TRC | PG&E | Com | ComRefrig | Com - Grocery | Total Resource Cost Test | Energy Efficiency | 755655.8017 | 337665.3908 | 123025.8617 | 39668.2242 | 0 | 0 | 0 | 0 | 0 | 0 | 0 | 0 | 0
Scenario 2: High TRC | PG&E | Com | ComRefrig | Com - Refrig. Warehouse | Participant Cost Test | Energy Efficiency | 8674.807 | 4844.2554 | 2308.348 | 793.2048 | 303.6651 | 47.8466 | 0 | 0 | 0 | 0 | 0 | 0 | 0
Scenario 2: High TRC | PG&E | Com | ComRefrig | Com - Refrig. Warehouse | Program Administrator Cost Test | Energy Efficiency | 2277.6278 | 1363.556 | 686.8637 | 238.4882 | 98.0156 | 17.2987 | 0 | 0 | 0 | 0 | 0 | 0 | 0
Scenario 2: High TRC | PG&E | Com | ComRefrig | Com - Refrig. Warehouse | Rate Impact Measure Test | Energy Efficiency | 2277.6278 | 1363.556 | 686.8637 | 238.4882 | 98.0156 | 17.2987 | 0 | 0 | 0 | 0 | 0 | 0 | 0
Scenario 2: High TRC | PG&E | Com | ComRefrig | Com - Refrig. Warehouse | Total Resource Cost Test | Energy Efficiency | 2277.6278 | 1363.556 | 686.8637 | 238.4882 | 98.0156 | 17.2987 | 0 | 0 | 0 | 0 | 0 | 0 | 0
Scenario 2: High TRC | PG&E | Com | ComRefrig | Com - Restaurant | Participant Cost Test | Energy Efficiency | 103150.8216 | 45480.0036 | 16411.7808 | 5561.6374 | 0 | 0 | 0 | 0 | 0 | 0 | 0 | 0 | 0
Scenario 2: High TRC | PG&E | Com | ComRefrig | Com - Restaurant | Program Administrator Cost Test | Energy Efficiency | 26764.3843 | 12421.5336 | 4581.6968 | 1656.3292 | 0 | 0 | 0 | 0 | 0 | 0 | 0 | 0 | 0
Scenario 2: High TRC | PG&E | Com | ComRefrig | Com - Restaurant | Rate Impact Measure Test | Energy Efficiency | 26764.3843 | 12421.5336 | 4581.6968 | 1656.3292 | 0 | 0 | 0 | 0 | 0 | 0 | 0 | 0 | 0
Scenario 2: High TRC | PG&E | Com | ComRefrig | Com - Restaurant | Total Resource Cost Test | Energy Efficiency | 26764.3843 | 12421.5336 | 4581.6968 | 1656.3292 | 0 | 0 | 0 | 0 | 0 | 0 | 0 | 0 | 0
Scenario 2: High TRC | PG&E | Com | ComRefrig | Com - Retail | Participant Cost Test | Energy Efficiency | 1349556.5152 | 596976.8783 | 0 | 133388.6918 | 33399.7188 | 0 | 0 | 0 | 0 | 0 | 0 | 0 | 0
Scenario 2: High TRC | PG&E | Com | ComRefrig | Com - Retail | Program Administrator Cost Test | Energy Efficiency | 350529.8704 | 163588.3427 | 0 | 39724.9171 | 10780.6047 | 0 | 0 | 0 | 0 | 0 | 0 | 0 | 0
Scenario 2: High TRC | PG&E | Com | ComRefrig | Com - Retail | Rate Impact Measure Test | Energy Efficiency | 350529.8704 | 163588.3427 | 0 | 39724.9171 | 10780.6047 | 0 | 0 | 0 | 0 | 0 | 0 | 0 | 0
Scenario 2: High TRC | PG&E | Com | ComRefrig | Com - Retail | Total Resource Cost Test | Energy Efficiency | 350529.8704 | 163588.3427 | 0 | 39724.9171 | 10780.6047 | 0 | 0 | 0 | 0 | 0 | 0 | 0 | 0
Scenario 2: High TRC | PG&E | Com | ComRefrig | Com - School | Participant Cost Test | Energy Efficiency | 13.5822 | 0 | 0 | 0 | 0 | 0 | 0 | 0 | 0 | 0 | 0 | 0 | 0
Scenario 2: High TRC | PG&E | Com | ComRefrig | Com - School | Program Administrator Cost Test | Energy Efficiency | 3.3324 | 0 | 0 | 0 | 0 | 0 | 0 | 0 | 0 | 0 | 0 | 0 | 0
Scenario 2: High TRC | PG&E | Com | ComRefrig | Com - School | Rate Impact Measure Test | Energy Efficiency | 3.3324 | 0 | 0 | 0 | 0 | 0 | 0 | 0 | 0 | 0 | 0 | 0 | 0
Scenario 2: High TRC | PG&E | Com | ComRefrig | Com - School | Total Resource Cost Test | Energy Efficiency | 3.3324 | 0 | 0 | 0 | 0 | 0 | 0 | 0 | 0 | 0 | 0 | 0 | 0
Scenario 2: High TRC | PG&E | Com | FoodServ | Com - College | Participant Cost Test | Energy Efficiency | 464862.5277 | 476161.006 | 461778.9559 | 487465.9795 | 427855.4306 | 399474.7333 | 370526.0212 | 335436.0877 | 299929.9198 | 259033.1206 | 212845.2492 | 160309.5348 | 104595.3164
Scenario 2: High TRC | PG&E | Com | FoodServ | Com - College | Participant Cost Test | Fuel Substitution | 256.1802 | 289.3134 | 319.1852 | 347.4335 | 374.6267 | 401.2091 | 426.3893 | 461.1229 | 498.1012 | 539.0529 | 584.842 | 633.7931 | 686.057
Scenario 2: High TRC | PG&E | Com | FoodServ | Com - College | Program Administrator Cost Test | Energy Efficiency | 270339.5324 | 286153.9646 | 296265.3051 | 348775.6109 | 333851.1114 | 349701.3191 | 368529.7384 | 385663.2585 | 407584.3886 | 429614.5451 | 452109.7169 | 471379.6401 | 496055.312
Scenario 2: High TRC | PG&E | Com | FoodServ | Com - College | Program Administrator Cost Test | Fuel Substitution | 2469.1151 | 2874.7315 | 3334.4821 | 3815.5822 | 4333.7005 | 4893.616 | 5497.4026 | 6319.3375 | 7284.0065 | 8448.1966 | 9864.5205 | 11530.9628 | 13501.6385
Scenario 2: High TRC | PG&E | Com | FoodServ | Com - College | Rate Impact Measure Test | Energy Efficiency | 270339.5324 | 286153.9646 | 296265.3051 | 348775.6109 | 333851.1114 | 349701.3191 | 368529.7384 | 385663.2585 | 407584.3886 | 429614.5451 | 452109.7169 | 471379.6401 | 496055.312
Scenario 2: High TRC | PG&E | Com | FoodServ | Com - College | Rate Impact Measure Test | Fuel Substitution | 3223.2848 | 3664.1059 | 4144.6937 | 4620.254 | 5118.0938 | 5636.7471 | 6185.0877 | 6952.9895 | 7854.5474 | 8938.8965 | 10262.7659 | 11814.7749 | 13653.9481
Scenario 2: High TRC | PG&E | Com | FoodServ | Com - College | Total Resource Cost Test | Energy Efficiency | 270339.5324 | 286153.9646 | 296265.3051 | 348775.6109 | 333851.1114 | 349701.3191 | 368529.7384 | 385663.2585 | 407584.3886 | 429614.5451 | 452109.7169 | 471379.6401 | 496055.312
Scenario 2: High TRC | PG&E | Com | FoodServ | Com - College | Total Resource Cost Test | Fuel Substitution | 2469.1151 | 2874.7315 | 3334.4821 | 3815.5822 | 4333.7005 | 4893.616 | 5497.4026 | 6319.3375 | 7284.0065 | 8448.1966 | 9864.5205 | 11530.9628 | 13501.6385
Scenario 2: High TRC | PG&E | Com | FoodServ | Com - Grocery | Participant Cost Test | Energy Efficiency | 2961306.0406 | 3045078.1791 | 3070482.5158 | 2966450.3134 | 2816304.4265 | 2654349.9701 | 2464752.9323 | 2248771.4798 | 1999960.7785 | 1726413.4694 | 1425299.365 | 1092830.8702 | 727027.4367
Scenario 2: High TRC | PG&E | Com | FoodServ | Com - Grocery | Participant Cost Test | Fuel Substitution | 2329.0473 | 2600.4379 | 2861.8794 | 3112.9797 | 3355.8635 | 3591.9061 | 3819.4685 | 4074.8539 | 4336.0105 | 4606.6901 | 4891.0459 | 5186.5445 | 5495.2529
Scenario 2: High TRC | PG&E | Com | FoodServ | Com - Grocery | Program Administrator Cost Test | Energy Efficiency | 1538178.4824 | 1630449.9537 | 1735513.2728 | 1836810.7371 | 1933099.3819 | 2043843.0187 | 2156124.4196 | 2272339.1857 | 2386283.1709 | 2508602.0095 | 2641824.8927 | 2781993.0742 | 2934832.8481
Scenario 2: High TRC | PG&E | Com | FoodServ | Com - Grocery | Program Administrator Cost Test | Fuel Substitution | 23805.6994 | 27752.2763 | 32145.599 | 36801.5417 | 41796.5164 | 47158.5839 | 52925.2372 | 59691.8466 | 67263.1274 | 75818.2822 | 85575.8427 | 96610.9533 | 109169.191
Scenario 2: High TRC | PG&E | Com | FoodServ | Com - Grocery | Rate Impact Measure Test | Energy Efficiency | 1538178.4824 | 1630449.9537 | 1735513.2728 | 1836810.7371 | 1933099.3819 | 2043843.0187 | 2156124.4196 | 2272339.1857 | 2386283.1709 | 2508602.0095 | 2641824.8927 | 2781993.0742 | 2934832.8481
Scenario 2: High TRC | PG&E | Com | FoodServ | Com - Grocery | Rate Impact Measure Test | Fuel Substitution | 30809.67 | 35026.8745 | 39536.642 | 44100.9228 | 48866.4046 | 53799.7939 | 59014.2462 | 65148.6319 | 72027.4428 | 79763.6814 | 88644.2955 | 98700.9472 | 110241.0858
Scenario 2: High TRC | PG&E | Com | FoodServ | Com - Grocery | Total Resource Cost Test | Energy Efficiency | 1538178.4824 | 1630449.9537 | 1735513.2728 | 1836810.7371 | 1933099.3819 | 2043843.0187 | 2156124.4196 | 2272339.1857 | 2386283.1709 | 2508602.0095 | 2641824.8927 | 2781993.0742 | 2934832.8481
Scenario 2: High TRC | PG&E | Com | FoodServ | Com - Grocery | Total Resource Cost Test | Fuel Substitution | 23805.6994 | 27752.2763 | 32145.599 | 36801.5417 | 41796.5164 | 47158.5839 | 52925.2372 | 59691.8466 | 67263.1274 | 75818.2822 | 85575.8427 | 96610.9533 | 109169.191
Scenario 2: High TRC | PG&E | Com | FoodServ | Com - Health | Participant Cost Test | Energy Efficiency | 1188976.4431 | 1221681.0235 | 1242029.4435 | 1190586.7804 | 1138812.3147 | 1062449.4853 | 1032472.2398 | 914337.196 | 812524.5492 | 695068.4847 | 564084.5321 | 432538.536 | 286349.5379
Scenario 2: High TRC | PG&E | Com | FoodServ | Com - Health | Participant Cost Test | Fuel Substitution | 731.9402 | 838.5347 | 933.3906 | 1024.7024 | 1123.1466 | 1223.8016 | 1326.1532 | 1433.1463 | 1540.5434 | 1648.6996 | 1756.7175 | 1867.4501 | 1979.9716
Scenario 2: High TRC | PG&E | Com | FoodServ | Com - Health | Program Administrator Cost Test | Energy Efficiency | 672470.5942 | 712947.0584 | 771900.2507 | 810235.9993 | 858071.7619 | 894199.577 | 997114.3091 | 1012518.643 | 1063031.8664 | 1108931.9686 | 1150646.8105 | 1216018.9825 | 1286714.9992
Scenario 2: High TRC | PG&E | Com | FoodServ | Com - Health | Program Administrator Cost Test | Fuel Substitution | 6918.5683 | 8167.6222 | 9560.3342 | 11039.9091 | 12773.0785 | 14708.9949 | 16893.2773 | 19402.0582 | 22242.4942 | 25486.337 | 29198.147 | 33479.5051 | 38443.1513
Scenario 2: High TRC | PG&E | Com | FoodServ | Com - Health | Rate Impact Measure Test | Energy Efficiency | 672470.5942 | 712947.0584 | 771900.2507 | 810235.9993 | 858071.7619 | 894199.577 | 997114.3091 | 1012518.643 | 1063031.8664 | 1108931.9686 | 1150646.8105 | 1216018.9825 | 1286714.9992
Scenario 2: High TRC | PG&E | Com | FoodServ | Com - Health | Rate Impact Measure Test | Fuel Substitution | 8862.2955 | 10221.7898 | 11679.7739 | 13158.2377 | 14873.1316 | 16733.1168 | 18803.2431 | 21154.5464 | 23807.0485 | 26810.5276 | 30248.7082 | 34210.5007 | 38826.2625
Scenario 2: High TRC | PG&E | Com | FoodServ | Com - Health | Total Resource Cost Test | Energy Efficiency | 672470.5942 | 712947.0584 | 771900.2507 | 810235.9993 | 858071.7619 | 894199.577 | 997114.3091 | 1012518.643 | 1063031.8664 | 1108931.9686 | 1150646.8105 | 1216018.9825 | 1286714.9992
Scenario 2: High TRC | PG&E | Com | FoodServ | Com - Health | Total Resource Cost Test | Fuel Substitution | 6918.5683 | 8167.6222 | 9560.3342 | 11039.9091 | 12773.0785 | 14708.9949 | 16893.2773 | 19402.0582 | 22242.4942 | 25486.337 | 29198.147 | 33479.5051 | 38443.1513
Scenario 2: High TRC | PG&E | Com | FoodServ | Com - Lodging | Participant Cost Test | Energy Efficiency | 1227393.5963 | 1268388.5075 | 1275506.6469 | 1242480.8093 | 1198074.5162 | 1133886.1467 | 1058329.8451 | 969653.8859 | 866754.4669 | 751911.8789 | 621444.8359 | 472661.6883 | 319762.8416
Scenario 2: High TRC | PG&E | Com | FoodServ | Com - Lodging | Participant Cost Test | Fuel Substitution | 709.062 | 798.3473 | 880.6705 | 960.8952 | 1045.1474 | 1130.0994 | 1218.2977 | 1307.6311 | 1396.7633 | 1486.3075 | 1576.4783 | 1669.5651 | 1767.9852
Scenario 2: High TRC | PG&E | Com | FoodServ | Com - Lodging | Program Administrator Cost Test | Energy Efficiency | 613445.7077 | 655123.0341 | 699110.4433 | 741557.4317 | 791147.1508 | 838935.5114 | 888175.0832 | 938907.5103 | 990145.9954 | 1046376.2545 | 1105878.9012 | 1160378.7463 | 1271916.2821
Scenario 2: High TRC | PG&E | Com | FoodServ | Com - Lodging | Program Administrator Cost Test | Fuel Substitution | 7151.8827 | 8380.3804 | 9724.2326 | 11168.7111 | 12810.866 | 14619.5573 | 16663.8642 | 18938.1891 | 21462.096 | 24284.0714 | 27453.9352 | 31046.495 | 35170.9092
Scenario 2: High TRC | PG&E | Com | FoodServ | Com - Lodging | Rate Impact Measure Test | Energy Efficiency | 613445.7077 | 655123.0341 | 699110.4433 | 741557.4317 | 791147.1508 | 838935.5114 | 888175.0832 | 938907.5103 | 990145.9954 | 1046376.2545 | 1105878.9012 | 1160378.7463 | 1271916.2821
Scenario 2: High TRC | PG&E | Com | FoodServ | Com - Lodging | Rate Impact Measure Test | Fuel Substitution | 9335.928 | 10672.2507 | 12056.4509 | 13487.6492 | 15088.6049 | 16794.2507 | 18699.8157 | 20786.0286 | 23092.3696 | 25646.682 | 28521.0119 | 31779.3102 | 35549.8249
Scenario 2: High TRC | PG&E | Com | FoodServ | Com - Lodging | Total Resource Cost Test | Energy Efficiency | 613445.7077 | 655123.0341 | 699110.4433 | 741557.4317 | 791147.1508 | 838935.5114 | 888175.0832 | 938907.5103 | 990145.9954 | 1046376.2545 | 1105878.9012 | 1160378.7463 | 1271916.2821
Scenario 2: High TRC | PG&E | Com | FoodServ | Com - Lodging | Total Resource Cost Test | Fuel Substitution | 7151.8827 | 8380.3804 | 9724.2326 | 11168.7111 | 12810.866 | 14619.5573 | 16663.8642 | 18938.1891 | 21462.096 | 24284.0714 | 27453.9352 | 31046.495 | 35170.9092
Scenario 2: High TRC | PG&E | Com | FoodServ | Com - Office (Large) | Participant Cost Test | Energy Efficiency | 27834.4926 | 27744.8294 | 27886.1182 | 27898.8614 | 26091.7234 | 24040.5743 | 21900.7263 | 19492.1562 | 16890.4087 | 14177.7088 | 11284.6761 | 8190.4535 | 4879.1923
Scenario 2: High TRC | PG&E | Com | FoodServ | Com - Office (Large) | Program Administrator Cost Test | Energy Efficiency | 5731.69 | 5939.6831 | 6156.7779 | 6340.4588 | 6601.3675 | 6921.4607 | 7196.6799 | 7415.6013 | 7583.9988 | 7763.2753 | 7993.2958 | 8176.8975 | 8358.3562
Scenario 2: High TRC | PG&E | Com | FoodServ | Com - Office (Large) | Rate Impact Measure Test | Energy Efficiency | 5731.69 | 5939.6831 | 6156.7779 | 6340.4588 | 6601.3675 | 6921.4607 | 7196.6799 | 7415.6013 | 7583.9988 | 7763.2753 | 7993.2958 | 8176.8975 | 8358.3562
Scenario 2: High TRC | PG&E | Com | FoodServ | Com - Office (Large) | Total Resource Cost Test | Energy Efficiency | 5731.69 | 5939.6831 | 6156.7779 | 6340.4588 | 6601.3675 | 6921.4607 | 7196.6799 | 7415.6013 | 7583.9988 | 7763.2753 | 7993.2958 | 8176.8975 | 8358.3562
Scenario 2: High TRC | PG&E | Com | FoodServ | Com - Office (Small) | Participant Cost Test | Energy Efficiency | 6345.6493 | 6393.6255 | 6472.8895 | 3647.6976 | 26276.6433 | 5524.0181 | 5062.0619 | 4548.9565 | 3988.9099 | 3375.6472 | 2711.5511 | 1985.0261 | 1192.0184
Scenario 2: High TRC | PG&E | Com | FoodServ | Com - Office (Small) | Program Administrator Cost Test | Energy Efficiency | 1306.6987 | 1368.7635 | 1429.1033 | 828.9971 | 6648.1534 | 1590.406 | 1663.4169 | 1730.6063 | 1791.069 | 1848.4001 | 1920.6781 | 1981.7407 | 2042.0008
Scenario 2: High TRC | PG&E | Com | FoodServ | Com - Office (Small) | Rate Impact Measure Test | Energy Efficiency | 1306.6987 | 1368.7635 | 1429.1033 | 828.9971 | 6648.1534 | 1590.406 | 1663.4169 | 1730.6063 | 1791.069 | 1848.4001 | 1920.6781 | 1981.7407 | 2042.0008
Scenario 2: High TRC | PG&E | Com | FoodServ | Com - Office (Small) | Total Resource Cost Test | Energy Efficiency | 1306.6987 | 1368.7635 | 1429.1033 | 828.9971 | 6648.1534 | 1590.406 | 1663.4169 | 1730.6063 | 1791.069 | 1848.4001 | 1920.6781 | 1981.7407 | 2042.0008
Scenario 2: High TRC | PG&E | Com | FoodServ | Com - Other | Participant Cost Test | Energy Efficiency | 3579598.5876 | 3684565.3625 | 3649753.9153 | 3533564.2441 | 3372874.3454 | 3195178.7574 | 2987779.9985 | 2738094.5874 | 2440952.0031 | 2113514.3501 | 1746790.0294 | 1336319.1978 | 880280.4487
Scenario 2: High TRC | PG&E | Com | FoodServ | Com - Other | Participant Cost Test | Fuel Substitution | 2621.6783 | 2953.0265 | 3292.4742 | 3615.392 | 3935.5321 | 4254.035 | 4567.5087 | 4892.5435 | 5240.3337 | 5592.6231 | 5964.7745 | 6347.5932 | 6741.7098
Scenario 2: High TRC | PG&E | Com | FoodServ | Com - Other | Program Administrator Cost Test | Energy Efficiency | 2080855.4043 | 2212771.7477 | 2357349.6139 | 2496415.1624 | 2633965.0579 | 2791823.8837 | 2957424.2715 | 3122654.2755 | 3279114.5491 | 3452580.4689 | 3640408.6463 | 3836087.0118 | 4046996.3844
Scenario 2: High TRC | PG&E | Com | FoodServ | Com - Other | Program Administrator Cost Test | Fuel Substitution | 28094.7789 | 33084.0378 | 38875.8985 | 44949.3749 | 51566.6498 | 58775.4053 | 66613.0234 | 75394.1438 | 85444.4874 | 96630.6589 | 109387.2743 | 123709.3265 | 139849.6389
Scenario 2: High TRC | PG&E | Com | FoodServ | Com - Other | Rate Impact Measure Test | Energy Efficiency | 2080855.4043 | 2212771.7477 | 2357349.6139 | 2496415.1624 | 2633965.0579 | 2791823.8837 | 2957424.2715 | 3122654.2755 | 3279114.5491 | 3452580.4689 | 3640408.6463 | 3836087.0118 | 4046996.3844
Scenario 2: High TRC | PG&E | Com | FoodServ | Com - Other | Rate Impact Measure Test | Fuel Substitution | 38839.915 | 44537.1856 | 50811.689 | 56967.1242 | 63442.3009 | 70188.9243 | 77328.5932 | 85173.4305 | 94145.4001 | 103979.2171 | 115210.8414 | 127765.7311 | 141974.0305
Scenario 2: High TRC | PG&E | Com | FoodServ | Com - Other | Total Resource Cost Test | Energy Efficiency | 2080855.4043 | 2212771.7477 | 2357349.6139 | 2496415.1624 | 2633965.0579 | 2791823.8837 | 2957424.2715 | 3122654.2755 | 3279114.5491 | 3452580.4689 | 3640408.6463 | 3836087.0118 | 4046996.3844
Scenario 2: High TRC | PG&E | Com | FoodServ | Com - Other | Total Resource Cost Test | Fuel Substitution | 28094.7789 | 33084.0378 | 38875.8985 | 44949.3749 | 51566.6498 | 58775.4053 | 66613.0234 | 75394.1438 | 85444.4874 | 96630.6589 | 109387.2743 | 123709.3265 | 139849.6389
Scenario 2: High TRC | PG&E | Com | FoodServ | Com - Restaurant | Participant Cost Test | Energy Efficiency | 7728210.0116 | 7893709.6836 | 7861154.952 | 7560245.0994 | 7173910.0002 | 6720957.5518 | 6222419.681 | 5654873.4715 | 5021063.469 | 4326453.6241 | 3560421.2798 | 1689097.9653 | 7183647.9399
Scenario 2: High TRC | PG&E | Com | FoodServ | Com - Restaurant | Participant Cost Test | Fuel Substitution | 6857.7916 | 7680.2714 | 8492.4725 | 9282.084 | 10056.6475 | 10820.0663 | 11565.0329 | 12330.8569 | 13114.0472 | 13901.646 | 14705.9798 | 13788.4194 | 14134.6581
Scenario 2: High TRC | PG&E | Com | FoodServ | Com - Restaurant | Program Administrator Cost Test | Energy Efficiency | 4131868.7677 | 4358172.5957 | 4609589.0942 | 4852738.2086 | 5098582.0429 | 5351794.8099 | 5621367.7779 | 5893638.9209 | 6171389.2945 | 6469131.8089 | 6786434.2852 | 4422598.694 | 29875843.2482
Scenario 2: High TRC | PG&E | Com | FoodServ | Com - Restaurant | Program Administrator Cost Test | Fuel Substitution | 72090.0602 | 84492.1668 | 98372.1844 | 113204.4646 | 129241.5235 | 146599.1318 | 165353.5629 | 186230.7963 | 209482.4014 | 235197.4515 | 263920.2089 | 262877.8604 | 287157.7151
Scenario 2: High TRC | PG&E | Com | FoodServ | Com - Restaurant | Rate Impact Measure Test | Energy Efficiency | 4131868.7677 | 4358172.5957 | 4609589.0942 | 4852738.2086 | 5098582.0429 | 5351794.8099 | 5621367.7779 | 5893638.9209 | 6171389.2945 | 6469131.8089 | 6786434.2852 | 4422598.694 | 29875843.2482
Scenario 2: High TRC | PG&E | Com | FoodServ | Com - Restaurant | Rate Impact Measure Test | Fuel Substitution | 95977.4977 | 109621.2746 | 124113.8826 | 138874.9789 | 154356.4669 | 170463.3275 | 187492.3202 | 206178.0845 | 226978.9365 | 249743.4361 | 275254.8603 | 269764.7909 | 290663.7271
Scenario 2: High TRC | PG&E | Com | FoodServ | Com - Restaurant | Total Resource Cost Test | Energy Efficiency | 4131868.7677 | 4358172.5957 | 4609589.0942 | 4852738.2086 | 5098582.0429 | 5351794.8099 | 5621367.7779 | 5893638.9209 | 6171389.2945 | 6469131.8089 | 6786434.2852 | 4422598.694 | 29875843.2482
Scenario 2: High TRC | PG&E | Com | FoodServ | Com - Restaurant | Total Resource Cost Test | Fuel Substitution | 72090.0602 | 84492.1668 | 98372.1844 | 113204.4646 | 129241.5235 | 146599.1318 | 165353.5629 | 186230.7963 | 209482.4014 | 235197.4515 | 263920.2089 | 262877.8604 | 287157.7151
Scenario 2: High TRC | PG&E | Com | FoodServ | Com - Retail | Participant Cost Test | Energy Efficiency | 42029.2448 | 43546.6629 | 45163.0205 | 11229.8096 | 323174.8329 | 40757.1403 | 40729.6284 | 38269.7546 | 34734.8749 | 30413.4629 | 25316.1332 | 19299.7127 | 12410.2088
Scenario 2: High TRC | PG&E | Com | FoodServ | Com - Retail | Program Administrator Cost Test | Energy Efficiency | 13841.2438 | 15536.1419 | 17443.3836 | 2552.1524 | 172577.8874 | 21604.6262 | 25007.5587 | 27462.2019 | 29699.8896 | 32013.2928 | 34538.0383 | 36990.2756 | 39586.9365
Scenario 2: High TRC | PG&E | Com | FoodServ | Com - Retail | Rate Impact Measure Test | Energy Efficiency | 13841.2438 | 15536.1419 | 17443.3836 | 2552.1524 | 172577.8874 | 21604.6262 | 25007.5587 | 27462.2019 | 29699.8896 | 32013.2928 | 34538.0383 | 36990.2756 | 39586.9365
Scenario 2: High TRC | PG&E | Com | FoodServ | Com - Retail | Total Resource Cost Test | Energy Efficiency | 13841.2438 | 15536.1419 | 17443.3836 | 2552.1524 | 172577.8874 | 21604.6262 | 25007.5587 | 27462.2019 | 29699.8896 | 32013.2928 | 34538.0383 | 36990.2756 | 39586.9365
Scenario 2: High TRC | PG&E | Com | FoodServ | Com - School | Participant Cost Test | Energy Efficiency | 1560611.0028 | 1589617.2505 | 1560311.187 | 1504229.596 | 1424531.1623 | 1337687.7428 | 1236987.9466 | 1125946.6396 | 1001551.2641 | 863211.2668 | 709586.9003 | 540194.3258 | 350710.403
Scenario 2: High TRC | PG&E | Com | FoodServ | Com - School | Participant Cost Test | Fuel Substitution | 336.7748 | 371.4837 | 402.5675 | 441.4464 | 486.4088 | 535.9472 | 587.4835 | 643.57 | 704.1781 | 768.8712 | 837.85 | 915.9533 | 1047.4407
Scenario 2: High TRC | PG&E | Com | FoodServ | Com - School | Program Administrator Cost Test | Energy Efficiency | 814599.3425 | 861356.6981 | 910433.9789 | 957974.015 | 1003414.087 | 1056196.36 | 1108258.1802 | 1164587.5084 | 1222980.2014 | 1285415.5668 | 1353506.5373 | 1427426.858 | 1500856.8084
Scenario 2: High TRC | PG&E | Com | FoodServ | Com - School | Program Administrator Cost Test | Fuel Substitution | 3173.5059 | 3594.4222 | 4103.562 | 4753.4886 | 5558.3291 | 6511.2714 | 7605.9174 | 8898.0383 | 10425.1718 | 12216.8352 | 14317.3613 | 16828.1844 | 20652.1084
Scenario 2: High TRC | PG&E | Com | FoodServ | Com - School | Rate Impact Measure Test | Energy Efficiency | 814599.3425 | 861356.6981 | 910433.9789 | 957974.015 | 1003414.087 | 1056196.36 | 1108258.1802 | 1164587.5084 | 1222980.2014 | 1285415.5668 | 1353506.5373 | 1427426.858 | 1500856.8084
Scenario 2: High TRC | PG&E | Com | FoodServ | Com - School | Rate Impact Measure Test | Fuel Substitution | 4094.5116 | 4530.3446 | 5063.5357 | 5721.8255 | 6534.0507 | 7473.7408 | 8534.7046 | 9770.6119 | 11224.9452 | 12912.3437 | 14884.1838 | 17233.7044 | 20875.7255
Scenario 2: High TRC | PG&E | Com | FoodServ | Com - School | Total Resource Cost Test | Energy Efficiency | 814599.3425 | 861356.6981 | 910433.9789 | 957974.015 | 1003414.087 | 1056196.36 | 1108258.1802 | 1164587.5084 | 1222980.2014 | 1285415.5668 | 1353506.5373 | 1427426.858 | 1500856.8084
Scenario 2: High TRC | PG&E | Com | FoodServ | Com - School | Total Resource Cost Test | Fuel Substitution | 3173.5059 | 3594.4222 | 4103.562 | 4753.4886 | 5558.3291 | 6511.2714 | 7605.9174 | 8898.0383 | 10425.1718 | 12216.8352 | 14317.3613 | 16828.1844 | 20652.1084
Scenario 2: High TRC | PG&E | Com | HVAC | Com - College | Participant Cost Test | Energy Efficiency | 1065586.4403 | 1054406.2111 | 872551.2041 | 1744466.4478 | 918479.0862 | 509680.5299 | 419713.6853 | 377976.8395 | 290823.6483 | 246687.8244 | 196671.3862 | 137996.6308 | 80381.8779
Scenario 2: High TRC | PG&E | Com | HVAC | Com - College | Participant Cost Test | Fuel Substitution | 98181.1448 | 116805.6151 | 120930.5083 | 124424.2776 | 138621.4144 | 0 | 0 | 0 | 0 | 0 | 0 | 0 | 0
Scenario 2: High TRC | PG&E | Com | HVAC | Com - College | Program Administrator Cost Test | Energy Efficiency | 357416.4056 | 382256.9862 | 363650.4099 | 626991.9447 | 434044.5707 | 318346.418 | 334942.4641 | 347239.1749 | 368783.3977 | 388887.3794 | 408024.0693 | 414122.3259 | 433112.3265
Scenario 2: High TRC | PG&E | Com | HVAC | Com - College | Program Administrator Cost Test | Fuel Substitution | 262213.665 | 307253.8708 | 338845.619 | 369408.8785 | 413584.8053 | 0 | 0 | 0 | 0 | 0 | 0 | 0 | 0
Scenario 2: High TRC | PG&E | Com | HVAC | Com - College | Rate Impact Measure Test | Energy Efficiency | 357416.4056 | 382256.9862 | 363650.4099 | 626991.9447 | 434044.5707 | 318346.418 | 334942.4641 | 347239.1749 | 368783.3977 | 388887.3794 | 408024.0693 | 414122.3259 | 433112.3265
Scenario 2: High TRC | PG&E | Com | HVAC | Com - College | Rate Impact Measure Test | Fuel Substitution | 269247.8381 | 312185.3078 | 342058.1199 | 371796.3179 | 415170.136 | 0 | 0 | 0 | 0 | 0 | 0 | 0 | 0
Scenario 2: High TRC | PG&E | Com | HVAC | Com - College | Total Resource Cost Test | Energy Efficiency | 523816.0272 | 552367.4352 | 496858.7199 | 996368.6084 | 600162.2782 | 425320.3184 | 385142.646 | 397099.0769 | 368783.3977 | 388887.3794 | 408024.0693 | 414122.3259 | 433112.3265
Scenario 2: High TRC | PG&E | Com | HVAC | Com - College | Total Resource Cost Test | Fuel Substitution | 293807.203 | 342667.0931 | 375948.7324 | 407837.4394 | 454595.9546 | 0 | 0 | 0 | 0 | 0 | 0 | 0 | 0
Scenario 2: High TRC | PG&E | Com | HVAC | Com - Grocery | Participant Cost Test | Energy Efficiency | 3333351.5961 | 3434381.4107 | 3491052.2215 | 3484121.2721 | 3407412.2932 | 3275155.599 | 3089114.7589 | 2859443.7066 | 2396788.4967 | 2052051.3899 | 1662253.824 | 1226808.8838 | 751589.3242
Scenario 2: High TRC | PG&E | Com | HVAC | Com - Grocery | Participant Cost Test | Fuel Substitution | 585554.084 | 615507.252 | 637533.2327 | 651308.5647 | 558081.2993 | 56435.1175 | 53104.7229 | 48067.8114 | 40213.4688 | 33566.9366 | 26516.739 | 19132.3585 | 11526.129
Scenario 2: High TRC | PG&E | Com | HVAC | Com - Grocery | Program Administrator Cost Test | Energy Efficiency | 831942.0407 | 924642.6496 | 1013159.6958 | 1094966.0048 | 1174331.3392 | 1266418.036 | 1351843.7544 | 1438587.7522 | 1517326.5848 | 1592624.7962 | 1669938.2984 | 1738388.0286 | 1806828.2277
Scenario 2: High TRC | PG&E | Com | HVAC | Com - Grocery | Program Administrator Cost Test | Fuel Substitution | 1906064.2022 | 2123371.6638 | 2338349.546 | 2546810.6621 | 2744133.3931 | 34349.8771 | 36355.8844 | 37556.4282 | 38274.0957 | 38676.2375 | 39101.9217 | 39170.0826 | 39127.8068
Scenario 2: High TRC | PG&E | Com | HVAC | Com - Grocery | Rate Impact Measure Test | Energy Efficiency | 831942.0407 | 924642.6496 | 1013159.6958 | 1094966.0048 | 1174331.3392 | 1266418.036 | 1351843.7544 | 1438587.7522 | 1517326.5848 | 1592624.7962 | 1669938.2984 | 1738388.0286 | 1806828.2277
Scenario 2: High TRC | PG&E | Com | HVAC | Com - Grocery | Rate Impact Measure Test | Fuel Substitution | 2088000.6004 | 2291574.9906 | 2493503.4745 | 2685814.881 | 2865190.8954 | 34349.8771 | 36355.8844 | 37556.4282 | 38274.0957 | 38676.2375 | 39101.9217 | 39170.0826 | 39127.8068
Scenario 2: High TRC | PG&E | Com | HVAC | Com - Grocery | Total Resource Cost Test | Energy Efficiency | 955251.0417 | 1057428.3073 | 1154681.9717 | 1244153.9068 | 1329713.903 | 1427461.9514 | 1517779.4734 | 1609281.4642 | 1517326.5848 | 1592624.7962 | 1669938.2984 | 1738388.0286 | 1806828.2277
Scenario 2: High TRC | PG&E | Com | HVAC | Com - Grocery | Total Resource Cost Test | Fuel Substitution | 2150240.4053 | 2381724.0664 | 2608507.131 | 2826109.22 | 2931493.0673 | 36163.7009 | 38224.5887 | 39441.4058 | 38274.0957 | 38676.2375 | 39101.9217 | 39170.0826 | 39127.8068
Scenario 2: High TRC | PG&E | Com | HVAC | Com - Health | Participant Cost Test | Energy Efficiency | 6045385.7503 | 6220260.0311 | 6326611.5789 | 6224173.2177 | 6045268.9468 | 5407863.8262 | 5126049.7252 | 4792544.7394 | 2934795.5168 | 2497318.3204 | 2392425.6221 | 2015407.1553 | 1286146.271
Scenario 2: High TRC | PG&E | Com | HVAC | Com - Health | Participant Cost Test | Fuel Substitution | 353655.9379 | 369511.6305 | 380324.3843 | 385596.4269 | 385221.4931 | 74.4491 | 70.4813 | 64.1885 | 0 | 45.0282 | 35.768 | 25.9498 | 15.719
Scenario 2: High TRC | PG&E | Com | HVAC | Com - Health | Program Administrator Cost Test | Energy Efficiency | 1653182.555 | 1819008.4261 | 1988277.478 | 2106361.4816 | 2242080.9819 | 2242268.5346 | 2374839.7835 | 2504797.1636 | 2129286.4941 | 2217270.4589 | 2595152.1525 | 2935600.7038 | 3052420.9345
Scenario 2: High TRC | PG&E | Com | HVAC | Com - Health | Program Administrator Cost Test | Fuel Substitution | 696338.9693 | 779378.128 | 861271.8168 | 940711.377 | 1016868.7177 | 45.0771 | 47.9756 | 49.832 | 0 | 51.8814 | 52.7433 | 53.1269 | 53.3606
Scenario 2: High TRC | PG&E | Com | HVAC | Com - Health | Rate Impact Measure Test | Energy Efficiency | 1653182.555 | 1819008.4261 | 1988277.478 | 2106361.4816 | 2242080.9819 | 2242268.5346 | 2374839.7835 | 2504797.1636 | 2129286.4941 | 2217270.4589 | 2595152.1525 | 2935600.7038 | 3052420.9345
Scenario 2: High TRC | PG&E | Com | HVAC | Com - Health | Rate Impact Measure Test | Fuel Substitution | 733938.8661 | 812509.401 | 890426.3602 | 965252.5119 | 1036597.7728 | 45.0771 | 47.9756 | 49.832 | 0 | 51.8814 | 52.7433 | 53.1269 | 53.3606
Scenario 2: High TRC | PG&E | Com | HVAC | Com - Health | Total Resource Cost Test | Energy Efficiency | 2098995.6549 | 2292949.8515 | 2486260.1413 | 2616355.5149 | 2739464.9953 | 2683060.143 | 2822495.3624 | 2957785.0147 | 2129286.4941 | 2217270.4589 | 2595152.1525 | 2935600.7038 | 3052420.9345
Scenario 2: High TRC | PG&E | Com | HVAC | Com - Health | Total Resource Cost Test | Fuel Substitution | 768271.9904 | 855951.3721 | 941752.6803 | 1024306.6756 | 1102740.0697 | 47.8462 | 50.8445 | 52.7418 | 0 | 51.8814 | 52.7433 | 53.1269 | 53.3606
Scenario 2: High TRC | PG&E | Com | HVAC | Com - Lodging | Participant Cost Test | Energy Efficiency | 3827813.1102 | 3977295.0197 | 4060059.1564 | 4112676.6235 | 4127187.5357 | 3861929.1815 | 3679876.0209 | 3519041.3677 | 1668451.0208 | 1400074.9384 | 1140277.7998 | 848164.5729 | 524601.3905
Scenario 2: High TRC | PG&E | Com | HVAC | Com - Lodging | Participant Cost Test | Fuel Substitution | 595895.2597 | 629146.0483 | 646360.7528 | 664825.6261 | 431149.992 | 12524.5738 | 11869.8147 | 10836.2916 | 23.6867 | 19.7842 | 15.6444 | 10.2034 | 6.1551
Scenario 2: High TRC | PG&E | Com | HVAC | Com - Lodging | Program Administrator Cost Test | Energy Efficiency | 916448.6663 | 1016058.9145 | 1108426.4019 | 1198508.6534 | 1296377.8292 | 1338599.6549 | 1428987.4935 | 1514545.2691 | 1249310.8379 | 1301478.4297 | 1373384.3275 | 1442411.8032 | 1511296.5837
Scenario 2: High TRC | PG&E | Com | HVAC | Com - Lodging | Program Administrator Cost Test | Fuel Substitution | 618284.0974 | 689050.1932 | 758588.3391 | 825660.5861 | 889105.1965 | 7205.4996 | 7641.1621 | 7907.3233 | 22.5441 | 22.7953 | 23.0691 | 20.8894 | 20.8946
Scenario 2: High TRC | PG&E | Com | HVAC | Com - Lodging | Rate Impact Measure Test | Energy Efficiency | 916448.6663 | 1016058.9145 | 1108426.4019 | 1198508.6534 | 1296377.8292 | 1338599.6549 | 1428987.4935 | 1514545.2691 | 1249310.8379 | 1301478.4297 | 1373384.3275 | 1442411.8032 | 1511296.5837
Scenario 2: High TRC | PG&E | Com | HVAC | Com - Lodging | Rate Impact Measure Test | Fuel Substitution | 643758.8775 | 710066.4768 | 775831.9554 | 838780.2733 | 898145.9001 | 7205.4996 | 7641.1621 | 7907.3233 | 22.5441 | 22.7953 | 23.0691 | 20.8894 | 20.8946
Scenario 2: High TRC | PG&E | Com | HVAC | Com - Lodging | Total Resource Cost Test | Energy Efficiency | 1708251.1145 | 1854968.8674 | 1987684.7215 | 2111818.3628 | 2241212.8136 | 2230995.3591 | 2264339.6582 | 2361517.069 | 1249310.8379 | 1301478.4297 | 1373384.3275 | 1442411.8032 | 1511296.5837
Scenario 2: High TRC | PG&E | Com | HVAC | Com - Lodging | Total Resource Cost Test | Fuel Substitution | 1071101.8098 | 1168501.1173 | 1250871.2207 | 1334329.6728 | 1164426.405 | 8272.1481 | 8742.2265 | 9019.9233 | 22.5441 | 22.7953 | 23.0691 | 20.8894 | 20.8946
Scenario 2: High TRC | PG&E | Com | HVAC | Com - Office (Large) | Participant Cost Test | Energy Efficiency | 3812121.5048 | 4228264.4386 | 4376405.436 | 4252997.9038 | 4093182.7192 | 1194523.8212 | 1070066.9672 | 974107.2479 | 484519.0884 | 18338.093 | 14507.5545 | 10519.2374 | 6365.3346
Scenario 2: High TRC | PG&E | Com | HVAC | Com - Office (Large) | Participant Cost Test | Fuel Substitution | 84.8011 | 192.5673 | 194.6536 | 194.0709 | 190.9631 | 0 | 0 | 0 | 0 | 0 | 0 | 0 | 0
Scenario 2: High TRC | PG&E | Com | HVAC | Com - Office (Large) | Program Administrator Cost Test | Energy Efficiency | 755628.3771 | 905521.4444 | 1012321.7607 | 1065146.2119 | 1117038.1044 | 201563.5046 | 492859.4002 | 511006.1461 | 382633.5311 | 18076.1237 | 18311.3185 | 18441.1109 | 18481.4074
Scenario 2: High TRC | PG&E | Com | HVAC | Com - Office (Large) | Program Administrator Cost Test | Fuel Substitution | 100.075 | 550.243 | 589.8003 | 624.648 | 654.3455 | 0 | 0 | 0 | 0 | 0 | 0 | 0 | 0
Scenario 2: High TRC | PG&E | Com | HVAC | Com - Office (Large) | Rate Impact Measure Test | Energy Efficiency | 755628.3771 | 905521.4444 | 1012321.7607 | 1065146.2119 | 1117038.1044 | 201563.5046 | 492859.4002 | 511006.1461 | 382633.5311 | 18076.1237 | 18311.3185 | 18441.1109 | 18481.4074
Scenario 2: High TRC | PG&E | Com | HVAC | Com - Office (Large) | Rate Impact Measure Test | Fuel Substitution | 100.075 | 635.4085 | 668.6482 | 695.8612 | 717.1682 | 0 | 0 | 0 | 0 | 0 | 0 | 0 | 0
Scenario 2: High TRC | PG&E | Com | HVAC | Com - Office (Large) | Total Resource Cost Test | Energy Efficiency | 1891271.7306 | 2082279.3739 | 2212029.3002 | 2263187.1021 | 2308501.4426 | 811163.7262 | 593221.4609 | 611551.9364 | 382633.5311 | 18076.1237 | 18311.3185 | 18441.1109 | 18481.4074
Scenario 2: High TRC | PG&E | Com | HVAC | Com - Office (Large) | Total Resource Cost Test | Fuel Substitution | 118.2177 | 632.2954 | 673.3684 | 708.7223 | 737.9817 | 0 | 0 | 0 | 0 | 0 | 0 | 0 | 0
Scenario 2: High TRC | PG&E | Com | HVAC | Com - Office (Small) | Participant Cost Test | Energy Efficiency | 337647.6481 | 333939.2889 | 327713.9379 | 450923.8728 | 6012441.5114 | 256669.2129 | 237925.728 | 215891.4566 | 171583.0346 | 143649.1766 | 113319.011 | 79747.3749 | 42916.8366
Scenario 2: High TRC | PG&E | Com | HVAC | Com - Office (Small) | Participant Cost Test | Fuel Substitution | 10898.2976 | 11362.3054 | 21490.8302 | 17494.9139 | 39263.6483 | 0 | 0 | 0 | 0 | 0 | 0 | 0 | 0
Scenario 2: High TRC | PG&E | Com | HVAC | Com - Office (Small) | Program Administrator Cost Test | Energy Efficiency | 154775.0485 | 166452.8504 | 178061.8863 | 152207.3426 | 3132105.4462 | 191767.8072 | 202975.0662 | 214052.6869 | 224501.2546 | 235836.6634 | 248491.0831 | 261250.1689 | 274667.4026
Scenario 2: High TRC | PG&E | Com | HVAC | Com - Office (Small) | Program Administrator Cost Test | Fuel Substitution | 14425.577 | 16178.3477 | 27551.7115 | 24478.9211 | 129818.6851 | 0 | 0 | 0 | 0 | 0 | 0 | 0 | 0
Scenario 2: High TRC | PG&E | Com | HVAC | Com - Office (Small) | Rate Impact Measure Test | Energy Efficiency | 154775.0485 | 166452.8504 | 178061.8863 | 152207.3426 | 3132105.4462 | 191767.8072 | 202975.0662 | 214052.6869 | 224501.2546 | 235836.6634 | 248491.0831 | 261250.1689 | 274667.4026
Scenario 2: High TRC | PG&E | Com | HVAC | Com - Office (Small) | Rate Impact Measure Test | Fuel Substitution | 14526.3919 | 16274.1196 | 27642.0858 | 24545.8794 | 132454.4823 | 0 | 0 | 0 | 0 | 0 | 0 | 0 | 0
Scenario 2: High TRC | PG&E | Com | HVAC | Com - Office (Small) | Total Resource Cost Test | Energy Efficiency | 172740.0988 | 185077.3633 | 197272.0283 | 193387.6865 | 3647006.6957 | 210000.9526 | 221461.1473 | 232732.3583 | 224501.2546 | 235836.6634 | 248491.0831 | 261250.1689 | 274667.4026
Scenario 2: High TRC | PG&E | Com | HVAC | Com - Office (Small) | Total Resource Cost Test | Fuel Substitution | 15601.4741 | 17431.1337 | 29546.1077 | 26164.763 | 137437.2714 | 0 | 0 | 0 | 0 | 0 | 0 | 0 | 0
Scenario 2: High TRC | PG&E | Com | HVAC | Com - Other | Participant Cost Test | Energy Efficiency | 12173097.132 | 9588041.3896 | 8135013.8243 | 7969977.9983 | 7711446.428 | 7523439.3521 | 7179930.4723 | 7234697.7914 | 4677011.8147 | 3939363.0625 | 3148658.3112 | 2258799.3447 | 1273935.9837
Scenario 2: High TRC | PG&E | Com | HVAC | Com - Other | Participant Cost Test | Fuel Substitution | 1692750.6654 | 1784718.489 | 1854253.7248 | 1900476.7704 | 1857767.7567 | 0 | 0 | 0 | 0 | 0 | 0 | 0 | 0
Scenario 2: High TRC | PG&E | Com | HVAC | Com - Other | Program Administrator Cost Test | Energy Efficiency | 4382376.46 | 3916403.9869 | 3782217.7357 | 4055727.7558 | 4319351.3501 | 4689274.3935 | 5057064.0539 | 5593821.9886 | 5610780.5901 | 5922743.78 | 6279208.6279 | 6633082.2414 | 7016637.1115
Scenario 2: High TRC | PG&E | Com | HVAC | Com - Other | Program Administrator Cost Test | Fuel Substitution | 3809869.2021 | 4250368.3107 | 4683332.9716 | 5101379.6105 | 5498018.6216 | 0 | 0 | 0 | 0 | 0 | 0 | 0 | 0
Scenario 2: High TRC | PG&E | Com | HVAC | Com - Other | Rate Impact Measure Test | Energy Efficiency | 4382376.46 | 3916403.9869 | 3782217.7357 | 4055727.7558 | 4319351.3501 | 4689274.3935 | 5057064.0539 | 5593821.9886 | 5610780.5901 | 5922743.78 | 6279208.6279 | 6633082.2414 | 7016637.1115
Scenario 2: High TRC | PG&E | Com | HVAC | Com - Other | Rate Impact Measure Test | Fuel Substitution | 3938739.952 | 4351921.5912 | 4762140.3927 | 5155793.0741 | 5528798.0414 | 0 | 0 | 0 | 0 | 0 | 0 | 0 | 0
Scenario 2: High TRC | PG&E | Com | HVAC | Com - Other | Total Resource Cost Test | Energy Efficiency | 6256695.9894 | 5236056.4326 | 4819279.7446 | 5125839.9281 | 5413078.2208 | 5822160.7582 | 6224963.0408 | 6900235.3458 | 5610780.5901 | 5922743.78 | 6279208.6279 | 6633082.2414 | 7016637.1115
Scenario 2: High TRC | PG&E | Com | HVAC | Com - Other | Total Resource Cost Test | Fuel Substitution | 4494010.2642 | 4976105.3303 | 5443623.9836 | 5888639.6653 | 6239772.9797 | 0 | 0 | 0 | 0 | 0 | 0 | 0 | 0
Scenario 2: High TRC | PG&E | Com | HVAC | Com - Restaurant | Participant Cost Test | Energy Efficiency | 2474443.9473 | 2558776.6994 | 2605216.9705 | 2600834.2649 | 2545439.3422 | 2442494.4618 | 2302604.6106 | 2124266.1249 | 1804637.4602 | 1572397.325 | 1318063.4736 | 672740.6436 | 2639402.7909
Scenario 2: High TRC | PG&E | Com | HVAC | Com - Restaurant | Participant Cost Test | Fuel Substitution | 58261.6901 | 79695.7176 | 81478.7613 | 82011.4379 | 81284.3583 | 0 | 0 | 0 | 0 | 0 | 0 | 0 | 0
Scenario 2: High TRC | PG&E | Com | HVAC | Com - Restaurant | Program Administrator Cost Test | Energy Efficiency | 1740603.5344 | 1949386.5625 | 2158987.147 | 2358726.8867 | 2545083.2363 | 2716792.5197 | 2879398.7222 | 3026770.8663 | 3162553.3539 | 3292341.0464 | 3416600.0308 | 2274980.3025 | 13295917.8976
Scenario 2: High TRC | PG&E | Com | HVAC | Com - Restaurant | Program Administrator Cost Test | Fuel Substitution | 115183.8195 | 204819.4306 | 225232.8912 | 244828.6711 | 263398.1269 | 0 | 0 | 0 | 0 | 0 | 0 | 0 | 0
Scenario 2: High TRC | PG&E | Com | HVAC | Com - Restaurant | Rate Impact Measure Test | Energy Efficiency | 1740603.5344 | 1949386.5625 | 2158987.147 | 2358726.8867 | 2545083.2363 | 2716792.5197 | 2879398.7222 | 3026770.8663 | 3162553.3539 | 3292341.0464 | 3416600.0308 | 2274980.3025 | 13295917.8976
Scenario 2: High TRC | PG&E | Com | HVAC | Com - Restaurant | Rate Impact Measure Test | Fuel Substitution | 122077.2185 | 215565.2285 | 234913.5029 | 253249.0692 | 270478.1599 | 0 | 0 | 0 | 0 | 0 | 0 | 0 | 0
Scenario 2: High TRC | PG&E | Com | HVAC | Com - Restaurant | Total Resource Cost Test | Energy Efficiency | 1832407.2659 | 2047124.6168 | 2261863.6191 | 2465511.1795 | 2654494.9721 | 2827624.1762 | 2990833.5467 | 3137856.4265 | 3162553.3539 | 3292341.0464 | 3416600.0308 | 2274980.3025 | 13295917.8976
Scenario 2: High TRC | PG&E | Com | HVAC | Com - Restaurant | Total Resource Cost Test | Fuel Substitution | 118435.6398 | 210188.8909 | 230847.1482 | 250630.4284 | 269329.7241 | 0 | 0 | 0 | 0 | 0 | 0 | 0 | 0
Scenario 2: High TRC | PG&E | Com | HVAC | Com - Retail | Participant Cost Test | Energy Efficiency | 5161696.6399 | 5315458.5894 | 5288576.4514 | 3526763.1045 | 16569637.2266 | 4323263.4286 | 4167526.2846 | 3929663.3432 | 2380437.8863 | 1867648.6607 | 1515099.4486 | 1154867.4753 | 718852.9751
Scenario 2: High TRC | PG&E | Com | HVAC | Com - Retail | Participant Cost Test | Fuel Substitution | 258408.0245 | 306599.883 | 314988.7953 | 288525.5027 | 322542.5543 | 90.8339 | 86.8659 | 80.1886 | 0 | 0 | 0 | 0 | 0
Scenario 2: High TRC | PG&E | Com | HVAC | Com - Retail | Program Administrator Cost Test | Energy Efficiency | 1210795.4576 | 1339731.7492 | 1455942.7936 | 968739.2475 | 5999004.2556 | 1528235.706 | 1694317.5565 | 1803941.4624 | 1787670.8325 | 1740195.063 | 1841091.0119 | 2012861.3806 | 2177427.5018
Scenario 2: High TRC | PG&E | Com | HVAC | Com - Retail | Program Administrator Cost Test | Fuel Substitution | 529684.7246 | 616538.072 | 677793.9534 | 665807.899 | 753961.2457 | 47.3098 | 50.2012 | 51.9626 | 0 | 0 | 0 | 0 | 0
Scenario 2: High TRC | PG&E | Com | HVAC | Com - Retail | Rate Impact Measure Test | Energy Efficiency | 1210795.4576 | 1339731.7492 | 1455942.7936 | 968739.2475 | 5999004.2556 | 1528235.706 | 1694317.5565 | 1803941.4624 | 1787670.8325 | 1740195.063 | 1841091.0119 | 2012861.3806 | 2177427.5018
Scenario 2: High TRC | PG&E | Com | HVAC | Com - Retail | Rate Impact Measure Test | Fuel Substitution | 553347.7972 | 636417.1504 | 694433.8928 | 677614.3939 | 763689.3555 | 47.3098 | 50.2012 | 51.9626 | 0 | 0 | 0 | 0 | 0
Scenario 2: High TRC | PG&E | Com | HVAC | Com - Retail | Total Resource Cost Test | Energy Efficiency | 2148600.1732 | 2332961.6343 | 2445724.8229 | 1678379.9895 | 9470984.2339 | 2479719.0812 | 2592509.5251 | 2725538.5567 | 1787670.8325 | 1740195.063 | 1841091.0119 | 2012861.3806 | 2177427.5018
Scenario 2: High TRC | PG&E | Com | HVAC | Com - Retail | Total Resource Cost Test | Fuel Substitution | 600146.1904 | 697746.668 | 762869.2063 | 745504.1393 | 842788.9005 | 62.9133 | 66.3182 | 68.2524 | 0 | 0 | 0 | 0 | 0
Scenario 2: High TRC | PG&E | Com | HVAC | Com - School | Participant Cost Test | Energy Efficiency | 2221396.2304 | 2701552.1651 | 3238149.1964 | 3344077.7418 | 3184196.449 | 1993906.474 | 1852851.8086 | 1695241.1771 | 1160403.0845 | 937343.539 | 753818.9362 | 618113.8132 | 392143.1835
Scenario 2: High TRC | PG&E | Com | HVAC | Com - School | Participant Cost Test | Fuel Substitution | 99890.4218 | 103548.7341 | 106820.8018 | 108960.7834 | 123097.5902 | 0 | 0 | 0 | 0 | 0 | 0 | 0 | 0
Scenario 2: High TRC | PG&E | Com | HVAC | Com - School | Program Administrator Cost Test | Energy Efficiency | 969137.8272 | 1181275.5748 | 1433102.1443 | 1582779.4278 | 1659243.1685 | 1346597.8943 | 1412560.8354 | 1482036.6968 | 1453181.1826 | 1475924.3721 | 1547118.6424 | 1741138.9661 | 1877742.2693
Scenario 2: High TRC | PG&E | Com | HVAC | Com - School | Program Administrator Cost Test | Fuel Substitution | 416497.1438 | 455972.2707 | 492765.7499 | 526183.185 | 578236.4164 | 0 | 0 | 0 | 0 | 0 | 0 | 0 | 0
Scenario 2: High TRC | PG&E | Com | HVAC | Com - School | Rate Impact Measure Test | Energy Efficiency | 969137.8272 | 1181275.5748 | 1433102.1443 | 1582779.4278 | 1659243.1685 | 1346597.8943 | 1412560.8354 | 1482036.6968 | 1453181.1826 | 1475924.3721 | 1547118.6424 | 1741138.9661 | 1877742.2693
Scenario 2: High TRC | PG&E | Com | HVAC | Com - School | Rate Impact Measure Test | Fuel Substitution | 429309.9851 | 465099.1668 | 500063.635 | 531956.7976 | 582524.0638 | 0 | 0 | 0 | 0 | 0 | 0 | 0 | 0
Scenario 2: High TRC | PG&E | Com | HVAC | Com - School | Total Resource Cost Test | Energy Efficiency | 1174088.1459 | 1443263.9316 | 1764784.7951 | 1941910.8528 | 2018819.7316 | 1579659.3874 | 1646496.234 | 1716830.0965 | 1453181.1826 | 1475924.3721 | 1547118.6424 | 1741138.9661 | 1877742.2693
Scenario 2: High TRC | PG&E | Com | HVAC | Com - School | Total Resource Cost Test | Fuel Substitution | 437855.7282 | 478208.1409 | 515615.3453 | 549380.8683 | 603246.4259 | 0 | 0 | 0 | 0 | 0 | 0 | 0 | 0
Scenario 2: High TRC | PG&E | Com | HVAC | Com - Warehouse | Participant Cost Test | Energy Efficiency | 378241.8034 | 411411.5668 | 421653.1126 | 425186.8049 | 421583.9487 | 476749.1399 | 475722.4485 | 464659.0741 | 187593.0524 | 112003.2024 | 90553.2722 | 66559.2458 | 54346.0304
Scenario 2: High TRC | PG&E | Com | HVAC | Com - Warehouse | Participant Cost Test | Fuel Substitution | 92920.2362 | 98587.8645 | 103000.921 | 106101.9281 | 107827.967 | 0 | 0 | 0 | 0 | 0 | 0 | 0 | 0
Scenario 2: High TRC | PG&E | Com | HVAC | Com - Warehouse | Program Administrator Cost Test | Energy Efficiency | 95920.7548 | 112384.7959 | 123907.82 | 134970.767 | 146162.1827 | 183412.163 | 204997.623 | 229394.4057 | 141474.3855 | 104234.743 | 109749.9644 | 114950.5121 | 161153.9676
Scenario 2: High TRC | PG&E | Com | HVAC | Com - Warehouse | Program Administrator Cost Test | Fuel Substitution | 301670.3048 | 337828.4335 | 373615.7554 | 408435.5127 | 441730.1963 | 0 | 0 | 0 | 0 | 0 | 0 | 0 | 0
Scenario 2: High TRC | PG&E | Com | HVAC | Com - Warehouse | Rate Impact Measure Test | Energy Efficiency | 95920.7548 | 112384.7959 | 123907.82 | 134970.767 | 146162.1827 | 183412.163 | 204997.623 | 229394.4057 | 141474.3855 | 104234.743 | 109749.9644 | 114950.5121 | 161153.9676
Scenario 2: High TRC | PG&E | Com | HVAC | Com - Warehouse | Rate Impact Measure Test | Fuel Substitution | 318903.1591 | 352966.2481 | 386897.1611 | 419569.9165 | 450629.9852 | 0 | 0 | 0 | 0 | 0 | 0 | 0 | 0
Scenario 2: High TRC | PG&E | Com | HVAC | Com - Warehouse | Total Resource Cost Test | Energy Efficiency | 146566.2905 | 169711.7476 | 185169.364 | 199788.9405 | 214081.3644 | 265362.2468 | 293216.969 | 323553.9636 | 141474.3855 | 104234.743 | 109749.9644 | 114950.5121 | 161153.9676
Scenario 2: High TRC | PG&E | Com | HVAC | Com - Warehouse | Total Resource Cost Test | Fuel Substitution | 331452.7732 | 369544.6982 | 406970.5136 | 443108.1661 | 477381.2134 | 0 | 0 | 0 | 0 | 0 | 0 | 0 | 0
Scenario 2: High TRC | PG&E | Com | Lighting | Com - College | Participant Cost Test | Energy Efficiency | 0 | 0 | 0 | 0 | 0 | 0 | 0 | 0 | 0 | 0 | 0 | 0 | 0
Scenario 2: High TRC | PG&E | Com | Lighting | Com - College | Program Administrator Cost Test | Energy Efficiency | 0 | 0 | 0 | 0 | 0 | 0 | 0 | 0 | 0 | 0 | 0 | 0 | 0
Scenario 2: High TRC | PG&E | Com | Lighting | Com - College | Rate Impact Measure Test | Energy Efficiency | 0 | 0 | 0 | 0 | 0 | 0 | 0 | 0 | 0 | 0 | 0 | 0 | 0
Scenario 2: High TRC | PG&E | Com | Lighting | Com - College | Total Resource Cost Test | Energy Efficiency | 0 | 0 | 0 | 0 | 0 | 0 | 0 | 0 | 0 | 0 | 0 | 0 | 0
Scenario 2: High TRC | PG&E | Com | Lighting | Com - Grocery | Participant Cost Test | Energy Efficiency | 81734.2319 | 82259.9762 | 167167.579 | 180691.0444 | 171033.0735 | 159940.2777 | 147193.7189 | 133020.7218 | 115037.8263 | 62121.757 | 42112.6429 | 32495.9053 | 21702.1863
Scenario 2: High TRC | PG&E | Com | Lighting | Com - Grocery | Program Administrator Cost Test | Energy Efficiency | 22056.7297 | 24192.3306 | 53347.6083 | 62745.5048 | 65488.5894 | 68543.5513 | 70343.303 | 71602.6351 | 72300.8703 | 46045.5578 | 38904.8242 | 39991.3901 | 40846.4132
Scenario 2: High TRC | PG&E | Com | Lighting | Com - Grocery | Rate Impact Measure Test | Energy Efficiency | 22056.7297 | 24192.3306 | 53347.6083 | 62745.5048 | 65488.5894 | 68543.5513 | 70343.303 | 71602.6351 | 72300.8703 | 46045.5578 | 38904.8242 | 39991.3901 | 40846.4132
Scenario 2: High TRC | PG&E | Com | Lighting | Com - Grocery | Total Resource Cost Test | Energy Efficiency | 22962.8249 | 25148.3049 | 55384.7264 | 65075.4696 | 67842.1685 | 70921.5341 | 72738.2458 | 74012.103 | 72300.8703 | 46045.5578 | 38904.8242 | 39991.3901 | 40846.4132
Scenario 2: High TRC | PG&E | Com | Lighting | Com - Health | Participant Cost Test | Energy Efficiency | 210899.587 | 212001.651 | 213983.9944 | 409740.4677 | 436112.0603 | 408295.8032 | 376039.24 | 339771.092 | 178711.0637 | 128328.5753 | 105592.4975 | 81322.2194 | 54138.9077
Scenario 2: High TRC | PG&E | Com | Lighting | Com - Health | Program Administrator Cost Test | Energy Efficiency | 59396.3284 | 65094.8693 | 71394.784 | 148989.7644 | 175011.8755 | 183504.9048 | 188780.5405 | 192537.7309 | 119213.3849 | 101274.4702 | 104181.7258 | 107377.983 | 110034.2015
Scenario 2: High TRC | PG&E | Com | Lighting | Com - Health | Rate Impact Measure Test | Energy Efficiency | 59396.3284 | 65094.8693 | 71394.784 | 148989.7644 | 175011.8755 | 183504.9048 | 188780.5405 | 192537.7309 | 119213.3849 | 101274.4702 | 104181.7258 | 107377.983 | 110034.2015
Scenario 2: High TRC | PG&E | Com | Lighting | Com - Health | Total Resource Cost Test | Energy Efficiency | 62398.023 | 68257.0283 | 74746.93 | 155788.8497 | 182732.7174 | 191311.1882 | 196644.2025 | 200442.556 | 119213.3849 | 101274.4702 | 104181.7258 | 107377.983 | 110034.2015
Scenario 2: High TRC | PG&E | Com | Lighting | Com - Lodging | Participant Cost Test | Energy Efficiency | 0 | 0 | 0 | 0 | 0 | 0 | 0 | 0 | 0 | 0 | 0 | 0 | 0
Scenario 2: High TRC | PG&E | Com | Lighting | Com - Lodging | Program Administrator Cost Test | Energy Efficiency | 0 | 0 | 0 | 0 | 0 | 0 | 0 | 0 | 0 | 0 | 0 | 0 | 0
Scenario 2: High TRC | PG&E | Com | Lighting | Com - Lodging | Rate Impact Measure Test | Energy Efficiency | 0 | 0 | 0 | 0 | 0 | 0 | 0 | 0 | 0 | 0 | 0 | 0 | 0
Scenario 2: High TRC | PG&E | Com | Lighting | Com - Lodging | Total Resource Cost Test | Energy Efficiency | 0 | 0 | 0 | 0 | 0 | 0 | 0 | 0 | 0 | 0 | 0 | 0 | 0
Scenario 2: High TRC | PG&E | Com | Lighting | Com - Office (Large) | Participant Cost Test | Energy Efficiency | 0 | 0 | 0 | 0 | 0 | 0 | 0 | 0 | 0 | 0 | 0 | 0 | 0
Scenario 2: High TRC | PG&E | Com | Lighting | Com - Office (Large) | Program Administrator Cost Test | Energy Efficiency | 0 | 0 | 0 | 0 | 0 | 0 | 0 | 0 | 0 | 0 | 0 | 0 | 0
Scenario 2: High TRC | PG&E | Com | Lighting | Com - Office (Large) | Rate Impact Measure Test | Energy Efficiency | 0 | 0 | 0 | 0 | 0 | 0 | 0 | 0 | 0 | 0 | 0 | 0 | 0
Scenario 2: High TRC | PG&E | Com | Lighting | Com - Office (Large) | Total Resource Cost Test | Energy Efficiency | 0 | 0 | 0 | 0 | 0 | 0 | 0 | 0 | 0 | 0 | 0 | 0 | 0
Scenario 2: High TRC | PG&E | Com | Lighting | Com - Office (Small) | Participant Cost Test | Energy Efficiency | 0 | 0 | 0 | 0 | 0 | 0 | 0 | 0 | 0 | 0 | 0 | 0 | 0
Scenario 2: High TRC | PG&E | Com | Lighting | Com - Office (Small) | Program Administrator Cost Test | Energy Efficiency | 0 | 0 | 0 | 0 | 0 | 0 | 0 | 0 | 0 | 0 | 0 | 0 | 0
Scenario 2: High TRC | PG&E | Com | Lighting | Com - Office (Small) | Rate Impact Measure Test | Energy Efficiency | 0 | 0 | 0 | 0 | 0 | 0 | 0 | 0 | 0 | 0 | 0 | 0 | 0
Scenario 2: High TRC | PG&E | Com | Lighting | Com - Office (Small) | Total Resource Cost Test | Energy Efficiency | 0 | 0 | 0 | 0 | 0 | 0 | 0 | 0 | 0 | 0 | 0 | 0 | 0
Scenario 2: High TRC | PG&E | Com | Lighting | Com - Other | Participant Cost Test | Energy Efficiency | 0 | 0 | 0 | 0 | 0 | 0 | 0 | 0 | 0 | 0 | 0 | 0 | 0
Scenario 2: High TRC | PG&E | Com | Lighting | Com - Other | Program Administrator Cost Test | Energy Efficiency | 0 | 0 | 0 | 0 | 0 | 0 | 0 | 0 | 0 | 0 | 0 | 0 | 0
Scenario 2: High TRC | PG&E | Com | Lighting | Com - Other | Rate Impact Measure Test | Energy Efficiency | 0 | 0 | 0 | 0 | 0 | 0 | 0 | 0 | 0 | 0 | 0 | 0 | 0
Scenario 2: High TRC | PG&E | Com | Lighting | Com - Other | Total Resource Cost Test | Energy Efficiency | 0 | 0 | 0 | 0 | 0 | 0 | 0 | 0 | 0 | 0 | 0 | 0 | 0
Scenario 2: High TRC | PG&E | Com | Lighting | Com - Refrig. Warehouse | Participant Cost Test | Energy Efficiency | 4841.9169 | 4745.1126 | 4613.4521 | 4434.2931 | 4212.9347 | 3945.3814 | 3633.9919 | 3287.7474 | 2862.5718 | 2442.9336 | 1988.2175 | 1496.1374 | 966.8213
Scenario 2: High TRC | PG&E | Com | Lighting | Com - Refrig. Warehouse | Program Administrator Cost Test | Energy Efficiency | 1789.7258 | 1917.4961 | 2035.6898 | 2145.7251 | 2262.3991 | 2385.0643 | 2479.8567 | 2566.9569 | 2642.0204 | 2714.8896 | 2806.8739 | 2890.1193 | 2971.5603
Scenario 2: High TRC | PG&E | Com | Lighting | Com - Refrig. Warehouse | Rate Impact Measure Test | Energy Efficiency | 1789.7258 | 1917.4961 | 2035.6898 | 2145.7251 | 2262.3991 | 2385.0643 | 2479.8567 | 2566.9569 | 2642.0204 | 2714.8896 | 2806.8739 | 2890.1193 | 2971.5603
Scenario 2: High TRC | PG&E | Com | Lighting | Com - Refrig. Warehouse | Total Resource Cost Test | Energy Efficiency | 1826.4125 | 1955.1469 | 2074.122 | 2184.798 | 2301.9993 | 2425.1177 | 2520.2269 | 2607.6303 | 2642.0204 | 2714.8896 | 2806.8739 | 2890.1193 | 2971.5603
Scenario 2: High TRC | PG&E | Com | Lighting | Com - Restaurant | Participant Cost Test | Energy Efficiency | 0 | 0 | 38207.4658 | 48276.0339 | 46445.4001 | 43856.1374 | 41418.0616 | 38386.6098 | 34380.9567 | 29941.9157 | 24840.4651 | 12908.7535 | 43213.5007
Scenario 2: High TRC | PG&E | Com | Lighting | Com - Restaurant | Program Administrator Cost Test | Energy Efficiency | 0 | 0 | 13355.9353 | 18413.2808 | 19580.174 | 20741.2482 | 21939.5326 | 23033.3637 | 23954.8895 | 24751.03 | 25733.5165 | 17955.5642 | 92955.2172
Scenario 2: High TRC | PG&E | Com | Lighting | Com - Restaurant | Rate Impact Measure Test | Energy Efficiency | 0 | 0 | 13355.9353 | 18413.2808 | 19580.174 | 20741.2482 | 21939.5326 | 23033.3637 | 23954.8895 | 24751.03 | 25733.5165 | 17955.5642 | 92955.2172
Scenario 2: High TRC | PG&E | Com | Lighting | Com - Restaurant | Total Resource Cost Test | Energy Efficiency | 0 | 0 | 13541.3876 | 18661.3343 | 19834.9408 | 21001.2894 | 22208.4769 | 23311.1377 | 23954.8895 | 24751.03 | 25733.5165 | 17955.5642 | 92955.2172
Scenario 2: High TRC | PG&E | Com | Lighting | Com - Retail | Participant Cost Test | Energy Efficiency | 1194515.9872 | 1175344.4804 | 1149575.3645 | 791023.7345 | 2983490.2526 | 961166.6556 | 908538.6894 | 837120.2822 | 597729.8701 | 510221.4826 | 416224.9555 | 314175.1086 | 204608.0812
Scenario 2: High TRC | PG&E | Com | Lighting | Com - Retail | Program Administrator Cost Test | Energy Efficiency | 345241.7113 | 368939.8388 | 390877.6417 | 292027.3184 | 1208848.1117 | 432649.0032 | 453280.6711 | 466690.0642 | 477467.1949 | 487263.2188 | 501628.5474 | 513302.2668 | 524286.9062
Scenario 2: High TRC | PG&E | Com | Lighting | Com - Retail | Rate Impact Measure Test | Energy Efficiency | 345241.7113 | 368939.8388 | 390877.6417 | 292027.3184 | 1208848.1117 | 432649.0032 | 453280.6711 | 466690.0642 | 477467.1949 | 487263.2188 | 501628.5474 | 513302.2668 | 524286.9062
Scenario 2: High TRC | PG&E | Com | Lighting | Com - Retail | Total Resource Cost Test | Energy Efficiency | 494527.3627 | 521979.144 | 547115.4001 | 404936.3798 | 1659172.9311 | 587605.5642 | 611314.4627 | 625878.7819 | 477467.1949 | 487263.2188 | 501628.5474 | 513302.2668 | 524286.9062
Scenario 2: High TRC | PG&E | Com | Lighting | Com - School | Participant Cost Test | Energy Efficiency | 0 | 0 | 0 | 0 | 0 | 0 | 0 | 0 | 0 | 0 | 0 | 0 | 0
Scenario 2: High TRC | PG&E | Com | Lighting | Com - School | Program Administrator Cost Test | Energy Efficiency | 0 | 0 | 0 | 0 | 0 | 0 | 0 | 0 | 0 | 0 | 0 | 0 | 0
Scenario 2: High TRC | PG&E | Com | Lighting | Com - School | Rate Impact Measure Test | Energy Efficiency | 0 | 0 | 0 | 0 | 0 | 0 | 0 | 0 | 0 | 0 | 0 | 0 | 0
Scenario 2: High TRC | PG&E | Com | Lighting | Com - School | Total Resource Cost Test | Energy Efficiency | 0 | 0 | 0 | 0 | 0 | 0 | 0 | 0 | 0 | 0 | 0 | 0 | 0
Scenario 2: High TRC | PG&E | Com | Lighting | Com - Warehouse | Participant Cost Test | Energy Efficiency | 0 | 0 | 0 | 0 | 0 | 0 | 0 | 0 | 0 | 0 | 0 | 0 | 0
Scenario 2: High TRC | PG&E | Com | Lighting | Com - Warehouse | Program Administrator Cost Test | Energy Efficiency | 0 | 0 | 0 | 0 | 0 | 0 | 0 | 0 | 0 | 0 | 0 | 0 | 0
Scenario 2: High TRC | PG&E | Com | Lighting | Com - Warehouse | Rate Impact Measure Test | Energy Efficiency | 0 | 0 | 0 | 0 | 0 | 0 | 0 | 0 | 0 | 0 | 0 | 0 | 0
Scenario 2: High TRC | PG&E | Com | Lighting | Com - Warehouse | Total Resource Cost Test | Energy Efficiency | 0 | 0 | 0 | 0 | 0 | 0 | 0 | 0 | 0 | 0 | 0 | 0 | 0
Scenario 2: High TRC | PG&E | Com | WaterHeat | Com - College | Participant Cost Test | Energy Efficiency | 1005970.2445 | 1554556.9561 | 1320419.2274 | 2403469.1555 | 2053278.117 | 2094502.5146 | 2453140.4989 | 2843099.7145 | 1359296.2049 | 2316229.2783 | 1987271.3528 | 1362210.634 | 721275.1183
Scenario 2: High TRC | PG&E | Com | WaterHeat | Com - College | Participant Cost Test | Fuel Substitution | 368674.3189 | 452362.8776 | 571308.7696 | 537024.1629 | 524554.0695 | 2561949.4356 | 2955019.059 | 3243299.2087 | 3152725.9527 | 3332147.2705 | 3287299.441 | 2771082.2184 | 1750020.4045
Scenario 2: High TRC | PG&E | Com | WaterHeat | Com - College | Program Administrator Cost Test | Energy Efficiency | 566987.2767 | 787907.9152 | 688930.749 | 1639504.1295 | 1135517.9604 | 763647.0586 | 947470.3295 | 1136530.62 | 828075.3416 | 1435593.0922 | 1490254.7149 | 1455964.5538 | 1334620.835
Scenario 2: High TRC | PG&E | Com | WaterHeat | Com - College | Program Administrator Cost Test | Fuel Substitution | 1445121.9487 | 1865296.8284 | 2386260.5122 | 3031191.0834 | 3825614.52 | 1613348.7827 | 2114403.7537 | 2692033.9142 | 3328741.5273 | 4337546.0866 | 5648813.7014 | 6993350.282 | 8384535.3873
Scenario 2: High TRC | PG&E | Com | WaterHeat | Com - College | Rate Impact Measure Test | Energy Efficiency | 566987.2767 | 787907.9152 | 688930.749 | 1639504.1295 | 1135517.9604 | 763647.0586 | 947470.3295 | 1136530.62 | 828075.3416 | 1435593.0922 | 1490254.7149 | 1455964.5538 | 1334620.835
Scenario 2: High TRC | PG&E | Com | WaterHeat | Com - College | Rate Impact Measure Test | Fuel Substitution | 1730823.5055 | 2178974.6972 | 2729475.9857 | 3398252.4691 | 4209781.6513 | 1613348.7827 | 2114403.7537 | 2692033.9142 | 3328741.5273 | 4337546.0866 | 5648813.7014 | 6993350.282 | 8384535.3873
Scenario 2: High TRC | PG&E | Com | WaterHeat | Com - College | Total Resource Cost Test | Energy Efficiency | 897878.5457 | 1312439.1841 | 1125869.4518 | 2421276.8908 | 1810791.5919 | 1489243.1071 | 1746045.5584 | 2046475.1691 | 828075.3416 | 1435593.0922 | 1490254.7149 | 1455964.5538 | 1334620.835
Scenario 2: High TRC | PG&E | Com | WaterHeat | Com - College | Total Resource Cost Test | Fuel Substitution | 1770066.2637 | 2264032.2342 | 2892393.6002 | 3489579.5323 | 4255928.2634 | 1771508.5239 | 2312772.0012 | 2910148.7983 | 3328741.5273 | 4337546.0866 | 5648813.7014 | 6993350.282 | 8384535.3873
Scenario 2: High TRC | PG&E | Com | WaterHeat | Com - Grocery | Participant Cost Test | Energy Efficiency | 490834.8458 | 590356.526 | 708429.1117 | 846335.2414 | 1003869.4663 | 1138339.2617 | 1323633.1905 | 1519914.5169 | 821553.6188 | 1415563.5683 | 1284300.1651 | 957638.3248 | 566407.5993
Scenario 2: High TRC | PG&E | Com | WaterHeat | Com - Grocery | Participant Cost Test | Fuel Substitution | 8135.3067 | 9854.6233 | 11944.3231 | 14472.93 | 17498.2937 | 0 | 0 | 0 | 0 | 0 | 0 | 0 | 0
Scenario 2: High TRC | PG&E | Com | WaterHeat | Com - Grocery | Program Administrator Cost Test | Energy Efficiency | 207888.8455 | 252467.6006 | 306696.6326 | 371906.7072 | 448850.6558 | 473667.5028 | 571230.3686 | 676832.6571 | 507282.5919 | 887930.1158 | 975627.362 | 1037191.2659 | 1063391.5255
Scenario 2: High TRC | PG&E | Com | WaterHeat | Com - Grocery | Program Administrator Cost Test | Fuel Substitution | 64965.3997 | 82819.8213 | 105670.1893 | 134830.0032 | 171718.0747 | 0 | 0 | 0 | 0 | 0 | 0 | 0 | 0
Scenario 2: High TRC | PG&E | Com | WaterHeat | Com - Grocery | Rate Impact Measure Test | Energy Efficiency | 207888.8455 | 252467.6006 | 306696.6326 | 371906.7072 | 448850.6558 | 473667.5028 | 571230.3686 | 676832.6571 | 507282.5919 | 887930.1158 | 975627.362 | 1037191.2659 | 1063391.5255
Scenario 2: High TRC | PG&E | Com | WaterHeat | Com - Grocery | Rate Impact Measure Test | Fuel Substitution | 68060.4313 | 85498.2965 | 107951.5833 | 136479.3333 | 172503.9796 | 0 | 0 | 0 | 0 | 0 | 0 | 0 | 0
Scenario 2: High TRC | PG&E | Com | WaterHeat | Com - Grocery | Total Resource Cost Test | Energy Efficiency | 343401.6861 | 414081.764 | 498550.7112 | 598235.1779 | 713589.5058 | 773667.1738 | 908286.9973 | 1056760.5371 | 507282.5919 | 887930.1158 | 975627.362 | 1037191.2659 | 1063391.5255
Scenario 2: High TRC | PG&E | Com | WaterHeat | Com - Grocery | Total Resource Cost Test | Fuel Substitution | 70996.9768 | 90126.1127 | 114525.7995 | 145560.3412 | 184691.4395 | 0 | 0 | 0 | 0 | 0 | 0 | 0 | 0
Scenario 2: High TRC | PG&E | Com | WaterHeat | Com - Health | Participant Cost Test | Energy Efficiency | 2219192.6278 | 2498368.5244 | 2821307.4885 | 3192393.5447 | 3434985.7871 | 2965190.493 | 3322061.3101 | 3676047.8196 | 1751353.2344 | 2835785.4185 | 2311891.164 | 1512343.7956 | 769924.3449
Scenario 2: High TRC | PG&E | Com | WaterHeat | Com - Health | Participant Cost Test | Fuel Substitution | 808569.8687 | 1000265.5285 | 1282961.0266 | 1376120.453 | 1414966.2556 | 6948549.9375 | 8072010.8074 | 9022258.867 | 8491106.4777 | 8952425.0775 | 8881323.1938 | 7496961.063 | 4687617.4931
Scenario 2: High TRC | PG&E | Com | WaterHeat | Com - Health | Program Administrator Cost Test | Energy Efficiency | 1425769.2463 | 1629124.116 | 1888699.9098 | 2159138.4491 | 2411217.0652 | 1130693.2819 | 1347600.0405 | 1541665.2783 | 1067967.6688 | 1759650.7539 | 1736461.8139 | 1619850.658 | 1429267.4103
Scenario 2: High TRC | PG&E | Com | WaterHeat | Com - Health | Program Administrator Cost Test | Fuel Substitution | 3867467.7172 | 5020292.5205 | 6459329.058 | 8248556.8582 | 10462249.549 | 4299162.6729 | 5673344.1025 | 7269069.5658 | 9039082.5191 | 11769280.6513 | 15455286.1621 | 19264588.2738 | 23226069.3601
Scenario 2: High TRC | PG&E | Com | WaterHeat | Com - Health | Rate Impact Measure Test | Energy Efficiency | 1425769.2463 | 1629124.116 | 1888699.9098 | 2159138.4491 | 2411217.0652 | 1130693.2819 | 1347600.0405 | 1541665.2783 | 1067967.6688 | 1759650.7539 | 1736461.8139 | 1619850.658 | 1429267.4103
Scenario 2: High TRC | PG&E | Com | WaterHeat | Com - Health | Rate Impact Measure Test | Fuel Substitution | 4534619.3053 | 5752693.357 | 7260128.3801 | 9106165.597 | 11367893.7491 | 4299162.6729 | 5673344.1025 | 7269069.5658 | 9039082.5191 | 11769280.6513 | 15455286.1621 | 19264588.2738 | 23226069.3601
Scenario 2: High TRC | PG&E | Com | WaterHeat | Com - Health | Total Resource Cost Test | Energy Efficiency | 2070348.9453 | 2364568.0371 | 2706840.5732 | 3091332.3043 | 3416173.6521 | 2069269.4852 | 2317953.1135 | 2596595.8015 | 1067967.6688 | 1759650.7539 | 1736461.8139 | 1619850.658 | 1429267.4103
Scenario 2: High TRC | PG&E | Com | WaterHeat | Com - Health | Total Resource Cost Test | Fuel Substitution | 4584835.5899 | 5906921.9055 | 7601720.8249 | 9447441.5502 | 11647770.1215 | 4878837.7836 | 6395336.7149 | 8180568.9563 | 9039082.5191 | 11769280.6513 | 15455286.1621 | 19264588.2738 | 23226069.3601
Scenario 2: High TRC | PG&E | Com | WaterHeat | Com - Lodging | Participant Cost Test | Energy Efficiency | 14686740.0511 | 15172297.9107 | 15563117.049 | 15951830.7911 | 16336482.5263 | 8989161.8241 | 6164083.8617 | 6234981.0117 | 1264773.4823 | 1821215.5064 | 3792.616 | 829143.255 | 381830.2108
Scenario 2: High TRC | PG&E | Com | WaterHeat | Com - Lodging | Participant Cost Test | Fuel Substitution | 3225880.982 | 3962068.1871 | 4959691.3744 | 5239732.8138 | 5268874.4351 | 8625898.8925 | 8558211.7597 | 9672563.2324 | 7945538.6587 | 8487804.2036 | 8411068.7243 | 7086845.3934 | 4410266.8487
Scenario 2: High TRC | PG&E | Com | WaterHeat | Com - Lodging | Program Administrator Cost Test | Energy Efficiency | 6688792.6808 | 7207426.4551 | 7759683.8162 | 8304040.4529 | 8918275.508 | 1382524.4498 | 1532049.6343 | 1626623.6715 | 771240.8294 | 1129829.5934 | 5001.956 | 887355.8371 | 710518.9599
Scenario 2: High TRC | PG&E | Com | WaterHeat | Com - Lodging | Program Administrator Cost Test | Fuel Substitution | 3862357.3084 | 4991515.2552 | 6402474.9356 | 8160438.9043 | 10340334.9327 | 4072814.3427 | 5348614.1041 | 6830512.9025 | 8474982.4319 | 11185550.4058 | 14683507.9338 | 18295839.2476 | 22048647.1262
Scenario 2: High TRC | PG&E | Com | WaterHeat | Com - Lodging | Rate Impact Measure Test | Energy Efficiency | 6688792.6808 | 7207426.4551 | 7759683.8162 | 8304040.4529 | 8918275.508 | 1382524.4498 | 1532049.6343 | 1626623.6715 | 771240.8294 | 1129829.5934 | 5001.956 | 887355.8371 | 710518.9599
Scenario 2: High TRC | PG&E | Com | WaterHeat | Com - Lodging | Rate Impact Measure Test | Fuel Substitution | 4593944.1334 | 5794190.1666 | 7280814.7219 | 9099292.7435 | 11321915.2692 | 4072814.3427 | 5348614.1041 | 6830512.9025 | 8474982.4319 | 11185550.4058 | 14683507.9338 | 18295839.2476 | 22048647.1262
Scenario 2: High TRC | PG&E | Com | WaterHeat | Com - Lodging | Total Resource Cost Test | Energy Efficiency | 15021557.9285 | 15926414.102 | 16778697.2455 | 17667186.6701 | 18630704.0403 | 8015303.8451 | 5159004.1143 | 5251051.9566 | 771240.8294 | 1129829.5934 | 5001.956 | 887355.8371 | 710518.9599
Scenario 2: High TRC | PG&E | Com | WaterHeat | Com - Lodging | Total Resource Cost Test | Fuel Substitution | 7006212.0549 | 8851895.1331 | 11236827.7745 | 13246495.4681 | 15421794.8712 | 6672903.87 | 6987537.1251 | 8894350.8855 | 8474982.4319 | 11185550.4058 | 14683507.9338 | 18295839.2476 | 22048647.1262
Scenario 2: High TRC | PG&E | Com | WaterHeat | Com - Office (Large) | Participant Cost Test | Energy Efficiency | 7204749.2224 | 7625798.5515 | 7636826.3762 | 7160478.041 | 6201347.6292 | 3983722.2494 | 2401565.8622 | 1142699.9289 | 31273.6969 | 2555.7458 | 2507.5297 | 2196.2066 | 1473.9538
Scenario 2: High TRC | PG&E | Com | WaterHeat | Com - Office (Large) | Participant Cost Test | Fuel Substitution | 294848.6665 | 360848.2058 | 462875.2728 | 472770.9807 | 419686.8476 | 1808576.5178 | 2075114.1678 | 2296440.8156 | 2092575.1158 | 2278241.3198 | 2249143.9309 | 1896124.3143 | 1197652.5404
Scenario 2: High TRC | PG&E | Com | WaterHeat | Com - Office (Large) | Program Administrator Cost Test | Energy Efficiency | 2630400.9715 | 2878243.8342 | 3025459.5622 | 3022989.6249 | 2865662.2602 | 1255075.4524 | 829450.8841 | 409362.7418 | 19113.411 | 2011.8684 | 2611.2298 | 3372.8929 | 4349.0163
Scenario 2: High TRC | PG&E | Com | WaterHeat | Com - Office (Large) | Program Administrator Cost Test | Fuel Substitution | 820056.0745 | 1056101.4473 | 1347339.1622 | 1705565.878 | 2144380.5199 | 1092920.9669 | 1418973.7436 | 1794284.3112 | 2207231.4678 | 2962053.855 | 3858766.624 | 4774206.2952 | 5713155.1387
Scenario 2: High TRC | PG&E | Com | WaterHeat | Com - Office (Large) | Rate Impact Measure Test | Energy Efficiency | 2630400.9715 | 2878243.8342 | 3025459.5622 | 3022989.6249 | 2865662.2602 | 1255075.4524 | 829450.8841 | 409362.7418 | 19113.411 | 2011.8684 | 2611.2298 | 3372.8929 | 4349.0163
Scenario 2: High TRC | PG&E | Com | WaterHeat | Com - Office (Large) | Rate Impact Measure Test | Fuel Substitution | 995301.1025 | 1248844.0306 | 1558598.2073 | 1932424.9069 | 2383411.9217 | 1092920.9669 | 1418973.7436 | 1794284.3112 | 2207231.4678 | 2962053.855 | 3858766.624 | 4774206.2952 | 5713155.1387
Scenario 2: High TRC | PG&E | Com | WaterHeat | Com - Office (Large) | Total Resource Cost Test | Energy Efficiency | 5645478.0666 | 6049846.1477 | 6168228.4705 | 5943886.4327 | 5374481.2564 | 2986932.0875 | 1780948.4442 | 854711.7556 | 19113.411 | 2011.8684 | 2611.2298 | 3372.8929 | 4349.0163
Scenario 2: High TRC | PG&E | Com | WaterHeat | Com - Office (Large) | Total Resource Cost Test | Fuel Substitution | 1090275.008 | 1386811.7848 | 1773688.6735 | 2134085.4535 | 2510566.1725 | 1272062.8115 | 1642761.9829 | 2072710.6275 | 2207231.4678 | 2962053.855 | 3858766.624 | 4774206.2952 | 5713155.1387
Scenario 2: High TRC | PG&E | Com | WaterHeat | Com - Office (Small) | Participant Cost Test | Energy Efficiency | 1128318.4622 | 1440774.7751 | 14124.7198 | 1558158.0963 | 1940946.0299 | 2228666.5718 | 2528103.693 | 2731904.1505 | 1362225.1173 | 2100111.4844 | 1593668.7983 | 950853.518 | 430892.1277
Scenario 2: High TRC | PG&E | Com | WaterHeat | Com - Office (Small) | Participant Cost Test | Fuel Substitution | 22792.8607 | 27942.3148 | 33910.6272 | 34113.946 | 42900.1791 | 406435.3911 | 467935.1101 | 516620.1813 | 520917.1786 | 573215.5218 | 566510.5886 | 478521.3695 | 303529.1528
Scenario 2: High TRC | PG&E | Com | WaterHeat | Com - Office (Small) | Program Administrator Cost Test | Energy Efficiency | 429112.1887 | 564380.7412 | 27632.5103 | 646498.0168 | 913453.4457 | 958208.1298 | 1122076.998 | 1251864.3502 | 829505.3313 | 1301027.8689 | 1194449.3546 | 1015680.9878 | 796714.2027
Scenario 2: High TRC | PG&E | Com | WaterHeat | Com - Office (Small) | Program Administrator Cost Test | Fuel Substitution | 216804.3424 | 279729.2929 | 357358.332 | 378569.3082 | 500861.8539 | 264799.1457 | 347328.6273 | 443038.2571 | 548826.0499 | 744210.9805 | 970145.7729 | 1201615.688 | 1440586.6749
Scenario 2: High TRC | PG&E | Com | WaterHeat | Com - Office (Small) | Rate Impact Measure Test | Energy Efficiency | 429112.1887 | 564380.7412 | 27632.5103 | 646498.0168 | 913453.4457 | 958208.1298 | 1122076.998 | 1251864.3502 | 829505.3313 | 1301027.8689 | 1194449.3546 | 1015680.9878 | 796714.2027
Scenario 2: High TRC | PG&E | Com | WaterHeat | Com - Office (Small) | Rate Impact Measure Test | Fuel Substitution | 264570.1146 | 332460.6658 | 415332.8663 | 430748.9959 | 557624.1798 | 264799.1457 | 347328.6273 | 443038.2571 | 548826.0499 | 744210.9805 | 970145.7729 | 1201615.688 | 1440586.6749
Scenario 2: High TRC | PG&E | Com | WaterHeat | Com - Office (Small) | Total Resource Cost Test | Energy Efficiency | 712085.5207 | 919117.6304 | 29274.7726 | 1016363.3581 | 1361078.9366 | 1468629.8202 | 1689989.3105 | 1853687.1429 | 829505.3313 | 1301027.8689 | 1194449.3546 | 1015680.9878 | 796714.2027
Scenario 2: High TRC | PG&E | Com | WaterHeat | Com - Office (Small) | Total Resource Cost Test | Fuel Substitution | 233105.9473 | 299713.9735 | 381611.5833 | 402968.0314 | 531536.5404 | 276147.5494 | 361721.1878 | 460890.5674 | 548826.0499 | 744210.9805 | 970145.7729 | 1201615.688 | 1440586.6749
Scenario 2: High TRC | PG&E | Com | WaterHeat | Com - Other | Participant Cost Test | Energy Efficiency | 4800536.3646 | 5756992.0785 | 6721843.0563 | 8022661.1707 | 9500889.3259 | 9694781.9602 | 11220891.6567 | 12785063.4301 | 5441919.5344 | 9159322.1804 | 7859873.4291 | 5422061.9465 | 2904394.8626
Scenario 2: High TRC | PG&E | Com | WaterHeat | Com - Other | Participant Cost Test | Fuel Substitution | 4673249.1064 | 5716798.5192 | 7222082.4452 | 7626687.0014 | 7655907.7341 | 26057945.9173 | 30143061.1879 | 33691505.6492 | 29517492.2331 | 31039616.4863 | 30568606.6923 | 25700390.0052 | 16134429.2985
Scenario 2: High TRC | PG&E | Com | WaterHeat | Com - Other | Program Administrator Cost Test | Energy Efficiency | 2341362.1415 | 2847240.6161 | 3457914.4224 | 4183124.8693 | 5027725.471 | 3196999.0855 | 3886574.6628 | 4589477.6643 | 3333947.1932 | 5707810.3983 | 5932034.9969 | 5837830.5462 | 5424755.9601
Scenario 2: High TRC | PG&E | Com | WaterHeat | Com - Other | Program Administrator Cost Test | Fuel Substitution | 14352149.3748 | 18453102.3613 | 23532826.2634 | 29808949.9271 | 37529823.5536 | 15209302.1528 | 19895702.0485 | 25297101.5258 | 31241494.966 | 40521099.4272 | 52720230.6907 | 65206463.2176 | 78087100.6228
Scenario 2: High TRC | PG&E | Com | WaterHeat | Com - Other | Rate Impact Measure Test | Energy Efficiency | 2341362.1415 | 2847240.6161 | 3457914.4224 | 4183124.8693 | 5027725.471 | 3196999.0855 | 3886574.6628 | 4589477.6643 | 3333947.1932 | 5707810.3983 | 5932034.9969 | 5837830.5462 | 5424755.9601
Scenario 2: High TRC | PG&E | Com | WaterHeat | Com - Other | Rate Impact Measure Test | Fuel Substitution | 17380548.3496 | 21779256.115 | 27174424.374 | 33709084.2576 | 41621319.7176 | 15209302.1528 | 19895702.0485 | 25297101.5258 | 31241494.966 | 40521099.4272 | 52720230.6907 | 65206463.2176 | 78087100.6228
Scenario 2: High TRC | PG&E | Com | WaterHeat | Com - Other | Total Resource Cost Test | Energy Efficiency | 4332364.5977 | 5233939.4558 | 6136567.3498 | 7370731.9772 | 8786901.2396 | 7196641.2844 | 8353475.285 | 9600069.6341 | 3333947.1932 | 5707810.3983 | 5932034.9969 | 5837830.5462 | 5424755.9601
Scenario 2: High TRC | PG&E | Com | WaterHeat | Com - Other | Total Resource Cost Test | Fuel Substitution | 18607052.3782 | 23655040.5014 | 30126472.3685 | 36673792.088 | 44272171.1183 | 18648952.5324 | 24151029.521 | 30622066.9263 | 31241494.966 | 40521099.4272 | 52720230.6907 | 65206463.2176 | 78087100.6228
Scenario 2: High TRC | PG&E | Com | WaterHeat | Com - Refrig. Warehouse | Participant Cost Test | Energy Efficiency | 7388.12 | 7375.0969 | 7319.0111 | 126680.6864 | 158935.7131 | 301291.1631 | 369585.3559 | 443138.6583 | 294314.7208 | 529310.7085 | 488698.0456 | 366362.8695 | 215248.6666
Scenario 2: High TRC | PG&E | Com | WaterHeat | Com - Refrig. Warehouse | Participant Cost Test | Fuel Substitution | 1953.2379 | 2411.8701 | 2992.5807 | 3766.3735 | 4754.2845 | 59200.1601 | 68152.9582 | 75205.5117 | 77598.5157 | 82794.3872 | 82181.6428 | 69369.3419 | 43306.7496
Scenario 2: High TRC | PG&E | Com | WaterHeat | Com - Refrig. Warehouse | Program Administrator Cost Test | Energy Efficiency | 8790.0483 | 9643.0019 | 10582.4599 | 68669.865 | 87377.1977 | 150993.0938 | 190621.7263 | 235252.5359 | 179224.3374 | 327988.5399 | 366390.3228 | 391497.0618 | 398226.5519
Scenario 2: High TRC | PG&E | Com | WaterHeat | Com - Refrig. Warehouse | Program Administrator Cost Test | Fuel Substitution | 37504.5541 | 48514.1338 | 62302.9775 | 79524.8201 | 100916.769 | 39533.7765 | 51984.4113 | 66503.989 | 82663.4862 | 108937.9469 | 143171.8676 | 178546.6515 | 215249.5232
Scenario 2: High TRC | PG&E | Com | WaterHeat | Com - Refrig. Warehouse | Rate Impact Measure Test | Energy Efficiency | 8790.0483 | 9643.0019 | 10582.4599 | 68669.865 | 87377.1977 | 150993.0938 | 190621.7263 | 235252.5359 | 179224.3374 | 327988.5399 | 366390.3228 | 391497.0618 | 398226.5519
Scenario 2: High TRC | PG&E | Com | WaterHeat | Com - Refrig. Warehouse | Rate Impact Measure Test | Fuel Substitution | 43412.1849 | 54912.5987 | 69258.0514 | 86976.6746 | 108793.6662 | 39533.7765 | 51984.4113 | 66503.989 | 82663.4862 | 108937.9469 | 143171.8676 | 178546.6515 | 215249.5232
Scenario 2: High TRC | PG&E | Com | WaterHeat | Com - Refrig. Warehouse | Total Resource Cost Test | Energy Efficiency | 9119.5823 | 9981.5359 | 10930.1014 | 81779.8562 | 103601.3665 | 181485.0797 | 227199.2756 | 278130.2103 | 179224.3374 | 327988.5399 | 366390.3228 | 391497.0618 | 398226.5519
Scenario 2: High TRC | PG&E | Com | WaterHeat | Com - Refrig. Warehouse | Total Resource Cost Test | Fuel Substitution | 38585.5169 | 49842.6711 | 63923.8312 | 81489.8629 | 103284.5807 | 40194.0915 | 52823.9394 | 67548.3858 | 82663.4862 | 108937.9469 | 143171.8676 | 178546.6515 | 215249.5232
Scenario 2: High TRC | PG&E | Com | WaterHeat | Com - Restaurant | Participant Cost Test | Energy Efficiency | 452542.2516 | 485573.6216 | 517712.4158 | 935546.4394 | 1041103.7338 | 969128.0046 | 1078584.9251 | 1145842.9642 | 684698.0399 | 977401.5703 | 63145.9757 | 468592.4583 | 266750.3645
Scenario 2: High TRC | PG&E | Com | WaterHeat | Com - Restaurant | Participant Cost Test | Fuel Substitution | 399322.2669 | 493305.1036 | 601003.5263 | 725613.8171 | 868677.3899 | 13352192.8505 | 15238641.2462 | 16659843.0553 | 17042333.7206 | 17909571.4984 | 17586373.164 | 13277168.9813 | 8924314.8191
Scenario 2: High TRC | PG&E | Com | WaterHeat | Com - Restaurant | Program Administrator Cost Test | Energy Efficiency | 657369.2968 | 776789.5609 | 915209.8188 | 1257468.2223 | 1477692.8988 | 505229.5976 | 576927.559 | 630125.7237 | 438617.7993 | 638796.6288 | 86682.4341 | 534196.4468 | 594771.7468
Scenario 2: High TRC | PG&E | Com | WaterHeat | Com - Restaurant | Program Administrator Cost Test | Fuel Substitution | 6709105.8535 | 8626258.9959 | 10978849.667 | 13857499.8628 | 17365290.1131 | 8859835.5455 | 11541792.3918 | 14615692.3643 | 17984589.5246 | 23298707.0451 | 30195164.2335 | 33467536.3242 | 42658926.5702
Scenario 2: High TRC | PG&E | Com | WaterHeat | Com - Restaurant | Rate Impact Measure Test | Energy Efficiency | 657369.2968 | 776789.5609 | 915209.8188 | 1257468.2223 | 1477692.8988 | 505229.5976 | 576927.559 | 630125.7237 | 438617.7993 | 638796.6288 | 86682.4341 | 534196.4468 | 594771.7468
Scenario 2: High TRC | PG&E | Com | WaterHeat | Com - Restaurant | Rate Impact Measure Test | Fuel Substitution | 7965089.4364 | 9999890.5147 | 12475879.7715 | 15452136.0034 | 19028427.2276 | 8859835.5455 | 11541792.3918 | 14615692.3643 | 17984589.5246 | 23298707.0451 | 30195164.2335 | 33467536.3242 | 42658926.5702
Scenario 2: High TRC | PG&E | Com | WaterHeat | Com - Restaurant | Total Resource Cost Test | Energy Efficiency | 681392.0179 | 802752.741 | 943307.6613 | 1329410.6959 | 1559717.7518 | 601493.5407 | 681828.0437 | 739116.3806 | 438617.7993 | 638796.6288 | 86682.4341 | 534196.4468 | 594771.7468
Scenario 2: High TRC | PG&E | Com | WaterHeat | Com - Restaurant | Total Resource Cost Test | Fuel Substitution | 6901283.2095 | 8861036.8784 | 11262703.9232 | 14197750.1634 | 17770080.3546 | 9007011.2597 | 11727172.4595 | 14843970.7995 | 17984589.5246 | 23298707.0451 | 30195164.2335 | 33467536.3242 | 42658926.5702
Scenario 2: High TRC | PG&E | Com | WaterHeat | Com - Retail | Participant Cost Test | Energy Efficiency | 2840493.4987 | 3635260.9711 | 3547705.2584 | 5105099.883 | 6292143.7088 | 7466405.7305 | 8682269.2572 | 9764211.6809 | 3904023.6685 | 6503160.0952 | 5466060.0483 | 3684940.8523 | 1926422.2423
Scenario 2: High TRC | PG&E | Com | WaterHeat | Com - Retail | Participant Cost Test | Fuel Substitution | 39258.7616 | 47979.2678 | 132486.204 | 165313.2914 | 223353.2714 | 1047180.3311 | 1237866.4755 | 1423473.3736 | 931006.3104 | 994107.2188 | 980112.5801 | 825738.69 | 521418.5822
Scenario 2: High TRC | PG&E | Com | WaterHeat | Com - Retail | Program Administrator Cost Test | Energy Efficiency | 778626.2389 | 1032250.7183 | 1054510.3952 | 1551408.1473 | 2062446.9333 | 2389074.5114 | 2882607.7684 | 3363863.8688 | 2377290.8449 | 4029043.8743 | 4097136.6077 | 3936569.5171 | 3562363.4096
Scenario 2: High TRC | PG&E | Com | WaterHeat | Com - Retail | Program Administrator Cost Test | Fuel Substitution | 361313.8224 | 464781.8114 | 591608.3688 | 683029.5189 | 869686.0102 | 478042.9743 | 625264.2864 | 795255.1292 | 982508.4327 | 1293285.5085 | 1682894.2196 | 2081550.577 | 2492838.5745
Scenario 2: High TRC | PG&E | Com | WaterHeat | Com - Retail | Rate Impact Measure Test | Energy Efficiency | 778626.2389 | 1032250.7183 | 1054510.3952 | 1551408.1473 | 2062446.9333 | 2389074.5114 | 2882607.7684 | 3363863.8688 | 2377290.8449 | 4029043.8743 | 4097136.6077 | 3936569.5171 | 3562363.4096
Scenario 2: High TRC | PG&E | Com | WaterHeat | Com - Retail | Rate Impact Measure Test | Fuel Substitution | 451481.705 | 564655.4656 | 701678.4689 | 791713.5957 | 986414.0168 | 478042.9743 | 625264.2864 | 795255.1292 | 982508.4327 | 1293285.5085 | 1682894.2196 | 2081550.577 | 2492838.5745
Scenario 2: High TRC | PG&E | Com | WaterHeat | Com - Retail | Total Resource Cost Test | Energy Efficiency | 2071923.9128 | 2666366.925 | 2624491.969 | 3782930.3315 | 4767598.6557 | 5570073.0027 | 6528728.2265 | 7404648.0134 | 2377290.8449 | 4029043.8743 | 4097136.6077 | 3936569.5171 | 3562363.4096
Scenario 2: High TRC | PG&E | Com | WaterHeat | Com - Retail | Total Resource Cost Test | Fuel Substitution | 389904.0052 | 499721.4016 | 708327.7352 | 831056.7247 | 1072141.9607 | 812741.3936 | 1047651.6183 | 1324690.305 | 982508.4327 | 1293285.5085 | 1682894.2196 | 2081550.577 | 2492838.5745
Scenario 2: High TRC | PG&E | Com | WaterHeat | Com - School | Participant Cost Test | Energy Efficiency | 2975012.069 | 3348274.3137 | 3632628.3372 | 3757833.8967 | 3664691.5141 | 2762708.3317 | 2260061.019 | 1652775.5658 | 486618.228 | 386263.5986 | 56153.7494 | 13988.5426 | 8467.3308
Scenario 2: High TRC | PG&E | Com | WaterHeat | Com - School | Participant Cost Test | Fuel Substitution | 175346.5621 | 214404.2873 | 259640.6069 | 311896.4965 | 683512.2695 | 5607028.2421 | 6463648.8124 | 7199338.2016 | 6072854.4237 | 6580032.7268 | 6475009.8309 | 5455672.7534 | 3463227.1599
Scenario 2: High TRC | PG&E | Com | WaterHeat | Com - School | Program Administrator Cost Test | Energy Efficiency | 1529808.3289 | 1767855.9829 | 1991496.9081 | 2170756.2821 | 2275258.417 | 1152918.2471 | 975476.1721 | 738822.484 | 302340.0082 | 248489.0018 | 53119.6175 | 27198.8586 | 29506.2201
Scenario 2: High TRC | PG&E | Com | WaterHeat | Com - School | Program Administrator Cost Test | Fuel Substitution | 2498879.2095 | 3216055.8533 | 4099554.5659 | 5184756.2854 | 6511913.9197 | 3172842.5361 | 4116536.7315 | 5196285.7913 | 6378583.7893 | 8512624.5684 | 11040244.6168 | 13618570.9016 | 16266385.7416
Scenario 2: High TRC | PG&E | Com | WaterHeat | Com - School | Rate Impact Measure Test | Energy Efficiency | 1529808.3289 | 1767855.9829 | 1991496.9081 | 2170756.2821 | 2275258.417 | 1152918.2471 | 975476.1721 | 738822.484 | 302340.0082 | 248489.0018 | 53119.6175 | 27198.8586 | 29506.2201
Scenario 2: High TRC | PG&E | Com | WaterHeat | Com - School | Rate Impact Measure Test | Fuel Substitution | 2982296.8016 | 3744124.5832 | 4674818.5407 | 5797242.347 | 7150237.7996 | 3172842.5361 | 4116536.7315 | 5196285.7913 | 6378583.7893 | 8512624.5684 | 11040244.6168 | 13618570.9016 | 16266385.7416
Scenario 2: High TRC | PG&E | Com | WaterHeat | Com - School | Total Resource Cost Test | Energy Efficiency | 2266384.0303 | 2596936.6869 | 2886485.4478 | 3088057.8776 | 3158526.4222 | 1856760.8866 | 1540314.7492 | 1143705.8437 | 302340.0082 | 248489.0018 | 53119.6175 | 27198.8586 | 29506.2201
Scenario 2: High TRC | PG&E | Com | WaterHeat | Com - School | Total Resource Cost Test | Fuel Substitution | 2598458.5624 | 3337808.4942 | 4246999.0672 | 5361892.6874 | 7034732.0042 | 4035050.9763 | 5191209.3403 | 6529556.0238 | 6378583.7893 | 8512624.5684 | 11040244.6168 | 13618570.9016 | 16266385.7416
Scenario 2: High TRC | PG&E | Com | WaterHeat | Com - Warehouse | Participant Cost Test | Energy Efficiency | 1875810.3849 | 2385490.106 | 3003066.64 | 3734908.962 | 4574580.5956 | 5465568.0593 | 6419166.33 | 7338086.1365 | 3183013.2628 | 5455223.2731 | 4752663.7531 | 3345217.9912 | 1841883.0714
Scenario 2: High TRC | PG&E | Com | WaterHeat | Com - Warehouse | Participant Cost Test | Fuel Substitution | 4050.5846 | 5007.4198 | 10812.6227 | 14525.8567 | 19198.6527 | 77960.8926 | 92134.9656 | 106096.3448 | 73455.7426 | 79189.0558 | 78491.7656 | 66419.244 | 42056.3562
Scenario 2: High TRC | PG&E | Com | WaterHeat | Com - Warehouse | Program Administrator Cost Test | Energy Efficiency | 557931.5094 | 730625.1592 | 948118.1274 | 1216613.3045 | 1539072.3982 | 1863509.7185 | 2271537.6622 | 2691430.7706 | 1938221.5962 | 3379705.3376 | 3562234.5081 | 3573413.8047 | 3405244.0075
Scenario 2: High TRC | PG&E | Com | WaterHeat | Com - Warehouse | Program Administrator Cost Test | Fuel Substitution | 38181.8371 | 49757.8354 | 64221.857 | 82256.963 | 104655.6663 | 37052.2825 | 48770.2036 | 62418.0848 | 77579.9463 | 103120.3499 | 134943.3104 | 167740.0851 | 201767.212
Scenario 2: High TRC | PG&E | Com | WaterHeat | Com - Warehouse | Rate Impact Measure Test | Energy Efficiency | 557931.5094 | 730625.1592 | 948118.1274 | 1216613.3045 | 1539072.3982 | 1863509.7185 | 2271537.6622 | 2691430.7706 | 1938221.5962 | 3379705.3376 | 3562234.5081 | 3573413.8047 | 3405244.0075
Scenario 2: High TRC | PG&E | Com | WaterHeat | Com - Warehouse | Rate Impact Measure Test | Fuel Substitution | 45439.3763 | 57823.7387 | 73139.0622 | 91872.4726 | 114788.4509 | 37052.2825 | 48770.2036 | 62418.0848 | 77579.9463 | 103120.3499 | 134943.3104 | 167740.0851 | 201767.212
Scenario 2: High TRC | PG&E | Com | WaterHeat | Com - Warehouse | Total Resource Cost Test | Energy Efficiency | 1341544.1217 | 1714207.4189 | 2168889.6108 | 2712847.7581 | 3344301.6583 | 3991911.4724 | 4726189.2987 | 5452481.4991 | 1938221.5962 | 3379705.3376 | 3562234.5081 | 3573413.8047 | 3405244.0075
Scenario 2: High TRC | PG&E | Com | WaterHeat | Com - Warehouse | Total Resource Cost Test | Fuel Substitution | 41072.9077 | 53330.2277 | 73275.3798 | 94643.134 | 121269.4794 | 59818.0511 | 77334.8723 | 98389.4976 | 77579.9463 | 103120.3499 | 134943.3104 | 167740.0851 | 201767.212
Scenario 2: High TRC | PG&E | Com | WholeBlg | Com - College | Participant Cost Test | Energy Efficiency | 223182.9756 | 229368.6547 | 234710.7007 | 239776.7555 | 247127.1333 | 259983.2135 | 273518.1945 | 287268.9224 | 300159.195 | 318427.0725 | 358855.1262 | 363467.7339 | 374932.1273
Scenario 2: High TRC | PG&E | Com | WholeBlg | Com - College | Program Administrator Cost Test | Energy Efficiency | 223182.9756 | 229368.6547 | 234710.7007 | 239776.7555 | 247127.1333 | 259983.2135 | 273518.1945 | 287268.9224 | 300159.195 | 318427.0725 | 358787.1116 | 369059.7989 | 387020.3711
Scenario 2: High TRC | PG&E | Com | WholeBlg | Com - College | Rate Impact Measure Test | Energy Efficiency | 223182.9756 | 229368.6547 | 234710.7007 | 239776.7555 | 247127.1333 | 259983.2135 | 273518.1945 | 287268.9224 | 300159.195 | 318427.0725 | 358787.1116 | 369059.7989 | 387020.3711
Scenario 2: High TRC | PG&E | Com | WholeBlg | Com - College | Total Resource Cost Test | Energy Efficiency | 223182.9756 | 229368.6547 | 234710.7007 | 239776.7555 | 247127.1333 | 259983.2135 | 273518.1945 | 287268.9224 | 300159.195 | 318427.0725 | 358787.1116 | 369059.7989 | 387020.3711
Scenario 2: High TRC | PG&E | Com | WholeBlg | Com - Grocery | Participant Cost Test | Energy Efficiency | 1390557.5323 | 1431751.8593 | 1468215.6375 | 1502354.0465 | 1558143.8211 | 1665024.5087 | 1771642.2163 | 1931306.8685 | 2040860.438 | 2192109.5204 | 2307715.549 | 2378888.0711 | 2438783.2878
Scenario 2: High TRC | PG&E | Com | WholeBlg | Com - Grocery | Program Administrator Cost Test | Energy Efficiency | 1390557.5323 | 1431751.8593 | 1468215.6375 | 1502354.0465 | 1558143.8211 | 1665024.5087 | 1771642.2163 | 1931306.8685 | 2040860.438 | 2192109.5204 | 2307715.549 | 2378888.0711 | 2438783.2878
Scenario 2: High TRC | PG&E | Com | WholeBlg | Com - Grocery | Rate Impact Measure Test | Energy Efficiency | 1390557.5323 | 1431751.8593 | 1468215.6375 | 1502354.0465 | 1558143.8211 | 1665024.5087 | 1771642.2163 | 1931306.8685 | 2040860.438 | 2192109.5204 | 2307715.549 | 2378888.0711 | 2438783.2878
Scenario 2: High TRC | PG&E | Com | WholeBlg | Com - Grocery | Total Resource Cost Test | Energy Efficiency | 1390557.5323 | 1431751.8593 | 1468215.6375 | 1502354.0465 | 1558143.8211 | 1665024.5087 | 1771642.2163 | 1931306.8685 | 2040860.438 | 2192109.5204 | 2307715.549 | 2378888.0711 | 2438783.2878
Scenario 2: High TRC | PG&E | Com | WholeBlg | Com - Health | Participant Cost Test | Energy Efficiency | 1701413.4036 | 1764860.6052 | 1822764.3199 | 1879030.5526 | 1960392.1307 | 2098778.983 | 2240250.471 | 2401830.9538 | 2546692.5616 | 2745319.052 | 2900201.4655 | 3006597.5155 | 3108186.3326
Scenario 2: High TRC | PG&E | Com | WholeBlg | Com - Health | Program Administrator Cost Test | Energy Efficiency | 1701413.4036 | 1764860.6052 | 1822764.3199 | 1879030.5526 | 1960392.1307 | 2098778.983 | 2240250.471 | 2401830.9538 | 2546692.5616 | 2745319.052 | 2900201.4655 | 3006597.5155 | 3108186.3326
Scenario 2: High TRC | PG&E | Com | WholeBlg | Com - Health | Rate Impact Measure Test | Energy Efficiency | 1701413.4036 | 1764860.6052 | 1822764.3199 | 1879030.5526 | 1960392.1307 | 2098778.983 | 2240250.471 | 2401830.9538 | 2546692.5616 | 2745319.052 | 2900201.4655 | 3006597.5155 | 3108186.3326
Scenario 2: High TRC | PG&E | Com | WholeBlg | Com - Health | Total Resource Cost Test | Energy Efficiency | 1701413.4036 | 1764860.6052 | 1822764.3199 | 1879030.5526 | 1960392.1307 | 2098778.983 | 2240250.471 | 2401830.9538 | 2546692.5616 | 2745319.052 | 2900201.4655 | 3006597.5155 | 3108186.3326
Scenario 2: High TRC | PG&E | Com | WholeBlg | Com - Lodging | Participant Cost Test | Energy Efficiency | 274207.0471 | 284226.2377 | 293471.256 | 302641.2221 | 315245.1372 | 335332.1714 | 356056.2392 | 375783.3606 | 397520.3478 | 426066.9352 | 449967.908 | 468058.357 | 485550.65
Scenario 2: High TRC | PG&E | Com | WholeBlg | Com - Lodging | Program Administrator Cost Test | Energy Efficiency | 274207.0471 | 284226.2377 | 293471.256 | 302641.2221 | 315245.1372 | 335332.1714 | 356056.2392 | 375783.3606 | 397520.3478 | 426066.9352 | 449967.908 | 468058.357 | 485550.65
Scenario 2: High TRC | PG&E | Com | WholeBlg | Com - Lodging | Rate Impact Measure Test | Energy Efficiency | 274207.0471 | 284226.2377 | 293471.256 | 302641.2221 | 315245.1372 | 335332.1714 | 356056.2392 | 375783.3606 | 397520.3478 | 426066.9352 | 449967.908 | 468058.357 | 485550.65
Scenario 2: High TRC | PG&E | Com | WholeBlg | Com - Lodging | Total Resource Cost Test | Energy Efficiency | 274207.0471 | 284226.2377 | 293471.256 | 302641.2221 | 315245.1372 | 335332.1714 | 356056.2392 | 375783.3606 | 397520.3478 | 426066.9352 | 449967.908 | 468058.357 | 485550.65
Scenario 2: High TRC | PG&E | Com | WholeBlg | Com - Office (Large) | Participant Cost Test | Energy Efficiency | 2330302.6529 | 2402240.4638 | 2464636.3568 | 2522319.312 | 2614082.5627 | 2786646.0854 | 2965700.4903 | 3073891.4992 | 3248448.408 | 3490869.0784 | 3677383.9844 | 3798992.8158 | 3936050.5589
Scenario 2: High TRC | PG&E | Com | WholeBlg | Com - Office (Large) | Program Administrator Cost Test | Energy Efficiency | 2330302.6529 | 2402240.4638 | 2464636.3568 | 2522319.312 | 2614082.5627 | 2786646.0854 | 2965700.4903 | 3073891.4992 | 3248448.408 | 3490869.0784 | 3677383.9844 | 3798992.8158 | 3936050.5589
Scenario 2: High TRC | PG&E | Com | WholeBlg | Com - Office (Large) | Rate Impact Measure Test | Energy Efficiency | 2330302.6529 | 2402240.4638 | 2464636.3568 | 2522319.312 | 2614082.5627 | 2786646.0854 | 2965700.4903 | 3073891.4992 | 3248448.408 | 3490869.0784 | 3677383.9844 | 3798992.8158 | 3936050.5589
Scenario 2: High TRC | PG&E | Com | WholeBlg | Com - Office (Large) | Total Resource Cost Test | Energy Efficiency | 2330302.6529 | 2402240.4638 | 2464636.3568 | 2522319.312 | 2614082.5627 | 2786646.0854 | 2965700.4903 | 3073891.4992 | 3248448.408 | 3490869.0784 | 3677383.9844 | 3798992.8158 | 3936050.5589
Scenario 2: High TRC | PG&E | Com | WholeBlg | Com - Office (Small) | Participant Cost Test | Energy Efficiency | 412631.1838 | 425685.4071 | 437396.4004 | 448406.257 | 465658.675 | 497419.6223 | 529935.1259 | 576503.8628 | 609432.6515 | 654498.8164 | 689487.4075 | 712233.0204 | 735809.5722
Scenario 2: High TRC | PG&E | Com | WholeBlg | Com - Office (Small) | Program Administrator Cost Test | Energy Efficiency | 412631.1838 | 425685.4071 | 437396.4004 | 448406.257 | 465658.675 | 497419.6223 | 529935.1259 | 576503.8628 | 609432.6515 | 654498.8164 | 689487.4075 | 712233.0204 | 735809.5722
Scenario 2: High TRC | PG&E | Com | WholeBlg | Com - Office (Small) | Rate Impact Measure Test | Energy Efficiency | 412631.1838 | 425685.4071 | 437396.4004 | 448406.257 | 465658.675 | 497419.6223 | 529935.1259 | 576503.8628 | 609432.6515 | 654498.8164 | 689487.4075 | 712233.0204 | 735809.5722
Scenario 2: High TRC | PG&E | Com | WholeBlg | Com - Office (Small) | Total Resource Cost Test | Energy Efficiency | 412631.1838 | 425685.4071 | 437396.4004 | 448406.257 | 465658.675 | 497419.6223 | 529935.1259 | 576503.8628 | 609432.6515 | 654498.8164 | 689487.4075 | 712233.0204 | 735809.5722
Scenario 2: High TRC | PG&E | Com | WholeBlg | Com - Other | Participant Cost Test | Energy Efficiency | 1911503.3557 | 2060966.9764 | 2199578.2224 | 2321296.3169 | 2486741.8678 | 2751551.2506 | 3005415.9712 | 3169793.7252 | 3395821.4471 | 3685590.1246 | 3933689.7825 | 4122450.2444 | 4280155.9825
Scenario 2: High TRC | PG&E | Com | WholeBlg | Com - Other | Program Administrator Cost Test | Energy Efficiency | 1911503.3557 | 2060966.9764 | 2199578.2224 | 2321296.3169 | 2486741.8678 | 2751551.2506 | 3005415.9712 | 3169793.7252 | 3395821.4471 | 3685590.1246 | 3933689.7825 | 4122450.2444 | 4280155.9825
Scenario 2: High TRC | PG&E | Com | WholeBlg | Com - Other | Rate Impact Measure Test | Energy Efficiency | 1911503.3557 | 2060966.9764 | 2199578.2224 | 2321296.3169 | 2486741.8678 | 2751551.2506 | 3005415.9712 | 3169793.7252 | 3395821.4471 | 3685590.1246 | 3933689.7825 | 4122450.2444 | 4280155.9825
Scenario 2: High TRC | PG&E | Com | WholeBlg | Com - Other | Total Resource Cost Test | Energy Efficiency | 1911503.3557 | 2060966.9764 | 2199578.2224 | 2321296.3169 | 2486741.8678 | 2751551.2506 | 3005415.9712 | 3169793.7252 | 3395821.4471 | 3685590.1246 | 3933689.7825 | 4122450.2444 | 4280155.9825
Scenario 2: High TRC | PG&E | Com | WholeBlg | Com - Refrig. Warehouse | Participant Cost Test | Energy Efficiency | 200946.5592 | 209377.8237 | 217345.3071 | 224917.9259 | 235914.077 | 254749.9913 | 273563.0333 | 308348.4386 | 328903.9093 | 355716.2167 | 377917.4438 | 392916.6381 | 400298.0785
Scenario 2: High TRC | PG&E | Com | WholeBlg | Com - Refrig. Warehouse | Program Administrator Cost Test | Energy Efficiency | 200946.5592 | 209377.8237 | 217345.3071 | 224917.9259 | 235914.077 | 254749.9913 | 273563.0333 | 308348.4386 | 328903.9093 | 355716.2167 | 377917.4438 | 392916.6381 | 400298.0785
Scenario 2: High TRC | PG&E | Com | WholeBlg | Com - Refrig. Warehouse | Rate Impact Measure Test | Energy Efficiency | 200946.5592 | 209377.8237 | 217345.3071 | 224917.9259 | 235914.077 | 254749.9913 | 273563.0333 | 308348.4386 | 328903.9093 | 355716.2167 | 377917.4438 | 392916.6381 | 400298.0785
Scenario 2: High TRC | PG&E | Com | WholeBlg | Com - Refrig. Warehouse | Total Resource Cost Test | Energy Efficiency | 200946.5592 | 209377.8237 | 217345.3071 | 224917.9259 | 235914.077 | 254749.9913 | 273563.0333 | 308348.4386 | 328903.9093 | 355716.2167 | 377917.4438 | 392916.6381 | 400298.0785
Scenario 2: High TRC | PG&E | Com | WholeBlg | Com - Restaurant | Participant Cost Test | Energy Efficiency | 669708.8514 | 692784.3645 | 714456.203 | 735375.599 | 764533.221 | 811577.0466 | 858722.8417 | 910288.1214 | 958288.4536 | 1024298.7775 | 1074721.37 | 1092536.5165 | 1249458.6777
Scenario 2: High TRC | PG&E | Com | WholeBlg | Com - Restaurant | Program Administrator Cost Test | Energy Efficiency | 648861.1048 | 671562.5658 | 692612.5807 | 713212.8483 | 742552.4773 | 790571.6537 | 839049.8221 | 892617.4306 | 943274.4663 | 1012646.5182 | 1067216.552 | 1092536.5165 | 1282374.2627
Scenario 2: High TRC | PG&E | Com | WholeBlg | Com - Restaurant | Rate Impact Measure Test | Energy Efficiency | 648861.1048 | 671562.5658 | 692612.5807 | 713212.8483 | 742552.4773 | 790571.6537 | 839049.8221 | 892617.4306 | 943274.4663 | 1012646.5182 | 1067216.552 | 1092536.5165 | 1282374.2627
Scenario 2: High TRC | PG&E | Com | WholeBlg | Com - Restaurant | Total Resource Cost Test | Energy Efficiency | 648861.1048 | 671562.5658 | 692612.5807 | 713212.8483 | 742552.4773 | 790571.6537 | 839049.8221 | 892617.4306 | 943274.4663 | 1012646.5182 | 1067216.552 | 1092536.5165 | 1282374.2627
Scenario 2: High TRC | PG&E | Com | WholeBlg | Com - Retail | Participant Cost Test | Energy Efficiency | 960734.614 | 987081.5027 | 1010758.7507 | 860179.931 | 2472320.3416 | 1102342.5957 | 1155704.524 | 1218172.9468 | 1259792.5399 | 1319337.9164 | 1353252.4106 | 1357805.1588 | 1375019.6309
Scenario 2: High TRC | PG&E | Com | WholeBlg | Com - Retail | Program Administrator Cost Test | Energy Efficiency | 869266.9933 | 893690.9201 | 915595.7127 | 860179.931 | 1650762.9953 | 1025696.7983 | 1090814.9231 | 1169552.9898 | 1232533.3666 | 1318879.4034 | 1385458.3753 | 1428355.3499 | 1491419.2
Scenario 2: High TRC | PG&E | Com | WholeBlg | Com - Retail | Rate Impact Measure Test | Energy Efficiency | 869266.9933 | 893690.9201 | 915595.7127 | 860179.931 | 1650762.9953 | 1025696.7983 | 1090814.9231 | 1169552.9898 | 1232533.3666 | 1318879.4034 | 1385458.3753 | 1428355.3499 | 1491419.2
Scenario 2: High TRC | PG&E | Com | WholeBlg | Com - Retail | Total Resource Cost Test | Energy Efficiency | 869266.9933 | 893690.9201 | 915595.7127 | 860179.931 | 1650762.9953 | 1025696.7983 | 1090814.9231 | 1169552.9898 | 1232533.3666 | 1318879.4034 | 1385458.3753 | 1428355.3499 | 1491419.2
Scenario 2: High TRC | PG&E | Com | WholeBlg | Com - School | Participant Cost Test | Energy Efficiency | 411741.9704 | 425949.2282 | 438992.8322 | 451922.225 | 468811.8547 | 495032.0358 | 522462.293 | 556588.7962 | 584814.6343 | 621797.0194 | 652636.5704 | 676103.7513 | 706797.941
Scenario 2: High TRC | PG&E | Com | WholeBlg | Com - School | Program Administrator Cost Test | Energy Efficiency | 411741.9704 | 425949.2282 | 438992.8322 | 451922.225 | 468811.8547 | 495032.0358 | 522462.293 | 556588.7962 | 584814.6343 | 621797.0194 | 652636.5704 | 676103.7513 | 706797.941
Scenario 2: High TRC | PG&E | Com | WholeBlg | Com - School | Rate Impact Measure Test | Energy Efficiency | 411741.9704 | 425949.2282 | 438992.8322 | 451922.225 | 468811.8547 | 495032.0358 | 522462.293 | 556588.7962 | 584814.6343 | 621797.0194 | 652636.5704 | 676103.7513 | 706797.941
Scenario 2: High TRC | PG&E | Com | WholeBlg | Com - School | Total Resource Cost Test | Energy Efficiency | 411741.9704 | 425949.2282 | 438992.8322 | 451922.225 | 468811.8547 | 495032.0358 | 522462.293 | 556588.7962 | 584814.6343 | 621797.0194 | 652636.5704 | 676103.7513 | 706797.941
Scenario 2: High TRC | PG&E | Com | WholeBlg | Com - Warehouse | Participant Cost Test | Energy Efficiency | 902460.4268 | 937109.8303 | 969188.202 | 999432.6291 | 1044768.7324 | 1125317.5927 | 1206494.0261 | 1371815.7523 | 1460502.4035 | 1577786.2783 | 1673188.97 | 1737184.1891 | 1780585.4369
Scenario 2: High TRC | PG&E | Com | WholeBlg | Com - Warehouse | Program Administrator Cost Test | Energy Efficiency | 902460.4268 | 937109.8303 | 969188.202 | 999432.6291 | 1044768.7324 | 1125317.5927 | 1206494.0261 | 1371815.7523 | 1460502.4035 | 1577786.2783 | 1673188.97 | 1737184.1891 | 1780585.4369
Scenario 2: High TRC | PG&E | Com | WholeBlg | Com - Warehouse | Rate Impact Measure Test | Energy Efficiency | 902460.4268 | 937109.8303 | 969188.202 | 999432.6291 | 1044768.7324 | 1125317.5927 | 1206494.0261 | 1371815.7523 | 1460502.4035 | 1577786.2783 | 1673188.97 | 1737184.1891 | 1780585.4369
Scenario 2: High TRC | PG&E | Com | WholeBlg | Com - Warehouse | Total Resource Cost Test | Energy Efficiency | 902460.4268 | 937109.8303 | 969188.202 | 999432.6291 | 1044768.7324 | 1125317.5927 | 1206494.0261 | 1371815.7523 | 1460502.4035 | 1577786.2783 | 1673188.97 | 1737184.1891 | 1780585.4369
Scenario 2: High TRC | PG&E | Ind | WholeBlg | Ind - All Other Industrial | Participant Cost Test | Energy Efficiency | 308854.2836 | 317135.7849 | 323125.2751 | 328587.8157 | 336487.1838 | 352276.9643 | 369437.8525 | 387026.4789 | 404433.502 | 423253.9578 | 442858.9968 | 459483.8126 | 477393.9396
Scenario 2: High TRC | PG&E | Ind | WholeBlg | Ind - All Other Industrial | Program Administrator Cost Test | Energy Efficiency | 308854.2836 | 317135.7849 | 323125.2751 | 328587.8157 | 336487.1838 | 352276.9643 | 369437.8525 | 387026.4789 | 404433.502 | 423253.9578 | 442858.9968 | 459483.8126 | 477393.9396
Scenario 2: High TRC | PG&E | Ind | WholeBlg | Ind - All Other Industrial | Rate Impact Measure Test | Energy Efficiency | 308854.2836 | 317135.7849 | 323125.2751 | 328587.8157 | 336487.1838 | 352276.9643 | 369437.8525 | 387026.4789 | 404433.502 | 423253.9578 | 442858.9968 | 459483.8126 | 477393.9396
Scenario 2: High TRC | PG&E | Ind | WholeBlg | Ind - All Other Industrial | Total Resource Cost Test | Energy Efficiency | 308854.2836 | 317135.7849 | 323125.2751 | 328587.8157 | 336487.1838 | 352276.9643 | 369437.8525 | 387026.4789 | 404433.502 | 423253.9578 | 442858.9968 | 459483.8126 | 477393.9396
Scenario 2: High TRC | PG&E | Ind | WholeBlg | Ind - Chemicals | Participant Cost Test | Energy Efficiency | 5728790.4564 | 6029910.1592 | 6332685.3201 | 6645293.3346 | 6982619.1196 | 7366491.0178 | 7770713.8 | 8192500.2019 | 8636438.2932 | 9109982.808 | 9610031.3478 | 10119546.7027 | 10659317.4391
Scenario 2: High TRC | PG&E | Ind | WholeBlg | Ind - Chemicals | Program Administrator Cost Test | Energy Efficiency | 5728790.4564 | 6029910.1592 | 6332685.3201 | 6645293.3346 | 6982619.1196 | 7366491.0178 | 7770713.8 | 8192500.2019 | 8636438.2932 | 9109982.808 | 9610031.3478 | 10119546.7027 | 10659317.4391
Scenario 2: High TRC | PG&E | Ind | WholeBlg | Ind - Chemicals | Rate Impact Measure Test | Energy Efficiency | 5728790.4564 | 6029910.1592 | 6332685.3201 | 6645293.3346 | 6982619.1196 | 7366491.0178 | 7770713.8 | 8192500.2019 | 8636438.2932 | 9109982.808 | 9610031.3478 | 10119546.7027 | 10659317.4391
Scenario 2: High TRC | PG&E | Ind | WholeBlg | Ind - Chemicals | Total Resource Cost Test | Energy Efficiency | 5728790.4564 | 6029910.1592 | 6332685.3201 | 6645293.3346 | 6982619.1196 | 7366491.0178 | 7770713.8 | 8192500.2019 | 8636438.2932 | 9109982.808 | 9610031.3478 | 10119546.7027 | 10659317.4391
Scenario 2: High TRC | PG&E | Ind | WholeBlg | Ind - Electronics | Participant Cost Test | Energy Efficiency | 1924335.5969 | 1964162.7981 | 1984573.1424 | 1998552.8251 | 2030434.569 | 2126206.1273 | 2231300.675 | 2336953.1001 | 2437911.4541 | 2546785.0542 | 2657482.2118 | 2737923.8021 | 2824206.0059
Scenario 2: High TRC | PG&E | Ind | WholeBlg | Ind - Electronics | Program Administrator Cost Test | Energy Efficiency | 1924335.5969 | 1964162.7981 | 1984573.1424 | 1998552.8251 | 2030434.569 | 2126206.1273 | 2231300.675 | 2336953.1001 | 2437911.4541 | 2546785.0542 | 2657482.2118 | 2737923.8021 | 2824206.0059
Scenario 2: High TRC | PG&E | Ind | WholeBlg | Ind - Electronics | Rate Impact Measure Test | Energy Efficiency | 1924335.5969 | 1964162.7981 | 1984573.1424 | 1998552.8251 | 2030434.569 | 2126206.1273 | 2231300.675 | 2336953.1001 | 2437911.4541 | 2546785.0542 | 2657482.2118 | 2737923.8021 | 2824206.0059
Scenario 2: High TRC | PG&E | Ind | WholeBlg | Ind - Electronics | Total Resource Cost Test | Energy Efficiency | 1924335.5969 | 1964162.7981 | 1984573.1424 | 1998552.8251 | 2030434.569 | 2126206.1273 | 2231300.675 | 2336953.1001 | 2437911.4541 | 2546785.0542 | 2657482.2118 | 2737923.8021 | 2824206.0059
Scenario 2: High TRC | PG&E | Ind | WholeBlg | Ind - Fabricated Metals | Participant Cost Test | Energy Efficiency | 606693.625 | 631901.576 | 653891.2795 | 673139.634 | 695717.1217 | 730577.9218 | 767382.8321 | 805002.0463 | 842742.2484 | 883238.8363 | 925159.3672 | 962138.0227 | 1001160.8346
Scenario 2: High TRC | PG&E | Ind | WholeBlg | Ind - Fabricated Metals | Program Administrator Cost Test | Energy Efficiency | 606693.625 | 631901.576 | 653891.2795 | 673139.634 | 695717.1217 | 730577.9218 | 767382.8321 | 805002.0463 | 842742.2484 | 883238.8363 | 925159.3672 | 962138.0227 | 1001160.8346
Scenario 2: High TRC | PG&E | Ind | WholeBlg | Ind - Fabricated Metals | Rate Impact Measure Test | Energy Efficiency | 606693.625 | 631901.576 | 653891.2795 | 673139.634 | 695717.1217 | 730577.9218 | 767382.8321 | 805002.0463 | 842742.2484 | 883238.8363 | 925159.3672 | 962138.0227 | 1001160.8346
Scenario 2: High TRC | PG&E | Ind | WholeBlg | Ind - Fabricated Metals | Total Resource Cost Test | Energy Efficiency | 606693.625 | 631901.576 | 653891.2795 | 673139.634 | 695717.1217 | 730577.9218 | 767382.8321 | 805002.0463 | 842742.2484 | 883238.8363 | 925159.3672 | 962138.0227 | 1001160.8346
Scenario 2: High TRC | PG&E | Ind | WholeBlg | Ind - Food | Participant Cost Test | Energy Efficiency | 11160928.9025 | 11685271.7686 | 12204191.7177 | 12737019.0178 | 13314534.9195 | 13994471.466 | 14718690.0713 | 15476632.0153 | 16267921.8983 | 17111524.5015 | 17999945.5572 | 18896491.4749 | 19846198.4823
Scenario 2: High TRC | PG&E | Ind | WholeBlg | Ind - Food | Program Administrator Cost Test | Energy Efficiency | 11160928.9025 | 11685271.7686 | 12204191.7177 | 12737019.0178 | 13314534.9195 | 13994471.466 | 14718690.0713 | 15476632.0153 | 16267921.8983 | 17111524.5015 | 17999945.5572 | 18896491.4749 | 19846198.4823
Scenario 2: High TRC | PG&E | Ind | WholeBlg | Ind - Food | Rate Impact Measure Test | Energy Efficiency | 11160928.9025 | 11685271.7686 | 12204191.7177 | 12737019.0178 | 13314534.9195 | 13994471.466 | 14718690.0713 | 15476632.0153 | 16267921.8983 | 17111524.5015 | 17999945.5572 | 18896491.4749 | 19846198.4823
Scenario 2: High TRC | PG&E | Ind | WholeBlg | Ind - Food | Total Resource Cost Test | Energy Efficiency | 11160928.9025 | 11685271.7686 | 12204191.7177 | 12737019.0178 | 13314534.9195 | 13994471.466 | 14718690.0713 | 15476632.0153 | 16267921.8983 | 17111524.5015 | 17999945.5572 | 18896491.4749 | 19846198.4823
Scenario 2: High TRC | PG&E | Ind | WholeBlg | Ind - Industrial Machinery | Participant Cost Test | Energy Efficiency | 407108.4335 | 421811.4871 | 433553.0479 | 442343.0252 | 453439.5219 | 475534.854 | 499536.4093 | 523903.0151 | 547889.5497 | 573845.77 | 600430.1433 | 621870.7823 | 644496.2042
Scenario 2: High TRC | PG&E | Ind | WholeBlg | Ind - Industrial Machinery | Program Administrator Cost Test | Energy Efficiency | 407108.4335 | 421811.4871 | 433553.0479 | 442343.0252 | 453439.5219 | 475534.854 | 499536.4093 | 523903.0151 | 547889.5497 | 573845.77 | 600430.1433 | 621870.7823 | 644496.2042
Scenario 2: High TRC | PG&E | Ind | WholeBlg | Ind - Industrial Machinery | Rate Impact Measure Test | Energy Efficiency | 407108.4335 | 421811.4871 | 433553.0479 | 442343.0252 | 453439.5219 | 475534.854 | 499536.4093 | 523903.0151 | 547889.5497 | 573845.77 | 600430.1433 | 621870.7823 | 644496.2042
Scenario 2: High TRC | PG&E | Ind | WholeBlg | Ind - Industrial Machinery | Total Resource Cost Test | Energy Efficiency | 407108.4335 | 421811.4871 | 433553.0479 | 442343.0252 | 453439.5219 | 475534.854 | 499536.4093 | 523903.0151 | 547889.5497 | 573845.77 | 600430.1433 | 621870.7823 | 644496.2042
Scenario 2: High TRC | PG&E | Ind | WholeBlg | Ind - Lumber & Furniture | Participant Cost Test | Energy Efficiency | 292924.9796 | 298019.9083 | 300196.0654 | 301531.1301 | 305594.2814 | 318890.695 | 333265.769 | 347669.2273 | 361345.0812 | 376161.2189 | 391242.7568 | 401960.3742 | 413516.5457
Scenario 2: High TRC | PG&E | Ind | WholeBlg | Ind - Lumber & Furniture | Program Administrator Cost Test | Energy Efficiency | 292924.9796 | 298019.9083 | 300196.0654 | 301531.1301 | 305594.2814 | 318890.695 | 333265.769 | 347669.2273 | 361345.0812 | 376161.2189 | 391242.7568 | 401960.3742 | 413516.5457
Scenario 2: High TRC | PG&E | Ind | WholeBlg | Ind - Lumber & Furniture | Rate Impact Measure Test | Energy Efficiency | 292924.9796 | 298019.9083 | 300196.0654 | 301531.1301 | 305594.2814 | 318890.695 | 333265.769 | 347669.2273 | 361345.0812 | 376161.2189 | 391242.7568 | 401960.3742 | 413516.5457
Scenario 2: High TRC | PG&E | Ind | WholeBlg | Ind - Lumber & Furniture | Total Resource Cost Test | Energy Efficiency | 292924.9796 | 298019.9083 | 300196.0654 | 301531.1301 | 305594.2814 | 318890.695 | 333265.769 | 347669.2273 | 361345.0812 | 376161.2189 | 391242.7568 | 401960.3742 | 413516.5457
Scenario 2: High TRC | PG&E | Ind | WholeBlg | Ind - Paper | Participant Cost Test | Energy Efficiency | 421571.1547 | 440804.1001 | 460148.9466 | 480568.2192 | 503135.9329 | 530513.2316 | 559893.2791 | 591253.5869 | 624547.2634 | 660943.1347 | 700069.3141 | 739811.0938 | 782462.5304
Scenario 2: High TRC | PG&E | Ind | WholeBlg | Ind - Paper | Program Administrator Cost Test | Energy Efficiency | 421571.1547 | 440804.1001 | 460148.9466 | 480568.2192 | 503135.9329 | 530513.2316 | 559893.2791 | 591253.5869 | 624547.2634 | 660943.1347 | 700069.3141 | 739811.0938 | 782462.5304
Scenario 2: High TRC | PG&E | Ind | WholeBlg | Ind - Paper | Rate Impact Measure Test | Energy Efficiency | 421571.1547 | 440804.1001 | 460148.9466 | 480568.2192 | 503135.9329 | 530513.2316 | 559893.2791 | 591253.5869 | 624547.2634 | 660943.1347 | 700069.3141 | 739811.0938 | 782462.5304
Scenario 2: High TRC | PG&E | Ind | WholeBlg | Ind - Paper | Total Resource Cost Test | Energy Efficiency | 421571.1547 | 440804.1001 | 460148.9466 | 480568.2192 | 503135.9329 | 530513.2316 | 559893.2791 | 591253.5869 | 624547.2634 | 660943.1347 | 700069.3141 | 739811.0938 | 782462.5304
Scenario 2: High TRC | PG&E | Ind | WholeBlg | Ind - Petroleum | Participant Cost Test | Energy Efficiency | 15660077.3085 | 16439502.9592 | 17240577.9481 | 18079667.178 | 18973675.8711 | 19958437.645 | 20996227.2923 | 22082341.4138 | 23229646.5362 | 24449995.4128 | 25732342.8701 | 27049194.3423 | 28443652.5429
Scenario 2: High TRC | PG&E | Ind | WholeBlg | Ind - Petroleum | Program Administrator Cost Test | Energy Efficiency | 15660077.3085 | 16439502.9592 | 17240577.9481 | 18079667.178 | 18973675.8711 | 19958437.645 | 20996227.2923 | 22082341.4138 | 23229646.5362 | 24449995.4128 | 25732342.8701 | 27049194.3423 | 28443652.5429
Scenario 2: High TRC | PG&E | Ind | WholeBlg | Ind - Petroleum | Rate Impact Measure Test | Energy Efficiency | 15660077.3085 | 16439502.9592 | 17240577.9481 | 18079667.178 | 18973675.8711 | 19958437.645 | 20996227.2923 | 22082341.4138 | 23229646.5362 | 24449995.4128 | 25732342.8701 | 27049194.3423 | 28443652.5429
Scenario 2: High TRC | PG&E | Ind | WholeBlg | Ind - Petroleum | Total Resource Cost Test | Energy Efficiency | 15660077.3085 | 16439502.9592 | 17240577.9481 | 18079667.178 | 18973675.8711 | 19958437.645 | 20996227.2923 | 22082341.4138 | 23229646.5362 | 24449995.4128 | 25732342.8701 | 27049194.3423 | 28443652.5429
Scenario 2: High TRC | PG&E | Ind | WholeBlg | Ind - Plastics | Participant Cost Test | Energy Efficiency | 368371.0403 | 383402.916 | 395323.2692 | 406390.3403 | 421520.9952 | 448423.1461 | 476452.4375 | 503974.3845 | 531761.4171 | 562034.1414 | 593629.1217 | 620531.2687 | 649309.8741
Scenario 2: High TRC | PG&E | Ind | WholeBlg | Ind - Plastics | Program Administrator Cost Test | Energy Efficiency | 368371.0403 | 383402.916 | 395323.2692 | 406390.3403 | 421520.9952 | 448423.1461 | 476452.4375 | 503974.3845 | 531761.4171 | 562034.1414 | 593629.1217 | 620531.2687 | 649309.8741
Scenario 2: High TRC | PG&E | Ind | WholeBlg | Ind - Plastics | Rate Impact Measure Test | Energy Efficiency | 368371.0403 | 383402.916 | 395323.2692 | 406390.3403 | 421520.9952 | 448423.1461 | 476452.4375 | 503974.3845 | 531761.4171 | 562034.1414 | 593629.1217 | 620531.2687 | 649309.8741
Scenario 2: High TRC | PG&E | Ind | WholeBlg | Ind - Plastics | Total Resource Cost Test | Energy Efficiency | 368371.0403 | 383402.916 | 395323.2692 | 406390.3403 | 421520.9952 | 448423.1461 | 476452.4375 | 503974.3845 | 531761.4171 | 562034.1414 | 593629.1217 | 620531.2687 | 649309.8741
Scenario 2: High TRC | PG&E | Ind | WholeBlg | Ind - Primary Metals | Participant Cost Test | Energy Efficiency | 639846.5778 | 670030.3299 | 699555.6471 | 729263.7178 | 761880.5074 | 802686.465 | 846450.0697 | 892223.2693 | 939544.9885 | 989977.6446 | 1042856.384 | 1094673.9369 | 1149569.8005
Scenario 2: High TRC | PG&E | Ind | WholeBlg | Ind - Primary Metals | Program Administrator Cost Test | Energy Efficiency | 639846.5778 | 670030.3299 | 699555.6471 | 729263.7178 | 761880.5074 | 802686.465 | 846450.0697 | 892223.2693 | 939544.9885 | 989977.6446 | 1042856.384 | 1094673.9369 | 1149569.8005
Scenario 2: High TRC | PG&E | Ind | WholeBlg | Ind - Primary Metals | Rate Impact Measure Test | Energy Efficiency | 639846.5778 | 670030.3299 | 699555.6471 | 729263.7178 | 761880.5074 | 802686.465 | 846450.0697 | 892223.2693 | 939544.9885 | 989977.6446 | 1042856.384 | 1094673.9369 | 1149569.8005
Scenario 2: High TRC | PG&E | Ind | WholeBlg | Ind - Primary Metals | Total Resource Cost Test | Energy Efficiency | 639846.5778 | 670030.3299 | 699555.6471 | 729263.7178 | 761880.5074 | 802686.465 | 846450.0697 | 892223.2693 | 939544.9885 | 989977.6446 | 1042856.384 | 1094673.9369 | 1149569.8005
Scenario 2: High TRC | PG&E | Ind | WholeBlg | Ind - Printing & Publishing | Participant Cost Test | Energy Efficiency | 242270.3786 | 247990.027 | 251789.7785 | 255136.567 | 260404.0575 | 272287.9604 | 285205.6183 | 298343.9526 | 311246.5358 | 325202.3929 | 339537.2915 | 350981.2759 | 363267.6445
Scenario 2: High TRC | PG&E | Ind | WholeBlg | Ind - Printing & Publishing | Program Administrator Cost Test | Energy Efficiency | 242270.3786 | 247990.027 | 251789.7785 | 255136.567 | 260404.0575 | 272287.9604 | 285205.6183 | 298343.9526 | 311246.5358 | 325202.3929 | 339537.2915 | 350981.2759 | 363267.6445
Scenario 2: High TRC | PG&E | Ind | WholeBlg | Ind - Printing & Publishing | Rate Impact Measure Test | Energy Efficiency | 242270.3786 | 247990.027 | 251789.7785 | 255136.567 | 260404.0575 | 272287.9604 | 285205.6183 | 298343.9526 | 311246.5358 | 325202.3929 | 339537.2915 | 350981.2759 | 363267.6445
Scenario 2: High TRC | PG&E | Ind | WholeBlg | Ind - Printing & Publishing | Total Resource Cost Test | Energy Efficiency | 242270.3786 | 247990.027 | 251789.7785 | 255136.567 | 260404.0575 | 272287.9604 | 285205.6183 | 298343.9526 | 311246.5358 | 325202.3929 | 339537.2915 | 350981.2759 | 363267.6445
Scenario 2: High TRC | PG&E | Ind | WholeBlg | Ind - Stone-Glass-Clay | Participant Cost Test | Energy Efficiency | 4482065.2458 | 4751615.4607 | 5018236.1188 | 5291009.4758 | 5582659.7898 | 5906542.692 | 6245480.3602 | 6602235.5681 | 6977134.366 | 7377231.3782 | 7802222.4322 | 8241653.1584 | 8707450.9799
Scenario 2: High TRC | PG&E | Ind | WholeBlg | Ind - Stone-Glass-Clay | Program Administrator Cost Test | Energy Efficiency | 4482065.2458 | 4751615.4607 | 5018236.1188 | 5291009.4758 | 5582659.7898 | 5906542.692 | 6245480.3602 | 6602235.5681 | 6977134.366 | 7377231.3782 | 7802222.4322 | 8241653.1584 | 8707450.9799
Scenario 2: High TRC | PG&E | Ind | WholeBlg | Ind - Stone-Glass-Clay | Rate Impact Measure Test | Energy Efficiency | 4482065.2458 | 4751615.4607 | 5018236.1188 | 5291009.4758 | 5582659.7898 | 5906542.692 | 6245480.3602 | 6602235.5681 | 6977134.366 | 7377231.3782 | 7802222.4322 | 8241653.1584 | 8707450.9799
Scenario 2: High TRC | PG&E | Ind | WholeBlg | Ind - Stone-Glass-Clay | Total Resource Cost Test | Energy Efficiency | 4482065.2458 | 4751615.4607 | 5018236.1188 | 5291009.4758 | 5582659.7898 | 5906542.692 | 6245480.3602 | 6602235.5681 | 6977134.366 | 7377231.3782 | 7802222.4322 | 8241653.1584 | 8707450.9799
Scenario 2: High TRC | PG&E | Ind | WholeBlg | Ind - Textiles | Participant Cost Test | Energy Efficiency | 22043.6723 | 22695.6342 | 23231.92 | 23717.0331 | 24332.6653 | 25398.0168 | 26543.5173 | 27712.4494 | 28879.1124 | 30135.3865 | 31440.0189 | 32588.9293 | 33820.9005
Scenario 2: High TRC | PG&E | Ind | WholeBlg | Ind - Textiles | Program Administrator Cost Test | Energy Efficiency | 22043.6723 | 22695.6342 | 23231.92 | 23717.0331 | 24332.6653 | 25398.0168 | 26543.5173 | 27712.4494 | 28879.1124 | 30135.3865 | 31440.0189 | 32588.9293 | 33820.9005
Scenario 2: High TRC | PG&E | Ind | WholeBlg | Ind - Textiles | Rate Impact Measure Test | Energy Efficiency | 22043.6723 | 22695.6342 | 23231.92 | 23717.0331 | 24332.6653 | 25398.0168 | 26543.5173 | 27712.4494 | 28879.1124 | 30135.3865 | 31440.0189 | 32588.9293 | 33820.9005
Scenario 2: High TRC | PG&E | Ind | WholeBlg | Ind - Textiles | Total Resource Cost Test | Energy Efficiency | 22043.6723 | 22695.6342 | 23231.92 | 23717.0331 | 24332.6653 | 25398.0168 | 26543.5173 | 27712.4494 | 28879.1124 | 30135.3865 | 31440.0189 | 32588.9293 | 33820.9005
Scenario 2: High TRC | PG&E | Ind | WholeBlg | Ind - Transportation Equipment | Participant Cost Test | Energy Efficiency | 593228.9426 | 612949.6356 | 631177.6332 | 647747.3356 | 667536.6315 | 699081.7686 | 733479.1741 | 768964.3858 | 804792.7147 | 843194.8702 | 882860.2574 | 918043.725 | 955196.3748
Scenario 2: High TRC | PG&E | Ind | WholeBlg | Ind - Transportation Equipment | Program Administrator Cost Test | Energy Efficiency | 593228.9426 | 612949.6356 | 631177.6332 | 647747.3356 | 667536.6315 | 699081.7686 | 733479.1741 | 768964.3858 | 804792.7147 | 843194.8702 | 882860.2574 | 918043.725 | 955196.3748
Scenario 2: High TRC | PG&E | Ind | WholeBlg | Ind - Transportation Equipment | Rate Impact Measure Test | Energy Efficiency | 593228.9426 | 612949.6356 | 631177.6332 | 647747.3356 | 667536.6315 | 699081.7686 | 733479.1741 | 768964.3858 | 804792.7147 | 843194.8702 | 882860.2574 | 918043.725 | 955196.3748
Scenario 2: High TRC | PG&E | Ind | WholeBlg | Ind - Transportation Equipment | Total Resource Cost Test | Energy Efficiency | 593228.9426 | 612949.6356 | 631177.6332 | 647747.3356 | 667536.6315 | 699081.7686 | 733479.1741 | 768964.3858 | 804792.7147 | 843194.8702 | 882860.2574 | 918043.725 | 955196.3748
Scenario 2: High TRC | PG&E | Res | AppPlug | Res - Multi Family | Participant Cost Test | Energy Efficiency | 0 | 0 | 0 | 0 | 0 | 0 | 178897.4293 | 200266.5597 | 176328.9415 | 150337.8934 | 122550.6187 | 92632.81 | 60180.7033
Scenario 2: High TRC | PG&E | Res | AppPlug | Res - Multi Family | Participant Cost Test | Fuel Substitution | 8.0744 | 8.8253 | 9.4539 | 10.0272 | 10.5076 | 0 | 0 | 0 | 0 | 0 | 0 | 0 | 0
Scenario 2: High TRC | PG&E | Res | AppPlug | Res - Multi Family | Program Administrator Cost Test | Energy Efficiency | 0 | 0 | 0 | 0 | 0 | 0 | 58301.4906 | 75591.5212 | 78749.8746 | 81990.8596 | 85702.7321 | 89665.8678 | 93839.6803
Scenario 2: High TRC | PG&E | Res | AppPlug | Res - Multi Family | Program Administrator Cost Test | Fuel Substitution | 47.8466 | 54.3768 | 61.5393 | 69.3516 | 77.8419 | 0 | 0 | 0 | 0 | 0 | 0 | 0 | 0
Scenario 2: High TRC | PG&E | Res | AppPlug | Res - Multi Family | Rate Impact Measure Test | Energy Efficiency | 0 | 0 | 0 | 0 | 0 | 0 | 58301.4906 | 75591.5212 | 78749.8746 | 81990.8596 | 85702.7321 | 89665.8678 | 93839.6803
Scenario 2: High TRC | PG&E | Res | AppPlug | Res - Multi Family | Rate Impact Measure Test | Fuel Substitution | 47.8466 | 54.3768 | 61.5393 | 69.3516 | 77.8419 | 0 | 0 | 0 | 0 | 0 | 0 | 0 | 0
Scenario 2: High TRC | PG&E | Res | AppPlug | Res - Multi Family | Total Resource Cost Test | Energy Efficiency | 0 | 0 | 0 | 0 | 0 | 0 | 58301.4906 | 75591.5212 | 78749.8746 | 81990.8596 | 85702.7321 | 89665.8678 | 93839.6803
Scenario 2: High TRC | PG&E | Res | AppPlug | Res - Multi Family | Total Resource Cost Test | Fuel Substitution | 47.8466 | 54.3768 | 61.5393 | 69.3516 | 77.8419 | 0 | 0 | 0 | 0 | 0 | 0 | 0 | 0
Scenario 2: High TRC | PG&E | Res | AppPlug | Res - Single Family | Participant Cost Test | Fuel Substitution | 53.2646 | 58.1087 | 62.2032 | 65.9819 | 69.2512 | 0 | 0 | 0 | 0 | 0 | 0 | 0 | 0
Scenario 2: High TRC | PG&E | Res | AppPlug | Res - Single Family | Program Administrator Cost Test | Fuel Substitution | 282.4888 | 320.2689 | 361.4 | 406.1796 | 454.9177 | 0 | 0 | 0 | 0 | 0 | 0 | 0 | 0
Scenario 2: High TRC | PG&E | Res | AppPlug | Res - Single Family | Rate Impact Measure Test | Fuel Substitution | 282.4888 | 320.2689 | 361.4 | 406.1796 | 454.9177 | 0 | 0 | 0 | 0 | 0 | 0 | 0 | 0
Scenario 2: High TRC | PG&E | Res | AppPlug | Res - Single Family | Total Resource Cost Test | Fuel Substitution | 282.4888 | 320.2689 | 361.4 | 406.1796 | 454.9177 | 0 | 0 | 0 | 0 | 0 | 0 | 0 | 0
Scenario 2: High TRC | PG&E | Res | BROs | Income Qualified - Multi Family IQ | Participant Cost Test | Energy Efficiency | 1925010.1581 | 2131990.5869 | 2332505.3919 | 2395934.5671 | 2413049.2415 | 2815219.7904 | 3068163.7585 | 3308919.6346 | 3574804.1631 | 3570692.8855 | 3864978.0549 | 3719606.2831 | 4001190.0617
Scenario 2: High TRC | PG&E | Res | BROs | Income Qualified - Multi Family IQ | Program Administrator Cost Test | Energy Efficiency | 1925010.1581 | 2131990.5869 | 2332505.3919 | 2395934.5671 | 2413049.2415 | 2815219.7904 | 3068163.7585 | 3308919.6346 | 3574804.1631 | 3570692.8855 | 3864978.0549 | 3719606.2831 | 4001190.0617
Scenario 2: High TRC | PG&E | Res | BROs | Income Qualified - Multi Family IQ | Rate Impact Measure Test | Energy Efficiency | 1925010.1581 | 2131990.5869 | 2332505.3919 | 2395934.5671 | 2413049.2415 | 2815219.7904 | 3068163.7585 | 3308919.6346 | 3574804.1631 | 3570692.8855 | 3864978.0549 | 3719606.2831 | 4001190.0617
Scenario 2: High TRC | PG&E | Res | BROs | Income Qualified - Multi Family IQ | Total Resource Cost Test | Energy Efficiency | 1925010.1581 | 2131990.5869 | 2332505.3919 | 2395934.5671 | 2413049.2415 | 2815219.7904 | 3068163.7585 | 3308919.6346 | 3574804.1631 | 3570692.8855 | 3864978.0549 | 3719606.2831 | 4001190.0617
Scenario 2: High TRC | PG&E | Res | BROs | Income Qualified - Single Family IQ | Participant Cost Test | Energy Efficiency | 7075722.268 | 7814736.2513 | 8519532.6361 | 8710741.4231 | 8727781.7418 | 10161305.6794 | 11049006.865 | 11877437.5868 | 12789563.2131 | 12706316.4419 | 13700167.8466 | 13276655.6147 | 14237199.448
Scenario 2: High TRC | PG&E | Res | BROs | Income Qualified - Single Family IQ | Program Administrator Cost Test | Energy Efficiency | 7075722.268 | 7814736.2513 | 8519532.6361 | 8710741.4231 | 8727781.7418 | 10161305.6794 | 11049006.865 | 11877437.5868 | 12789563.2131 | 12706316.4419 | 13700167.8466 | 13276655.6147 | 14237199.448
Scenario 2: High TRC | PG&E | Res | BROs | Income Qualified - Single Family IQ | Rate Impact Measure Test | Energy Efficiency | 7075722.268 | 7814736.2513 | 8519532.6361 | 8710741.4231 | 8727781.7418 | 10161305.6794 | 11049006.865 | 11877437.5868 | 12789563.2131 | 12706316.4419 | 13700167.8466 | 13276655.6147 | 14237199.448
Scenario 2: High TRC | PG&E | Res | BROs | Income Qualified - Single Family IQ | Total Resource Cost Test | Energy Efficiency | 7075722.268 | 7814736.2513 | 8519532.6361 | 8710741.4231 | 8727781.7418 | 10161305.6794 | 11049006.865 | 11877437.5868 | 12789563.2131 | 12706316.4419 | 13700167.8466 | 13276655.6147 | 14237199.448
Scenario 2: High TRC | PG&E | Res | BROs | Res - Multi Family | Participant Cost Test | Energy Efficiency | 19035785.855 | 20934720.2434 | 22768347.5405 | 23404596.5875 | 23646201.2882 | 27258507.3025 | 29589423.7973 | 31807402.4891 | 34249169.501 | 34351727.7303 | 37042575.8612 | 39979858.3778 | 43162855.6131
Scenario 2: High TRC | PG&E | Res | BROs | Res - Multi Family | Program Administrator Cost Test | Energy Efficiency | 19035785.855 | 20934720.2434 | 22768347.5405 | 23404596.5875 | 23646201.2882 | 27258507.3025 | 29589423.7973 | 31807402.4891 | 34249169.501 | 34351727.7303 | 37042575.8612 | 39979858.3778 | 43162855.6131
Scenario 2: High TRC | PG&E | Res | BROs | Res - Multi Family | Rate Impact Measure Test | Energy Efficiency | 19035785.855 | 20934720.2434 | 22768347.5405 | 23404596.5875 | 23646201.2882 | 27258507.3025 | 29589423.7973 | 31807402.4891 | 34249169.501 | 34351727.7303 | 37042575.8612 | 39979858.3778 | 43162855.6131
Scenario 2: High TRC | PG&E | Res | BROs | Res - Multi Family | Total Resource Cost Test | Energy Efficiency | 19035785.855 | 20934720.2434 | 22768347.5405 | 23404596.5875 | 23646201.2882 | 27258507.3025 | 29589423.7973 | 31807402.4891 | 34249169.501 | 34351727.7303 | 37042575.8612 | 39979858.3778 | 43162855.6131
Scenario 2: High TRC | PG&E | Res | BROs | Res - Single Family | Participant Cost Test | Energy Efficiency | 4866331.1106 | 5370740.3555 | 5862147.7539 | 6037415.3672 | 6107872.8002 | 7074682.042 | 7695070.786 | 8291132.1781 | 8948659.7243 | 8984374.6053 | 9715854.0326 | 10514585.2768 | 11379947.1767
Scenario 2: High TRC | PG&E | Res | BROs | Res - Single Family | Program Administrator Cost Test | Energy Efficiency | 4866331.1106 | 5370740.3555 | 5862147.7539 | 6037415.3672 | 6107872.8002 | 7074682.042 | 7695070.786 | 8291132.1781 | 8948659.7243 | 8984374.6053 | 9715854.0326 | 10514585.2768 | 11379947.1767
Scenario 2: High TRC | PG&E | Res | BROs | Res - Single Family | Rate Impact Measure Test | Energy Efficiency | 4866331.1106 | 5370740.3555 | 5862147.7539 | 6037415.3672 | 6107872.8002 | 7074682.042 | 7695070.786 | 8291132.1781 | 8948659.7243 | 8984374.6053 | 9715854.0326 | 10514585.2768 | 11379947.1767
Scenario 2: High TRC | PG&E | Res | BROs | Res - Single Family | Total Resource Cost Test | Energy Efficiency | 4866331.1106 | 5370740.3555 | 5862147.7539 | 6037415.3672 | 6107872.8002 | 7074682.042 | 7695070.786 | 8291132.1781 | 8948659.7243 | 8984374.6053 | 9715854.0326 | 10514585.2768 | 11379947.1767
Scenario 2: High TRC | PG&E | Res | BldgEnv | Res - Single Family | Participant Cost Test | Energy Efficiency | 378283.5378 | 469055.4856 | 501502.2883 | 499076.171 | 479209.9948 | 452170.2054 | 421395.2083 | 386784.9276 | 77288.473 | 0 | 0 | 0 | 0
Scenario 2: High TRC | PG&E | Res | BldgEnv | Res - Single Family | Program Administrator Cost Test | Energy Efficiency | 77391.4945 | 101931.9154 | 116112.8504 | 123395.6041 | 126782.4015 | 128247.8594 | 128580.1722 | 127679.8561 | 126771.9034 | 0 | 0 | 0 | 0
Scenario 2: High TRC | PG&E | Res | BldgEnv | Res - Single Family | Rate Impact Measure Test | Energy Efficiency | 77626.0015 | 102043.6114 | 116133.7182 | 123395.6041 | 126782.4015 | 128247.8594 | 128580.1722 | 127679.8561 | 126771.9034 | 0 | 0 | 0 | 0
Scenario 2: High TRC | PG&E | Res | BldgEnv | Res - Single Family | Total Resource Cost Test | Energy Efficiency | 337098.9169 | 424753.6223 | 464448.3258 | 474241.038 | 468575.487 | 456220.0839 | 440218.361 | 420865.0731 | 126771.9034 | 0 | 0 | 0 | 0
Scenario 2: High TRC | PG&E | Res | HVAC | Res - Multi Family | Participant Cost Test | Energy Efficiency | 49622.7364 | 53461.1653 | 408017.1311 | 497341.1469 | 527678.2344 | 517321.7826 | 488494.8512 | 450765.0367 | 404389.2516 | 350259.442 | 288994.1837 | 219850.4508 | 142297.5798
Scenario 2: High TRC | PG&E | Res | HVAC | Res - Multi Family | Participant Cost Test | Fuel Substitution | 1964.0425 | 190.8016 | 197.3264 | 202.5172 | 228.8404 | 88.6588 | 87.5716 | 83.9499 | 77.6804 | 71.3334 | 61.0259 | 47.3717 | 31.0018
Scenario 2: High TRC | PG&E | Res | HVAC | Res - Multi Family | Program Administrator Cost Test | Energy Efficiency | 19048.9939 | 22481.5494 | 188046.5763 | 252862.6657 | 299295.9656 | 330087.945 | 352411.1259 | 373382.0882 | 392740.3986 | 411498.5587 | 433691.3256 | 456033.6111 | 477580.0291
Scenario 2: High TRC | PG&E | Res | HVAC | Res - Multi Family | Program Administrator Cost Test | Fuel Substitution | 572.0515 | 639.9273 | 707.8987 | 780.7013 | 954.7089 | 99.091 | 109.2912 | 118.8982 | 127.5352 | 140.3021 | 151.4957 | 160.5023 | 168.0478
Scenario 2: High TRC | PG&E | Res | HVAC | Res - Multi Family | Rate Impact Measure Test | Energy Efficiency | 19048.9939 | 22481.5494 | 188046.5763 | 252862.6657 | 299295.9656 | 330087.945 | 352411.1259 | 373382.0882 | 392740.3986 | 411498.5587 | 433691.3256 | 456033.6111 | 477580.0291
Scenario 2: High TRC | PG&E | Res | HVAC | Res - Multi Family | Rate Impact Measure Test | Fuel Substitution | 572.0515 | 639.9273 | 707.8987 | 780.7013 | 954.7089 | 99.091 | 109.2912 | 118.8982 | 127.5352 | 140.3021 | 151.4957 | 160.5023 | 168.0478
Scenario 2: High TRC | PG&E | Res | HVAC | Res - Multi Family | Total Resource Cost Test | Energy Efficiency | 19048.9939 | 22481.5494 | 188046.5763 | 252862.6657 | 299295.9656 | 330087.945 | 352411.1259 | 373382.0882 | 392740.3986 | 411498.5587 | 433691.3256 | 456033.6111 | 477580.0291
Scenario 2: High TRC | PG&E | Res | HVAC | Res - Multi Family | Total Resource Cost Test | Fuel Substitution | 572.0515 | 639.9273 | 707.8987 | 780.7013 | 954.7089 | 99.091 | 109.2912 | 118.8982 | 127.5352 | 140.3021 | 151.4957 | 160.5023 | 168.0478
Scenario 2: High TRC | PG&E | Res | HVAC | Res - Single Family | Participant Cost Test | Energy Efficiency | 10163134.2351 | 11640040.044 | 12569353.9388 | 13117401.8137 | 11589397.391 | 4693682.5127 | 4423894.3289 | 4340633.8321 | 268905.5936 | 43339.3403 | 35720.003 | 27127.73 | 17528.467
Scenario 2: High TRC | PG&E | Res | HVAC | Res - Single Family | Participant Cost Test | Fuel Substitution | 43155.7663 | 10202.031 | 11754.7098 | 14182.0144 | 13479.7446 | 2996.5358 | 3043.6536 | 3045.5316 | 237.9587 | 218.9817 | 187.713 | 146.109 | 95.9251
Scenario 2: High TRC | PG&E | Res | HVAC | Res - Single Family | Program Administrator Cost Test | Energy Efficiency | 2076384.1397 | 2492672.9113 | 2798924.4321 | 3028119.8873 | 3227928.5442 | 1254280.3457 | 1282966.863 | 1338945.8746 | 245201.0475 | 50916.7604 | 53604.731 | 56270.7815 | 58829.1507
Scenario 2: High TRC | PG&E | Res | HVAC | Res - Single Family | Program Administrator Cost Test | Fuel Substitution | 23230.2523 | 26130.4606 | 31498.7465 | 40801.0492 | 46521.8803 | 1844.723 | 2010.1908 | 2168.1512 | 390.6789 | 430.7037 | 465.9941 | 495.0388 | 519.9693
Scenario 2: High TRC | PG&E | Res | HVAC | Res - Single Family | Rate Impact Measure Test | Energy Efficiency | 2076384.1397 | 2492672.9113 | 2798924.4321 | 3028119.8873 | 3227928.5442 | 1254280.3457 | 1282966.863 | 1338945.8746 | 245201.0475 | 50916.7604 | 53604.731 | 56270.7815 | 58829.1507
Scenario 2: High TRC | PG&E | Res | HVAC | Res - Single Family | Rate Impact Measure Test | Fuel Substitution | 25136.6702 | 27933.4887 | 33205.8728 | 42520.039 | 48058.1218 | 1844.723 | 2010.1908 | 2168.1512 | 390.6789 | 430.7037 | 465.9941 | 495.0388 | 519.9693
Scenario 2: High TRC | PG&E | Res | HVAC | Res - Single Family | Total Resource Cost Test | Energy Efficiency | 8944116.4568 | 10501820.0382 | 11589304.5822 | 12349865.9065 | 11097668.5484 | 3896563.7784 | 3832270.9409 | 3956499.5058 | 245201.0475 | 50916.7604 | 53604.731 | 56270.7815 | 58829.1507
Scenario 2: High TRC | PG&E | Res | HVAC | Res - Single Family | Total Resource Cost Test | Fuel Substitution | 31205.7536 | 33627.9643 | 39953.1781 | 50805.7583 | 55357.787 | 3190.7467 | 3443.1418 | 3682.826 | 390.6789 | 430.7037 | 465.9941 | 495.0388 | 519.9693
Scenario 2: High TRC | PG&E | Res | WaterHeat | Res - Multi Family | Participant Cost Test | Energy Efficiency | 452117.0481 | 909328.9278 | 961619.5163 | 980130.6064 | 928102.9841 | 504608.4979 | 449637.1068 | 412133.8499 | 696025.2279 | 631426.4297 | 504424.9807 | 540255.6075 | 330415.2144
Scenario 2: High TRC | PG&E | Res | WaterHeat | Res - Multi Family | Participant Cost Test | Fuel Substitution | 189897.2826 | 153945.7524 | 166810.7842 | 179857.0232 | 192871.0921 | 111520.8851 | 117892.9584 | 118919.8897 | 113640.354 | 105563.3312 | 93620.0752 | 72835.8498 | 43232.0236
Scenario 2: High TRC | PG&E | Res | WaterHeat | Res - Multi Family | Program Administrator Cost Test | Energy Efficiency | 630115.5315 | 1106361.0385 | 1236013.216 | 1344828.6754 | 1438592.7014 | 569949.0294 | 577739.1481 | 594535.3456 | 823541.3327 | 876485.381 | 899998.3197 | 1192494.5098 | 1278135.6063
Scenario 2: High TRC | PG&E | Res | WaterHeat | Res - Multi Family | Program Administrator Cost Test | Fuel Substitution | 5098695.09 | 5849199.2687 | 6667380.0056 | 7559810.2553 | 8525848.5675 | 85293.0708 | 102342.8644 | 119224.6831 | 134739.1401 | 153782.7458 | 178695.6705 | 201701.1455 | 220573.3573
Scenario 2: High TRC | PG&E | Res | WaterHeat | Res - Multi Family | Rate Impact Measure Test | Energy Efficiency | 630115.5315 | 1106361.0385 | 1236013.216 | 1344828.6754 | 1438592.7014 | 569949.0294 | 577739.1481 | 594535.3456 | 823541.3327 | 876485.381 | 899998.3197 | 1192494.5098 | 1278135.6063
Scenario 2: High TRC | PG&E | Res | WaterHeat | Res - Multi Family | Rate Impact Measure Test | Fuel Substitution | 8176712.6152 | 9001564.5263 | 9874449.5207 | 10770123.0105 | 11685294.0745 | 85293.0708 | 102342.8644 | 119224.6831 | 134739.1401 | 153782.7458 | 178695.6705 | 201701.1455 | 220573.3573
Scenario 2: High TRC | PG&E | Res | WaterHeat | Res - Multi Family | Total Resource Cost Test | Energy Efficiency | 630115.5315 | 1106361.0385 | 1236013.216 | 1344828.6754 | 1438592.7014 | 569949.0294 | 577739.1481 | 594535.3456 | 823541.3327 | 876485.381 | 899998.3197 | 1192494.5098 | 1278135.6063
Scenario 2: High TRC | PG&E | Res | WaterHeat | Res - Multi Family | Total Resource Cost Test | Fuel Substitution | 5098695.09 | 5849199.2687 | 6667380.0056 | 7559810.2553 | 8525848.5675 | 85293.0708 | 102342.8644 | 119224.6831 | 134739.1401 | 153782.7458 | 178695.6705 | 201701.1455 | 220573.3573
Scenario 2: High TRC | PG&E | Res | WaterHeat | Res - Single Family | Participant Cost Test | Energy Efficiency | 10252428.713 | 11314951.1501 | 11827102.7285 | 12098007.1011 | 11930748.974 | 6194888.0914 | 5760832.814 | 5256742.3738 | 1637195.5563 | 1850067.5662 | 1565228.7626 | 1139594.6724 | 1092223.6247
Scenario 2: High TRC | PG&E | Res | WaterHeat | Res - Single Family | Participant Cost Test | Fuel Substitution | 213593.401 | 45735.2503 | 58077.6529 | 70352.9759 | 83096.9632 | 1064131.8672 | 1152452.9852 | 1199653.2544 | 806124.7487 | 736559.5104 | 648082.7469 | 503930.4359 | 299073.4689
Scenario 2: High TRC | PG&E | Res | WaterHeat | Res - Single Family | Program Administrator Cost Test | Energy Efficiency | 4689321.0568 | 6043526.2871 | 8502581.5456 | 9354715.6597 | 10105803.6255 | 3797529.3361 | 3910007.1107 | 4006122.9156 | 2540697.6386 | 2964910.5017 | 3128790.6571 | 3213061.9333 | 4462135.6615
Scenario 2: High TRC | PG&E | Res | WaterHeat | Res - Single Family | Program Administrator Cost Test | Fuel Substitution | 232024.406 | 345000.7144 | 460964.1178 | 588059.0258 | 731853.4538 | 609564.9016 | 730063.1262 | 848440.6909 | 955792.1253 | 1073006.5323 | 1237016.5345 | 1395512.6006 | 1525897.5566
Scenario 2: High TRC | PG&E | Res | WaterHeat | Res - Single Family | Rate Impact Measure Test | Energy Efficiency | 4689321.0568 | 6043526.2871 | 8502581.5456 | 9354715.6597 | 10105803.6255 | 3797529.3361 | 3910007.1107 | 4006122.9156 | 2540697.6386 | 2964910.5017 | 3128790.6571 | 3213061.9333 | 4462135.6615
Scenario 2: High TRC | PG&E | Res | WaterHeat | Res - Single Family | Rate Impact Measure Test | Fuel Substitution | 252121.3272 | 369481.6532 | 488115.257 | 616054.197 | 759201.535 | 609564.9016 | 730063.1262 | 848440.6909 | 955792.1253 | 1073006.5323 | 1237016.5345 | 1395512.6006 | 1525897.5566
Scenario 2: High TRC | PG&E | Res | WaterHeat | Res - Single Family | Total Resource Cost Test | Energy Efficiency | 8915959.5683 | 10405519.8252 | 11407277.1369 | 12447939.0373 | 13347550.3927 | 4411203.4525 | 4543471.8059 | 4658066.7345 | 2540697.6386 | 2964910.5017 | 3128790.6571 | 3213061.9333 | 4462135.6615
Scenario 2: High TRC | PG&E | Res | WaterHeat | Res - Single Family | Total Resource Cost Test | Fuel Substitution | 255683.8129 | 378527.3864 | 503551.3116 | 639653.2021 | 792797.8196 | 876689.2664 | 1041526.3437 | 1201822.2606 | 955792.1253 | 1073006.5323 | 1237016.5345 | 1395512.6006 | 1525897.5566
Scenario 2: High TRC | PG&E | Res | WholeBlg | Res - Multi Family | Participant Cost Test | Energy Efficiency | 0 | 0 | 0 | 0 | 0 | 0 | 0 | 17551.666 | 14546.6044 | 11716.5424 | 8961.8383 | 6507.9051 | 4172.2757
Scenario 2: High TRC | PG&E | Res | WholeBlg | Res - Multi Family | Program Administrator Cost Test | Energy Efficiency | 0 | 0 | 0 | 0 | 0 | 0 | 0 | 21116.8003 | 20395.1371 | 19672.1985 | 18901.6257 | 18388.4645 | 17777.3488
Scenario 2: High TRC | PG&E | Res | WholeBlg | Res - Multi Family | Rate Impact Measure Test | Energy Efficiency | 0 | 0 | 0 | 0 | 0 | 0 | 0 | 21116.8003 | 20395.1371 | 19672.1985 | 18901.6257 | 18388.4645 | 17777.3488
Scenario 2: High TRC | PG&E | Res | WholeBlg | Res - Multi Family | Total Resource Cost Test | Energy Efficiency | 0 | 0 | 0 | 0 | 0 | 0 | 0 | 21116.8003 | 20395.1371 | 19672.1985 | 18901.6257 | 18388.4645 | 17777.3488
Scenario 2: High TRC | PG&E | Res | WholeBlg | Res - Single Family | Participant Cost Test | Energy Efficiency | 0 | 0 | 0 | 0 | 0 | 0 | 73175.1882 | 61848.0699 | 50260.5106 | 40082.6148 | 30175.3579 | 21432.91 | 13499.1634
Scenario 2: High TRC | PG&E | Res | WholeBlg | Res - Single Family | Program Administrator Cost Test | Energy Efficiency | 0 | 0 | 0 | 0 | 0 | 0 | 76103.76 | 73580.0817 | 69691.0903 | 66578.7352 | 63022.1546 | 60076.0997 | 57285.1387
Scenario 2: High TRC | PG&E | Res | WholeBlg | Res - Single Family | Rate Impact Measure Test | Energy Efficiency | 0 | 0 | 0 | 0 | 0 | 0 | 76103.76 | 73580.0817 | 69691.0903 | 66578.7352 | 63022.1546 | 60076.0997 | 57285.1387
Scenario 2: High TRC | PG&E | Res | WholeBlg | Res - Single Family | Total Resource Cost Test | Energy Efficiency | 0 | 0 | 0 | 0 | 0 | 0 | 76103.76 | 73580.0817 | 69691.0903 | 66578.7352 | 63022.1546 | 60076.0997 | 57285.1387
Scenario 2: High TRC | SCE | Ag | WholeBlg | Ag - Dairies, fishing, hunting | Participant Cost Test | Energy Efficiency | 84136.0191 | 89156.9664 | 94300.2982 | 99723.0213 | 106460.8248 | 113982.1666 | 119330.0242 | 121819.6446 | 124166.7522 | 126522.2243 | 128466.004 | 128701.8184 | 129001.4676
Scenario 2: High TRC | SCE | Ag | WholeBlg | Ag - Dairies, fishing, hunting | Program Administrator Cost Test | Energy Efficiency | 84136.0191 | 89156.9664 | 94300.2982 | 99723.0213 | 106460.8248 | 113982.1666 | 119330.0242 | 121819.6446 | 124166.7522 | 126522.2243 | 128466.004 | 128701.8184 | 129001.4676
Scenario 2: High TRC | SCE | Ag | WholeBlg | Ag - Dairies, fishing, hunting | Rate Impact Measure Test | Energy Efficiency | 84136.0191 | 89156.9664 | 94300.2982 | 99723.0213 | 106460.8248 | 113982.1666 | 119330.0242 | 121819.6446 | 124166.7522 | 126522.2243 | 128466.004 | 128701.8184 | 129001.4676
Scenario 2: High TRC | SCE | Ag | WholeBlg | Ag - Dairies, fishing, hunting | Total Resource Cost Test | Energy Efficiency | 84136.0191 | 89156.9664 | 94300.2982 | 99723.0213 | 106460.8248 | 113982.1666 | 119330.0242 | 121819.6446 | 124166.7522 | 126522.2243 | 128466.004 | 128701.8184 | 129001.4676
Scenario 2: High TRC | SCE | Ag | WholeBlg | Ag - Irrigated Agriculture, vineyards, forestry and greenhouses | Participant Cost Test | Energy Efficiency | 202513.1823 | 224432.7649 | 246905.0231 | 270623.9237 | 298678.8915 | 329440.55 | 354460.2225 | 371774.8542 | 389155.4999 | 407030.122 | 423820.4975 | 435017.4848 | 446409.1681
Scenario 2: High TRC | SCE | Ag | WholeBlg | Ag - Irrigated Agriculture, vineyards, forestry and greenhouses | Program Administrator Cost Test | Energy Efficiency | 202513.1823 | 224432.7649 | 246905.0231 | 270623.9237 | 298678.8915 | 329440.55 | 354460.2225 | 371774.8542 | 389155.4999 | 407030.122 | 423820.4975 | 435017.4848 | 446409.1681
Scenario 2: High TRC | SCE | Ag | WholeBlg | Ag - Irrigated Agriculture, vineyards, forestry and greenhouses | Rate Impact Measure Test | Energy Efficiency | 202513.1823 | 224432.7649 | 246905.0231 | 270623.9237 | 298678.8915 | 329440.55 | 354460.2225 | 371774.8542 | 389155.4999 | 407030.122 | 423820.4975 | 435017.4848 | 446409.1681
Scenario 2: High TRC | SCE | Ag | WholeBlg | Ag - Irrigated Agriculture, vineyards, forestry and greenhouses | Total Resource Cost Test | Energy Efficiency | 202513.1823 | 224432.7649 | 246905.0231 | 270623.9237 | 298678.8915 | 329440.55 | 354460.2225 | 371774.8542 | 389155.4999 | 407030.122 | 423820.4975 | 435017.4848 | 446409.1681
Scenario 2: High TRC | SCE | Ag | WholeBlg | Ag - Water pumping | Participant Cost Test | Energy Efficiency | 1172026.9792 | 1233628.3655 | 1296829.1465 | 1363511.2592 | 1447584.1229 | 1542009.5959 | 1606672.241 | 1632165.3886 | 1655299.0616 | 1678124.168 | 1695289.1709 | 1689882.1049 | 1685318.0643
Scenario 2: High TRC | SCE | Ag | WholeBlg | Ag - Water pumping | Program Administrator Cost Test | Energy Efficiency | 1172026.9792 | 1233628.3655 | 1296829.1465 | 1363511.2592 | 1447584.1229 | 1542009.5959 | 1606672.241 | 1632165.3886 | 1655299.0616 | 1678124.168 | 1695289.1709 | 1689882.1049 | 1685318.0643
Scenario 2: High TRC | SCE | Ag | WholeBlg | Ag - Water pumping | Rate Impact Measure Test | Energy Efficiency | 1172026.9792 | 1233628.3655 | 1296829.1465 | 1363511.2592 | 1447584.1229 | 1542009.5959 | 1606672.241 | 1632165.3886 | 1655299.0616 | 1678124.168 | 1695289.1709 | 1689882.1049 | 1685318.0643
Scenario 2: High TRC | SCE | Ag | WholeBlg | Ag - Water pumping | Total Resource Cost Test | Energy Efficiency | 1172026.9792 | 1233628.3655 | 1296829.1465 | 1363511.2592 | 1447584.1229 | 1542009.5959 | 1606672.241 | 1632165.3886 | 1655299.0616 | 1678124.168 | 1695289.1709 | 1689882.1049 | 1685318.0643
Scenario 2: High TRC | SCE | Com | BROs | Com - Lodging | Participant Cost Test | Energy Efficiency | 2949.0817 | 6374.3208 | 9678.5163 | 12625.8315 | 17797.5051 | 26851.2888 | 35934.2238 | 42891.4511 | 50702.2106 | 61490.0655 | 72619.3798 | 80866.477 | 88599.159
Scenario 2: High TRC | SCE | Com | BROs | Com - Lodging | Program Administrator Cost Test | Energy Efficiency | 2949.0817 | 6374.3208 | 9678.5163 | 12625.8315 | 17797.5051 | 26851.2888 | 35934.2238 | 42891.4511 | 50702.2106 | 61490.0655 | 72619.3798 | 80866.477 | 88599.159
Scenario 2: High TRC | SCE | Com | BROs | Com - Lodging | Rate Impact Measure Test | Energy Efficiency | 2949.0817 | 6374.3208 | 9678.5163 | 12625.8315 | 17797.5051 | 26851.2888 | 35934.2238 | 42891.4511 | 50702.2106 | 61490.0655 | 72619.3798 | 80866.477 | 88599.159
Scenario 2: High TRC | SCE | Com | BROs | Com - Lodging | Total Resource Cost Test | Energy Efficiency | 2949.0817 | 6374.3208 | 9678.5163 | 12625.8315 | 17797.5051 | 26851.2888 | 35934.2238 | 42891.4511 | 50702.2106 | 61490.0655 | 72619.3798 | 80866.477 | 88599.159
Scenario 2: High TRC | SCE | Com | BROs | Com - Other | Participant Cost Test | Energy Efficiency | 4738.7702 | 10199.1144 | 15428.2151 | 20044.5599 | 28140.1372 | 42285.8275 | 56416.7025 | 67105.4452 | 79051.2531 | 95522.3922 | 112409.5091 | 124765.0117 | 138332.7033
Scenario 2: High TRC | SCE | Com | BROs | Com - Other | Program Administrator Cost Test | Energy Efficiency | 4738.7702 | 10199.1144 | 15428.2151 | 20044.5599 | 28140.1372 | 42285.8275 | 56416.7025 | 67105.4452 | 79051.2531 | 95522.3922 | 112409.5091 | 124765.0117 | 138332.7033
Scenario 2: High TRC | SCE | Com | BROs | Com - Other | Rate Impact Measure Test | Energy Efficiency | 4738.7702 | 10199.1144 | 15428.2151 | 20044.5599 | 28140.1372 | 42285.8275 | 56416.7025 | 67105.4452 | 79051.2531 | 95522.3922 | 112409.5091 | 124765.0117 | 138332.7033
Scenario 2: High TRC | SCE | Com | BROs | Com - Other | Total Resource Cost Test | Energy Efficiency | 4738.7702 | 10199.1144 | 15428.2151 | 20044.5599 | 28140.1372 | 42285.8275 | 56416.7025 | 67105.4452 | 79051.2531 | 95522.3922 | 112409.5091 | 124765.0117 | 138332.7033
Scenario 2: High TRC | SCE | Com | BROs | Com - Retail | Participant Cost Test | Energy Efficiency | 9473.422 | 20325.5925 | 30683.1032 | 39707.3713 | 55533.1457 | 83144.3884 | 110530.0648 | 130998.6764 | 153724.1296 | 184983.3062 | 216686.7947 | 239451.5043 | 263631.5572
Scenario 2: High TRC | SCE | Com | BROs | Com - Retail | Program Administrator Cost Test | Energy Efficiency | 9473.422 | 20325.5925 | 30683.1032 | 39707.3713 | 55533.1457 | 83144.3884 | 110530.0648 | 130998.6764 | 153724.1296 | 184983.3062 | 216686.7947 | 239451.5043 | 263631.5572
Scenario 2: High TRC | SCE | Com | BROs | Com - Retail | Rate Impact Measure Test | Energy Efficiency | 9473.422 | 20325.5925 | 30683.1032 | 39707.3713 | 55533.1457 | 83144.3884 | 110530.0648 | 130998.6764 | 153724.1296 | 184983.3062 | 216686.7947 | 239451.5043 | 263631.5572
Scenario 2: High TRC | SCE | Com | BROs | Com - Retail | Total Resource Cost Test | Energy Efficiency | 9473.422 | 20325.5925 | 30683.1032 | 39707.3713 | 55533.1457 | 83144.3884 | 110530.0648 | 130998.6764 | 153724.1296 | 184983.3062 | 216686.7947 | 239451.5043 | 263631.5572
Scenario 2: High TRC | SCE | Com | BldgEnv | Com - College | Participant Cost Test | Energy Efficiency | 25407.7989 | 27220.318 | 28232.954 | 28267.5265 | 27224.8509 | 25267.0095 | 22515.6024 | 18066.0007 | 711.223 | 0 | 0 | 0 | 0
Scenario 2: High TRC | SCE | Com | BldgEnv | Com - College | Program Administrator Cost Test | Energy Efficiency | 185.6284 | 208.7487 | 225.9703 | 235.7633 | 241.4663 | 240.7145 | 224.7476 | 195.6958 | 25.2017 | 0 | 0 | 0 | 0
Scenario 2: High TRC | SCE | Com | BldgEnv | Com - College | Rate Impact Measure Test | Energy Efficiency | 185.6284 | 208.7487 | 225.9703 | 235.7633 | 241.4663 | 240.7145 | 224.7476 | 195.6958 | 25.2017 | 0 | 0 | 0 | 0
Scenario 2: High TRC | SCE | Com | BldgEnv | Com - College | Total Resource Cost Test | Energy Efficiency | 7641.1983 | 8103.7797 | 8317.4297 | 8239.6569 | 7857.8241 | 7218.3442 | 6362.6959 | 5367.978 | 25.2017 | 0 | 0 | 0 | 0
Scenario 2: High TRC | SCE | Com | BldgEnv | Com - Grocery | Participant Cost Test | Energy Efficiency | 1932.8115 | 2001.868 | 2032.7879 | 2057.3087 | 2077.8976 | 2061.8299 | 2004.7788 | 1915.8741 | 1345.1429 | 0 | 0 | 0 | 0
Scenario 2: High TRC | SCE | Com | BldgEnv | Com - Grocery | Program Administrator Cost Test | Energy Efficiency | 33.9197 | 37.5467 | 40.7862 | 44.3668 | 48.8965 | 53.5384 | 57.2533 | 60.6046 | 63.6705 | 0 | 0 | 0 | 0
Scenario 2: High TRC | SCE | Com | BldgEnv | Com - Grocery | Rate Impact Measure Test | Energy Efficiency | 33.9197 | 37.5467 | 40.7862 | 44.3668 | 48.8965 | 53.5384 | 57.2533 | 60.6046 | 63.6705 | 0 | 0 | 0 | 0
Scenario 2: High TRC | SCE | Com | BldgEnv | Com - Grocery | Total Resource Cost Test | Energy Efficiency | 348.6925 | 368.9122 | 385.2846 | 403.793 | 426.1158 | 446.1684 | 462.1798 | 480.2543 | 63.6705 | 0 | 0 | 0 | 0
Scenario 2: High TRC | SCE | Com | BldgEnv | Com - Health | Participant Cost Test | Energy Efficiency | 2185.6093 | 2249.2735 | 2320.2513 | 2297.8552 | 2295.4784 | 2245.493 | 2199.2802 | 2062.1217 | 1363.6242 | 0 | 0 | 0 | 0
Scenario 2: High TRC | SCE | Com | BldgEnv | Com - Health | Program Administrator Cost Test | Energy Efficiency | 44.5738 | 49.001 | 54.1005 | 57.4155 | 62.4508 | 67.2007 | 72.1938 | 74.6665 | 76.9384 | 0 | 0 | 0 | 0
Scenario 2: High TRC | SCE | Com | BldgEnv | Com - Health | Rate Impact Measure Test | Energy Efficiency | 44.5738 | 49.001 | 54.1005 | 57.4155 | 62.4508 | 67.2007 | 72.1938 | 74.6665 | 76.9384 | 0 | 0 | 0 | 0
Scenario 2: High TRC | SCE | Com | BldgEnv | Com - Health | Total Resource Cost Test | Energy Efficiency | 460.5928 | 483.1598 | 510.9096 | 522.9369 | 544.0908 | 559.4452 | 580.8874 | 589.8096 | 76.9384 | 0 | 0 | 0 | 0
Scenario 2: High TRC | SCE | Com | BldgEnv | Com - Lodging | Participant Cost Test | Energy Efficiency | 1353.009 | 1654.8212 | 2018.7449 | 2456.8356 | 2984.2587 | 3618.157 | 4376.5854 | 5050.9812 | 11.1202 | 0 | 0 | 0 | 0
Scenario 2: High TRC | SCE | Com | BldgEnv | Com - Lodging | Program Administrator Cost Test | Energy Efficiency | 28.1153 | 36.1972 | 46.1458 | 58.5272 | 75.6635 | 98.3477 | 123.9392 | 150.9339 | 2.7505 | 0 | 0 | 0 | 0
Scenario 2: High TRC | SCE | Com | BldgEnv | Com - Lodging | Rate Impact Measure Test | Energy Efficiency | 28.1153 | 36.1972 | 46.1458 | 58.5272 | 75.6635 | 98.3477 | 123.9392 | 150.9339 | 2.7505 | 0 | 0 | 0 | 0
Scenario 2: High TRC | SCE | Com | BldgEnv | Com - Lodging | Total Resource Cost Test | Energy Efficiency | 726.7632 | 884.0708 | 1072.8819 | 1299.057 | 1570.9861 | 1895.9923 | 2278.4397 | 2723.9527 | 2.7505 | 0 | 0 | 0 | 0
Scenario 2: High TRC | SCE | Com | BldgEnv | Com - Office (Large) | Participant Cost Test | Energy Efficiency | 26137.1644 | 26279.6208 | 26087.0243 | 25724.6404 | 25335.8923 | 24682.7543 | 23614.7159 | 22195.8856 | 12935.5751 | 0 | 0 | 0 | 0
Scenario 2: High TRC | SCE | Com | BldgEnv | Com - Office (Large) | Program Administrator Cost Test | Energy Efficiency | 954.3708 | 1021.5718 | 1080.8647 | 1140.4336 | 1218.5502 | 1301.4203 | 1358.7745 | 1397.0443 | 1420.3784 | 0 | 0 | 0 | 0
Scenario 2: High TRC | SCE | Com | BldgEnv | Com - Office (Large) | Rate Impact Measure Test | Energy Efficiency | 954.3708 | 1021.5718 | 1080.8647 | 1140.4336 | 1218.5502 | 1301.4203 | 1358.7745 | 1397.0443 | 1420.3784 | 0 | 0 | 0 | 0
Scenario 2: High TRC | SCE | Com | BldgEnv | Com - Office (Large) | Total Resource Cost Test | Energy Efficiency | 7472.1766 | 7704.191 | 7884.1451 | 8061.5472 | 8295.1937 | 8512.2519 | 8639.3899 | 8744.6678 | 1420.3784 | 0 | 0 | 0 | 0
Scenario 2: High TRC | SCE | Com | BldgEnv | Com - Office (Small) | Participant Cost Test | Energy Efficiency | 982.3053 | 1006.1542 | 1017.9805 | 1017.6895 | 6.9663 | 688.2557 | 58.0849 | 54.4675 | 40.161 | 0 | 0 | 0 | 0
Scenario 2: High TRC | SCE | Com | BldgEnv | Com - Office (Small) | Program Administrator Cost Test | Energy Efficiency | 35.6777 | 39.0515 | 42.3208 | 45.5411 | 0.32484 | 63.8772 | 5.6769 | 5.9277 | 6.1625 | 0 | 0 | 0 | 0
Scenario 2: High TRC | SCE | Com | BldgEnv | Com - Office (Small) | Rate Impact Measure Test | Energy Efficiency | 35.6777 | 39.0515 | 42.3208 | 45.5411 | 0.32484 | 63.8772 | 5.6769 | 5.9277 | 6.1625 | 0 | 0 | 0 | 0
Scenario 2: High TRC | SCE | Com | BldgEnv | Com - Office (Small) | Total Resource Cost Test | Energy Efficiency | 163.8912 | 173.235 | 181.9797 | 190.2448 | 1.4819 | 163.296 | 14.7582 | 15.2268 | 6.1625 | 0 | 0 | 0 | 0
Scenario 2: High TRC | SCE | Com | BldgEnv | Com - Other | Participant Cost Test | Energy Efficiency | 78774.1323 | 71417.0583 | 61294.3697 | 49472.4047 | 37096.1388 | 25110.5117 | 14182.7959 | 8692.6092 | 5171.5586 | 0 | 0 | 0 | 0
Scenario 2: High TRC | SCE | Com | BldgEnv | Com - Other | Program Administrator Cost Test | Energy Efficiency | 894.1025 | 886.7 | 844.2413 | 776.9508 | 706.3562 | 630.7059 | 547.4911 | 514.1801 | 537.7065 | 0 | 0 | 0 | 0
Scenario 2: High TRC | SCE | Com | BldgEnv | Com - Other | Rate Impact Measure Test | Energy Efficiency | 894.1025 | 886.7 | 844.2413 | 776.9508 | 706.3562 | 630.7059 | 547.4911 | 514.1801 | 537.7065 | 0 | 0 | 0 | 0
Scenario 2: High TRC | SCE | Com | BldgEnv | Com - Other | Total Resource Cost Test | Energy Efficiency | 28627.8582 | 25679.4006 | 21809.2055 | 17433.4227 | 12987.668 | 8802.3574 | 5106.9062 | 3429.2022 | 537.7065 | 0 | 0 | 0 | 0
Scenario 2: High TRC | SCE | Com | BldgEnv | Com - Refrig. Warehouse | Participant Cost Test | Energy Efficiency | 282.8533 | 27.1568 | 27.1807 | 26.3307 | 25.6849 | 25.0078 | 24.1233 | 22.6136 | 18.9035 | 0 | 0 | 0 | 0
Scenario 2: High TRC | SCE | Com | BldgEnv | Com - Refrig. Warehouse | Program Administrator Cost Test | Energy Efficiency | 9.8324 | 1.0039 | 1.0788 | 1.129 | 1.2087 | 1.31 | 1.409 | 1.4805 | 1.5631 | 0 | 0 | 0 | 0
Scenario 2: High TRC | SCE | Com | BldgEnv | Com - Refrig. Warehouse | Rate Impact Measure Test | Energy Efficiency | 9.8324 | 1.0039 | 1.0788 | 1.129 | 1.2087 | 1.31 | 1.409 | 1.4805 | 1.5631 | 0 | 0 | 0 | 0
Scenario 2: High TRC | SCE | Com | BldgEnv | Com - Refrig. Warehouse | Total Resource Cost Test | Energy Efficiency | 24.3589 | 2.4608 | 2.5968 | 2.6717 | 2.8012 | 2.968 | 3.1421 | 3.2751 | 1.5631 | 0 | 0 | 0 | 0
Scenario 2: High TRC | SCE | Com | BldgEnv | Com - Restaurant | Participant Cost Test | Energy Efficiency | 0 | 0 | 0 | 0 | 0 | 0 | 0 | 0 | 0 | 0 | 0 | 0 | 0
Scenario 2: High TRC | SCE | Com | BldgEnv | Com - Restaurant | Program Administrator Cost Test | Energy Efficiency | 0 | 0 | 0 | 0 | 0 | 0 | 0 | 0 | 0 | 0 | 0 | 0 | 0
Scenario 2: High TRC | SCE | Com | BldgEnv | Com - Restaurant | Rate Impact Measure Test | Energy Efficiency | 0 | 0 | 0 | 0 | 0 | 0 | 0 | 0 | 0 | 0 | 0 | 0 | 0
Scenario 2: High TRC | SCE | Com | BldgEnv | Com - Restaurant | Total Resource Cost Test | Energy Efficiency | 0 | 0 | 0 | 0 | 0 | 0 | 0 | 0 | 0 | 0 | 0 | 0 | 0
Scenario 2: High TRC | SCE | Com | BldgEnv | Com - Retail | Participant Cost Test | Energy Efficiency | 3276.2267 | 3357.7728 | 3377.2935 | 3383.5565 | 3373.595 | 3297.268 | 3162.958 | 2989.1633 | 1642.5107 | 0 | 0 | 0 | 0
Scenario 2: High TRC | SCE | Com | BldgEnv | Com - Retail | Program Administrator Cost Test | Energy Efficiency | 93.1828 | 101.6162 | 108.7859 | 116.4347 | 125.7253 | 134.3452 | 140.1105 | 144.2645 | 146.5653 | 0 | 0 | 0 | 0
Scenario 2: High TRC | SCE | Com | BldgEnv | Com - Retail | Rate Impact Measure Test | Energy Efficiency | 93.1828 | 101.6162 | 108.7859 | 116.4347 | 125.7253 | 134.3452 | 140.1105 | 144.2645 | 146.5653 | 0 | 0 | 0 | 0
Scenario 2: High TRC | SCE | Com | BldgEnv | Com - Retail | Total Resource Cost Test | Energy Efficiency | 1026.6919 | 1074.5158 | 1109.5519 | 1147.379 | 1189.0856 | 1217.2251 | 1231.4556 | 1246.5632 | 146.5653 | 0 | 0 | 0 | 0
Scenario 2: High TRC | SCE | Com | BldgEnv | Com - School | Participant Cost Test | Energy Efficiency | 1505.5992 | 1522.0073 | 1526.4642 | 1510.6258 | 1472.0841 | 1423.5777 | 1350.1623 | 1255.1571 | 870.5239 | 0 | 0 | 0 | 0
Scenario 2: High TRC | SCE | Com | BldgEnv | Com - School | Program Administrator Cost Test | Energy Efficiency | 52.9459 | 57.1466 | 61.3211 | 65.2108 | 69.2667 | 73.8913 | 77.0738 | 79.323 | 81.5716 | 0 | 0 | 0 | 0
Scenario 2: High TRC | SCE | Com | BldgEnv | Com - School | Rate Impact Measure Test | Energy Efficiency | 52.9459 | 57.1466 | 61.3211 | 65.2108 | 69.2667 | 73.8913 | 77.0738 | 79.323 | 81.5716 | 0 | 0 | 0 | 0
Scenario 2: High TRC | SCE | Com | BldgEnv | Com - School | Total Resource Cost Test | Energy Efficiency | 285.7598 | 297.3321 | 308.7462 | 318.5426 | 326.6831 | 335.7064 | 341.0399 | 345.8548 | 81.5716 | 0 | 0 | 0 | 0
Scenario 2: High TRC | SCE | Com | BldgEnv | Com - Warehouse | Participant Cost Test | Energy Efficiency | 16936.9771 | 19419.809 | 21849.1964 | 24184.6638 | 26295.5015 | 27913.2951 | 28901.6681 | 27680.0634 | 1486.4083 | 0 | 0 | 0 | 0
Scenario 2: High TRC | SCE | Com | BldgEnv | Com - Warehouse | Program Administrator Cost Test | Energy Efficiency | 320.2282 | 383.9104 | 448.9754 | 517.3601 | 598.6771 | 680.9628 | 738.5271 | 763.8477 | 148.6975 | 0 | 0 | 0 | 0
Scenario 2: High TRC | SCE | Com | BldgEnv | Com - Warehouse | Rate Impact Measure Test | Energy Efficiency | 320.2282 | 383.9104 | 448.9754 | 517.3601 | 598.6771 | 680.9628 | 738.5271 | 763.8477 | 148.6975 | 0 | 0 | 0 | 0
Scenario 2: High TRC | SCE | Com | BldgEnv | Com - Warehouse | Total Resource Cost Test | Energy Efficiency | 5871.6231 | 6718.807 | 7546.3628 | 8336.1284 | 9055.1531 | 9610.6621 | 9937.4439 | 10011.4257 | 148.6975 | 0 | 0 | 0 | 0
Scenario 2: High TRC | SCE | Com | ComRefrig | Com - College | Participant Cost Test | Energy Efficiency | 0 | 0 | 529.0755 | 580.7445 | 227.1069 | 94.0458 | 26.9641 | 0 | 0 | 0 | 0 | 0 | 0
Scenario 2: High TRC | SCE | Com | ComRefrig | Com - College | Program Administrator Cost Test | Energy Efficiency | 0 | 0 | 194.9305 | 219.6379 | 92.6759 | 42.8839 | 13.9496 | 0 | 0 | 0 | 0 | 0 | 0
Scenario 2: High TRC | SCE | Com | ComRefrig | Com - College | Rate Impact Measure Test | Energy Efficiency | 0 | 0 | 194.9305 | 219.6379 | 92.6759 | 42.8839 | 13.9496 | 0 | 0 | 0 | 0 | 0 | 0
Scenario 2: High TRC | SCE | Com | ComRefrig | Com - College | Total Resource Cost Test | Energy Efficiency | 0 | 0 | 194.9305 | 219.6379 | 92.6759 | 42.8839 | 13.9496 | 0 | 0 | 0 | 0 | 0 | 0
Scenario 2: High TRC | SCE | Com | ComRefrig | Com - Grocery | Participant Cost Test | Energy Efficiency | 0 | 0 | 187210.3582 | 376457.5727 | 112217.7478 | 0 | 0 | 0 | 0 | 0 | 0 | 0 | 0
Scenario 2: High TRC | SCE | Com | ComRefrig | Com - Grocery | Program Administrator Cost Test | Energy Efficiency | 0 | 0 | 68975.0409 | 135735.7016 | 45129.7552 | 0 | 0 | 0 | 0 | 0 | 0 | 0 | 0
Scenario 2: High TRC | SCE | Com | ComRefrig | Com - Grocery | Rate Impact Measure Test | Energy Efficiency | 0 | 0 | 68975.0409 | 135735.7016 | 45129.7552 | 0 | 0 | 0 | 0 | 0 | 0 | 0 | 0
Scenario 2: High TRC | SCE | Com | ComRefrig | Com - Grocery | Total Resource Cost Test | Energy Efficiency | 0 | 0 | 68975.0409 | 135735.7016 | 45129.7552 | 0 | 0 | 0 | 0 | 0 | 0 | 0 | 0
Scenario 2: High TRC | SCE | Com | ComRefrig | Com - Health | Participant Cost Test | Energy Efficiency | 0 | 0 | 0 | 0 | 0 | 0 | 0 | 0 | 0 | 0 | 0 | 0 | 0
Scenario 2: High TRC | SCE | Com | ComRefrig | Com - Health | Program Administrator Cost Test | Energy Efficiency | 0 | 0 | 0 | 0 | 0 | 0 | 0 | 0 | 0 | 0 | 0 | 0 | 0
Scenario 2: High TRC | SCE | Com | ComRefrig | Com - Health | Rate Impact Measure Test | Energy Efficiency | 0 | 0 | 0 | 0 | 0 | 0 | 0 | 0 | 0 | 0 | 0 | 0 | 0
Scenario 2: High TRC | SCE | Com | ComRefrig | Com - Health | Total Resource Cost Test | Energy Efficiency | 0 | 0 | 0 | 0 | 0 | 0 | 0 | 0 | 0 | 0 | 0 | 0 | 0
Scenario 2: High TRC | SCE | Com | ComRefrig | Com - Refrig. Warehouse | Participant Cost Test | Energy Efficiency | 0 | 0 | 1687.206 | 1798.8093 | 879.0823 | 312.295 | 127.2771 | 26.4163 | 0 | 0 | 0 | 0 | 0
Scenario 2: High TRC | SCE | Com | ComRefrig | Com - Refrig. Warehouse | Program Administrator Cost Test | Energy Efficiency | 0 | 0 | 621.6275 | 689.5827 | 371.6596 | 143.2205 | 65.8454 | 15.6037 | 0 | 0 | 0 | 0 | 0
Scenario 2: High TRC | SCE | Com | ComRefrig | Com - Refrig. Warehouse | Rate Impact Measure Test | Energy Efficiency | 0 | 0 | 621.6275 | 689.5827 | 371.6596 | 143.2205 | 65.8454 | 15.6037 | 0 | 0 | 0 | 0 | 0
Scenario 2: High TRC | SCE | Com | ComRefrig | Com - Refrig. Warehouse | Total Resource Cost Test | Energy Efficiency | 0 | 0 | 621.6275 | 689.5827 | 371.6596 | 143.2205 | 65.8454 | 15.6037 | 0 | 0 | 0 | 0 | 0
Scenario 2: High TRC | SCE | Com | ComRefrig | Com - Restaurant | Participant Cost Test | Energy Efficiency | 0 | 0 | 8400.614 | 14424.4087 | 4137.4037 | 0 | 0 | 0 | 0 | 0 | 0 | 0 | 0
Scenario 2: High TRC | SCE | Com | ComRefrig | Com - Restaurant | Program Administrator Cost Test | Energy Efficiency | 0 | 0 | 3095.0889 | 5200.8709 | 1663.9081 | 0 | 0 | 0 | 0 | 0 | 0 | 0 | 0
Scenario 2: High TRC | SCE | Com | ComRefrig | Com - Restaurant | Rate Impact Measure Test | Energy Efficiency | 0 | 0 | 3095.0889 | 5200.8709 | 1663.9081 | 0 | 0 | 0 | 0 | 0 | 0 | 0 | 0
Scenario 2: High TRC | SCE | Com | ComRefrig | Com - Restaurant | Total Resource Cost Test | Energy Efficiency | 0 | 0 | 3095.0889 | 5200.8709 | 1663.9081 | 0 | 0 | 0 | 0 | 0 | 0 | 0 | 0
Scenario 2: High TRC | SCE | Com | ComRefrig | Com - Retail | Participant Cost Test | Energy Efficiency | 0 | 0 | 130635.1736 | 189340.7654 | 64427.8478 | 0 | 0 | 0 | 0 | 0 | 0 | 0 | 0
Scenario 2: High TRC | SCE | Com | ComRefrig | Com - Retail | Program Administrator Cost Test | Energy Efficiency | 0 | 0 | 48130.7045 | 68268.7864 | 25910.4558 | 0 | 0 | 0 | 0 | 0 | 0 | 0 | 0
Scenario 2: High TRC | SCE | Com | ComRefrig | Com - Retail | Rate Impact Measure Test | Energy Efficiency | 0 | 0 | 48130.7045 | 68268.7864 | 25910.4558 | 0 | 0 | 0 | 0 | 0 | 0 | 0 | 0
Scenario 2: High TRC | SCE | Com | ComRefrig | Com - Retail | Total Resource Cost Test | Energy Efficiency | 0 | 0 | 48130.7045 | 68268.7864 | 25910.4558 | 0 | 0 | 0 | 0 | 0 | 0 | 0 | 0
Scenario 2: High TRC | SCE | Com | ComRefrig | Com - School | Participant Cost Test | Energy Efficiency | 0 | 0 | 0 | 0 | 0 | 0 | 0 | 0 | 0 | 0 | 0 | 0 | 0
Scenario 2: High TRC | SCE | Com | ComRefrig | Com - School | Program Administrator Cost Test | Energy Efficiency | 0 | 0 | 0 | 0 | 0 | 0 | 0 | 0 | 0 | 0 | 0 | 0 | 0
Scenario 2: High TRC | SCE | Com | ComRefrig | Com - School | Rate Impact Measure Test | Energy Efficiency | 0 | 0 | 0 | 0 | 0 | 0 | 0 | 0 | 0 | 0 | 0 | 0 | 0
Scenario 2: High TRC | SCE | Com | ComRefrig | Com - School | Total Resource Cost Test | Energy Efficiency | 0 | 0 | 0 | 0 | 0 | 0 | 0 | 0 | 0 | 0 | 0 | 0 | 0
Scenario 2: High TRC | SCE | Com | FoodServ | Com - College | Participant Cost Test | Energy Efficiency | 0 | 0 | 48949.0165 | 49465.1453 | 50922.7325 | 69282.889 | 69611.4565 | 63631.8526 | 56593.4328 | 48418.526 | 39794.4455 | 31658.4713 | 21028.4089
Scenario 2: High TRC | SCE | Com | FoodServ | Com - College | Participant Cost Test | Fuel Substitution | 292.5851 | 341.1765 | 386.9958 | 432.6522 | 477.2394 | 522.5966 | 568.5037 | 614.7831 | 660.3863 | 705.3368 | 749.2727 | 791.3684 | 832.5459
Scenario 2: High TRC | SCE | Com | FoodServ | Com - College | Program Administrator Cost Test | Energy Efficiency | 0 | 0 | 14032.6735 | 15526.4169 | 17543.5077 | 27373.1634 | 31008.6606 | 31938.6714 | 32662.309 | 33026.7532 | 33622.4638 | 35397.5112 | 35756.5416
Scenario 2: High TRC | SCE | Com | FoodServ | Com - College | Program Administrator Cost Test | Fuel Substitution | 3707.3773 | 4497.1325 | 5347.1376 | 6266.2748 | 7263.1819 | 8381.9718 | 9626.7846 | 11016.481 | 12552.9634 | 14261.545 | 16165.3579 | 18269.6521 | 20632.6095
Scenario 2: High TRC | SCE | Com | FoodServ | Com - College | Rate Impact Measure Test | Energy Efficiency | 0 | 0 | 14032.6735 | 15526.4169 | 17543.5077 | 27373.1634 | 31008.6606 | 31938.6714 | 32662.309 | 33026.7532 | 33622.4638 | 35397.5112 | 35756.5416
Scenario 2: High TRC | SCE | Com | FoodServ | Com - College | Rate Impact Measure Test | Fuel Substitution | 5019.9834 | 5983.7366 | 6912.3072 | 7866.6625 | 8867.8791 | 9970.1464 | 11160.4999 | 12459.9701 | 13865.908 | 15403.836 | 17095.7654 | 18938.9455 | 20995.1378
Scenario 2: High TRC | SCE | Com | FoodServ | Com - College | Total Resource Cost Test | Energy Efficiency | 0 | 0 | 14032.6735 | 15526.4169 | 17543.5077 | 27373.1634 | 31008.6606 | 31938.6714 | 32662.309 | 33026.7532 | 33622.4638 | 35397.5112 | 35756.5416
Scenario 2: High TRC | SCE | Com | FoodServ | Com - College | Total Resource Cost Test | Fuel Substitution | 3707.3773 | 4497.1325 | 5347.1376 | 6266.2748 | 7263.1819 | 8381.9718 | 9626.7846 | 11016.481 | 12552.9634 | 14261.545 | 16165.3579 | 18269.6521 | 20632.6095
Scenario 2: High TRC | SCE | Com | FoodServ | Com - Grocery | Participant Cost Test | Energy Efficiency | 0 | 0 | 218854.2827 | 216791.0158 | 242931.6838 | 394313.0145 | 406645.9935 | 372564.911 | 331850.8462 | 285321.9548 | 235004.5553 | 179630.9395 | 119750.3476
Scenario 2: High TRC | SCE | Com | FoodServ | Com - Grocery | Participant Cost Test | Fuel Substitution | 2957.4466 | 3389.7565 | 3800.6355 | 4202.5109 | 4593.4684 | 4988.8414 | 5374.81 | 5753.1459 | 6146.3898 | 6540.0792 | 6926.6302 | 7311.0659 | 7728.9438
Scenario 2: High TRC | SCE | Com | FoodServ | Com - Grocery | Program Administrator Cost Test | Energy Efficiency | 0 | 0 | 62741.0091 | 68047.6662 | 83014.3697 | 156305.148 | 182403.2133 | 188481.3111 | 193117.7673 | 196177.6431 | 200110.1712 | 202354.4983 | 204587.0864
Scenario 2: High TRC | SCE | Com | FoodServ | Com - Grocery | Program Administrator Cost Test | Fuel Substitution | 38360.839 | 46058.3737 | 54276.213 | 63087.1643 | 72576.8605 | 83097.7754 | 94456.6164 | 106801.2743 | 120698.2499 | 136056.8167 | 152908.9055 | 171513.0861 | 192970.7596
Scenario 2: High TRC | SCE | Com | FoodServ | Com - Grocery | Rate Impact Measure Test | Energy Efficiency | 0 | 0 | 62741.0091 | 68047.6662 | 83014.3697 | 156305.148 | 182403.2133 | 188481.3111 | 193117.7673 | 196177.6431 | 200110.1712 | 202354.4983 | 204587.0864
Scenario 2: High TRC | SCE | Com | FoodServ | Com - Grocery | Rate Impact Measure Test | Fuel Substitution | 51805.9537 | 61104.7296 | 69957.3907 | 78963.4451 | 88349.5281 | 98537.5682 | 109179.004 | 120456.4354 | 132978.417 | 146622.9767 | 161415.0339 | 177562.9558 | 196223.9967
Scenario 2: High TRC | SCE | Com | FoodServ | Com - Grocery | Total Resource Cost Test | Energy Efficiency | 0 | 0 | 62741.0091 | 68047.6662 | 83014.3697 | 156305.148 | 182403.2133 | 188481.3111 | 193117.7673 | 196177.6431 | 200110.1712 | 202354.4983 | 204587.0864
Scenario 2: High TRC | SCE | Com | FoodServ | Com - Grocery | Total Resource Cost Test | Fuel Substitution | 38360.839 | 46058.3737 | 54276.213 | 63087.1643 | 72576.8605 | 83097.7754 | 94456.6164 | 106801.2743 | 120698.2499 | 136056.8167 | 152908.9055 | 171513.0861 | 192970.7596
Scenario 2: High TRC | SCE | Com | FoodServ | Com - Health | Participant Cost Test | Energy Efficiency | 0 | 0 | 152680.3667 | 147194.7284 | 151778.2743 | 191247.515 | 190614.0005 | 172623.2406 | 152356.1807 | 128352.0639 | 103014.5846 | 79410.2715 | 53731.3958
Scenario 2: High TRC | SCE | Com | FoodServ | Com - Health | Participant Cost Test | Fuel Substitution | 869.3326 | 1015.2195 | 1152.2873 | 1289.0744 | 1423.5006 | 1559.5756 | 1692.1167 | 1821.3038 | 1949.0354 | 2073.7755 | 2190.5552 | 2301.497 | 2420.2736
Scenario 2: High TRC | SCE | Com | FoodServ | Com - Health | Program Administrator Cost Test | Energy Efficiency | 0 | 0 | 43770.3122 | 46202.3655 | 52391.6579 | 75448.3802 | 84792.8576 | 86530.0555 | 87824.7941 | 87468.6056 | 86984.7898 | 88771.1981 | 91343.9765
Scenario 2: High TRC | SCE | Com | FoodServ | Com - Health | Program Administrator Cost Test | Fuel Substitution | 10825.6955 | 13122.1935 | 15593.1769 | 18262.356 | 21173.2884 | 24430.1741 | 27971.5311 | 31851.723 | 36168.5816 | 40972.1047 | 46250.718 | 52096.8359 | 58948.6678
Scenario 2: High TRC | SCE | Com | FoodServ | Com - Health | Rate Impact Measure Test | Energy Efficiency | 0 | 0 | 43770.3122 | 46202.3655 | 52391.6579 | 75448.3802 | 84792.8576 | 86530.0555 | 87824.7941 | 87468.6056 | 86984.7898 | 88771.1981 | 91343.9765
Scenario 2: High TRC | SCE | Com | FoodServ | Com - Health | Rate Impact Measure Test | Fuel Substitution | 14403.2266 | 17164.4116 | 19841.6626 | 22598.1898 | 25517.571 | 28722.1889 | 32099.5967 | 35713.8155 | 39665.4265 | 44002.3186 | 48706.4539 | 53854.3574 | 59898.7237
Scenario 2: High TRC | SCE | Com | FoodServ | Com - Health | Total Resource Cost Test | Energy Efficiency | 0 | 0 | 43770.3122 | 46202.3655 | 52391.6579 | 75448.3802 | 84792.8576 | 86530.0555 | 87824.7941 | 87468.6056 | 86984.7898 | 88771.1981 | 91343.9765
Scenario 2: High TRC | SCE | Com | FoodServ | Com - Health | Total Resource Cost Test | Fuel Substitution | 10825.6955 | 13122.1935 | 15593.1769 | 18262.356 | 21173.2884 | 24430.1741 | 27971.5311 | 31851.723 | 36168.5816 | 40972.1047 | 46250.718 | 52096.8359 | 58948.6678
Scenario 2: High TRC | SCE | Com | FoodServ | Com - Lodging | Participant Cost Test | Energy Efficiency | 0 | 0 | 125620.2364 | 122530.6337 | 191931.3391 | 349521.6425 | 367080.1398 | 333653.9291 | 294930.8605 | 252072.0742 | 206020.7432 | 156205.512 | 102586.49
Scenario 2: High TRC | SCE | Com | FoodServ | Com - Lodging | Participant Cost Test | Fuel Substitution | 806.4576 | 931.182 | 1049.6399 | 1166.7995 | 1282.3514 | 1397.4818 | 1510.3021 | 1620.6517 | 1732.5702 | 1843.4808 | 1950.4478 | 2059.1036 | 2173.9127
Scenario 2: High TRC | SCE | Com | FoodServ | Com - Lodging | Program Administrator Cost Test | Energy Efficiency | 0 | 0 | 36012.7309 | 38460.6513 | 62849.6026 | 134891.8136 | 161536.0728 | 166121.9472 | 169439.8898 | 171613.1955 | 174477.2517 | 176175.6934 | 177754.5103
Scenario 2: High TRC | SCE | Com | FoodServ | Com - Lodging | Program Administrator Cost Test | Fuel Substitution | 10375.6746 | 12511.1296 | 14803.0699 | 17273.7595 | 19964.8927 | 22920.4739 | 26133.1529 | 29633.6688 | 33542.7395 | 37868.691 | 42613.1827 | 47932.5184 | 54045.9923
Scenario 2: High TRC | SCE | Com | FoodServ | Com - Lodging | Rate Impact Measure Test | Energy Efficiency | 0 | 0 | 36012.7309 | 38460.6513 | 62849.6026 | 134891.8136 | 161536.0728 | 166121.9472 | 169439.8898 | 171613.1955 | 174477.2517 | 176175.6934 | 177754.5103
Scenario 2: High TRC | SCE | Com | FoodServ | Com - Lodging | Rate Impact Measure Test | Fuel Substitution | 14060.2235 | 16655.2338 | 19141.6188 | 21686.8192 | 24373.3294 | 27243.4558 | 30270.3471 | 33484.875 | 37014.9211 | 40863.903 | 45030.1002 | 49657.1081 | 54974.8743
Scenario 2: High TRC | SCE | Com | FoodServ | Com - Lodging | Total Resource Cost Test | Energy Efficiency | 0 | 0 | 36012.7309 | 38460.6513 | 62849.6026 | 134891.8136 | 161536.0728 | 166121.9472 | 169439.8898 | 171613.1955 | 174477.2517 | 176175.6934 | 177754.5103
Scenario 2: High TRC | SCE | Com | FoodServ | Com - Lodging | Total Resource Cost Test | Fuel Substitution | 10375.6746 | 12511.1296 | 14803.0699 | 17273.7595 | 19964.8927 | 22920.4739 | 26133.1529 | 29633.6688 | 33542.7395 | 37868.691 | 42613.1827 | 47932.5184 | 54045.9923
Scenario 2: High TRC | SCE | Com | FoodServ | Com - Office (Large) | Participant Cost Test | Energy Efficiency | 0 | 0 | 0 | 0 | 15130.9339 | 23915.5727 | 21740.0671 | 19434.7943 | 16898.1858 | 14188.2704 | 11339.4324 | 8269.6804 | 4990.9117
Scenario 2: High TRC | SCE | Com | FoodServ | Com - Office (Large) | Program Administrator Cost Test | Energy Efficiency | 0 | 0 | 0 | 0 | 4439.7893 | 8050.3469 | 8360.1025 | 8561.6295 | 8716.5358 | 8821.1043 | 8982.1907 | 9068.88 | 9161.5418
Scenario 2: High TRC | SCE | Com | FoodServ | Com - Office (Large) | Rate Impact Measure Test | Energy Efficiency | 0 | 0 | 0 | 0 | 4439.7893 | 8050.3469 | 8360.1025 | 8561.6295 | 8716.5358 | 8821.1043 | 8982.1907 | 9068.88 | 9161.5418
Scenario 2: High TRC | SCE | Com | FoodServ | Com - Office (Large) | Total Resource Cost Test | Energy Efficiency | 0 | 0 | 0 | 0 | 4439.7893 | 8050.3469 | 8360.1025 | 8561.6295 | 8716.5358 | 8821.1043 | 8982.1907 | 9068.88 | 9161.5418
Scenario 2: High TRC | SCE | Com | FoodServ | Com - Office (Small) | Participant Cost Test | Energy Efficiency | 0 | 0 | 0 | 0 | 3547.2739 | 25303.951 | 5152.9962 | 4640.833 | 4077.2412 | 3460.3059 | 2789.4921 | 2054.1492 | 1250.1791
Scenario 2: High TRC | SCE | Com | FoodServ | Com - Office (Small) | Program Administrator Cost Test | Energy Efficiency | 0 | 0 | 0 | 0 | 1040.8577 | 8517.6962 | 1981.5751 | 2044.4308 | 2103.15 | 2151.3347 | 2209.6124 | 2252.6666 | 2294.885
Scenario 2: High TRC | SCE | Com | FoodServ | Com - Office (Small) | Rate Impact Measure Test | Energy Efficiency | 0 | 0 | 0 | 0 | 1040.8577 | 8517.6962 | 1981.5751 | 2044.4308 | 2103.15 | 2151.3347 | 2209.6124 | 2252.6666 | 2294.885
Scenario 2: High TRC | SCE | Com | FoodServ | Com - Office (Small) | Total Resource Cost Test | Energy Efficiency | 0 | 0 | 0 | 0 | 1040.8577 | 8517.6962 | 1981.5751 | 2044.4308 | 2103.15 | 2151.3347 | 2209.6124 | 2252.6666 | 2294.885
Scenario 2: High TRC | SCE | Com | FoodServ | Com - Other | Participant Cost Test | Energy Efficiency | 0 | 0 | 217158.0722 | 215457.4682 | 210601.9894 | 914555.2698 | 1050044.0983 | 955034.5662 | 843929.5229 | 724347.9164 | 595647.6173 | 457286.0389 | 310085.3441
Scenario 2: High TRC | SCE | Com | FoodServ | Com - Other | Participant Cost Test | Fuel Substitution | 3221.4903 | 3719.6249 | 4196.7147 | 4667.433 | 5113.2761 | 5613.3239 | 6076.9504 | 6534.4258 | 6987.8765 | 7435.5345 | 7870.7502 | 8309.7714 | 8746.4459
Scenario 2: High TRC | SCE | Com | FoodServ | Com - Other | Program Administrator Cost Test | Energy Efficiency | 0 | 0 | 62254.7405 | 67629.0842 | 73353.5763 | 377481.2605 | 489398.6145 | 502077.6994 | 509696.2048 | 515180.773 | 522357.1132 | 526005.3367 | 529893.4587
Scenario 2: High TRC | SCE | Com | FoodServ | Com - Other | Program Administrator Cost Test | Fuel Substitution | 43503.6865 | 52629.7452 | 62413.994 | 72973.3358 | 84130.6852 | 97429.9435 | 111269.4051 | 126354.8771 | 142871.2187 | 160958.6754 | 180673.7075 | 202446.9836 | 226577.9226
Scenario 2: High TRC | SCE | Com | FoodServ | Com - Other | Rate Impact Measure Test | Energy Efficiency | 0 | 0 | 62254.7405 | 67629.0842 | 73353.5763 | 377481.2605 | 489398.6145 | 502077.6994 | 509696.2048 | 515180.773 | 522357.1132 | 526005.3367 | 529893.4587
Scenario 2: High TRC | SCE | Com | FoodServ | Com - Other | Rate Impact Measure Test | Fuel Substitution | 62149.2234 | 73732.3092 | 84601.1819 | 95645.4094 | 106768.5612 | 119963.8189 | 132930.4921 | 146605.1719 | 161165.0773 | 176755.9371 | 193428.123 | 211545.9183 | 231462.4398
Scenario 2: High TRC | SCE | Com | FoodServ | Com - Other | Total Resource Cost Test | Energy Efficiency | 0 | 0 | 62254.7405 | 67629.0842 | 73353.5763 | 377481.2605 | 489398.6145 | 502077.6994 | 509696.2048 | 515180.773 | 522357.1132 | 526005.3367 | 529893.4587
Scenario 2: High TRC | SCE | Com | FoodServ | Com - Other | Total Resource Cost Test | Fuel Substitution | 43503.6865 | 52629.7452 | 62413.994 | 72973.3358 | 84130.6852 | 97429.9435 | 111269.4051 | 126354.8771 | 142871.2187 | 160958.6754 | 180673.7075 | 202446.9836 | 226577.9226
Scenario 2: High TRC | SCE | Com | FoodServ | Com - Restaurant | Participant Cost Test | Energy Efficiency | 0 | 0 | 1088991.7094 | 1069709.0562 | 1297543.7276 | 2623046.8483 | 2800961.7093 | 2542941.8557 | 2249608.0078 | 1925118.2855 | 1577241.6366 | 1201113.7231 | 799614.0449
Scenario 2: High TRC | SCE | Com | FoodServ | Com - Restaurant | Participant Cost Test | Fuel Substitution | 13165.0206 | 15102.8152 | 16957.3587 | 18776.2507 | 20561.9556 | 22362.1524 | 24108.2904 | 25818.9893 | 27556.0139 | 29299.1084 | 31005.1283 | 32734.6173 | 34561.8605
Scenario 2: High TRC | SCE | Com | FoodServ | Com - Restaurant | Program Administrator Cost Test | Energy Efficiency | 0 | 0 | 312191.4632 | 335766.7038 | 437978.1034 | 1043015.0758 | 1263989.1209 | 1295640.1278 | 1319223.5535 | 1333740.0796 | 1353348.1544 | 1362678.1023 | 1372413.3833
Scenario 2: High TRC | SCE | Com | FoodServ | Com - Restaurant | Program Administrator Cost Test | Fuel Substitution | 174177.6175 | 209540.8238 | 247400.5498 | 288106.1563 | 332181.9347 | 380896.7156 | 433211.8407 | 489955.8654 | 552847.5195 | 622241.6809 | 698023.919 | 782078.7639 | 877485.1998
Scenario 2: High TRC | SCE | Com | FoodServ | Com - Restaurant | Rate Impact Measure Test | Energy Efficiency | 0 | 0 | 312191.4632 | 335766.7038 | 437978.1034 | 1043015.0758 | 1263989.1209 | 1295640.1278 | 1319223.5535 | 1333740.0796 | 1353348.1544 | 1362678.1023 | 1372413.3833
Scenario 2: High TRC | SCE | Com | FoodServ | Com - Restaurant | Rate Impact Measure Test | Fuel Substitution | 241029.7657 | 284649.1259 | 325932.5051 | 367901.8665 | 411762.839 | 459010.2984 | 507846.3908 | 559305.9212 | 615216.9018 | 675906.2167 | 741210.6742 | 812803.9347 | 893977.5107
Scenario 2: High TRC | SCE | Com | FoodServ | Com - Restaurant | Total Resource Cost Test | Energy Efficiency | 0 | 0 | 312191.4632 | 335766.7038 | 437978.1034 | 1043015.0758 | 1263989.1209 | 1295640.1278 | 1319223.5535 | 1333740.0796 | 1353348.1544 | 1362678.1023 | 1372413.3833
Scenario 2: High TRC | SCE | Com | FoodServ | Com - Restaurant | Total Resource Cost Test | Fuel Substitution | 174177.6175 | 209540.8238 | 247400.5498 | 288106.1563 | 332181.9347 | 380896.7156 | 433211.8407 | 489955.8654 | 552847.5195 | 622241.6809 | 698023.919 | 782078.7639 | 877485.1998
Scenario 2: High TRC | SCE | Com | FoodServ | Com - Retail | Participant Cost Test | Energy Efficiency | 0 | 0 | 68448.529 | 67459.5105 | 82359.8168 | 85077.4343 | 79177.3337 | 72645.857 | 64735.637 | 55711.6764 | 45811.3279 | 34725.2567 | 22596.007
Scenario 2: High TRC | SCE | Com | FoodServ | Com - Retail | Program Administrator Cost Test | Energy Efficiency | 0 | 0 | 19622.7816 | 21174.5964 | 27789.48 | 32090.2536 | 33636.3224 | 34873.5314 | 35875.2788 | 36684.5633 | 37633.419 | 38216.4765 | 38812.2045
Scenario 2: High TRC | SCE | Com | FoodServ | Com - Retail | Rate Impact Measure Test | Energy Efficiency | 0 | 0 | 19622.7816 | 21174.5964 | 27789.48 | 32090.2536 | 33636.3224 | 34873.5314 | 35875.2788 | 36684.5633 | 37633.419 | 38216.4765 | 38812.2045
Scenario 2: High TRC | SCE | Com | FoodServ | Com - Retail | Total Resource Cost Test | Energy Efficiency | 0 | 0 | 19622.7816 | 21174.5964 | 27789.48 | 32090.2536 | 33636.3224 | 34873.5314 | 35875.2788 | 36684.5633 | 37633.419 | 38216.4765 | 38812.2045
Scenario 2: High TRC | SCE | Com | FoodServ | Com - School | Participant Cost Test | Energy Efficiency | 0 | 0 | 186005.0159 | 179558.4436 | 201433.928 | 358079.754 | 382755.5575 | 343893.323 | 301678.3582 | 256602.6492 | 208388.7341 | 158047.3166 | 104299.1866
Scenario 2: High TRC | SCE | Com | FoodServ | Com - School | Participant Cost Test | Fuel Substitution | 489.3426 | 569.6677 | 644.7702 | 719.3616 | 793.2199 | 873.1801 | 950.1609 | 1027.196 | 1104.6063 | 1180.448 | 1253.5194 | 1325.0744 | 1399.8905
Scenario 2: High TRC | SCE | Com | FoodServ | Com - School | Program Administrator Cost Test | Energy Efficiency | 0 | 0 | 53323.8018 | 56360.8828 | 68438.4844 | 141882.29 | 172245.321 | 174698.9098 | 176388.1825 | 177281.3544 | 178343.9916 | 178903.3703 | 178798.864
Scenario 2: High TRC | SCE | Com | FoodServ | Com - School | Program Administrator Cost Test | Fuel Substitution | 6145.1499 | 7436.7829 | 8822.2187 | 10316.1179 | 11955.3606 | 13891.4753 | 15968.6792 | 18278.9843 | 20866.0584 | 23735.8637 | 26912.7662 | 30457.6317 | 34539.7487
Scenario 2: High TRC | SCE | Com | FoodServ | Com - School | Rate Impact Measure Test | Energy Efficiency | 0 | 0 | 53323.8018 | 56360.8828 | 68438.4844 | 141882.29 | 172245.321 | 174698.9098 | 176388.1825 | 177281.3544 | 178343.9916 | 178903.3703 | 178798.864
Scenario 2: High TRC | SCE | Com | FoodServ | Com - School | Rate Impact Measure Test | Fuel Substitution | 8252.5933 | 9818.3568 | 11324.4669 | 12869.2783 | 14515.7303 | 16457.4005 | 18451.6386 | 20618.4694 | 22998.8981 | 25594.5897 | 28427.8587 | 31548.8703 | 35132.1141
Scenario 2: High TRC | SCE | Com | FoodServ | Com - School | Total Resource Cost Test | Energy Efficiency | 0 | 0 | 53323.8018 | 56360.8828 | 68438.4844 | 141882.29 | 172245.321 | 174698.9098 | 176388.1825 | 177281.3544 | 178343.9916 | 178903.3703 | 178798.864
Scenario 2: High TRC | SCE | Com | FoodServ | Com - School | Total Resource Cost Test | Fuel Substitution | 6145.1499 | 7436.7829 | 8822.2187 | 10316.1179 | 11955.3606 | 13891.4753 | 15968.6792 | 18278.9843 | 20866.0584 | 23735.8637 | 26912.7662 | 30457.6317 | 34539.7487
Scenario 2: High TRC | SCE | Com | HVAC | Com - College | Participant Cost Test | Energy Efficiency | 149890.6917 | 151788.8155 | 155410.6644 | 157900.2302 | 154253.1123 | 153080.4813 | 148885.4891 | 139808.4764 | 112118.9946 | 96407.52 | 78674.5427 | 60438.7101 | 35986.8343
Scenario 2: High TRC | SCE | Com | HVAC | Com - College | Participant Cost Test | Fuel Substitution | 31170.7046 | 30523.0761 | 29351.6298 | 30585.0535 | 28604.5958 | 0 | 0 | 0 | 0 | 0 | 0 | 0 | 0
Scenario 2: High TRC | SCE | Com | HVAC | Com - College | Program Administrator Cost Test | Energy Efficiency | 40594.8859 | 44312.4664 | 48847.6734 | 53640.4228 | 57676.0533 | 63502.9841 | 68428.1925 | 71598.0103 | 74514.9141 | 76824.309 | 79549.5796 | 84623.2344 | 86786.8276
Scenario 2: High TRC | SCE | Com | HVAC | Com - College | Program Administrator Cost Test | Fuel Substitution | 28628.6054 | 30466.5496 | 32039.7764 | 36282.706 | 37673.951 | 0 | 0 | 0 | 0 | 0 | 0 | 0 | 0
Scenario 2: High TRC | SCE | Com | HVAC | Com - College | Rate Impact Measure Test | Energy Efficiency | 40594.8859 | 44312.4664 | 48847.6734 | 53640.4228 | 57676.0533 | 63502.9841 | 68428.1925 | 71598.0103 | 74514.9141 | 76824.309 | 79549.5796 | 84623.2344 | 86786.8276
Scenario 2: High TRC | SCE | Com | HVAC | Com - College | Rate Impact Measure Test | Fuel Substitution | 28919.4254 | 30736.0598 | 32282.9127 | 36497.0644 | 37860.7071 | 0 | 0 | 0 | 0 | 0 | 0 | 0 | 0
Scenario 2: High TRC | SCE | Com | HVAC | Com - College | Total Resource Cost Test | Energy Efficiency | 50336.8299 | 54615.3477 | 60010.5895 | 65751.7671 | 70327.8741 | 77134.0174 | 82976.1061 | 86771.1545 | 74514.9141 | 76824.309 | 79549.5796 | 84623.2344 | 86786.8276
Scenario 2: High TRC | SCE | Com | HVAC | Com - College | Total Resource Cost Test | Fuel Substitution | 32264.4837 | 34147.2561 | 35707.6469 | 40226.7911 | 41569.4953 | 0 | 0 | 0 | 0 | 0 | 0 | 0 | 0
Scenario 2: High TRC | SCE | Com | HVAC | Com - Grocery | Participant Cost Test | Energy Efficiency | 29039.9633 | 29857.9539 | 30332.1556 | 30453.1613 | 30291.5044 | 29721.6495 | 552798.6053 | 663200.0843 | 131998.1159 | 11191.9204 | 9484.7644 | 7566.3051 | 5443.8301
Scenario 2: High TRC | SCE | Com | HVAC | Com - Grocery | Participant Cost Test | Fuel Substitution | 657004.2305 | 642050.0769 | 618354.4244 | 588609.1822 | 554115.0875 | 96381.2551 | 87152.2773 | 76789.8551 | 62358.9243 | 50880.0657 | 39097.0036 | 20508.6449 | 11186.4996
Scenario 2: High TRC | SCE | Com | HVAC | Com - Grocery | Program Administrator Cost Test | Energy Efficiency | 8311.964 | 9142.5044 | 9970.5692 | 10788.6881 | 11708.4882 | 12677.2988 | 204864.2151 | 273489.2408 | 68715.5285 | 11102.9101 | 11413.2834 | 11637.2387 | 11859.3786
Scenario 2: High TRC | SCE | Com | HVAC | Com - Grocery | Program Administrator Cost Test | Fuel Substitution | 2064263.2423 | 2150869.8671 | 2217497.5515 | 2271642.7782 | 2319021.081 | 75239.5092 | 76833.8834 | 76859.8459 | 76452.6493 | 75728.8362 | 75037.5155 | 56021.3323 | 55186.1092
Scenario 2: High TRC | SCE | Com | HVAC | Com - Grocery | Rate Impact Measure Test | Energy Efficiency | 8311.964 | 9142.5044 | 9970.5692 | 10788.6881 | 11708.4882 | 12677.2988 | 204864.2151 | 273489.2408 | 68715.5285 | 11102.9101 | 11413.2834 | 11637.2387 | 11859.3786
Scenario 2: High TRC | SCE | Com | HVAC | Com - Grocery | Rate Impact Measure Test | Fuel Substitution | 2312540.8362 | 2378914.1738 | 2420528.6307 | 2447719.5456 | 2469874.5852 | 75239.5092 | 76833.8834 | 76859.8459 | 76452.6493 | 75728.8362 | 75037.5155 | 56021.3323 | 55186.1092
Scenario 2: High TRC | SCE | Com | HVAC | Com - Grocery | Total Resource Cost Test | Energy Efficiency | 9450.1525 | 10371.9452 | 11290.7485 | 12201.0628 | 13215.8755 | 14277.9037 | 226920.0555 | 302462.3771 | 68715.5285 | 11102.9101 | 11413.2834 | 11637.2387 | 11859.3786
Scenario 2: High TRC | SCE | Com | HVAC | Com - Grocery | Total Resource Cost Test | Fuel Substitution | 2247238.825 | 2331987.3704 | 2394869.8508 | 2444199.9269 | 2485406.1687 | 78708.674 | 80276.8441 | 80250.0026 | 76452.6493 | 75728.8362 | 75037.5155 | 56021.3323 | 55186.1092
Scenario 2: High TRC | SCE | Com | HVAC | Com - Health | Participant Cost Test | Energy Efficiency | 235803.8826 | 235651.9949 | 233350.8916 | 231954.2917 | 224892.4637 | 213003.4334 | 199704.3716 | 182543.8477 | 147546.396 | 124006.0659 | 99823.6521 | 74743.4508 | 47173.4886
Scenario 2: High TRC | SCE | Com | HVAC | Com - Health | Participant Cost Test | Fuel Substitution | 250704.012 | 313537.9854 | 301224.8407 | 290821.2145 | 272391.049 | 83323.1336 | 76144.9181 | 67755.1373 | 52644.9861 | 43259.7643 | 33456.0378 | 17111.9943 | 9386.9115
Scenario 2: High TRC | SCE | Com | HVAC | Com - Health | Program Administrator Cost Test | Energy Efficiency | 91621.1463 | 99459.8285 | 107415.2948 | 114942.9293 | 123124.6801 | 130926.0171 | 137491.5451 | 141211.2873 | 142506.3204 | 144043.42 | 146035.299 | 149033.0935 | 152556.4395
Scenario 2: High TRC | SCE | Com | HVAC | Com - Health | Program Administrator Cost Test | Fuel Substitution | 436513.8956 | 512868.8536 | 532613.2289 | 594369.2829 | 610233.3689 | 64659.5577 | 66692.6787 | 67323.9844 | 64540.8301 | 64384.3888 | 64208.3596 | 46742.0969 | 46307.2968
Scenario 2: High TRC | SCE | Com | HVAC | Com - Health | Rate Impact Measure Test | Energy Efficiency | 91621.1463 | 99459.8285 | 107415.2948 | 114942.9293 | 123124.6801 | 130926.0171 | 137491.5451 | 141211.2873 | 142506.3204 | 144043.42 | 146035.299 | 149033.0935 | 152556.4395
Scenario 2: High TRC | SCE | Com | HVAC | Com - Health | Rate Impact Measure Test | Fuel Substitution | 466667.2989 | 540371.1677 | 556782.5985 | 618344.2034 | 630343.4218 | 64659.5577 | 66692.6787 | 67323.9844 | 64540.8301 | 64384.3888 | 64208.3596 | 46742.0969 | 46307.2968
Scenario 2: High TRC | SCE | Com | HVAC | Com - Health | Total Resource Cost Test | Energy Efficiency | 98790.0865 | 106908.2004 | 115148.944 | 123371.0686 | 131921.8044 | 139918.471 | 146705.2044 | 150566.0281 | 142506.3204 | 144043.42 | 146035.299 | 149033.0935 | 152556.4395
Scenario 2: High TRC | SCE | Com | HVAC | Com - Health | Total Resource Cost Test | Fuel Substitution | 481881.9229 | 563275.9935 | 582396.0597 | 647186.7832 | 661714.0818 | 68132.9681 | 70174.4748 | 70783.6774 | 64540.8301 | 64384.3888 | 64208.3596 | 46742.0969 | 46307.2968
Scenario 2: High TRC | SCE | Com | HVAC | Com - Lodging | Participant Cost Test | Energy Efficiency | 362036.631 | 379243.8524 | 392808.8077 | 436846.2168 | 497830.5185 | 512432.0971 | 509069.0701 | 497617.9849 | 151625.872 | 67734.8398 | 55334.234 | 41581.2268 | 26447.9775
Scenario 2: High TRC | SCE | Com | HVAC | Com - Lodging | Participant Cost Test | Fuel Substitution | 286346.7967 | 281387.5749 | 258822.9463 | 248413.6003 | 223750.0528 | 37679.8509 | 34349.0832 | 30561.5534 | 13642.9335 | 11160.9602 | 8597.6915 | 5960.0766 | 3255.4197
Scenario 2: High TRC | SCE | Com | HVAC | Com - Lodging | Program Administrator Cost Test | Energy Efficiency | 87083.9468 | 97179.4381 | 107523.2812 | 126721.8946 | 152986.3623 | 172122.3985 | 186996.7354 | 199763.0154 | 107079.3702 | 77645.7668 | 79611.5441 | 81037.0849 | 82416.8841
Scenario 2: High TRC | SCE | Com | HVAC | Com - Lodging | Program Administrator Cost Test | Fuel Substitution | 354185.2346 | 369694.4191 | 381772.9345 | 391544.4132 | 400147.3635 | 27617.1092 | 28263.4074 | 28328.0757 | 16725.7381 | 16611.0846 | 16500.5691 | 16280.1876 | 16059.5617
Scenario 2: High TRC | SCE | Com | HVAC | Com - Lodging | Rate Impact Measure Test | Energy Efficiency | 87083.9468 | 97179.4381 | 107523.2812 | 126721.8946 | 152986.3623 | 172122.3985 | 186996.7354 | 199763.0154 | 107079.3702 | 77645.7668 | 79611.5441 | 81037.0849 | 82416.8841
Scenario 2: High TRC | SCE | Com | HVAC | Com - Lodging | Rate Impact Measure Test | Fuel Substitution | 399032.7072 | 411026.0041 | 418763.0252 | 423835.9053 | 427992.766 | 27617.1092 | 28263.4074 | 28328.0757 | 16725.7381 | 16611.0846 | 16500.5691 | 16280.1876 | 16059.5617
Scenario 2: High TRC | SCE | Com | HVAC | Com - Lodging | Total Resource Cost Test | Energy Efficiency | 123943.6972 | 137405.3278 | 151212.0273 | 176527.6169 | 212792.9506 | 237873.8187 | 257334.1268 | 274683.8041 | 107079.3702 | 77645.7668 | 79611.5441 | 81037.0849 | 82416.8841
Scenario 2: High TRC | SCE | Com | HVAC | Com - Lodging | Total Resource Cost Test | Fuel Substitution | 517131.1059 | 531303.5331 | 526312.7531 | 532538.0151 | 524218.8967 | 31192.0473 | 31819.0373 | 31836.0111 | 16725.7381 | 16611.0846 | 16500.5691 | 16280.1876 | 16059.5617
Scenario 2: High TRC | SCE | Com | HVAC | Com - Office (Large) | Participant Cost Test | Energy Efficiency | 87121.2193 | 85871.4065 | 83510.5396 | 80406.5364 | 76998.1987 | 72892.3616 | 67888.2978 | 62317.6562 | 51796.4627 | 44758.5862 | 37279.4129 | 29139.8329 | 20435.2031
Scenario 2: High TRC | SCE | Com | HVAC | Com - Office (Large) | Participant Cost Test | Fuel Substitution | 192.1123 | 184.912 | 175.4092 | 341.2755 | 317.8093 | 0 | 0 | 0 | 0 | 0 | 0 | 0 | 0
Scenario 2: High TRC | SCE | Com | HVAC | Com - Office (Large) | Program Administrator Cost Test | Energy Efficiency | 31623.5649 | 33734.6686 | 35620.79 | 37403.9068 | 39545.3185 | 41782.04 | 43249.1258 | 44153.789 | 44807.6036 | 45301.0331 | 45965.2564 | 46248.6091 | 46569.7962
Scenario 2: High TRC | SCE | Com | HVAC | Com - Office (Large) | Program Administrator Cost Test | Fuel Substitution | 281.3765 | 291.972 | 299.6679 | 1371.3382 | 1361.3177 | 0 | 0 | 0 | 0 | 0 | 0 | 0 | 0
Scenario 2: High TRC | SCE | Com | HVAC | Com - Office (Large) | Rate Impact Measure Test | Energy Efficiency | 31623.5649 | 33734.6686 | 35620.79 | 37403.9068 | 39545.3185 | 41782.04 | 43249.1258 | 44153.789 | 44807.6036 | 45301.0331 | 45965.2564 | 46248.6091 | 46569.7962
Scenario 2: High TRC | SCE | Com | HVAC | Com - Office (Large) | Rate Impact Measure Test | Fuel Substitution | 281.3765 | 291.972 | 299.6679 | 1576.4073 | 1535.4353 | 0 | 0 | 0 | 0 | 0 | 0 | 0 | 0
Scenario 2: High TRC | SCE | Com | HVAC | Com - Office (Large) | Total Resource Cost Test | Energy Efficiency | 35384.189 | 37574.2153 | 39518.52 | 41352.8288 | 43551.0725 | 45833.5122 | 47324.1697 | 48248.7138 | 44807.6036 | 45301.0331 | 45965.2564 | 46248.6091 | 46569.7962
Scenario 2: High TRC | SCE | Com | HVAC | Com - Office (Large) | Total Resource Cost Test | Fuel Substitution | 334.5278 | 344.3197 | 350.6568 | 1564.1665 | 1542.9722 | 0 | 0 | 0 | 0 | 0 | 0 | 0 | 0
Scenario 2: High TRC | SCE | Com | HVAC | Com - Office (Small) | Participant Cost Test | Energy Efficiency | 135364.0061 | 138070.7433 | 138912.0752 | 137868.6352 | 20538.1534 | 1255263.863 | 114109.1642 | 106690.4867 | 89666.4587 | 77474.6034 | 63208.4772 | 46598.7966 | 27618.1914
Scenario 2: High TRC | SCE | Com | HVAC | Com - Office (Small) | Participant Cost Test | Fuel Substitution | 203.2817 | 200.3115 | 195.1629 | 228.4664 | 186.3842 | 0 | 0 | 0 | 0 | 0 | 0 | 0 | 0
Scenario 2: High TRC | SCE | Com | HVAC | Com - Office (Small) | Program Administrator Cost Test | Energy Efficiency | 35104.5507 | 38660.2342 | 42147.0858 | 45558.9106 | 10783.4527 | 469382.6093 | 52470.4706 | 55047.1524 | 57462.0204 | 59636.2805 | 61920.7541 | 63717.8991 | 65468.6273
Scenario 2: High TRC | SCE | Com | HVAC | Com - Office (Small) | Program Administrator Cost Test | Fuel Substitution | 1272.4096 | 1322.2328 | 1359.5766 | 1491.6543 | 1295.9913 | 0 | 0 | 0 | 0 | 0 | 0 | 0 | 0
Scenario 2: High TRC | SCE | Com | HVAC | Com - Office (Small) | Rate Impact Measure Test | Energy Efficiency | 35104.5507 | 38660.2342 | 42147.0858 | 45558.9106 | 10783.4527 | 469382.6093 | 52470.4706 | 55047.1524 | 57462.0204 | 59636.2805 | 61920.7541 | 63717.8991 | 65468.6273
Scenario 2: High TRC | SCE | Com | HVAC | Com - Office (Small) | Rate Impact Measure Test | Fuel Substitution | 1522.6468 | 1553.3764 | 1567.3464 | 1674.2147 | 1430.9848 | 0 | 0 | 0 | 0 | 0 | 0 | 0 | 0
Scenario 2: High TRC | SCE | Com | HVAC | Com - Office (Small) | Total Resource Cost Test | Energy Efficiency | 40608.0991 | 44522.5533 | 48356.6456 | 52103.9527 | 11287.0191 | 545357.674 | 59282.0679 | 62142.6792 | 57462.0204 | 59636.2805 | 61920.7541 | 63717.8991 | 65468.6273
Scenario 2: High TRC | SCE | Com | HVAC | Com - Office (Small) | Total Resource Cost Test | Fuel Substitution | 1363.6523 | 1412.2734 | 1447.478 | 1584.1939 | 1372.2896 | 0 | 0 | 0 | 0 | 0 | 0 | 0 | 0
Scenario 2: High TRC | SCE | Com | HVAC | Com - Other | Participant Cost Test | Energy Efficiency | 3081660.7617 | 3232573.8704 | 3345186.8158 | 3405170.651 | 3419277.8283 | 3381167.3965 | 3302239.1183 | 3145497.9421 | 2064611.7151 | 1795625.6487 | 1463857.0201 | 1057745.5424 | 575815.9195
Scenario 2: High TRC | SCE | Com | HVAC | Com - Other | Participant Cost Test | Fuel Substitution | 480551.5546 | 471945.766 | 697282.1746 | 663429.4078 | 654240.7491 | 0 | 398.7882 | 0 | 0 | 0 | 0 | 0 | 0
Scenario 2: High TRC | SCE | Com | HVAC | Com - Other | Program Administrator Cost Test | Energy Efficiency | 540354.8831 | 611311.8687 | 685356.0324 | 758826.8128 | 840497.7731 | 929712.9719 | 1012612.6922 | 1076350.3515 | 1092353.4193 | 1156323.048 | 1224080.0309 | 1282155.6785 | 1342667.3129
Scenario 2: High TRC | SCE | Com | HVAC | Com - Other | Program Administrator Cost Test | Fuel Substitution | 690111.2495 | 727226.5014 | 994906.5313 | 1030554.7402 | 1106653.6552 | 0 | 338.639 | 0 | 0 | 0 | 0 | 0 | 0
Scenario 2: High TRC | SCE | Com | HVAC | Com - Other | Rate Impact Measure Test | Energy Efficiency | 540354.8831 | 611311.8687 | 685356.0324 | 758826.8128 | 840497.7731 | 929712.9719 | 1012612.6922 | 1076350.3515 | 1092353.4193 | 1156323.048 | 1224080.0309 | 1282155.6785 | 1342667.3129
Scenario 2: High TRC | SCE | Com | HVAC | Com - Other | Rate Impact Measure Test | Fuel Substitution | 724111.0124 | 758285.2524 | 1022316.3178 | 1054025.9407 | 1126489.6311 | 0 | 338.639 | 0 | 0 | 0 | 0 | 0 | 0
Scenario 2: High TRC | SCE | Com | HVAC | Com - Other | Total Resource Cost Test | Energy Efficiency | 961915.1736 | 1063682.3632 | 1167152.7301 | 1267142.7683 | 1372958.1914 | 1483769.0732 | 1588493.2605 | 1669178.147 | 1092353.4193 | 1156323.048 | 1224080.0309 | 1282155.6785 | 1342667.3129
Scenario 2: High TRC | SCE | Com | HVAC | Com - Other | Total Resource Cost Test | Fuel Substitution | 817828.9313 | 855103.6071 | 1159148.4277 | 1192325.7769 | 1267649.7388 | 0 | 368.4727 | 0 | 0 | 0 | 0 | 0 | 0
Scenario 2: High TRC | SCE | Com | HVAC | Com - Restaurant | Participant Cost Test | Energy Efficiency | 103454.1971 | 107040.5571 | 109366.0694 | 110405.2321 | 110366.3673 | 107118.62 | 101619.7664 | 94752.0048 | 81832.0275 | 70409.258 | 57026.2653 | 41308.078 | 23380.8316
Scenario 2: High TRC | SCE | Com | HVAC | Com - Restaurant | Participant Cost Test | Fuel Substitution | 38568.0635 | 37474.5756 | 35741.4132 | 33531.505 | 31021.4215 | 62.8834 | 56.5784 | 49.6071 | 41.513 | 33.8794 | 26.0562 | 18.0422 | 9.8465
Scenario 2: High TRC | SCE | Com | HVAC | Com - Restaurant | Program Administrator Cost Test | Energy Efficiency | 22237.5109 | 24779.954 | 27363.1479 | 30006.002 | 33045.7323 | 35928.6296 | 38183.6053 | 40077.4706 | 41836.2047 | 43379.344 | 45016.3305 | 46205.337 | 47384.4412
Scenario 2: High TRC | SCE | Com | HVAC | Com - Restaurant | Program Administrator Cost Test | Fuel Substitution | 36537.7145 | 38711.5529 | 40521.9258 | 42045.3324 | 43463.3619 | 50.3263 | 51.2625 | 51.1956 | 50.8934 | 50.4233 | 50.0067 | 49.283 | 48.5744
Scenario 2: High TRC | SCE | Com | HVAC | Com - Restaurant | Rate Impact Measure Test | Energy Efficiency | 22237.5109 | 24779.954 | 27363.1479 | 30006.002 | 33045.7323 | 35928.6296 | 38183.6053 | 40077.4706 | 41836.2047 | 43379.344 | 45016.3305 | 46205.337 | 47384.4412
Scenario 2: High TRC | SCE | Com | HVAC | Com - Restaurant | Rate Impact Measure Test | Fuel Substitution | 36946.3537 | 39088.6565 | 40860.2274 | 42341.8268 | 43720.1658 | 50.3263 | 51.2625 | 51.1956 | 50.8934 | 50.4233 | 50.0067 | 49.283 | 48.5744
Scenario 2: High TRC | SCE | Com | HVAC | Com - Restaurant | Total Resource Cost Test | Energy Efficiency | 24686.073 | 27429.2571 | 30216.5029 | 33069.1741 | 36330.1018 | 39378.9693 | 41773.7434 | 43817.0015 | 41836.2047 | 43379.344 | 45016.3305 | 46205.337 | 47384.4412
Scenario 2: High TRC | SCE | Com | HVAC | Com - Restaurant | Total Resource Cost Test | Fuel Substitution | 37564.3832 | 39746.7116 | 41554.3339 | 43066.8162 | 44468.2938 | 51.0605 | 51.9893 | 51.9101 | 50.8934 | 50.4233 | 50.0067 | 49.283 | 48.5744
Scenario 2: High TRC | SCE | Com | HVAC | Com - Retail | Participant Cost Test | Energy Efficiency | 1048944.9178 | 1111950.2932 | 1159313.0308 | 1196506.841 | 1224905.1331 | 1255451.9995 | 1251831.3842 | 1226269.4565 | 321513.6469 | 158436.7369 | 127484.6344 | 91541.0776 | 51237.7606
Scenario 2: High TRC | SCE | Com | HVAC | Com - Retail | Participant Cost Test | Fuel Substitution | 151535.178 | 148128.2935 | 142314.8718 | 134714.944 | 125630.1963 | 118749.5517 | 110164.0897 | 99820.5746 | 0 | 0 | 0 | 0 | 0
Scenario 2: High TRC | SCE | Com | HVAC | Com - Retail | Program Administrator Cost Test | Energy Efficiency | 188700.5586 | 214310.3299 | 240015.8058 | 266926.9405 | 298023.5842 | 336758.5692 | 368186.5724 | 394806.2393 | 181597.7988 | 127295.6662 | 131804.8046 | 134764.6505 | 137558.6364
Scenario 2: High TRC | SCE | Com | HVAC | Com - Retail | Program Administrator Cost Test | Fuel Substitution | 104449.4995 | 110648.9319 | 115753.1489 | 119983.024 | 123664.9173 | 77953.9465 | 80422.9523 | 81094.8187 | 0 | 0 | 0 | 0 | 0
Scenario 2: High TRC | SCE | Com | HVAC | Com - Retail | Rate Impact Measure Test | Energy Efficiency | 188700.5586 | 214310.3299 | 240015.8058 | 266926.9405 | 298023.5842 | 336758.5692 | 368186.5724 | 394806.2393 | 181597.7988 | 127295.6662 | 131804.8046 | 134764.6505 | 137558.6364
Scenario 2: High TRC | SCE | Com | HVAC | Com - Retail | Rate Impact Measure Test | Fuel Substitution | 105481.728 | 111604.1317 | 116612.9216 | 120739.3554 | 124320.7277 | 77953.9465 | 80422.9523 | 81094.8187 | 0 | 0 | 0 | 0 | 0
Scenario 2: High TRC | SCE | Com | HVAC | Com - Retail | Total Resource Cost Test | Energy Efficiency | 353559.5274 | 393056.4918 | 431782.8382 | 471900.6989 | 516537.9868 | 571044.9945 | 615315.4951 | 654155.0622 | 181597.7988 | 127295.6662 | 131804.8046 | 134764.6505 | 137558.6364
Scenario 2: High TRC | SCE | Com | HVAC | Com - Retail | Total Resource Cost Test | Fuel Substitution | 132493.9477 | 138963.3392 | 144030.3352 | 147996.9648 | 151123.4114 | 100436.1981 | 102964.4887 | 103468.5896 | 0 | 0 | 0 | 0 | 0
Scenario 2: High TRC | SCE | Com | HVAC | Com - School | Participant Cost Test | Energy Efficiency | 247379.528 | 250944.1576 | 252188.968 | 249601.7925 | 243005.2942 | 234475.5679 | 221291.0749 | 205876.2886 | 154926.8049 | 132448.5546 | 106041.2464 | 76344.9034 | 42144.1367
Scenario 2: High TRC | SCE | Com | HVAC | Com - School | Participant Cost Test | Fuel Substitution | 12647.7787 | 12219.716 | 11617.456 | 10890.2581 | 10077.7795 | 0 | 0 | 0 | 0 | 0 | 0 | 0 | 0
Scenario 2: High TRC | SCE | Com | HVAC | Com - School | Program Administrator Cost Test | Energy Efficiency | 46977.4989 | 51430.0065 | 55925.243 | 60153.5705 | 64511.5712 | 69504.2243 | 73077.6988 | 75907.4216 | 78730.8205 | 81453.293 | 84012.9731 | 86410.3449 | 88266.7169
Scenario 2: High TRC | SCE | Com | HVAC | Com - School | Program Administrator Cost Test | Fuel Substitution | 19851.0295 | 20726.9788 | 21407.1731 | 21937.7646 | 22360.3112 | 0 | 0 | 0 | 0 | 0 | 0 | 0 | 0
Scenario 2: High TRC | SCE | Com | HVAC | Com - School | Rate Impact Measure Test | Energy Efficiency | 46977.4989 | 51430.0065 | 55925.243 | 60153.5705 | 64511.5712 | 69504.2243 | 73077.6988 | 75907.4216 | 78730.8205 | 81453.293 | 84012.9731 | 86410.3449 | 88266.7169
Scenario 2: High TRC | SCE | Com | HVAC | Com - School | Rate Impact Measure Test | Fuel Substitution | 20392.156 | 21218.1768 | 21840.3776 | 22310.7657 | 22677.6324 | 0 | 0 | 0 | 0 | 0 | 0 | 0 | 0
Scenario 2: High TRC | SCE | Com | HVAC | Com - School | Total Resource Cost Test | Energy Efficiency | 71495.16 | 77238.4118 | 83042.1857 | 88439.1129 | 93751.6054 | 99749.8611 | 104045.6017 | 107651.4618 | 78730.8205 | 81453.293 | 84012.9731 | 86410.3449 | 88266.7169
Scenario 2: High TRC | SCE | Com | HVAC | Com - School | Total Resource Cost Test | Fuel Substitution | 21696.0921 | 22559.1736 | 23206.4166 | 23690.1018 | 24056.6965 | 0 | 0 | 0 | 0 | 0 | 0 | 0 | 0
Scenario 2: High TRC | SCE | Com | HVAC | Com - Warehouse | Participant Cost Test | Energy Efficiency | 8576.442 | 8726.0352 | 8744.4052 | 8698.8122 | 8610.9987 | 8397.983 | 8052.7253 | 7629.3714 | 5636.965 | 4998.0083 | 4278.9244 | 3464.5749 | 2566.6595
Scenario 2: High TRC | SCE | Com | HVAC | Com - Warehouse | Participant Cost Test | Fuel Substitution | 116443.3 | 114781.1512 | 137521.2007 | 131840.0167 | 125183.3299 | 49.8687 | 45.8941 | 41.3275 | 0 | 0 | 0 | 0 | 0
Scenario 2: High TRC | SCE | Com | HVAC | Com - Warehouse | Program Administrator Cost Test | Energy Efficiency | 2732.9751 | 2993.5877 | 3236.0271 | 3483.0808 | 3773.2019 | 4063.9968 | 4287.8328 | 4460.5638 | 4466.6007 | 4593.6647 | 4729.0567 | 4823.7955 | 4923.184
Scenario 2: High TRC | SCE | Com | HVAC | Com - Warehouse | Program Administrator Cost Test | Fuel Substitution | 354834.8931 | 371425.0527 | 413217.3019 | 425418.0547 | 436356.8014 | 33.6729 | 34.542 | 34.7175 | 0 | 0 | 0 | 0 | 0
Scenario 2: High TRC | SCE | Com | HVAC | Com - Warehouse | Rate Impact Measure Test | Energy Efficiency | 2732.9751 | 2993.5877 | 3236.0271 | 3483.0808 | 3773.2019 | 4063.9968 | 4287.8328 | 4460.5638 | 4466.6007 | 4593.6647 | 4729.0567 | 4823.7955 | 4923.184
Scenario 2: High TRC | SCE | Com | HVAC | Com - Warehouse | Rate Impact Measure Test | Fuel Substitution | 386934.8038 | 400785.243 | 439128.7151 | 447576.239 | 455050.7061 | 33.6729 | 34.542 | 34.7175 | 0 | 0 | 0 | 0 | 0
Scenario 2: High TRC | SCE | Com | HVAC | Com - Warehouse | Total Resource Cost Test | Energy Efficiency | 3712.4539 | 4020.4349 | 4303.1898 | 4591.3249 | 4925.088 | 5251.6425 | 5505.4285 | 5707.3098 | 4466.6007 | 4593.6647 | 4729.0567 | 4823.7955 | 4923.184
Scenario 2: High TRC | SCE | Com | HVAC | Com - Warehouse | Total Resource Cost Test | Fuel Substitution | 395005.1894 | 411530.4128 | 458178.1078 | 469565.6954 | 479491.234 | 41.9581 | 42.8018 | 42.8893 | 0 | 0 | 0 | 0 | 0
Scenario 2: High TRC | SCE | Com | Lighting | Com - College | Participant Cost Test | Energy Efficiency | 0 | 0 | 0 | 0 | 0 | 0 | 0 | 32159.0515 | 9885.1974 | 0 | 0 | 0 | 0
Scenario 2: High TRC | SCE | Com | Lighting | Com - College | Program Administrator Cost Test | Energy Efficiency | 0 | 0 | 0 | 0 | 0 | 0 | 0 | 29664.3154 | 11184.6575 | 0 | 0 | 0 | 0
Scenario 2: High TRC | SCE | Com | Lighting | Com - College | Rate Impact Measure Test | Energy Efficiency | 0 | 0 | 0 | 0 | 0 | 0 | 0 | 29664.3154 | 11184.6575 | 0 | 0 | 0 | 0
Scenario 2: High TRC | SCE | Com | Lighting | Com - College | Total Resource Cost Test | Energy Efficiency | 0 | 0 | 0 | 0 | 0 | 0 | 0 | 31123.8482 | 11184.6575 | 0 | 0 | 0 | 0
Scenario 2: High TRC | SCE | Com | Lighting | Com - Grocery | Participant Cost Test | Energy Efficiency | 270514.7182 | 272939.3836 | 270302.5047 | 264156.0286 | 255481.1176 | 243047.6987 | 226792.2614 | 207744.37 | 179524.0093 | 153298.4521 | 123980.7068 | 91063.8213 | 54687.5223
Scenario 2: High TRC | SCE | Com | Lighting | Com - Grocery | Program Administrator Cost Test | Energy Efficiency | 118344.0155 | 131276.913 | 143737.9476 | 156294.9182 | 170071.7948 | 183284.8773 | 193559.1129 | 202145.2097 | 210088.8897 | 216901.4587 | 224943.4781 | 231692.733 | 238146.6206
Scenario 2: High TRC | SCE | Com | Lighting | Com - Grocery | Rate Impact Measure Test | Energy Efficiency | 118344.0155 | 131276.913 | 143737.9476 | 156294.9182 | 170071.7948 | 183284.8773 | 193559.1129 | 202145.2097 | 210088.8897 | 216901.4587 | 224943.4781 | 231692.733 | 238146.6206
Scenario 2: High TRC | SCE | Com | Lighting | Com - Grocery | Total Resource Cost Test | Energy Efficiency | 122663.4633 | 135817.7969 | 148466.1038 | 161199.7064 | 175148.3149 | 188508.2194 | 198903.03 | 207607.9676 | 210088.8897 | 216901.4587 | 224943.4781 | 231692.733 | 238146.6206
Scenario 2: High TRC | SCE | Com | Lighting | Com - Health | Participant Cost Test | Energy Efficiency | 306036.7555 | 309485.606 | 309159.4632 | 301318.0288 | 291447.7192 | 276901.8781 | 259649.9444 | 237165.074 | 201844.2848 | 171116.1452 | 137044.7881 | 100809.8402 | 60692.6223
Scenario 2: High TRC | SCE | Com | Lighting | Com - Health | Program Administrator Cost Test | Energy Efficiency | 129557.3866 | 143980.0136 | 158922.6678 | 172214.9225 | 187260.203 | 201358.3015 | 213453.3612 | 221984.4751 | 229907.532 | 235666.4127 | 242108.43 | 249973.7251 | 258347.9189
Scenario 2: High TRC | SCE | Com | Lighting | Com - Health | Rate Impact Measure Test | Energy Efficiency | 129557.3866 | 143980.0136 | 158922.6678 | 172214.9225 | 187260.203 | 201358.3015 | 213453.3612 | 221984.4751 | 229907.532 | 235666.4127 | 242108.43 | 249973.7251 | 258347.9189
Scenario 2: High TRC | SCE | Com | Lighting | Com - Health | Total Resource Cost Test | Energy Efficiency | 136617.6003 | 151416.1141 | 166728.3909 | 180284.8217 | 195606.918 | 209927.5167 | 222253.941 | 230943.1809 | 229907.532 | 235666.4127 | 242108.43 | 249973.7251 | 258347.9189
Scenario 2: High TRC | SCE | Com | Lighting | Com - Lodging | Participant Cost Test | Energy Efficiency | 0 | 0 | 0 | 0 | 0 | 0 | 0 | 0 | 0 | 0 | 0 | 0 | 0
Scenario 2: High TRC | SCE | Com | Lighting | Com - Lodging | Program Administrator Cost Test | Energy Efficiency | 0 | 0 | 0 | 0 | 0 | 0 | 0 | 0 | 0 | 0 | 0 | 0 | 0
Scenario 2: High TRC | SCE | Com | Lighting | Com - Lodging | Rate Impact Measure Test | Energy Efficiency | 0 | 0 | 0 | 0 | 0 | 0 | 0 | 0 | 0 | 0 | 0 | 0 | 0
Scenario 2: High TRC | SCE | Com | Lighting | Com - Lodging | Total Resource Cost Test | Energy Efficiency | 0 | 0 | 0 | 0 | 0 | 0 | 0 | 0 | 0 | 0 | 0 | 0 | 0
Scenario 2: High TRC | SCE | Com | Lighting | Com - Office (Large) | Participant Cost Test | Energy Efficiency | 0 | 0 | 0 | 0 | 0 | 0 | 0 | 113553.8379 | 63211.1064 | 0 | 0 | 0 | 0
Scenario 2: High TRC | SCE | Com | Lighting | Com - Office (Large) | Program Administrator Cost Test | Energy Efficiency | 0 | 0 | 0 | 0 | 0 | 0 | 0 | 100240.158 | 70056.9763 | 0 | 0 | 0 | 0
Scenario 2: High TRC | SCE | Com | Lighting | Com - Office (Large) | Rate Impact Measure Test | Energy Efficiency | 0 | 0 | 0 | 0 | 0 | 0 | 0 | 100240.158 | 70056.9763 | 0 | 0 | 0 | 0
Scenario 2: High TRC | SCE | Com | Lighting | Com - Office (Large) | Total Resource Cost Test | Energy Efficiency | 0 | 0 | 0 | 0 | 0 | 0 | 0 | 107894.0694 | 70056.9763 | 0 | 0 | 0 | 0
Scenario 2: High TRC | SCE | Com | Lighting | Com - Office (Small) | Participant Cost Test | Energy Efficiency | 0 | 0 | 0 | 0 | 0 | 0 | 0 | 0 | 0 | 0 | 0 | 0 | 0
Scenario 2: High TRC | SCE | Com | Lighting | Com - Office (Small) | Program Administrator Cost Test | Energy Efficiency | 0 | 0 | 0 | 0 | 0 | 0 | 0 | 0 | 0 | 0 | 0 | 0 | 0
Scenario 2: High TRC | SCE | Com | Lighting | Com - Office (Small) | Rate Impact Measure Test | Energy Efficiency | 0 | 0 | 0 | 0 | 0 | 0 | 0 | 0 | 0 | 0 | 0 | 0 | 0
Scenario 2: High TRC | SCE | Com | Lighting | Com - Office (Small) | Total Resource Cost Test | Energy Efficiency | 0 | 0 | 0 | 0 | 0 | 0 | 0 | 0 | 0 | 0 | 0 | 0 | 0
Scenario 2: High TRC | SCE | Com | Lighting | Com - Other | Participant Cost Test | Energy Efficiency | 0 | 0 | 0 | 0 | 0 | 0 | 0 | 0 | 0 | 0 | 0 | 0 | 0
Scenario 2: High TRC | SCE | Com | Lighting | Com - Other | Program Administrator Cost Test | Energy Efficiency | 0 | 0 | 0 | 0 | 0 | 0 | 0 | 0 | 0 | 0 | 0 | 0 | 0
Scenario 2: High TRC | SCE | Com | Lighting | Com - Other | Rate Impact Measure Test | Energy Efficiency | 0 | 0 | 0 | 0 | 0 | 0 | 0 | 0 | 0 | 0 | 0 | 0 | 0
Scenario 2: High TRC | SCE | Com | Lighting | Com - Other | Total Resource Cost Test | Energy Efficiency | 0 | 0 | 0 | 0 | 0 | 0 | 0 | 0 | 0 | 0 | 0 | 0 | 0
Scenario 2: High TRC | SCE | Com | Lighting | Com - Refrig. Warehouse | Participant Cost Test | Energy Efficiency | 20707.3662 | 6137.7988 | 6074.6992 | 5887.7628 | 5655.9344 | 5366.1495 | 5010.4292 | 4571.8566 | 4001.4935 | 3420.9746 | 2762.2502 | 2029.9256 | 1212.6839
Scenario 2: High TRC | SCE | Com | Lighting | Com - Refrig. Warehouse | Program Administrator Cost Test | Energy Efficiency | 8544.2586 | 2784.2606 | 3046.2732 | 3284.7255 | 3550.3292 | 3816.8355 | 4035.5521 | 4202.2623 | 4368.0195 | 4515.6787 | 4679.5104 | 4833.5653 | 4979.4944
Scenario 2: High TRC | SCE | Com | Lighting | Com - Refrig. Warehouse | Rate Impact Measure Test | Energy Efficiency | 8544.2586 | 2784.2606 | 3046.2732 | 3284.7255 | 3550.3292 | 3816.8355 | 4035.5521 | 4202.2623 | 4368.0195 | 4515.6787 | 4679.5104 | 4833.5653 | 4979.4944
Scenario 2: High TRC | SCE | Com | Lighting | Com - Refrig. Warehouse | Total Resource Cost Test | Energy Efficiency | 8721.5096 | 2839.0013 | 3103.2308 | 3343.3192 | 3610.5701 | 3878.6695 | 4098.8898 | 4266.8211 | 4368.0195 | 4515.6787 | 4679.5104 | 4833.5653 | 4979.4944
Scenario 2: High TRC | SCE | Com | Lighting | Com - Restaurant | Participant Cost Test | Energy Efficiency | 49150.4392 | 71270.0548 | 72988.0112 | 73483.8763 | 147049.2007 | 163268.9591 | 152358.1633 | 139358.9667 | 122325.2173 | 104537.5769 | 84528.1468 | 62031.3714 | 37105.0861
Scenario 2: High TRC | SCE | Com | Lighting | Com - Restaurant | Program Administrator Cost Test | Energy Efficiency | 20934.016 | 33379.4087 | 37801.4749 | 42357.0207 | 95407.7422 | 120079.9187 | 126939.0409 | 132560.4083 | 137833.7751 | 142427.0694 | 147747.394 | 152240.5337 | 156508.4884
Scenario 2: High TRC | SCE | Com | Lighting | Com - Restaurant | Rate Impact Measure Test | Energy Efficiency | 20934.016 | 33379.4087 | 37801.4749 | 42357.0207 | 95407.7422 | 120079.9187 | 126939.0409 | 132560.4083 | 137833.7751 | 142427.0694 | 147747.394 | 152240.5337 | 156508.4884
Scenario 2: High TRC | SCE | Com | Lighting | Com - Restaurant | Total Resource Cost Test | Energy Efficiency | 21276.3288 | 33896.7 | 38358.5942 | 42952.5919 | 96683.6057 | 121613.0664 | 128509.2068 | 134165.4212 | 137833.7751 | 142427.0694 | 147747.394 | 152240.5337 | 156508.4884
Scenario 2: High TRC | SCE | Com | Lighting | Com - Retail | Participant Cost Test | Energy Efficiency | 1323124.2436 | 1342377.4798 | 1339068.2423 | 1320084.9483 | 1289151.6949 | 1240933.7692 | 1175835.5969 | 1098014.5048 | 762396.7356 | 650117.0547 | 524566.4648 | 383947.0367 | 228905.4976
Scenario 2: High TRC | SCE | Com | Lighting | Com - Retail | Program Administrator Cost Test | Energy Efficiency | 479583.5523 | 531941.4968 | 582471.7308 | 633218.8402 | 688416.5846 | 741074.9805 | 782017.7867 | 815520.2102 | 845979.7998 | 872300.0833 | 903138.2646 | 928634.2888 | 953077.1786
Scenario 2: High TRC | SCE | Com | Lighting | Com - Retail | Rate Impact Measure Test | Energy Efficiency | 479583.5523 | 531941.4968 | 582471.7308 | 633218.8402 | 688416.5846 | 741074.9805 | 782017.7867 | 815520.2102 | 845979.7998 | 872300.0833 | 903138.2646 | 928634.2888 | 953077.1786
Scenario 2: High TRC | SCE | Com | Lighting | Com - Retail | Total Resource Cost Test | Energy Efficiency | 668164.442 | 730177.5867 | 788903.3194 | 847322.2225 | 909824.0267 | 968638.6848 | 1014662.3205 | 1052998.5727 | 845979.7998 | 872300.0833 | 903138.2646 | 928634.2888 | 953077.1786
Scenario 2: High TRC | SCE | Com | Lighting | Com - School | Participant Cost Test | Energy Efficiency | 0 | 0 | 0 | 0 | 0 | 0 | 0 | 0 | 0 | 0 | 0 | 0 | 0
Scenario 2: High TRC | SCE | Com | Lighting | Com - School | Program Administrator Cost Test | Energy Efficiency | 0 | 0 | 0 | 0 | 0 | 0 | 0 | 0 | 0 | 0 | 0 | 0 | 0
Scenario 2: High TRC | SCE | Com | Lighting | Com - School | Rate Impact Measure Test | Energy Efficiency | 0 | 0 | 0 | 0 | 0 | 0 | 0 | 0 | 0 | 0 | 0 | 0 | 0
Scenario 2: High TRC | SCE | Com | Lighting | Com - School | Total Resource Cost Test | Energy Efficiency | 0 | 0 | 0 | 0 | 0 | 0 | 0 | 0 | 0 | 0 | 0 | 0 | 0
Scenario 2: High TRC | SCE | Com | Lighting | Com - Warehouse | Participant Cost Test | Energy Efficiency | 0 | 0 | 0 | 0 | 0 | 20073.536 | 25720.7181 | 24531.8892 | 4607.1635 | 0 | 0 | 0 | 0
Scenario 2: High TRC | SCE | Com | Lighting | Com - Warehouse | Program Administrator Cost Test | Energy Efficiency | 0 | 0 | 0 | 0 | 0 | 12444.6462 | 17800.3387 | 19016.8095 | 5155.791 | 0 | 0 | 0 | 0
Scenario 2: High TRC | SCE | Com | Lighting | Com - Warehouse | Rate Impact Measure Test | Energy Efficiency | 0 | 0 | 0 | 0 | 0 | 12444.6462 | 17800.3387 | 19016.8095 | 5155.791 | 0 | 0 | 0 | 0
Scenario 2: High TRC | SCE | Com | Lighting | Com - Warehouse | Total Resource Cost Test | Energy Efficiency | 0 | 0 | 0 | 0 | 0 | 15642.7204 | 22232.0349 | 23651.2018 | 5155.791 | 0 | 0 | 0 | 0
Scenario 2: High TRC | SCE | Com | WaterHeat | Com - College | Participant Cost Test | Energy Efficiency | 1503.3411 | 1736.3798 | 1991.1742 | 2259.667 | 2526.2266 | 2806.1624 | 3069.1535 | 3283.9944 | 3189.6051 | 3164.2314 | 2954.3239 | 2484.863 | 1588.3843
Scenario 2: High TRC | SCE | Com | WaterHeat | Com - College | Participant Cost Test | Fuel Substitution | 910236.8294 | 894500.3067 | 831085.0582 | 705201.5226 | 530987.473 | 1985484.8435 | 2228575.3519 | 2322224.9379 | 2051924.7933 | 1799505.6627 | 1443881.9744 | 1020143.5395 | 551447.8166
Scenario 2: High TRC | SCE | Com | WaterHeat | Com - College | Program Administrator Cost Test | Energy Efficiency | 371.0542 | 472.2541 | 600.6034 | 761.314 | 962.3093 | 1217.1512 | 1512.3472 | 1848.6133 | 2252.8254 | 2731.9606 | 3334.5601 | 4083.462 | 4953.2152
Scenario 2: High TRC | SCE | Com | WaterHeat | Com - College | Program Administrator Cost Test | Fuel Substitution | 3324065.3038 | 3438508.6065 | 3559349.3068 | 3690789.86 | 3836105.5934 | 1413000.1526 | 1803348.1638 | 2146948.3708 | 2408329.5547 | 2579402.3405 | 2700310.2513 | 2765466.3489 | 2797828.302
Scenario 2: High TRC | SCE | Com | WaterHeat | Com - College | Rate Impact Measure Test | Energy Efficiency | 371.0542 | 472.2541 | 600.6034 | 761.314 | 962.3093 | 1217.1512 | 1512.3472 | 1848.6133 | 2252.8254 | 2731.9606 | 3334.5601 | 4083.462 | 4953.2152
Scenario 2: High TRC | SCE | Com | WaterHeat | Com - College | Rate Impact Measure Test | Fuel Substitution | 4274242.0663 | 4319202.5513 | 4362575.4761 | 4412389.2753 | 4480168.03 | 1413000.1526 | 1803348.1638 | 2146948.3708 | 2408329.5547 | 2579402.3405 | 2700310.2513 | 2765466.3489 | 2797828.302
Scenario 2: High TRC | SCE | Com | WaterHeat | Com - College | Total Resource Cost Test | Energy Efficiency | 425.6321 | 537.9372 | 679.7945 | 856.7095 | 1076.465 | 1354.3615 | 1677.0169 | 2045.4965 | 2252.8254 | 2731.9606 | 3334.5601 | 4083.462 | 4953.2152
Scenario 2: High TRC | SCE | Com | WaterHeat | Com - College | Total Resource Cost Test | Fuel Substitution | 4129391.8405 | 4230015.626 | 4289273.7494 | 4296485.926 | 4269014.3021 | 1535296.9365 | 1949107.2103 | 2312611.5404 | 2408329.5547 | 2579402.3405 | 2700310.2513 | 2765466.3489 | 2797828.302
Scenario 2: High TRC | SCE | Com | WaterHeat | Com - Grocery | Participant Cost Test | Energy Efficiency | 5985.0327 | 6910.0461 | 7879.4217 | 8898.4444 | 9971.4447 | 11030.7157 | 12006.0238 | 12837.6283 | 12666.664 | 12575.6149 | 11738.0154 | 9766.2299 | 6177.4938
Scenario 2: High TRC | SCE | Com | WaterHeat | Com - Grocery | Participant Cost Test | Fuel Substitution | 16765.9586 | 16329.4223 | 15926.3337 | 15597.6587 | 15337.0916 | 0 | 0 | 0 | 0 | 0 | 0 | 0 | 0
Scenario 2: High TRC | SCE | Com | WaterHeat | Com - Grocery | Program Administrator Cost Test | Energy Efficiency | 1494.5409 | 1902.4284 | 2407.4987 | 3039.4693 | 3854.9152 | 4861.9478 | 6021.7843 | 7371.7768 | 8996.3698 | 10931.9081 | 13367.0489 | 16258.8154 | 19747.9501
Scenario 2: High TRC | SCE | Com | WaterHeat | Com - Grocery | Program Administrator Cost Test | Fuel Substitution | 128255.9983 | 131597.3882 | 135244.312 | 139611.7452 | 144745.9603 | 0 | 0 | 0 | 0 | 0 | 0 | 0 | 0
Scenario 2: High TRC | SCE | Com | WaterHeat | Com - Grocery | Rate Impact Measure Test | Energy Efficiency | 1494.5409 | 1902.4284 | 2407.4987 | 3039.4693 | 3854.9152 | 4861.9478 | 6021.7843 | 7371.7768 | 8996.3698 | 10931.9081 | 13367.0489 | 16258.8154 | 19747.9501
Scenario 2: High TRC | SCE | Com | WaterHeat | Com - Grocery | Rate Impact Measure Test | Fuel Substitution | 144525.8422 | 146243.4167 | 148100.52 | 150644.7384 | 154155.3808 | 0 | 0 | 0 | 0 | 0 | 0 | 0 | 0
Scenario 2: High TRC | SCE | Com | WaterHeat | Com - Grocery | Total Resource Cost Test | Energy Efficiency | 1658.3224 | 2099.5635 | 2643.9994 | 3323.2215 | 4195.6176 | 5270.2958 | 6510.285 | 7956.7183 | 8996.3698 | 10931.9081 | 13367.0489 | 16258.8154 | 19747.9501
Scenario 2: High TRC | SCE | Com | WaterHeat | Com - Grocery | Total Resource Cost Test | Fuel Substitution | 140659.2811 | 143677.7261 | 147026.4493 | 151150.732 | 156092.1821 | 0 | 0 | 0 | 0 | 0 | 0 | 0 | 0
Scenario 2: High TRC | SCE | Com | WaterHeat | Com - Health | Participant Cost Test | Energy Efficiency | 9445.5822 | 10960.5165 | 12606.431 | 14252.1838 | 16012.3409 | 17740.2336 | 19409.9843 | 20759.8998 | 20325.7312 | 20124.9515 | 18701.921 | 15589.7829 | 9877.1637
Scenario 2: High TRC | SCE | Com | WaterHeat | Com - Health | Participant Cost Test | Fuel Substitution | 1907908.9753 | 1881439.7124 | 1742918.5698 | 1619186.8609 | 1385620.1412 | 5084647.8265 | 5645714.1426 | 5917208.7807 | 5126623.2543 | 4513069.5342 | 3626242.2073 | 2556734.4118 | 1364733.7632
Scenario 2: High TRC | SCE | Com | WaterHeat | Com - Health | Program Administrator Cost Test | Energy Efficiency | 2349.3986 | 3005.2255 | 3835.2612 | 4846.0203 | 6160.2229 | 7778.2388 | 9679.3921 | 11844.5581 | 14453.8181 | 17520.7879 | 21339.2129 | 26028.4308 | 31749.8822
Scenario 2: High TRC | SCE | Com | WaterHeat | Com - Health | Program Administrator Cost Test | Fuel Substitution | 8398504.3348 | 8704880.6908 | 9029392.7631 | 9382448.05 | 9768883.2314 | 3481193.9913 | 4477309.9874 | 5373309.0479 | 6069475.0151 | 6536563.5451 | 6871993.9011 | 7062576.9088 | 7169108.3232
Scenario 2: High TRC | SCE | Com | WaterHeat | Com - Health | Rate Impact Measure Test | Energy Efficiency | 2349.3986 | 3005.2255 | 3835.2612 | 4846.0203 | 6160.2229 | 7778.2388 | 9679.3921 | 11844.5581 | 14453.8181 | 17520.7879 | 21339.2129 | 26028.4308 | 31749.8822
Scenario 2: High TRC | SCE | Com | WaterHeat | Com - Health | Rate Impact Measure Test | Fuel Substitution | 10671611.7899 | 10814040.8485 | 10954401.1924 | 11112258.7452 | 11312360.5044 | 3481193.9913 | 4477309.9874 | 5373309.0479 | 6069475.0151 | 6536563.5451 | 6871993.9011 | 7062576.9088 | 7169108.3232
Scenario 2: High TRC | SCE | Com | WaterHeat | Com - Health | Total Resource Cost Test | Energy Efficiency | 2648.9156 | 3367.5023 | 4273.5588 | 5372.3216 | 6793.6031 | 8538.2313 | 10592.8654 | 12937.9275 | 14453.8181 | 17520.7879 | 21339.2129 | 26028.4308 | 31749.8822
Scenario 2: High TRC | SCE | Com | WaterHeat | Com - Health | Total Resource Cost Test | Fuel Substitution | 10099616.3364 | 10380024.5771 | 10566343.6663 | 10795621.1858 | 10948031.7908 | 4003363.8306 | 4986376.5669 | 5933577.7183 | 6069475.0151 | 6536563.5451 | 6871993.9011 | 7062576.9088 | 7169108.3232
Scenario 2: High TRC | SCE | Com | WaterHeat | Com - Lodging | Participant Cost Test | Energy Efficiency | 2000.2027 | 2330.3166 | 2686.7469 | 3059.5049 | 3457.848 | 3862.9912 | 4254.1631 | 4602.6921 | 4207.7584 | 4189.3283 | 3918.3446 | 3264.6211 | 2059.789
Scenario 2: High TRC | SCE | Com | WaterHeat | Com - Lodging | Participant Cost Test | Fuel Substitution | 7249785.9264 | 7125040.1764 | 6652940.7787 | 6056067.9301 | 5021607.4158 | 6584764.4565 | 6630649.3474 | 7002983.785 | 5205701.6954 | 4588329.3732 | 3689504.432 | 2599282.4956 | 1380934.9916
Scenario 2: High TRC | SCE | Com | WaterHeat | Com - Lodging | Program Administrator Cost Test | Energy Efficiency | 476.4578 | 610.8156 | 779.6375 | 989.416 | 1260.8639 | 1598.4338 | 1991.0918 | 2446.8098 | 2995.8493 | 3652.7264 | 4479.7008 | 5466.2821 | 6658.0884
Scenario 2: High TRC | SCE | Com | WaterHeat | Com - Lodging | Program Administrator Cost Test | Fuel Substitution | 8371516.3448 | 8663805.8312 | 8973299.2587 | 9377709.301 | 9905642.2505 | 3509116.5707 | 4533469.1934 | 5457019.9613 | 6176950.4903 | 6663909.067 | 7017083.4186 | 7217970.5475 | 7327564.4404
Scenario 2: High TRC | SCE | Com | WaterHeat | Com - Lodging | Rate Impact Measure Test | Energy Efficiency | 476.4578 | 610.8156 | 779.6375 | 989.416 | 1260.8639 | 1598.4338 | 1991.0918 | 2446.8098 | 2995.8493 | 3652.7264 | 4479.7008 | 5466.2821 | 6658.0884
Scenario 2: High TRC | SCE | Com | WaterHeat | Com - Lodging | Rate Impact Measure Test | Fuel Substitution | 10755347.8282 | 10873334.2419 | 10988549.3715 | 11203062.2118 | 11564079.0013 | 3509116.5707 | 4533469.1934 | 5457019.9613 | 6176950.4903 | 6663909.067 | 7017083.4186 | 7217970.5475 | 7327564.4404
Scenario 2: High TRC | SCE | Com | WaterHeat | Com - Lodging | Total Resource Cost Test | Energy Efficiency | 622.8276 | 788.2493 | 994.3362 | 1248.351 | 1573.2551 | 1974.7779 | 2443.8867 | 2991.0752 | 2995.8493 | 3652.7264 | 4479.7008 | 5466.2821 | 6658.0884
Scenario 2: High TRC | SCE | Com | WaterHeat | Com - Lodging | Total Resource Cost Test | Fuel Substitution | 15438379.4617 | 15606942.1369 | 15445191.0045 | 15252093.3022 | 14743140.6931 | 5501556.5164 | 5971638.6794 | 7029941.9054 | 6176950.4903 | 6663909.067 | 7017083.4186 | 7217970.5475 | 7327564.4404
Scenario 2: High TRC | SCE | Com | WaterHeat | Com - Office (Large) | Participant Cost Test | Energy Efficiency | 5510.664 | 6406.7256 | 7345.4919 | 8325.0755 | 9360.7123 | 10395.3621 | 11352.3009 | 12175.0776 | 11587.5144 | 11483.2597 | 10714.9874 | 8929.3338 | 5715.0905
Scenario 2: High TRC | SCE | Com | WaterHeat | Com - Office (Large) | Participant Cost Test | Fuel Substitution | 817689.7743 | 802052.3223 | 769874.5836 | 706744.1137 | 506962.2583 | 1569544.243 | 1775844.0569 | 1863713.3346 | 1581416.0338 | 1389040.604 | 1115093.9275 | 787317.7518 | 425487.7781
Scenario 2: High TRC | SCE | Com | WaterHeat | Com - Office (Large) | Program Administrator Cost Test | Energy Efficiency | 1343.7956 | 1720.6472 | 2186.4449 | 2765.5928 | 3512.345 | 4435.8386 | 5494.4982 | 6717.5527 | 8171.7492 | 9895.9056 | 12064.5104 | 14621.7084 | 17701.8373
Scenario 2: High TRC | SCE | Com | WaterHeat | Com - Office (Large) | Program Administrator Cost Test | Fuel Substitution | 2159557.5893 | 2232099.9849 | 2348317.0943 | 2482037.3822 | 2626518.2154 | 1069674.8294 | 1376865.8843 | 1647765.1043 | 1853605.8177 | 1987786.0781 | 2081005.1067 | 2127793.8832 | 2146501.589
Scenario 2: High TRC | SCE | Com | WaterHeat | Com - Office (Large) | Rate Impact Measure Test | Energy Efficiency | 1343.7956 | 1720.6472 | 2186.4449 | 2765.5928 | 3512.345 | 4435.8386 | 5494.4982 | 6717.5527 | 8171.7492 | 9895.9056 | 12064.5104 | 14621.7084 | 17701.8373
Scenario 2: High TRC | SCE | Com | WaterHeat | Com - Office (Large) | Rate Impact Measure Test | Fuel Substitution | 2796981.6359 | 2822065.3508 | 2895370.9345 | 2983422.5926 | 3082574.3948 | 1069674.8294 | 1376865.8843 | 1647765.1043 | 1853605.8177 | 1987786.0781 | 2081005.1067 | 2127793.8832 | 2146501.589
Scenario 2: High TRC | SCE | Com | WaterHeat | Com - Office (Large) | Total Resource Cost Test | Energy Efficiency | 1604.1637 | 2035.8899 | 2566.199 | 3222.0786 | 4061.1968 | 5094.5476 | 6282.5698 | 7659.9825 | 8171.7492 | 9895.9056 | 12064.5104 | 14621.7084 | 17701.8373
Scenario 2: High TRC | SCE | Com | WaterHeat | Com - Office (Large) | Total Resource Cost Test | Fuel Substitution | 2909400.5129 | 2967588.9973 | 3051741.0338 | 3122156.543 | 3066621.2674 | 1227487.9949 | 1560879.1294 | 1854441.5002 | 1853605.8177 | 1987786.0781 | 2081005.1067 | 2127793.8832 | 2146501.589
Scenario 2: High TRC | SCE | Com | WaterHeat | Com - Office (Small) | Participant Cost Test | Energy Efficiency | 1195.9528 | 1381.0879 | 1577.007 | 1780.1579 | 1351.288 | 6268.339 | 2302.6364 | 2519.1608 | 2549.0835 | 2561.2951 | 2412.3192 | 2026.8961 | 1307.6939
Scenario 2: High TRC | SCE | Com | WaterHeat | Com - Office (Small) | Participant Cost Test | Fuel Substitution | 59532.2423 | 58356.4659 | 57220.6263 | 56167.7357 | 47981.0193 | 330673.8657 | 373689.8127 | 390106.2488 | 358309.9384 | 314685.4468 | 252793.5124 | 178823.3232 | 97066.5288
Scenario 2: High TRC | SCE | Com | WaterHeat | Com - Office (Small) | Program Administrator Cost Test | Energy Efficiency | 299.0612 | 380.7552 | 482.5007 | 608.882 | 523.1131 | 2766.64 | 1156.5155 | 1448.6234 | 1794.8909 | 2203.0708 | 2709.4654 | 3307.1613 | 4023.0822
Scenario 2: High TRC | SCE | Com | WaterHeat | Com - Office (Small) | Program Administrator Cost Test | Fuel Substitution | 544514.9414 | 562329.4151 | 581023.96 | 601167.0899 | 541477.3731 | 242850.152 | 312297.4649 | 373228.3522 | 419433.4225 | 449610.5924 | 470785.6119 | 481826.4833 | 486917.8343
Scenario 2: High TRC | SCE | Com | WaterHeat | Com - Office (Small) | Rate Impact Measure Test | Energy Efficiency | 299.0612 | 380.7552 | 482.5007 | 608.882 | 523.1131 | 2766.64 | 1156.5155 | 1448.6234 | 1794.8909 | 2203.0708 | 2709.4654 | 3307.1613 | 4023.0822
Scenario 2: High TRC | SCE | Com | WaterHeat | Com - Office (Small) | Rate Impact Measure Test | Fuel Substitution | 710499.6829 | 715915.935 | 720910.653 | 726693.1845 | 638671.7471 | 242850.152 | 312297.4649 | 373228.3522 | 419433.4225 | 449610.5924 | 470785.6119 | 481826.4833 | 486917.8343
Scenario 2: High TRC | SCE | Com | WaterHeat | Com - Office (Small) | Total Resource Cost Test | Energy Efficiency | 325.7743 | 412.9147 | 521.1349 | 655.2141 | 560.7977 | 2956.0401 | 1232.9868 | 1542.3155 | 1794.8909 | 2203.0708 | 2709.4654 | 3307.1613 | 4023.0822
Scenario 2: High TRC | SCE | Com | WaterHeat | Com - Office (Small) | Total Resource Cost Test | Fuel Substitution | 587021.4069 | 603996.6379 | 621880.3791 | 641271.8425 | 575736.6869 | 252739.6497 | 324582.4412 | 387589.9569 | 419433.4225 | 449610.5924 | 470785.6119 | 481826.4833 | 486917.8343
Scenario 2: High TRC | SCE | Com | WaterHeat | Com - Other | Participant Cost Test | Energy Efficiency | 77665.8181 | 90097.2743 | 103410.0588 | 117351.2975 | 131926.8524 | 146604.3958 | 160746.7863 | 172887.3248 | 163586.5694 | 162901.1215 | 152494.9183 | 127399.3856 | 81231.4262
Scenario 2: High TRC | SCE | Com | WaterHeat | Com - Other | Participant Cost Test | Fuel Substitution | 14773989.494 | 14521376.078 | 13443066.0793 | 12410641.1365 | 10437596.7057 | 26728625.7849 | 29995117.737 | 31426827.7409 | 25002450.4676 | 22001593.7552 | 17697450.238 | 12511037.3949 | 6739659.4548
Scenario 2: High TRC | SCE | Com | WaterHeat | Com - Other | Program Administrator Cost Test | Energy Efficiency | 18876.2013 | 24114.5955 | 30671.5682 | 38839.1492 | 49307.4696 | 62296.028 | 77449.0935 | 94915.3157 | 115888.7325 | 141165.1424 | 172948.7793 | 210828.648 | 256712.0844
Scenario 2: High TRC | SCE | Com | WaterHeat | Com - Other | Program Administrator Cost Test | Fuel Substitution | 42039469.9275 | 43483592.4756 | 45011798.9221 | 46676098.2432 | 48162146.0065 | 17050139.745 | 21836831.6329 | 26113250.3529 | 29419879.1386 | 31635311.2199 | 33231660.4617 | 34115835.618 | 34574898.6333
Scenario 2: High TRC | SCE | Com | WaterHeat | Com - Other | Rate Impact Measure Test | Energy Efficiency | 18876.2013 | 24114.5955 | 30671.5682 | 38839.1492 | 49307.4696 | 62296.028 | 77449.0935 | 94915.3157 | 115888.7325 | 141165.1424 | 172948.7793 | 210828.648 | 256712.0844
Scenario 2: High TRC | SCE | Com | WaterHeat | Com - Other | Rate Impact Measure Test | Fuel Substitution | 54853421.4315 | 55365375.5594 | 55858533.7602 | 56433985.2932 | 56832207.8494 | 17050139.745 | 21836831.6329 | 26113250.3529 | 29419879.1386 | 31635311.2199 | 33231660.4617 | 34115835.618 | 34574898.6333
Scenario 2: High TRC | SCE | Com | WaterHeat | Com - Other | Total Resource Cost Test | Energy Efficiency | 22937.1122 | 29020.143 | 36586.5608 | 45957.2319 | 57862.5653 | 72567.4939 | 89783.2137 | 109700.5575 | 115888.7325 | 141165.1424 | 172948.7793 | 210828.648 | 256712.0844
Scenario 2: High TRC | SCE | Com | WaterHeat | Com - Other | Total Resource Cost Test | Fuel Substitution | 55509827.1182 | 56718060.7416 | 57188624.6696 | 57839926.9571 | 57379837.8887 | 21334781.6648 | 26658448.7358 | 31366416.5914 | 29419879.1386 | 31635311.2199 | 33231660.4617 | 34115835.618 | 34574898.6333
Scenario 2: High TRC | SCE | Com | WaterHeat | Com - Refrig. Warehouse | Participant Cost Test | Energy Efficiency | 967.9094 | 445.8917 | 518.4384 | 589.9348 | 663.5353 | 736.0938 | 803.008 | 856.3299 | 873.3241 | 868.2362 | 809.8779 | 674.0068 | 425.0698
Scenario 2: High TRC | SCE | Com | WaterHeat | Com - Refrig. Warehouse | Participant Cost Test | Fuel Substitution | 2652.1745 | 2617.8032 | 2332.7994 | 2574.1346 | 2589.5131 | 26806.2932 | 30445.2429 | 31930.7021 | 30160.6075 | 26569.8522 | 21348.377 | 15035.3869 | 8003.103
Scenario 2: High TRC | SCE | Com | WaterHeat | Com - Refrig. Warehouse | Program Administrator Cost Test | Energy Efficiency | 246.4738 | 125.2919 | 161.8486 | 206.1696 | 262.8968 | 333.2079 | 414.7591 | 508.2107 | 621.2947 | 756.2837 | 924.7186 | 1126.4408 | 1369.0265
Scenario 2: High TRC | SCE | Com | WaterHeat | Com - Refrig. Warehouse | Program Administrator Cost Test | Fuel Substitution | 48919.7181 | 50603.3856 | 47250.209 | 54521.7404 | 57557.2574 | 20218.3963 | 26201.6342 | 31573.4759 | 35734.6441 | 38518.9152 | 40506.6227 | 41608.1735 | 42187.668
Scenario 2: High TRC | SCE | Com | WaterHeat | Com - Refrig. Warehouse | Rate Impact Measure Test | Energy Efficiency | 246.4738 | 125.2919 | 161.8486 | 206.1696 | 262.8968 | 333.2079 | 414.7591 | 508.2107 | 621.2947 | 756.2837 | 924.7186 | 1126.4408 | 1369.0265
Scenario 2: High TRC | SCE | Com | WaterHeat | Com - Refrig. Warehouse | Rate Impact Measure Test | Fuel Substitution | 61314.0207 | 62077.2799 | 56663.0738 | 63831.0621 | 65999.5808 | 20218.3963 | 26201.6342 | 31573.4759 | 35734.6441 | 38518.9152 | 40506.6227 | 41608.1735 | 42187.668
Scenario 2: High TRC | SCE | Com | WaterHeat | Com - Refrig. Warehouse | Total Resource Cost Test | Energy Efficiency | 255.0541 | 129.4162 | 166.8992 | 212.2838 | 270.2779 | 342.0981 | 425.4473 | 521.0209 | 621.2947 | 756.2837 | 924.7186 | 1126.4408 | 1369.0265
Scenario 2: High TRC | SCE | Com | WaterHeat | Com - Refrig. Warehouse | Total Resource Cost Test | Fuel Substitution | 50379.4169 | 52036.4373 | 48519.9568 | 55912.3553 | 58949.0778 | 20539.2797 | 26603.3315 | 32046.9709 | 35734.6441 | 38518.9152 | 40506.6227 | 41608.1735 | 42187.668
Scenario 2: High TRC | SCE | Com | WaterHeat | Com - Restaurant | Participant Cost Test | Energy Efficiency | 22442.9762 | 26053.7415 | 29891.5196 | 33898.0796 | 38075.189 | 42112.1943 | 45801.0979 | 48857.4209 | 49829.7825 | 49562.1027 | 46361.7753 | 38735.2711 | 24815.551
Scenario 2: High TRC | SCE | Com | WaterHeat | Com - Restaurant | Participant Cost Test | Fuel Substitution | 1837169.4202 | 1806042.0192 | 1790591.7862 | 1798479.597 | 1812402.1688 | 20593839.858 | 23167727.046 | 24118177.1752 | 22691150.3057 | 19971457.4829 | 16083704.2122 | 11401400.9774 | 6185784.4825
Scenario 2: High TRC | SCE | Com | WaterHeat | Com - Restaurant | Program Administrator Cost Test | Energy Efficiency | 5695.8284 | 7294.7393 | 9295.8681 | 11797.3236 | 15016.8537 | 18966.7171 | 23522.3695 | 28807.1894 | 35170.3929 | 42754.7964 | 52270.477 | 63551.5993 | 77145.6957
Scenario 2: High TRC | SCE | Com | WaterHeat | Com - Restaurant | Program Administrator Cost Test | Fuel Substitution | 29774841.7362 | 30837276.8743 | 32217689.4188 | 34111208.9611 | 36247590.3416 | 15426982.4703 | 19788852.4156 | 23647194.4433 | 26616127.5871 | 28605611.8058 | 30050268.1588 | 30864547.9469 | 31302824.9909
Scenario 2: High TRC | SCE | Com | WaterHeat | Com - Restaurant | Rate Impact Measure Test | Energy Efficiency | 5695.8284 | 7294.7393 | 9295.8681 | 11797.3236 | 15016.8537 | 18966.7171 | 23522.3695 | 28807.1894 | 35170.3929 | 42754.7964 | 52270.477 | 63551.5993 | 77145.6957
Scenario 2: High TRC | SCE | Com | WaterHeat | Com - Restaurant | Rate Impact Measure Test | Fuel Substitution | 37642760.452 | 38122741.0222 | 38906718.4595 | 40230939.2328 | 41818030.1561 | 15426982.4703 | 19788852.4156 | 23647194.4433 | 26616127.5871 | 28605611.8058 | 30050268.1588 | 30864547.9469 | 31302824.9909
Scenario 2: High TRC | SCE | Com | WaterHeat | Com - Restaurant | Total Resource Cost Test | Energy Efficiency | 5893.0313 | 7533.5561 | 9584.3748 | 12145.2797 | 15436.1672 | 19469.9997 | 24125.2353 | 29529.3616 | 35170.3929 | 42754.7964 | 52270.477 | 63551.5993 | 77145.6957
Scenario 2: High TRC | SCE | Com | WaterHeat | Com - Restaurant | Total Resource Cost Test | Fuel Substitution | 30662363.1476 | 31709771.1597 | 33082730.9548 | 34980078.0602 | 37123201.4886 | 15670488.1704 | 20090582.6066 | 23999890.2175 | 26616127.5871 | 28605611.8058 | 30050268.1588 | 30864547.9469 | 31302824.9909
Scenario 2: High TRC | SCE | Com | WaterHeat | Com - Retail | Participant Cost Test | Energy Efficiency | 5324.3579 | 6181.5212 | 7097.7189 | 8082.0067 | 9141.2499 | 10227.6887 | 11298.0079 | 12314.1286 | 9801.1651 | 9719.9122 | 9066.7751 | 7553.2965 | 4824.9533
Scenario 2: High TRC | SCE | Com | WaterHeat | Com - Retail | Participant Cost Test | Fuel Substitution | 136265.1858 | 133806.6721 | 261114.4687 | 318024.1913 | 376955.9589 | 1217740.7937 | 1364483.7519 | 1442536.7676 | 841101.3465 | 739709.894 | 595089.6203 | 421302.6586 | 228253.0801
Scenario 2: High TRC | SCE | Com | WaterHeat | Com - Retail | Program Administrator Cost Test | Energy Efficiency | 1159.9498 | 1476.6681 | 1868.7222 | 2358.3112 | 2987.6713 | 3762.3506 | 4652.7532 | 5683.5918 | 6917.4239 | 8384.3816 | 10221.5037 | 12390.9939 | 14996.3391
Scenario 2: High TRC | SCE | Com | WaterHeat | Com - Retail | Program Administrator Cost Test | Fuel Substitution | 1212654.8941 | 1254588.0431 | 1298574.4985 | 1345869.5876 | 1387482.9064 | 575552.5182 | 735156.082 | 877164.7288 | 986572.4741 | 1059477.0411 | 1111802.1668 | 1140428.1813 | 1154909.0445
Scenario 2: High TRC | SCE | Com | WaterHeat | Com - Retail | Rate Impact Measure Test | Energy Efficiency | 1159.9498 | 1476.6681 | 1868.7222 | 2358.3112 | 2987.6713 | 3762.3506 | 4652.7532 | 5683.5918 | 6917.4239 | 8384.3816 | 10221.5037 | 12390.9939 | 14996.3391
Scenario 2: High TRC | SCE | Com | WaterHeat | Com - Retail | Rate Impact Measure Test | Fuel Substitution | 1601268.5808 | 1615012.1838 | 1627717.4028 | 1642094.7324 | 1650385.2781 | 575552.5182 | 735156.082 | 877164.7288 | 986572.4741 | 1059477.0411 | 1111802.1668 | 1140428.1813 | 1154909.0445
Scenario 2: High TRC | SCE | Com | WaterHeat | Com - Retail | Total Resource Cost Test | Energy Efficiency | 1953.8799 | 2432.3748 | 3015.2834 | 3733.3936 | 4636.8937 | 5735.98 | 7010.1686 | 8500.348 | 6917.4239 | 8384.3816 | 10221.5037 | 12390.9939 | 14996.3391
Scenario 2: High TRC | SCE | Com | WaterHeat | Com - Retail | Total Resource Cost Test | Fuel Substitution | 1311295.7428 | 1351446.5608 | 1523395.9622 | 1628208.0462 | 1729548.1582 | 1034053.9779 | 1250160.6453 | 1438138.4882 | 986572.4741 | 1059477.0411 | 1111802.1668 | 1140428.1813 | 1154909.0445
Scenario 2: High TRC | SCE | Com | WaterHeat | Com - School | Participant Cost Test | Energy Efficiency | 5430.4923 | 6328.6437 | 7286.3718 | 8282.1073 | 9308.9821 | 10350.9581 | 11331.5941 | 12202.0422 | 11082.7252 | 11022.4796 | 10311.7147 | 8654.1035 | 5616.2681
Scenario 2: High TRC | SCE | Com | WaterHeat | Com - School | Participant Cost Test | Fuel Substitution | 408040.4218 | 401337.469 | 400822.9436 | 401977.2163 | 838288.4487 | 4520560.7945 | 5084935.5852 | 5330962.807 | 4027944.1575 | 3531236.42 | 2834009.3673 | 2004896.3019 | 1090920.8124
Scenario 2: High TRC | SCE | Com | WaterHeat | Com - School | Program Administrator Cost Test | Energy Efficiency | 1281.0983 | 1641.9918 | 2091.5193 | 2647.3351 | 3351.911 | 4224.4796 | 5223.3802 | 6376.3921 | 7765.2279 | 9423.6951 | 11491.187 | 13960.1695 | 16911.685
Scenario 2: High TRC | SCE | Com | WaterHeat | Com - School | Program Administrator Cost Test | Fuel Substitution | 5663396.9206 | 5869310.818 | 6178674.2674 | 6533574.7805 | 6913766.3744 | 2750750.5414 | 3524203.8816 | 4196476.7013 | 4701899.8708 | 5029256.753 | 5257681.3124 | 5374505.2571 | 5424925.6457
Scenario 2: High TRC | SCE | Com | WaterHeat | Com - School | Rate Impact Measure Test | Energy Efficiency | 1281.0983 | 1641.9918 | 2091.5193 | 2647.3351 | 3351.911 | 4224.4796 | 5223.3802 | 6376.3921 | 7765.2279 | 9423.6951 | 11491.187 | 13960.1695 | 16911.685
Scenario 2: High TRC | SCE | Com | WaterHeat | Com - School | Rate Impact Measure Test | Fuel Substitution | 7219348.6079 | 7311965.258 | 7515053.8122 | 7756404.6812 | 8023701.6185 | 2750750.5414 | 3524203.8816 | 4196476.7013 | 4701899.8708 | 5029256.753 | 5257681.3124 | 5374505.2571 | 5424925.6457
Scenario 2: High TRC | SCE | Com | WaterHeat | Com - School | Total Resource Cost Test | Energy Efficiency | 1692.0373 | 2140.0322 | 2692.9231 | 3370.7515 | 4219.0541 | 5263.0391 | 6463.6883 | 7857.386 | 7765.2279 | 9423.6951 | 11491.187 | 13960.1695 | 16911.685
Scenario 2: High TRC | SCE | Com | WaterHeat | Com - School | Total Resource Cost Test | Fuel Substitution | 5891724.455 | 6093867.6482 | 6402907.1243 | 6758414.8915 | 7574298.0886 | 3629634.7722 | 4521103.9377 | 5291919.8702 | 4701899.8708 | 5029256.753 | 5257681.3124 | 5374505.2571 | 5424925.6457
Scenario 2: High TRC | SCE | Com | WaterHeat | Com - Warehouse | Participant Cost Test | Energy Efficiency | 1058.5113 | 1227.7185 | 1408.2837 | 1602.9457 | 1814.3692 | 2029.5697 | 2240.509 | 2438.5064 | 1984.4298 | 1968.2042 | 1835.6385 | 1528.1515 | 974.7939
Scenario 2: High TRC | SCE | Com | WaterHeat | Com - Warehouse | Participant Cost Test | Fuel Substitution | 13454.2404 | 13194.7235 | 19576.0642 | 25447.8718 | 29697.5546 | 90938.7182 | 101783.8265 | 107266.0008 | 66254.5358 | 58247.8172 | 46836.0802 | 33133.4343 | 17922.127
Scenario 2: High TRC | SCE | Com | WaterHeat | Com - Warehouse | Program Administrator Cost Test | Energy Efficiency | 235.8604 | 300.2219 | 379.9594 | 479.9532 | 609.4544 | 768.8093 | 952.4564 | 1165.4414 | 1402.0259 | 1699.9454 | 2072.8784 | 2512.9988 | 3043.7794
Scenario 2: High TRC | SCE | Com | WaterHeat | Com - Warehouse | Program Administrator Cost Test | Fuel Substitution | 126917.3358 | 131218.3572 | 135774.3269 | 140763.2846 | 146251.1444 | 45456.1888 | 57988.4124 | 69164.5751 | 77781.0049 | 83516.2998 | 87624.3575 | 89868.5407 | 91021.3059
Scenario 2: High TRC | SCE | Com | WaterHeat | Com - Warehouse | Rate Impact Measure Test | Energy Efficiency | 235.8604 | 300.2219 | 379.9594 | 479.9532 | 609.4544 | 768.8093 | 952.4564 | 1165.4414 | 1402.0259 | 1699.9454 | 2072.8784 | 2512.9988 | 3043.7794
Scenario 2: High TRC | SCE | Com | WaterHeat | Com - Warehouse | Rate Impact Measure Test | Fuel Substitution | 163286.4045 | 164919.0476 | 166506.2204 | 168373.4105 | 170887.5076 | 45456.1888 | 57988.4124 | 69164.5751 | 77781.0049 | 83516.2998 | 87624.3575 | 89868.5407 | 91021.3059
Scenario 2: High TRC | SCE | Com | WaterHeat | Com - Warehouse | Total Resource Cost Test | Energy Efficiency | 373.5876 | 465.992 | 578.8487 | 718.7059 | 896.4727 | 1112.8793 | 1364.168 | 1658.2051 | 1402.0259 | 1699.9454 | 2072.8784 | 2512.9988 | 3043.7794
Scenario 2: High TRC | SCE | Com | WaterHeat | Com - Warehouse | Total Resource Cost Test | Fuel Substitution | 136367.3484 | 140484.1973 | 151493.1031 | 162417.7236 | 172211.0444 | 76465.6561 | 92809.1984 | 106970.4466 | 77781.0049 | 83516.2998 | 87624.3575 | 89868.5407 | 91021.3059
Scenario 2: High TRC | SCE | Com | WholeBlg | Com - College | Participant Cost Test | Energy Efficiency | 353123.0945 | 379972.7023 | 409852.4472 | 442527.9053 | 483731.6908 | 530551.0118 | 571798.7048 | 598773.7236 | 626144.626 | 655061.9009 | 680363.5277 | 694894.2478 | 709244.6862
Scenario 2: High TRC | SCE | Com | WholeBlg | Com - College | Program Administrator Cost Test | Energy Efficiency | 353123.0945 | 379972.7023 | 409852.4472 | 442527.9053 | 483731.6908 | 530551.0118 | 571798.7048 | 598773.7236 | 626144.626 | 655061.9009 | 680363.5277 | 694894.2478 | 709244.6862
Scenario 2: High TRC | SCE | Com | WholeBlg | Com - College | Rate Impact Measure Test | Energy Efficiency | 353123.0945 | 379972.7023 | 409852.4472 | 442527.9053 | 483731.6908 | 530551.0118 | 571798.7048 | 598773.7236 | 626144.626 | 655061.9009 | 680363.5277 | 694894.2478 | 709244.6862
Scenario 2: High TRC | SCE | Com | WholeBlg | Com - College | Total Resource Cost Test | Energy Efficiency | 353123.0945 | 379972.7023 | 409852.4472 | 442527.9053 | 483731.6908 | 530551.0118 | 571798.7048 | 598773.7236 | 626144.626 | 655061.9009 | 680363.5277 | 694894.2478 | 709244.6862
Scenario 2: High TRC | SCE | Com | WholeBlg | Com - Grocery | Participant Cost Test | Energy Efficiency | 1210794.3934 | 1303976.5091 | 1409300.8641 | 1522596.1945 | 1666594.6548 | 1829191.3356 | 1964971.7825 | 2054943.0448 | 2147640.943 | 2240657.2881 | 2327224.4038 | 2375648.4497 | 2360396.8667
Scenario 2: High TRC | SCE | Com | WholeBlg | Com - Grocery | Program Administrator Cost Test | Energy Efficiency | 1210794.3934 | 1303976.5091 | 1409300.8641 | 1522596.1945 | 1666594.6548 | 1829191.3356 | 1964971.7825 | 2054943.0448 | 2147640.943 | 2240657.2881 | 2327224.4038 | 2375648.4497 | 2360396.8667
Scenario 2: High TRC | SCE | Com | WholeBlg | Com - Grocery | Rate Impact Measure Test | Energy Efficiency | 1210794.3934 | 1303976.5091 | 1409300.8641 | 1522596.1945 | 1666594.6548 | 1829191.3356 | 1964971.7825 | 2054943.0448 | 2147640.943 | 2240657.2881 | 2327224.4038 | 2375648.4497 | 2360396.8667
Scenario 2: High TRC | SCE | Com | WholeBlg | Com - Grocery | Total Resource Cost Test | Energy Efficiency | 1210794.3934 | 1303976.5091 | 1409300.8641 | 1522596.1945 | 1666594.6548 | 1829191.3356 | 1964971.7825 | 2054943.0448 | 2147640.943 | 2240657.2881 | 2327224.4038 | 2375648.4497 | 2360396.8667
Scenario 2: High TRC | SCE | Com | WholeBlg | Com - Health | Participant Cost Test | Energy Efficiency | 1154460.968 | 1247995.8035 | 1352070.6099 | 1465043.6832 | 1607566.125 | 1768136.0784 | 1909265.3372 | 2003067.8978 | 2098784.629 | 2197685.2034 | 2287823.5773 | 2340025.5569 | 2390350.7637
Scenario 2: High TRC | SCE | Com | WholeBlg | Com - Health | Program Administrator Cost Test | Energy Efficiency | 1154460.968 | 1247995.8035 | 1352070.6099 | 1465043.6832 | 1607566.125 | 1768136.0784 | 1909265.3372 | 2003067.8978 | 2098784.629 | 2197685.2034 | 2287823.5773 | 2340025.5569 | 2390350.7637
Scenario 2: High TRC | SCE | Com | WholeBlg | Com - Health | Rate Impact Measure Test | Energy Efficiency | 1154460.968 | 1247995.8035 | 1352070.6099 | 1465043.6832 | 1607566.125 | 1768136.0784 | 1909265.3372 | 2003067.8978 | 2098784.629 | 2197685.2034 | 2287823.5773 | 2340025.5569 | 2390350.7637
Scenario 2: High TRC | SCE | Com | WholeBlg | Com - Health | Total Resource Cost Test | Energy Efficiency | 1154460.968 | 1247995.8035 | 1352070.6099 | 1465043.6832 | 1607566.125 | 1768136.0784 | 1909265.3372 | 2003067.8978 | 2098784.629 | 2197685.2034 | 2287823.5773 | 2340025.5569 | 2390350.7637
Scenario 2: High TRC | SCE | Com | WholeBlg | Com - Lodging | Participant Cost Test | Energy Efficiency | 546097.9357 | 588537.9556 | 635009.8836 | 686385.9288 | 751278.7318 | 824452.773 | 888415.0035 | 930507.7417 | 973215.8445 | 1017769.9488 | 1057936.8587 | 1080203.9155 | 1096920.2611
Scenario 2: High TRC | SCE | Com | WholeBlg | Com - Lodging | Program Administrator Cost Test | Energy Efficiency | 546097.9357 | 588537.9556 | 635009.8836 | 686385.9288 | 751278.7318 | 824452.773 | 888415.0035 | 930507.7417 | 973215.8445 | 1017769.9488 | 1057936.8587 | 1080203.9155 | 1096920.2611
Scenario 2: High TRC | SCE | Com | WholeBlg | Com - Lodging | Rate Impact Measure Test | Energy Efficiency | 546097.9357 | 588537.9556 | 635009.8836 | 686385.9288 | 751278.7318 | 824452.773 | 888415.0035 | 930507.7417 | 973215.8445 | 1017769.9488 | 1057936.8587 | 1080203.9155 | 1096920.2611
Scenario 2: High TRC | SCE | Com | WholeBlg | Com - Lodging | Total Resource Cost Test | Energy Efficiency | 546097.9357 | 588537.9556 | 635009.8836 | 686385.9288 | 751278.7318 | 824452.773 | 888415.0035 | 930507.7417 | 973215.8445 | 1017769.9488 | 1057936.8587 | 1080203.9155 | 1096920.2611
Scenario 2: High TRC | SCE | Com | WholeBlg | Com - Office (Large) | Participant Cost Test | Energy Efficiency | 2297641.1025 | 2455904.2866 | 2630657.5192 | 2817169.9558 | 3055448.9664 | 3322802.8954 | 3549982.7427 | 3684789.7664 | 3819299.0754 | 3957334.7652 | 4075429.9187 | 4125030.955 | 4224397.5289
Scenario 2: High TRC | SCE | Com | WholeBlg | Com - Office (Large) | Program Administrator Cost Test | Energy Efficiency | 2297641.1025 | 2455904.2866 | 2630657.5192 | 2817169.9558 | 3055448.9664 | 3322802.8954 | 3549982.7427 | 3684789.7664 | 3819299.0754 | 3957334.7652 | 4075429.9187 | 4125030.955 | 4224397.5289
Scenario 2: High TRC | SCE | Com | WholeBlg | Com - Office (Large) | Rate Impact Measure Test | Energy Efficiency | 2297641.1025 | 2455904.2866 | 2630657.5192 | 2817169.9558 | 3055448.9664 | 3322802.8954 | 3549982.7427 | 3684789.7664 | 3819299.0754 | 3957334.7652 | 4075429.9187 | 4125030.955 | 4224397.5289
Scenario 2: High TRC | SCE | Com | WholeBlg | Com - Office (Large) | Total Resource Cost Test | Energy Efficiency | 2297641.1025 | 2455904.2866 | 2630657.5192 | 2817169.9558 | 3055448.9664 | 3322802.8954 | 3549982.7427 | 3684789.7664 | 3819299.0754 | 3957334.7652 | 4075429.9187 | 4125030.955 | 4224397.5289
Scenario 2: High TRC | SCE | Com | WholeBlg | Com - Office (Small) | Participant Cost Test | Energy Efficiency | 403358.4742 | 432299.6696 | 464600.0643 | 499301.2784 | 543454.1349 | 593049.2478 | 634973.7939 | 660952.4812 | 687207.1733 | 714537.4265 | 738150.3047 | 749479.7271 | 760096.477
Scenario 2: High TRC | SCE | Com | WholeBlg | Com - Office (Small) | Program Administrator Cost Test | Energy Efficiency | 403358.4742 | 432299.6696 | 464600.0643 | 499301.2784 | 543454.1349 | 593049.2478 | 634973.7939 | 660952.4812 | 687207.1733 | 714537.4265 | 738150.3047 | 749479.7271 | 760096.477
Scenario 2: High TRC | SCE | Com | WholeBlg | Com - Office (Small) | Rate Impact Measure Test | Energy Efficiency | 403358.4742 | 432299.6696 | 464600.0643 | 499301.2784 | 543454.1349 | 593049.2478 | 634973.7939 | 660952.4812 | 687207.1733 | 714537.4265 | 738150.3047 | 749479.7271 | 760096.477
Scenario 2: High TRC | SCE | Com | WholeBlg | Com - Office (Small) | Total Resource Cost Test | Energy Efficiency | 403358.4742 | 432299.6696 | 464600.0643 | 499301.2784 | 543454.1349 | 593049.2478 | 634973.7939 | 660952.4812 | 687207.1733 | 714537.4265 | 738150.3047 | 749479.7271 | 760096.477
Scenario 2: High TRC | SCE | Com | WholeBlg | Com - Other | Participant Cost Test | Energy Efficiency | 1755009.1199 | 1883358.5756 | 2024498.1178 | 2179389.7519 | 2375735.986 | 2596722.1185 | 2789621.6855 | 2911635.5204 | 3034736.7951 | 3162130.9683 | 3275218.3589 | 3333189.6989 | 3425313.4393
Scenario 2: High TRC | SCE | Com | WholeBlg | Com - Other | Program Administrator Cost Test | Energy Efficiency | 1755009.1199 | 1883358.5756 | 2024498.1178 | 2179389.7519 | 2375735.986 | 2596722.1185 | 2789621.6855 | 2911635.5204 | 3034736.7951 | 3162130.9683 | 3275218.3589 | 3333189.6989 | 3425313.4393
Scenario 2: High TRC | SCE | Com | WholeBlg | Com - Other | Rate Impact Measure Test | Energy Efficiency | 1755009.1199 | 1883358.5756 | 2024498.1178 | 2179389.7519 | 2375735.986 | 2596722.1185 | 2789621.6855 | 2911635.5204 | 3034736.7951 | 3162130.9683 | 3275218.3589 | 3333189.6989 | 3425313.4393
Scenario 2: High TRC | SCE | Com | WholeBlg | Com - Other | Total Resource Cost Test | Energy Efficiency | 1755009.1199 | 1883358.5756 | 2024498.1178 | 2179389.7519 | 2375735.986 | 2596722.1185 | 2789621.6855 | 2911635.5204 | 3034736.7951 | 3162130.9683 | 3275218.3589 | 3333189.6989 | 3425313.4393
Scenario 2: High TRC | SCE | Com | WholeBlg | Com - Refrig. Warehouse | Participant Cost Test | Energy Efficiency | 135038.613 | 147385.3643 | 161202.0395 | 176660.8133 | 195897.8678 | 217271.4369 | 235477.2378 | 248606.1501 | 262292.1215 | 275948.1594 | 289295.157 | 297904.723 | 294811.7839
Scenario 2: High TRC | SCE | Com | WholeBlg | Com - Refrig. Warehouse | Program Administrator Cost Test | Energy Efficiency | 135038.613 | 147385.3643 | 161202.0395 | 176660.8133 | 195897.8678 | 217271.4369 | 235477.2378 | 248606.1501 | 262292.1215 | 275948.1594 | 289295.157 | 297904.723 | 294811.7839
Scenario 2: High TRC | SCE | Com | WholeBlg | Com - Refrig. Warehouse | Rate Impact Measure Test | Energy Efficiency | 135038.613 | 147385.3643 | 161202.0395 | 176660.8133 | 195897.8678 | 217271.4369 | 235477.2378 | 248606.1501 | 262292.1215 | 275948.1594 | 289295.157 | 297904.723 | 294811.7839
Scenario 2: High TRC | SCE | Com | WholeBlg | Com - Refrig. Warehouse | Total Resource Cost Test | Energy Efficiency | 135038.613 | 147385.3643 | 161202.0395 | 176660.8133 | 195897.8678 | 217271.4369 | 235477.2378 | 248606.1501 | 262292.1215 | 275948.1594 | 289295.157 | 297904.723 | 294811.7839
Scenario 2: High TRC | SCE | Com | WholeBlg | Com - Restaurant | Participant Cost Test | Energy Efficiency | 1380580.1772 | 1507779.321 | 1643700.8821 | 1786930.1983 | 1954264.0887 | 2123599.4812 | 2260606.1366 | 2351032.1145 | 2427738.0486 | 2484606.6642 | 2513861.3106 | 2480103.9187 | 2363259.5307
Scenario 2: High TRC | SCE | Com | WholeBlg | Com - Restaurant | Program Administrator Cost Test | Energy Efficiency | 1142173.5084 | 1253167.471 | 1377958.8548 | 1517620.5512 | 1692321.7461 | 1887310.4906 | 2062660.3038 | 2202254.6213 | 2349478.6933 | 2502231.1423 | 2656507.7888 | 2778340.4994 | 2860242.3745
Scenario 2: High TRC | SCE | Com | WholeBlg | Com - Restaurant | Rate Impact Measure Test | Energy Efficiency | 1142173.5084 | 1253167.471 | 1377958.8548 | 1517620.5512 | 1692321.7461 | 1887310.4906 | 2062660.3038 | 2202254.6213 | 2349478.6933 | 2502231.1423 | 2656507.7888 | 2778340.4994 | 2860242.3745
Scenario 2: High TRC | SCE | Com | WholeBlg | Com - Restaurant | Total Resource Cost Test | Energy Efficiency | 1142173.5084 | 1253167.471 | 1377958.8548 | 1517620.5512 | 1692321.7461 | 1887310.4906 | 2062660.3038 | 2202254.6213 | 2349478.6933 | 2502231.1423 | 2656507.7888 | 2778340.4994 | 2860242.3745
Scenario 2: High TRC | SCE | Com | WholeBlg | Com - Retail | Participant Cost Test | Energy Efficiency | 2701928.7075 | 2956372.0912 | 3205466.552 | 3462799.2113 | 3753643.7561 | 4033879.9202 | 4252074.4297 | 4387617.6336 | 4459498.376 | 4460082.0797 | 4367264.5892 | 4118628.6185 | 3756909.1691
Scenario 2: High TRC | SCE | Com | WholeBlg | Com - Retail | Program Administrator Cost Test | Energy Efficiency | 1861494.2856 | 2054400.7848 | 2266558.6326 | 2505351.38 | 2807421.4005 | 3150978.2774 | 3476971.0648 | 3759061.1597 | 4055876.6189 | 4373284.9129 | 4704891.2643 | 4997468.4594 | 5339070.6763
Scenario 2: High TRC | SCE | Com | WholeBlg | Com - Retail | Rate Impact Measure Test | Energy Efficiency | 1861494.2856 | 2054400.7848 | 2266558.6326 | 2505351.38 | 2807421.4005 | 3150978.2774 | 3476971.0648 | 3759061.1597 | 4055876.6189 | 4373284.9129 | 4704891.2643 | 4997468.4594 | 5339070.6763
Scenario 2: High TRC | SCE | Com | WholeBlg | Com - Retail | Total Resource Cost Test | Energy Efficiency | 1861494.2856 | 2054400.7848 | 2266558.6326 | 2505351.38 | 2807421.4005 | 3150978.2774 | 3476971.0648 | 3759061.1597 | 4055876.6189 | 4373284.9129 | 4704891.2643 | 4997468.4594 | 5339070.6763
Scenario 2: High TRC | SCE | Com | WholeBlg | Com - School | Participant Cost Test | Energy Efficiency | 424255.6497 | 454538.6489 | 487813.549 | 524276.8897 | 570483.6591 | 622404.5715 | 667306.1981 | 695140.6568 | 722892.4211 | 751604.6525 | 776208.7018 | 787604.9911 | 804687.8458
Scenario 2: High TRC | SCE | Com | WholeBlg | Com - School | Program Administrator Cost Test | Energy Efficiency | 424255.6497 | 454538.6489 | 487813.549 | 524276.8897 | 570483.6591 | 622404.5715 | 667306.1981 | 695140.6568 | 722892.4211 | 751604.6525 | 776208.7018 | 787604.9911 | 804687.8458
Scenario 2: High TRC | SCE | Com | WholeBlg | Com - School | Rate Impact Measure Test | Energy Efficiency | 424255.6497 | 454538.6489 | 487813.549 | 524276.8897 | 570483.6591 | 622404.5715 | 667306.1981 | 695140.6568 | 722892.4211 | 751604.6525 | 776208.7018 | 787604.9911 | 804687.8458
Scenario 2: High TRC | SCE | Com | WholeBlg | Com - School | Total Resource Cost Test | Energy Efficiency | 424255.6497 | 454538.6489 | 487813.549 | 524276.8897 | 570483.6591 | 622404.5715 | 667306.1981 | 695140.6568 | 722892.4211 | 751604.6525 | 776208.7018 | 787604.9911 | 804687.8458
Scenario 2: High TRC | SCE | Com | WholeBlg | Com - Warehouse | Participant Cost Test | Energy Efficiency | 706913.1187 | 759930.5256 | 818411.3371 | 882934.2311 | 964662.8572 | 1056771.2556 | 1136210.6772 | 1702008.5609 | 1755593.6987 | 1795292.6158 | 1809467.5681 | 1773358.9222 | 1713975.2836
Scenario 2: High TRC | SCE | Com | WholeBlg | Com - Warehouse | Program Administrator Cost Test | Energy Efficiency | 706913.1187 | 759930.5256 | 818411.3371 | 882934.2311 | 964662.8572 | 1056771.2556 | 1136210.6772 | 1571382.9882 | 1679812.8673 | 1796736.4052 | 1914581.1592 | 2009875.1147 | 2122232.5738
Scenario 2: High TRC | SCE | Com | WholeBlg | Com - Warehouse | Rate Impact Measure Test | Energy Efficiency | 706913.1187 | 759930.5256 | 818411.3371 | 882934.2311 | 964662.8572 | 1056771.2556 | 1136210.6772 | 1571382.9882 | 1679812.8673 | 1796736.4052 | 1914581.1592 | 2009875.1147 | 2122232.5738
Scenario 2: High TRC | SCE | Com | WholeBlg | Com - Warehouse | Total Resource Cost Test | Energy Efficiency | 706913.1187 | 759930.5256 | 818411.3371 | 882934.2311 | 964662.8572 | 1056771.2556 | 1136210.6772 | 1571382.9882 | 1679812.8673 | 1796736.4052 | 1914581.1592 | 2009875.1147 | 2122232.5738
Scenario 2: High TRC | SCE | Ind | WholeBlg | Ind - All Other Industrial | Participant Cost Test | Energy Efficiency | 299695.8287 | 312349.6549 | 332115.3523 | 351922.9062 | 378129.2449 | 409426.0495 | 434552.6666 | 445484.073 | 455598.765 | 465107.5745 | 472610.5466 | 471370.2584 | 470640.2397
Scenario 2: High TRC | SCE | Ind | WholeBlg | Ind - All Other Industrial | Program Administrator Cost Test | Energy Efficiency | 299695.8287 | 312349.6549 | 332115.3523 | 351922.9062 | 378129.2449 | 409426.0495 | 434552.6666 | 445484.073 | 455598.765 | 465107.5745 | 472610.5466 | 471370.2584 | 470640.2397
Scenario 2: High TRC | SCE | Ind | WholeBlg | Ind - All Other Industrial | Rate Impact Measure Test | Energy Efficiency | 299695.8287 | 312349.6549 | 332115.3523 | 351922.9062 | 378129.2449 | 409426.0495 | 434552.6666 | 445484.073 | 455598.765 | 465107.5745 | 472610.5466 | 471370.2584 | 470640.2397
Scenario 2: High TRC | SCE | Ind | WholeBlg | Ind - All Other Industrial | Total Resource Cost Test | Energy Efficiency | 299695.8287 | 312349.6549 | 332115.3523 | 351922.9062 | 378129.2449 | 409426.0495 | 434552.6666 | 445484.073 | 455598.765 | 465107.5745 | 472610.5466 | 471370.2584 | 470640.2397
Scenario 2: High TRC | SCE | Ind | WholeBlg | Ind - Chemicals | Participant Cost Test | Energy Efficiency | 907459.9477 | 953785.2107 | 1022485.5205 | 1091778.4374 | 1181664.9537 | 1287643.8441 | 1374120.7431 | 1415049.0733 | 1453981.8123 | 1491111.8129 | 1521654.9308 | 1523438.5102 | 1526321.6263
Scenario 2: High TRC | SCE | Ind | WholeBlg | Ind - Chemicals | Program Administrator Cost Test | Energy Efficiency | 907459.9477 | 953785.2107 | 1022485.5205 | 1091778.4374 | 1181664.9537 | 1287643.8441 | 1374120.7431 | 1415049.0733 | 1453981.8123 | 1491111.8129 | 1521654.9308 | 1523438.5102 | 1526321.6263
Scenario 2: High TRC | SCE | Ind | WholeBlg | Ind - Chemicals | Rate Impact Measure Test | Energy Efficiency | 907459.9477 | 953785.2107 | 1022485.5205 | 1091778.4374 | 1181664.9537 | 1287643.8441 | 1374120.7431 | 1415049.0733 | 1453981.8123 | 1491111.8129 | 1521654.9308 | 1523438.5102 | 1526321.6263
Scenario 2: High TRC | SCE | Ind | WholeBlg | Ind - Chemicals | Total Resource Cost Test | Energy Efficiency | 907459.9477 | 953785.2107 | 1022485.5205 | 1091778.4374 | 1181664.9537 | 1287643.8441 | 1374120.7431 | 1415049.0733 | 1453981.8123 | 1491111.8129 | 1521654.9308 | 1523438.5102 | 1526321.6263
Scenario 2: High TRC | SCE | Ind | WholeBlg | Ind - Electronics | Participant Cost Test | Energy Efficiency | 446134.4028 | 465945.1597 | 496733.5992 | 527836.2343 | 568756.2261 | 617724.6125 | 657715.3464 | 676423.1749 | 693947.4359 | 710519.3626 | 723952.0683 | 723857.6275 | 724426.357
Scenario 2: High TRC | SCE | Ind | WholeBlg | Ind - Electronics | Program Administrator Cost Test | Energy Efficiency | 446134.4028 | 465945.1597 | 496733.5992 | 527836.2343 | 568756.2261 | 617724.6125 | 657715.3464 | 676423.1749 | 693947.4359 | 710519.3626 | 723952.0683 | 723857.6275 | 724426.357
Scenario 2: High TRC | SCE | Ind | WholeBlg | Ind - Electronics | Rate Impact Measure Test | Energy Efficiency | 446134.4028 | 465945.1597 | 496733.5992 | 527836.2343 | 568756.2261 | 617724.6125 | 657715.3464 | 676423.1749 | 693947.4359 | 710519.3626 | 723952.0683 | 723857.6275 | 724426.357
Scenario 2: High TRC | SCE | Ind | WholeBlg | Ind - Electronics | Total Resource Cost Test | Energy Efficiency | 446134.4028 | 465945.1597 | 496733.5992 | 527836.2343 | 568756.2261 | 617724.6125 | 657715.3464 | 676423.1749 | 693947.4359 | 710519.3626 | 723952.0683 | 723857.6275 | 724426.357
Scenario 2: High TRC | SCE | Ind | WholeBlg | Ind - Fabricated Metals | Participant Cost Test | Energy Efficiency | 616457.9567 | 647604.3577 | 694712.1446 | 740489.2548 | 799287.538 | 868300.9473 | 924000.9123 | 949263.5179 | 972734.3705 | 994878.9993 | 1012371.7786 | 1010551.7723 | 1009299.0896
Scenario 2: High TRC | SCE | Ind | WholeBlg | Ind - Fabricated Metals | Program Administrator Cost Test | Energy Efficiency | 616457.9567 | 647604.3577 | 694712.1446 | 740489.2548 | 799287.538 | 868300.9473 | 924000.9123 | 949263.5179 | 972734.3705 | 994878.9993 | 1012371.7786 | 1010551.7723 | 1009299.0896
Scenario 2: High TRC | SCE | Ind | WholeBlg | Ind - Fabricated Metals | Rate Impact Measure Test | Energy Efficiency | 616457.9567 | 647604.3577 | 694712.1446 | 740489.2548 | 799287.538 | 868300.9473 | 924000.9123 | 949263.5179 | 972734.3705 | 994878.9993 | 1012371.7786 | 1010551.7723 | 1009299.0896
Scenario 2: High TRC | SCE | Ind | WholeBlg | Ind - Fabricated Metals | Total Resource Cost Test | Energy Efficiency | 616457.9567 | 647604.3577 | 694712.1446 | 740489.2548 | 799287.538 | 868300.9473 | 924000.9123 | 949263.5179 | 972734.3705 | 994878.9993 | 1012371.7786 | 1010551.7723 | 1009299.0896
Scenario 2: High TRC | SCE | Ind | WholeBlg | Ind - Food | Participant Cost Test | Energy Efficiency | 1283216.2602 | 1333712.7888 | 1414767.4708 | 1495852.1516 | 1603810.1435 | 1733337.1038 | 1836832.4588 | 1879810.679 | 1919200.7374 | 1955750.0566 | 1983449.4259 | 1973965.9176 | 1966441.1415
Scenario 2: High TRC | SCE | Ind | WholeBlg | Ind - Food | Program Administrator Cost Test | Energy Efficiency | 1283216.2602 | 1333712.7888 | 1414767.4708 | 1495852.1516 | 1603810.1435 | 1733337.1038 | 1836832.4588 | 1879810.679 | 1919200.7374 | 1955750.0566 | 1983449.4259 | 1973965.9176 | 1966441.1415
Scenario 2: High TRC | SCE | Ind | WholeBlg | Ind - Food | Rate Impact Measure Test | Energy Efficiency | 1283216.2602 | 1333712.7888 | 1414767.4708 | 1495852.1516 | 1603810.1435 | 1733337.1038 | 1836832.4588 | 1879810.679 | 1919200.7374 | 1955750.0566 | 1983449.4259 | 1973965.9176 | 1966441.1415
Scenario 2: High TRC | SCE | Ind | WholeBlg | Ind - Food | Total Resource Cost Test | Energy Efficiency | 1283216.2602 | 1333712.7888 | 1414767.4708 | 1495852.1516 | 1603810.1435 | 1733337.1038 | 1836832.4588 | 1879810.679 | 1919200.7374 | 1955750.0566 | 1983449.4259 | 1973965.9176 | 1966441.1415
Scenario 2: High TRC | SCE | Ind | WholeBlg | Ind - Industrial Machinery | Participant Cost Test | Energy Efficiency | 192825.8212 | 202705.4303 | 217686.78 | 232072.2621 | 250298.0504 | 271705.8117 | 289189.7909 | 297201.7753 | 304714.0123 | 311844.9023 | 317478.2699 | 317032.545 | 316750.1673
Scenario 2: High TRC | SCE | Ind | WholeBlg | Ind - Industrial Machinery | Program Administrator Cost Test | Energy Efficiency | 192825.8212 | 202705.4303 | 217686.78 | 232072.2621 | 250298.0504 | 271705.8117 | 289189.7909 | 297201.7753 | 304714.0123 | 311844.9023 | 317478.2699 | 317032.545 | 316750.1673
Scenario 2: High TRC | SCE | Ind | WholeBlg | Ind - Industrial Machinery | Rate Impact Measure Test | Energy Efficiency | 192825.8212 | 202705.4303 | 217686.78 | 232072.2621 | 250298.0504 | 271705.8117 | 289189.7909 | 297201.7753 | 304714.0123 | 311844.9023 | 317478.2699 | 317032.545 | 316750.1673
Scenario 2: High TRC | SCE | Ind | WholeBlg | Ind - Industrial Machinery | Total Resource Cost Test | Energy Efficiency | 192825.8212 | 202705.4303 | 217686.78 | 232072.2621 | 250298.0504 | 271705.8117 | 289189.7909 | 297201.7753 | 304714.0123 | 311844.9023 | 317478.2699 | 317032.545 | 316750.1673
Scenario 2: High TRC | SCE | Ind | WholeBlg | Ind - Lumber & Furniture | Participant Cost Test | Energy Efficiency | 106224.8969 | 110652.9052 | 117659.257 | 124690.6065 | 134017.7083 | 145079.7614 | 153845.8203 | 157575.7725 | 161010.2438 | 164215.0623 | 166697.946 | 166060.635 | 165576.1835
Scenario 2: High TRC | SCE | Ind | WholeBlg | Ind - Lumber & Furniture | Program Administrator Cost Test | Energy Efficiency | 106224.8969 | 110652.9052 | 117659.257 | 124690.6065 | 134017.7083 | 145079.7614 | 153845.8203 | 157575.7725 | 161010.2438 | 164215.0623 | 166697.946 | 166060.635 | 165576.1835
Scenario 2: High TRC | SCE | Ind | WholeBlg | Ind - Lumber & Furniture | Rate Impact Measure Test | Energy Efficiency | 106224.8969 | 110652.9052 | 117659.257 | 124690.6065 | 134017.7083 | 145079.7614 | 153845.8203 | 157575.7725 | 161010.2438 | 164215.0623 | 166697.946 | 166060.635 | 165576.1835
Scenario 2: High TRC | SCE | Ind | WholeBlg | Ind - Lumber & Furniture | Total Resource Cost Test | Energy Efficiency | 106224.8969 | 110652.9052 | 117659.257 | 124690.6065 | 134017.7083 | 145079.7614 | 153845.8203 | 157575.7725 | 161010.2438 | 164215.0623 | 166697.946 | 166060.635 | 165576.1835
Scenario 2: High TRC | SCE | Ind | WholeBlg | Ind - Paper | Participant Cost Test | Energy Efficiency | 415937.3348 | 425704.5726 | 445681.4158 | 466355.6521 | 495398.0054 | 530313.8921 | 557445.7372 | 566747.189 | 575809.6971 | 584877.9016 | 591940.4696 | 588365.5188 | 585739.2353
Scenario 2: High TRC | SCE | Ind | WholeBlg | Ind - Paper | Program Administrator Cost Test | Energy Efficiency | 415937.3348 | 425704.5726 | 445681.4158 | 466355.6521 | 495398.0054 | 530313.8921 | 557445.7372 | 566747.189 | 575809.6971 | 584877.9016 | 591940.4696 | 588365.5188 | 585739.2353
Scenario 2: High TRC | SCE | Ind | WholeBlg | Ind - Paper | Rate Impact Measure Test | Energy Efficiency | 415937.3348 | 425704.5726 | 445681.4158 | 466355.6521 | 495398.0054 | 530313.8921 | 557445.7372 | 566747.189 | 575809.6971 | 584877.9016 | 591940.4696 | 588365.5188 | 585739.2353
Scenario 2: High TRC | SCE | Ind | WholeBlg | Ind - Paper | Total Resource Cost Test | Energy Efficiency | 415937.3348 | 425704.5726 | 445681.4158 | 466355.6521 | 495398.0054 | 530313.8921 | 557445.7372 | 566747.189 | 575809.6971 | 584877.9016 | 591940.4696 | 588365.5188 | 585739.2353
Scenario 2: High TRC | SCE | Ind | WholeBlg | Ind - Petroleum | Participant Cost Test | Energy Efficiency | 1592641.8532 | 1654858.5448 | 1755375.8613 | 1856406.0914 | 1990946.2946 | 2152402.9004 | 2281070.6877 | 2334996.1617 | 2384444.8908 | 2430169.1076 | 2464796.5609 | 2453346.0802 | 2444453.6589
Scenario 2: High TRC | SCE | Ind | WholeBlg | Ind - Petroleum | Program Administrator Cost Test | Energy Efficiency | 1592641.8532 | 1654858.5448 | 1755375.8613 | 1856406.0914 | 1990946.2946 | 2152402.9004 | 2281070.6877 | 2334996.1617 | 2384444.8908 | 2430169.1076 | 2464796.5609 | 2453346.0802 | 2444453.6589
Scenario 2: High TRC | SCE | Ind | WholeBlg | Ind - Petroleum | Rate Impact Measure Test | Energy Efficiency | 1592641.8532 | 1654858.5448 | 1755375.8613 | 1856406.0914 | 1990946.2946 | 2152402.9004 | 2281070.6877 | 2334996.1617 | 2384444.8908 | 2430169.1076 | 2464796.5609 | 2453346.0802 | 2444453.6589
Scenario 2: High TRC | SCE | Ind | WholeBlg | Ind - Petroleum | Total Resource Cost Test | Energy Efficiency | 1592641.8532 | 1654858.5448 | 1755375.8613 | 1856406.0914 | 1990946.2946 | 2152402.9004 | 2281070.6877 | 2334996.1617 | 2384444.8908 | 2430169.1076 | 2464796.5609 | 2453346.0802 | 2444453.6589
Scenario 2: High TRC | SCE | Ind | WholeBlg | Ind - Plastics | Participant Cost Test | Energy Efficiency | 731275.9687 | 762284.1274 | 810987.2284 | 859931.4708 | 924584.6754 | 1001798.3106 | 1063603.9348 | 1090279.4982 | 1114971.0649 | 1137987.9666 | 1155853.8315 | 1152053.4248 | 1149352.7517
Scenario 2: High TRC | SCE | Ind | WholeBlg | Ind - Plastics | Program Administrator Cost Test | Energy Efficiency | 731275.9687 | 762284.1274 | 810987.2284 | 859931.4708 | 924584.6754 | 1001798.3106 | 1063603.9348 | 1090279.4982 | 1114971.0649 | 1137987.9666 | 1155853.8315 | 1152053.4248 | 1149352.7517
Scenario 2: High TRC | SCE | Ind | WholeBlg | Ind - Plastics | Rate Impact Measure Test | Energy Efficiency | 731275.9687 | 762284.1274 | 810987.2284 | 859931.4708 | 924584.6754 | 1001798.3106 | 1063603.9348 | 1090279.4982 | 1114971.0649 | 1137987.9666 | 1155853.8315 | 1152053.4248 | 1149352.7517
Scenario 2: High TRC | SCE | Ind | WholeBlg | Ind - Plastics | Total Resource Cost Test | Energy Efficiency | 731275.9687 | 762284.1274 | 810987.2284 | 859931.4708 | 924584.6754 | 1001798.3106 | 1063603.9348 | 1090279.4982 | 1114971.0649 | 1137987.9666 | 1155853.8315 | 1152053.4248 | 1149352.7517
Scenario 2: High TRC | SCE | Ind | WholeBlg | Ind - Primary Metals | Participant Cost Test | Energy Efficiency | 346990.326 | 366148.6218 | 394928.3125 | 423854.7892 | 460480.436 | 503676.1179 | 540286.9101 | 559624.7474 | 578191.2791 | 596131.1018 | 611299.2163 | 614813.7628 | 618684.5156
Scenario 2: High TRC | SCE | Ind | WholeBlg | Ind - Primary Metals | Program Administrator Cost Test | Energy Efficiency | 346990.326 | 366148.6218 | 394928.3125 | 423854.7892 | 460480.436 | 503676.1179 | 540286.9101 | 559624.7474 | 578191.2791 | 596131.1018 | 611299.2163 | 614813.7628 | 618684.5156
Scenario 2: High TRC | SCE | Ind | WholeBlg | Ind - Primary Metals | Rate Impact Measure Test | Energy Efficiency | 346990.326 | 366148.6218 | 394928.3125 | 423854.7892 | 460480.436 | 503676.1179 | 540286.9101 | 559624.7474 | 578191.2791 | 596131.1018 | 611299.2163 | 614813.7628 | 618684.5156
Scenario 2: High TRC | SCE | Ind | WholeBlg | Ind - Primary Metals | Total Resource Cost Test | Energy Efficiency | 346990.326 | 366148.6218 | 394928.3125 | 423854.7892 | 460480.436 | 503676.1179 | 540286.9101 | 559624.7474 | 578191.2791 | 596131.1018 | 611299.2163 | 614813.7628 | 618684.5156
Scenario 2: High TRC | SCE | Ind | WholeBlg | Ind - Printing & Publishing | Participant Cost Test | Energy Efficiency | 122851.4393 | 127690.8633 | 135499.3151 | 143336.6416 | 153724.3719 | 166089.4936 | 175950.2202 | 180049.3972 | 183870.6457 | 187455.4983 | 190186.1193 | 189335.252 | 188657.7054
Scenario 2: High TRC | SCE | Ind | WholeBlg | Ind - Printing & Publishing | Program Administrator Cost Test | Energy Efficiency | 122851.4393 | 127690.8633 | 135499.3151 | 143336.6416 | 153724.3719 | 166089.4936 | 175950.2202 | 180049.3972 | 183870.6457 | 187455.4983 | 190186.1193 | 189335.252 | 188657.7054
Scenario 2: High TRC | SCE | Ind | WholeBlg | Ind - Printing & Publishing | Rate Impact Measure Test | Energy Efficiency | 122851.4393 | 127690.8633 | 135499.3151 | 143336.6416 | 153724.3719 | 166089.4936 | 175950.2202 | 180049.3972 | 183870.6457 | 187455.4983 | 190186.1193 | 189335.252 | 188657.7054
Scenario 2: High TRC | SCE | Ind | WholeBlg | Ind - Printing & Publishing | Total Resource Cost Test | Energy Efficiency | 122851.4393 | 127690.8633 | 135499.3151 | 143336.6416 | 153724.3719 | 166089.4936 | 175950.2202 | 180049.3972 | 183870.6457 | 187455.4983 | 190186.1193 | 189335.252 | 188657.7054
Scenario 2: High TRC | SCE | Ind | WholeBlg | Ind - Stone-Glass-Clay | Participant Cost Test | Energy Efficiency | 622086.541 | 656945.1834 | 706505.3882 | 756065.2816 | 819773.48 | 894802.7831 | 956419.0884 | 987160.9956 | 1016096.3361 | 1043839.5903 | 1067273.0321 | 1070969.2234 | 1075451.1615
Scenario 2: High TRC | SCE | Ind | WholeBlg | Ind - Stone-Glass-Clay | Program Administrator Cost Test | Energy Efficiency | 622086.541 | 656945.1834 | 706505.3882 | 756065.2816 | 819773.48 | 894802.7831 | 956419.0884 | 987160.9956 | 1016096.3361 | 1043839.5903 | 1067273.0321 | 1070969.2234 | 1075451.1615
Scenario 2: High TRC | SCE | Ind | WholeBlg | Ind - Stone-Glass-Clay | Rate Impact Measure Test | Energy Efficiency | 622086.541 | 656945.1834 | 706505.3882 | 756065.2816 | 819773.48 | 894802.7831 | 956419.0884 | 987160.9956 | 1016096.3361 | 1043839.5903 | 1067273.0321 | 1070969.2234 | 1075451.1615
Scenario 2: High TRC | SCE | Ind | WholeBlg | Ind - Stone-Glass-Clay | Total Resource Cost Test | Energy Efficiency | 622086.541 | 656945.1834 | 706505.3882 | 756065.2816 | 819773.48 | 894802.7831 | 956419.0884 | 987160.9956 | 1016096.3361 | 1043839.5903 | 1067273.0321 | 1070969.2234 | 1075451.1615
Scenario 2: High TRC | SCE | Ind | WholeBlg | Ind - Textiles | Participant Cost Test | Energy Efficiency | 87072.3843 | 90653.2101 | 96308.4461 | 101821.0296 | 109107.4147 | 117765.7647 | 124635.7524 | 127343.0858 | 129826.8118 | 132151.0687 | 133885.3752 | 133132.312 | 132531.0706
Scenario 2: High TRC | SCE | Ind | WholeBlg | Ind - Textiles | Program Administrator Cost Test | Energy Efficiency | 87072.3843 | 90653.2101 | 96308.4461 | 101821.0296 | 109107.4147 | 117765.7647 | 124635.7524 | 127343.0858 | 129826.8118 | 132151.0687 | 133885.3752 | 133132.312 | 132531.0706
Scenario 2: High TRC | SCE | Ind | WholeBlg | Ind - Textiles | Rate Impact Measure Test | Energy Efficiency | 87072.3843 | 90653.2101 | 96308.4461 | 101821.0296 | 109107.4147 | 117765.7647 | 124635.7524 | 127343.0858 | 129826.8118 | 132151.0687 | 133885.3752 | 133132.312 | 132531.0706
Scenario 2: High TRC | SCE | Ind | WholeBlg | Ind - Textiles | Total Resource Cost Test | Energy Efficiency | 87072.3843 | 90653.2101 | 96308.4461 | 101821.0296 | 109107.4147 | 117765.7647 | 124635.7524 | 127343.0858 | 129826.8118 | 132151.0687 | 133885.3752 | 133132.312 | 132531.0706
Scenario 2: High TRC | SCE | Ind | WholeBlg | Ind - Transportation Equipment | Participant Cost Test | Energy Efficiency | 733379.8075 | 767435.9454 | 824598.0748 | 878313.18 | 945929.1922 | 1025100.5139 | 1091221.5297 | 1122047.6223 | 1152134.7439 | 1181381.2782 | 1204683.3813 | 1204189.4162 | 1203608.3707
Scenario 2: High TRC | SCE | Ind | WholeBlg | Ind - Transportation Equipment | Program Administrator Cost Test | Energy Efficiency | 733379.8075 | 767435.9454 | 824598.0748 | 878313.18 | 945929.1922 | 1025100.5139 | 1091221.5297 | 1122047.6223 | 1152134.7439 | 1181381.2782 | 1204683.3813 | 1204189.4162 | 1203608.3707
Scenario 2: High TRC | SCE | Ind | WholeBlg | Ind - Transportation Equipment | Rate Impact Measure Test | Energy Efficiency | 733379.8075 | 767435.9454 | 824598.0748 | 878313.18 | 945929.1922 | 1025100.5139 | 1091221.5297 | 1122047.6223 | 1152134.7439 | 1181381.2782 | 1204683.3813 | 1204189.4162 | 1203608.3707
Scenario 2: High TRC | SCE | Ind | WholeBlg | Ind - Transportation Equipment | Total Resource Cost Test | Energy Efficiency | 733379.8075 | 767435.9454 | 824598.0748 | 878313.18 | 945929.1922 | 1025100.5139 | 1091221.5297 | 1122047.6223 | 1152134.7439 | 1181381.2782 | 1204683.3813 | 1204189.4162 | 1203608.3707
Scenario 2: High TRC | SCE | Res | AppPlug | Res - Multi Family | Participant Cost Test | Energy Efficiency | 0 | 0 | 0 | 0 | 0 | 0 | 0 | 0 | 0 | 0 | 0 | 0 | 0
Scenario 2: High TRC | SCE | Res | AppPlug | Res - Multi Family | Participant Cost Test | Fuel Substitution | 18580.4862 | 20194.3662 | 21824.3407 | 23432.3648 | 24889.4893 | 0 | 0 | 0 | 0 | 0 | 0 | 0 | 0
Scenario 2: High TRC | SCE | Res | AppPlug | Res - Multi Family | Program Administrator Cost Test | Energy Efficiency | 0 | 0 | 0 | 0 | 0 | 0 | 0 | 0 | 0 | 0 | 0 | 0 | 0
Scenario 2: High TRC | SCE | Res | AppPlug | Res - Multi Family | Program Administrator Cost Test | Fuel Substitution | 67786.898 | 77094.7836 | 87264.0143 | 98388.9901 | 110556.0394 | 0 | 0 | 0 | 0 | 0 | 0 | 0 | 0
Scenario 2: High TRC | SCE | Res | AppPlug | Res - Multi Family | Rate Impact Measure Test | Energy Efficiency | 0 | 0 | 0 | 0 | 0 | 0 | 0 | 0 | 0 | 0 | 0 | 0 | 0
Scenario 2: High TRC | SCE | Res | AppPlug | Res - Multi Family | Rate Impact Measure Test | Fuel Substitution | 67786.898 | 77094.7836 | 87264.0143 | 98388.9901 | 110556.0394 | 0 | 0 | 0 | 0 | 0 | 0 | 0 | 0
Scenario 2: High TRC | SCE | Res | AppPlug | Res - Multi Family | Total Resource Cost Test | Energy Efficiency | 0 | 0 | 0 | 0 | 0 | 0 | 0 | 0 | 0 | 0 | 0 | 0 | 0
Scenario 2: High TRC | SCE | Res | AppPlug | Res - Multi Family | Total Resource Cost Test | Fuel Substitution | 67786.898 | 77094.7836 | 87264.0143 | 98388.9901 | 110556.0394 | 0 | 0 | 0 | 0 | 0 | 0 | 0 | 0
Scenario 2: High TRC | SCE | Res | AppPlug | Res - Single Family | Participant Cost Test | Energy Efficiency | 0 | 0 | 0 | 0 | 0 | 0 | 0 | 0 | 0 | 0 | 0 | 0 | 0
Scenario 2: High TRC | SCE | Res | AppPlug | Res - Single Family | Participant Cost Test | Fuel Substitution | 164578.485 | 179584.8408 | 194730.6347 | 209817.1111 | 223999.1521 | 0 | 0 | 0 | 0 | 0 | 0 | 0 | 0
Scenario 2: High TRC | SCE | Res | AppPlug | Res - Single Family | Program Administrator Cost Test | Energy Efficiency | 0 | 0 | 0 | 0 | 0 | 0 | 0 | 0 | 0 | 0 | 0 | 0 | 0
Scenario 2: High TRC | SCE | Res | AppPlug | Res - Single Family | Program Administrator Cost Test | Fuel Substitution | 472462.6762 | 537886.3393 | 608970.5432 | 686503.3237 | 771228.9778 | 0 | 0 | 0 | 0 | 0 | 0 | 0 | 0
Scenario 2: High TRC | SCE | Res | AppPlug | Res - Single Family | Rate Impact Measure Test | Energy Efficiency | 0 | 0 | 0 | 0 | 0 | 0 | 0 | 0 | 0 | 0 | 0 | 0 | 0
Scenario 2: High TRC | SCE | Res | AppPlug | Res - Single Family | Rate Impact Measure Test | Fuel Substitution | 472462.6762 | 537886.3393 | 608970.5432 | 686503.3237 | 771228.9778 | 0 | 0 | 0 | 0 | 0 | 0 | 0 | 0
Scenario 2: High TRC | SCE | Res | AppPlug | Res - Single Family | Total Resource Cost Test | Energy Efficiency | 0 | 0 | 0 | 0 | 0 | 0 | 0 | 0 | 0 | 0 | 0 | 0 | 0
Scenario 2: High TRC | SCE | Res | AppPlug | Res - Single Family | Total Resource Cost Test | Fuel Substitution | 472462.6762 | 537886.3393 | 608970.5432 | 686503.3237 | 771228.9778 | 0 | 0 | 0 | 0 | 0 | 0 | 0 | 0
Scenario 2: High TRC | SCE | Res | BROs | Income Qualified - Multi Family IQ | Participant Cost Test | Energy Efficiency | 1282170.9457 | 1485208.5262 | 1698204.9614 | 1710330.191 | 1679392.9853 | 2174060.9104 | 2547808.3798 | 2708721.7657 | 2925704.1671 | 2898053.2066 | 3153770.9542 | 3375911.5107 | 3613508.7712
Scenario 2: High TRC | SCE | Res | BROs | Income Qualified - Multi Family IQ | Program Administrator Cost Test | Energy Efficiency | 1282170.9457 | 1485208.5262 | 1698204.9614 | 1710330.191 | 1679392.9853 | 2174060.9104 | 2547808.3798 | 2708721.7657 | 2925704.1671 | 2898053.2066 | 3153770.9542 | 3375911.5107 | 3613508.7712
Scenario 2: High TRC | SCE | Res | BROs | Income Qualified - Multi Family IQ | Rate Impact Measure Test | Energy Efficiency | 1282170.9457 | 1485208.5262 | 1698204.9614 | 1710330.191 | 1679392.9853 | 2174060.9104 | 2547808.3798 | 2708721.7657 | 2925704.1671 | 2898053.2066 | 3153770.9542 | 3375911.5107 | 3613508.7712
Scenario 2: High TRC | SCE | Res | BROs | Income Qualified - Multi Family IQ | Total Resource Cost Test | Energy Efficiency | 1282170.9457 | 1485208.5262 | 1698204.9614 | 1710330.191 | 1679392.9853 | 2174060.9104 | 2547808.3798 | 2708721.7657 | 2925704.1671 | 2898053.2066 | 3153770.9542 | 3375911.5107 | 3613508.7712
Scenario 2: High TRC | SCE | Res | BROs | Income Qualified - Single Family IQ | Participant Cost Test | Energy Efficiency | 4370304.5495 | 5028069.1813 | 5709608.7518 | 5730485.5691 | 5607546.8324 | 7235664.0034 | 8456441.4052 | 8963920.2604 | 9654067.6873 | 9528906.1978 | 10334142.4352 | 11025422.5112 | 11763667.7649
Scenario 2: High TRC | SCE | Res | BROs | Income Qualified - Single Family IQ | Program Administrator Cost Test | Energy Efficiency | 4370304.5495 | 5028069.1813 | 5709608.7518 | 5730485.5691 | 5607546.8324 | 7235664.0034 | 8456441.4052 | 8963920.2604 | 9654067.6873 | 9528906.1978 | 10334142.4352 | 11025422.5112 | 11763667.7649
Scenario 2: High TRC | SCE | Res | BROs | Income Qualified - Single Family IQ | Rate Impact Measure Test | Energy Efficiency | 4370304.5495 | 5028069.1813 | 5709608.7518 | 5730485.5691 | 5607546.8324 | 7235664.0034 | 8456441.4052 | 8963920.2604 | 9654067.6873 | 9528906.1978 | 10334142.4352 | 11025422.5112 | 11763667.7649
Scenario 2: High TRC | SCE | Res | BROs | Income Qualified - Single Family IQ | Total Resource Cost Test | Energy Efficiency | 4370304.5495 | 5028069.1813 | 5709608.7518 | 5730485.5691 | 5607546.8324 | 7235664.0034 | 8456441.4052 | 8963920.2604 | 9654067.6873 | 9528906.1978 | 10334142.4352 | 11025422.5112 | 11763667.7649
Scenario 2: High TRC | SCE | Res | BROs | Res - Multi Family | Participant Cost Test | Energy Efficiency | 9518327.4992 | 10953756.094 | 12441805.5853 | 12489117.492 | 12223025.0967 | 15774204.7174 | 18437936.5586 | 19547106.9219 | 21054938.798 | 20785329.2791 | 22545358.7251 | 24057213.3944 | 25671944.0172
Scenario 2: High TRC | SCE | Res | BROs | Res - Multi Family | Program Administrator Cost Test | Energy Efficiency | 9518327.4992 | 10953756.094 | 12441805.5853 | 12489117.492 | 12223025.0967 | 15774204.7174 | 18437936.5586 | 19547106.9219 | 21054938.798 | 20785329.2791 | 22545358.7251 | 24057213.3944 | 25671944.0172
Scenario 2: High TRC | SCE | Res | BROs | Res - Multi Family | Rate Impact Measure Test | Energy Efficiency | 9518327.4992 | 10953756.094 | 12441805.5853 | 12489117.492 | 12223025.0967 | 15774204.7174 | 18437936.5586 | 19547106.9219 | 21054938.798 | 20785329.2791 | 22545358.7251 | 24057213.3944 | 25671944.0172
Scenario 2: High TRC | SCE | Res | BROs | Res - Multi Family | Total Resource Cost Test | Energy Efficiency | 9518327.4992 | 10953756.094 | 12441805.5853 | 12489117.492 | 12223025.0967 | 15774204.7174 | 18437936.5586 | 19547106.9219 | 21054938.798 | 20785329.2791 | 22545358.7251 | 24057213.3944 | 25671944.0172
Scenario 2: High TRC | SCE | Res | BROs | Res - Single Family | Participant Cost Test | Energy Efficiency | 2275771.2887 | 2636746.5765 | 3015581.526 | 3037425.5974 | 2982768.5295 | 3861688.324 | 4525867.5143 | 4812073.7813 | 5197918.3735 | 5149282.9352 | 5604149.8987 | 5999397.904 | 6422154.0919
Scenario 2: High TRC | SCE | Res | BROs | Res - Single Family | Program Administrator Cost Test | Energy Efficiency | 2275771.2887 | 2636746.5765 | 3015581.526 | 3037425.5974 | 2982768.5295 | 3861688.324 | 4525867.5143 | 4812073.7813 | 5197918.3735 | 5149282.9352 | 5604149.8987 | 5999397.904 | 6422154.0919
Scenario 2: High TRC | SCE | Res | BROs | Res - Single Family | Rate Impact Measure Test | Energy Efficiency | 2275771.2887 | 2636746.5765 | 3015581.526 | 3037425.5974 | 2982768.5295 | 3861688.324 | 4525867.5143 | 4812073.7813 | 5197918.3735 | 5149282.9352 | 5604149.8987 | 5999397.904 | 6422154.0919
Scenario 2: High TRC | SCE | Res | BROs | Res - Single Family | Total Resource Cost Test | Energy Efficiency | 2275771.2887 | 2636746.5765 | 3015581.526 | 3037425.5974 | 2982768.5295 | 3861688.324 | 4525867.5143 | 4812073.7813 | 5197918.3735 | 5149282.9352 | 5604149.8987 | 5999397.904 | 6422154.0919
Scenario 2: High TRC | SCE | Res | BldgEnv | Res - Single Family | Participant Cost Test | Energy Efficiency | 1034315.5996 | 1193401.5413 | 1262383.0671 | 1274425.2459 | 1262607.7675 | 1208028.313 | 1132593.9777 | 1024344.9835 | 131744.0482 | 0 | 0 | 0 | 0
Scenario 2: High TRC | SCE | Res | BldgEnv | Res - Single Family | Program Administrator Cost Test | Energy Efficiency | 19489.7803 | 23802.8515 | 26881.518 | 29099.6552 | 31632.0495 | 33680.9851 | 35090.7337 | 34700.6377 | 884.6168 | 0 | 0 | 0 | 0
Scenario 2: High TRC | SCE | Res | BldgEnv | Res - Single Family | Rate Impact Measure Test | Energy Efficiency | 46115.7501 | 51267.2175 | 53751.2812 | 54417.8708 | 55452.3189 | 55550.0115 | 54882.3987 | 51591.8328 | 14584.0692 | 0 | 0 | 0 | 0
Scenario 2: High TRC | SCE | Res | BldgEnv | Res - Single Family | Total Resource Cost Test | Energy Efficiency | 542254.5229 | 647790.4815 | 696420.7963 | 708478.0224 | 723638.5934 | 712168.7671 | 688242.3415 | 642858.3121 | 884.6168 | 0 | 0 | 0 | 0
Scenario 2: High TRC | SCE | Res | HVAC | Res - Multi Family | Participant Cost Test | Energy Efficiency | 164852.3083 | 927286.1287 | 783043.333 | 646485.3904 | 170496.5934 | 434938.4193 | 487502.421 | 436869.4488 | 368967.0743 | 307298.9192 | 249744.3354 | 194424.1315 | 137314.3779
Scenario 2: High TRC | SCE | Res | HVAC | Res - Multi Family | Participant Cost Test | Fuel Substitution | 1209.7006 | 198.0285 | 194.5921 | 246.8023 | 237.7862 | 2.7629 | 2.7216 | 2.591 | 2.3726 | 2.0861 | 1.7477 | 1.3667 | 0.94993
Scenario 2: High TRC | SCE | Res | HVAC | Res - Multi Family | Program Administrator Cost Test | Energy Efficiency | 63457.6495 | 423424.4452 | 373179.043 | 295893.5252 | 95603.0153 | 239859.3885 | 303455.8293 | 300054.1858 | 285312.3362 | 274448.3733 | 270205.1401 | 267563.9174 | 266526.7279
Scenario 2: High TRC | SCE | Res | HVAC | Res - Multi Family | Program Administrator Cost Test | Fuel Substitution | 262.4323 | 295.0044 | 313.1709 | 416.4437 | 439.3542 | 2.992 | 3.2841 | 3.5057 | 3.6675 | 3.7806 | 3.8736 | 3.9318 | 3.9756
Scenario 2: High TRC | SCE | Res | HVAC | Res - Multi Family | Rate Impact Measure Test | Energy Efficiency | 63457.6495 | 423424.4452 | 373179.043 | 295893.5252 | 95603.0153 | 239859.3885 | 303455.8293 | 300054.1858 | 285312.3362 | 274448.3733 | 270205.1401 | 267563.9174 | 266526.7279
Scenario 2: High TRC | SCE | Res | HVAC | Res - Multi Family | Rate Impact Measure Test | Fuel Substitution | 262.4323 | 295.0044 | 313.1709 | 416.4437 | 439.3542 | 2.992 | 3.2841 | 3.5057 | 3.6675 | 3.7806 | 3.8736 | 3.9318 | 3.9756
Scenario 2: High TRC | SCE | Res | HVAC | Res - Multi Family | Total Resource Cost Test | Energy Efficiency | 63457.6495 | 423424.4452 | 373179.043 | 295893.5252 | 95603.0153 | 239859.3885 | 303455.8293 | 300054.1858 | 285312.3362 | 274448.3733 | 270205.1401 | 267563.9174 | 266526.7279
Scenario 2: High TRC | SCE | Res | HVAC | Res - Multi Family | Total Resource Cost Test | Fuel Substitution | 262.4323 | 295.0044 | 313.1709 | 416.4437 | 439.3542 | 2.992 | 3.2841 | 3.5057 | 3.6675 | 3.7806 | 3.8736 | 3.9318 | 3.9756
Scenario 2: High TRC | SCE | Res | HVAC | Res - Single Family | Participant Cost Test | Energy Efficiency | 8263949.4932 | 13602693.4392 | 13260573.5472 | 12779120.049 | 10085036.737 | 11895943.9051 | 10804496.8616 | 10184165.2715 | 1274688.4486 | 539989.5054 | 390232.578 | 276637.335 | 120022.2338
Scenario 2: High TRC | SCE | Res | HVAC | Res - Single Family | Participant Cost Test | Fuel Substitution | 25284.8199 | 6967.0413 | 7019.1714 | 7128.4509 | 6932.0809 | 156.6252 | 160.1873 | 159.5057 | 11.035 | 9.8315 | 8.3208 | 6.56 | 4.5897
Scenario 2: High TRC | SCE | Res | HVAC | Res - Single Family | Program Administrator Cost Test | Energy Efficiency | 1598735.1924 | 3961689.5151 | 3815642.525 | 3465230.605 | 2336449.6841 | 3392938.2735 | 3272015.5321 | 3161753.5511 | 841799.7998 | 315589.835 | 239406.699 | 173971.5224 | 123961.3826
Scenario 2: High TRC | SCE | Res | HVAC | Res - Single Family | Program Administrator Cost Test | Fuel Substitution | 6753.9101 | 7381.6438 | 7888.5494 | 8501.2056 | 9719.1273 | 72.4993 | 78.6453 | 83.8014 | 17.0235 | 17.7837 | 18.41 | 18.8411 | 19.1833
Scenario 2: High TRC | SCE | Res | HVAC | Res - Single Family | Rate Impact Measure Test | Energy Efficiency | 1598735.1924 | 3961689.5151 | 3815642.525 | 3465230.605 | 2336449.6841 | 3392938.2735 | 3272015.5321 | 3161753.5511 | 841799.7998 | 315589.835 | 239406.699 | 173971.5224 | 123961.3826
Scenario 2: High TRC | SCE | Res | HVAC | Res - Single Family | Rate Impact Measure Test | Fuel Substitution | 6755.148 | 7382.5267 | 7888.9967 | 8501.2056 | 9719.1273 | 72.4993 | 78.6453 | 83.8014 | 17.0235 | 17.7837 | 18.41 | 18.8411 | 19.1833
Scenario 2: High TRC | SCE | Res | HVAC | Res - Single Family | Total Resource Cost Test | Energy Efficiency | 5763671.0578 | 8578609.5065 | 8793227.1511 | 8725122.6357 | 7861145.436 | 9109459.1987 | 8687494.4065 | 8580476.8503 | 841799.7998 | 315589.835 | 239406.699 | 173971.5224 | 123961.3826
Scenario 2: High TRC | SCE | Res | HVAC | Res - Single Family | Total Resource Cost Test | Fuel Substitution | 10868.9271 | 11203.1869 | 11759.8001 | 12453.4636 | 13202.4406 | 162.0324 | 173.5203 | 181.2421 | 17.0235 | 17.7837 | 18.41 | 18.8411 | 19.1833
Scenario 2: High TRC | SCE | Res | WaterHeat | Res - Multi Family | Participant Cost Test | Energy Efficiency | 5071.0005 | 16732.2514 | 18595.2781 | 18518.4787 | 122839.9295 | 350421.4398 | 407537.6891 | 382717.9441 | 350362.7784 | 310308.5636 | 262118.5124 | 208395.5753 | 143149.1584
Scenario 2: High TRC | SCE | Res | WaterHeat | Res - Multi Family | Participant Cost Test | Fuel Substitution | 4155874.4235 | 702524.3588 | 2063312.0683 | 2067541.8228 | 2065716.1171 | 1227445.7474 | 1343565.3001 | 1395370.1849 | 1332359.4148 | 1175589.9183 | 951872.0269 | 681340.1906 | 377655.6453
Scenario 2: High TRC | SCE | Res | WaterHeat | Res - Multi Family | Program Administrator Cost Test | Energy Efficiency | 1572.3073 | 5202.0717 | 6190.6797 | 6632.9639 | 49000.7831 | 157034.4024 | 205406.2344 | 218793.4903 | 232130.0177 | 245088.7716 | 259706.8815 | 278627.0405 | 300158.3966
Scenario 2: High TRC | SCE | Res | WaterHeat | Res - Multi Family | Program Administrator Cost Test | Fuel Substitution | 25803923.6288 | 26807612.5238 | 99276425.8947 | 104075752.7833 | 109025058.8974 | 1096317.644 | 1361284.2725 | 1621931.2403 | 1822967.572 | 1961096.9809 | 2063673.1019 | 2126919.7178 | 2167547.048
Scenario 2: High TRC | SCE | Res | WaterHeat | Res - Multi Family | Rate Impact Measure Test | Energy Efficiency | 1572.3073 | 5202.0717 | 6190.6797 | 6632.9639 | 49000.7831 | 157034.4024 | 205406.2344 | 218793.4903 | 232130.0177 | 245088.7716 | 259706.8815 | 278627.0405 | 300158.3966
Scenario 2: High TRC | SCE | Res | WaterHeat | Res - Multi Family | Rate Impact Measure Test | Fuel Substitution | 38561648.3996 | 38758276.7051 | 148110510.2707 | 149027178.7267 | 149969473.9144 | 1096317.644 | 1361284.2725 | 1621931.2403 | 1822967.572 | 1961096.9809 | 2063673.1019 | 2126919.7178 | 2167547.048
Scenario 2: High TRC | SCE | Res | WaterHeat | Res - Multi Family | Total Resource Cost Test | Energy Efficiency | 1572.3073 | 5202.0717 | 6190.6797 | 6632.9639 | 49000.7831 | 157034.4024 | 205406.2344 | 218793.4903 | 232130.0177 | 245088.7716 | 259706.8815 | 278627.0405 | 300158.3966
Scenario 2: High TRC | SCE | Res | WaterHeat | Res - Multi Family | Total Resource Cost Test | Fuel Substitution | 25803923.6288 | 26807612.5238 | 99276425.8947 | 104075752.7833 | 109025058.8974 | 1096317.644 | 1361284.2725 | 1621931.2403 | 1822967.572 | 1961096.9809 | 2063673.1019 | 2126919.7178 | 2167547.048
Scenario 2: High TRC | SCE | Res | WaterHeat | Res - Single Family | Participant Cost Test | Energy Efficiency | 423634.7557 | 467090.6382 | 491460.208 | 503180.1476 | 509420.5823 | 504803.4535 | 491345.116 | 470037.1767 | 318992.5461 | 278568.8928 | 236293.2723 | 186229.2041 | 126034.4323
Scenario 2: High TRC | SCE | Res | WaterHeat | Res - Single Family | Participant Cost Test | Fuel Substitution | 32022106.8906 | 4426846.9103 | 4302934.2163 | 4220061.8272 | 4182259.4185 | 12395536.1074 | 13832689.0484 | 14877617.4089 | 9411573.9279 | 8291616.8515 | 6708119.0373 | 4799861.7889 | 2660360.8081
Scenario 2: High TRC | SCE | Res | WaterHeat | Res - Single Family | Program Administrator Cost Test | Energy Efficiency | 104686.1464 | 124010.6337 | 140678.9122 | 155893.7872 | 172661.5457 | 189851.8344 | 204795.5333 | 218047.4235 | 211318.4884 | 219990.5068 | 234084.253 | 248949.5636 | 264218.2997
Scenario 2: High TRC | SCE | Res | WaterHeat | Res - Single Family | Program Administrator Cost Test | Fuel Substitution | 30368208.5181 | 30883233.9328 | 31227929.6633 | 31859947.0705 | 32866695.9118 | 7866887.0222 | 9668285.7401 | 11484086.0425 | 12877151.5266 | 13831919.2108 | 14543304.5944 | 14983587.9662 | 15269087.8264
Scenario 2: High TRC | SCE | Res | WaterHeat | Res - Single Family | Rate Impact Measure Test | Energy Efficiency | 104686.1464 | 124010.6337 | 140678.9122 | 155893.7872 | 172661.5457 | 189851.8344 | 204795.5333 | 218047.4235 | 211318.4884 | 219990.5068 | 234084.253 | 248949.5636 | 264218.2997
Scenario 2: High TRC | SCE | Res | WaterHeat | Res - Single Family | Rate Impact Measure Test | Fuel Substitution | 31553889.8629 | 31843040.8772 | 31962608.0889 | 32376750.6381 | 33213940.5009 | 7866887.0222 | 9668285.7401 | 11484086.0425 | 12877151.5266 | 13831919.2108 | 14543304.5944 | 14983587.9662 | 15269087.8264
Scenario 2: High TRC | SCE | Res | WaterHeat | Res - Single Family | Total Resource Cost Test | Energy Efficiency | 158209.2456 | 185099.1953 | 207598.1767 | 227798.5448 | 249558.7343 | 271009.0824 | 289785.1144 | 306630.5102 | 211318.4884 | 219990.5068 | 234084.253 | 248949.5636 | 264218.2997
Scenario 2: High TRC | SCE | Res | WaterHeat | Res - Single Family | Total Resource Cost Test | Fuel Substitution | 33930393.1262 | 34318474.5149 | 34520241.7115 | 35042574.1563 | 35976803.178 | 11454595.3314 | 13958534.9806 | 16481783.2263 | 12877151.5266 | 13831919.2108 | 14543304.5944 | 14983587.9662 | 15269087.8264
Scenario 2: High TRC | SCE | Res | WholeBlg | Res - Multi Family | Participant Cost Test | Energy Efficiency | 0 | 0 | 0 | 0 | 0 | 0 | 0 | 0 | 0 | 0 | 0 | 0 | 0
Scenario 2: High TRC | SCE | Res | WholeBlg | Res - Multi Family | Program Administrator Cost Test | Energy Efficiency | 0 | 0 | 0 | 0 | 0 | 0 | 0 | 0 | 0 | 0 | 0 | 0 | 0
Scenario 2: High TRC | SCE | Res | WholeBlg | Res - Multi Family | Rate Impact Measure Test | Energy Efficiency | 0 | 0 | 0 | 0 | 0 | 0 | 0 | 0 | 0 | 0 | 0 | 0 | 0
Scenario 2: High TRC | SCE | Res | WholeBlg | Res - Multi Family | Total Resource Cost Test | Energy Efficiency | 0 | 0 | 0 | 0 | 0 | 0 | 0 | 0 | 0 | 0 | 0 | 0 | 0
Scenario 2: High TRC | SCE | Res | WholeBlg | Res - Single Family | Participant Cost Test | Energy Efficiency | 0 | 0 | 0 | 0 | 0 | 0 | 0 | 0 | 426100.1977 | 330126.5745 | 245469.5893 | 170924.6246 | 102925.2415
Scenario 2: High TRC | SCE | Res | WholeBlg | Res - Single Family | Program Administrator Cost Test | Energy Efficiency | 0 | 0 | 0 | 0 | 0 | 0 | 0 | 0 | 608832.5908 | 564299.7246 | 528986.3904 | 499530.9295 | 470459.8055
Scenario 2: High TRC | SCE | Res | WholeBlg | Res - Single Family | Rate Impact Measure Test | Energy Efficiency | 0 | 0 | 0 | 0 | 0 | 0 | 0 | 0 | 608832.5908 | 564299.7246 | 528986.3904 | 499530.9295 | 470459.8055
Scenario 2: High TRC | SCE | Res | WholeBlg | Res - Single Family | Total Resource Cost Test | Energy Efficiency | 0 | 0 | 0 | 0 | 0 | 0 | 0 | 0 | 608832.5908 | 564299.7246 | 528986.3904 | 499530.9295 | 470459.8055
Scenario 2: High TRC | SCG | Ag | WholeBlg | Ag - Dairies, fishing, hunting | Participant Cost Test | Energy Efficiency | 68121.0337 | 71685.3972 | 75449.0851 | 79431.9691 | 83650.4185 | 88121.8289 | 92865.132 | 97900.1944 | 103246.6342 | 108926.208 | 114961.7097 | 121379.0193 | 128206.0078
Scenario 2: High TRC | SCG | Ag | WholeBlg | Ag - Dairies, fishing, hunting | Program Administrator Cost Test | Energy Efficiency | 68121.0337 | 71685.3972 | 75449.0851 | 79431.9691 | 83650.4185 | 88121.8289 | 92865.132 | 97900.1944 | 103246.6342 | 108926.208 | 114961.7097 | 121379.0193 | 128206.0078
Scenario 2: High TRC | SCG | Ag | WholeBlg | Ag - Dairies, fishing, hunting | Rate Impact Measure Test | Energy Efficiency | 68121.0337 | 71685.3972 | 75449.0851 | 79431.9691 | 83650.4185 | 88121.8289 | 92865.132 | 97900.1944 | 103246.6342 | 108926.208 | 114961.7097 | 121379.0193 | 128206.0078
Scenario 2: High TRC | SCG | Ag | WholeBlg | Ag - Dairies, fishing, hunting | Total Resource Cost Test | Energy Efficiency | 68121.0337 | 71685.3972 | 75449.0851 | 79431.9691 | 83650.4185 | 88121.8289 | 92865.132 | 97900.1944 | 103246.6342 | 108926.208 | 114961.7097 | 121379.0193 | 128206.0078
Scenario 2: High TRC | SCG | Ag | WholeBlg | Ag - Irrigated Agriculture, vineyards, forestry and greenhouses | Participant Cost Test | Energy Efficiency | 292236.4178 | 307527.39 | 323673.4553 | 340759.8632 | 358856.8366 | 378039.0025 | 398387.5763 | 419987.786 | 442923.7916 | 467288.9287 | 493180.9812 | 520710.974 | 549998.4727
Scenario 2: High TRC | SCG | Ag | WholeBlg | Ag - Irrigated Agriculture, vineyards, forestry and greenhouses | Program Administrator Cost Test | Energy Efficiency | 292236.4178 | 307527.39 | 323673.4553 | 340759.8632 | 358856.8366 | 378039.0025 | 398387.5763 | 419987.786 | 442923.7916 | 467288.9287 | 493180.9812 | 520710.974 | 549998.4727
Scenario 2: High TRC | SCG | Ag | WholeBlg | Ag - Irrigated Agriculture, vineyards, forestry and greenhouses | Rate Impact Measure Test | Energy Efficiency | 292236.4178 | 307527.39 | 323673.4553 | 340759.8632 | 358856.8366 | 378039.0025 | 398387.5763 | 419987.786 | 442923.7916 | 467288.9287 | 493180.9812 | 520710.974 | 549998.4727
Scenario 2: High TRC | SCG | Ag | WholeBlg | Ag - Irrigated Agriculture, vineyards, forestry and greenhouses | Total Resource Cost Test | Energy Efficiency | 292236.4178 | 307527.39 | 323673.4553 | 340759.8632 | 358856.8366 | 378039.0025 | 398387.5763 | 419987.786 | 442923.7916 | 467288.9287 | 493180.9812 | 520710.974 | 549998.4727
Scenario 2: High TRC | SCG | Ag | WholeBlg | Ag - Water pumping | Participant Cost Test | Energy Efficiency | 95979.6928 | 101001.7322 | 106304.6113 | 111916.3286 | 117859.9477 | 124159.9784 | 130843.0943 | 137937.2871 | 145470.1976 | 153472.4801 | 161976.2499 | 171017.9712 | 180636.9132
Scenario 2: High TRC | SCG | Ag | WholeBlg | Ag - Water pumping | Program Administrator Cost Test | Energy Efficiency | 95979.6928 | 101001.7322 | 106304.6113 | 111916.3286 | 117859.9477 | 124159.9784 | 130843.0943 | 137937.2871 | 145470.1976 | 153472.4801 | 161976.2499 | 171017.9712 | 180636.9132
Scenario 2: High TRC | SCG | Ag | WholeBlg | Ag - Water pumping | Rate Impact Measure Test | Energy Efficiency | 95979.6928 | 101001.7322 | 106304.6113 | 111916.3286 | 117859.9477 | 124159.9784 | 130843.0943 | 137937.2871 | 145470.1976 | 153472.4801 | 161976.2499 | 171017.9712 | 180636.9132
Scenario 2: High TRC | SCG | Ag | WholeBlg | Ag - Water pumping | Total Resource Cost Test | Energy Efficiency | 95979.6928 | 101001.7322 | 106304.6113 | 111916.3286 | 117859.9477 | 124159.9784 | 130843.0943 | 137937.2871 | 145470.1976 | 153472.4801 | 161976.2499 | 171017.9712 | 180636.9132
Scenario 2: High TRC | SCG | Com | AppPlug | Com - Health | Participant Cost Test | Energy Efficiency | 6733220.2401 | 7691173.3889 | 8626039.4915 | 9194512.7416 | 9568920.8757 | 9831727.8139 | 10052824.5997 | 10083988.765 | 9974925.4425 | 9666593.7011 | 8586392.3037 | 6176882.0934 | 3673898.1617
Scenario 2: High TRC | SCG | Com | AppPlug | Com - Health | Program Administrator Cost Test | Energy Efficiency | 6423470.2564 | 7590841.5383 | 8800642.64 | 9660110.4625 | 10622540.9094 | 11538891.1708 | 12522033.8401 | 13337809.767 | 14053048.8287 | 14546191.4668 | 14866122.3157 | 15313137.9725 | 15679617.8373
Scenario 2: High TRC | SCG | Com | AppPlug | Com - Health | Rate Impact Measure Test | Energy Efficiency | 6423470.2564 | 7590841.5383 | 8800642.64 | 9660110.4625 | 10622540.9094 | 11538891.1708 | 12522033.8401 | 13337809.767 | 14053048.8287 | 14546191.4668 | 14866122.3157 | 15313137.9725 | 15679617.8373
Scenario 2: High TRC | SCG | Com | AppPlug | Com - Health | Total Resource Cost Test | Energy Efficiency | 6423470.2564 | 7590841.5383 | 8800642.64 | 9660110.4625 | 10622540.9094 | 11538891.1708 | 12522033.8401 | 13337809.767 | 14053048.8287 | 14546191.4668 | 14866122.3157 | 15313137.9725 | 15679617.8373
Scenario 2: High TRC | SCG | Com | AppPlug | Com - Lodging | Participant Cost Test | Energy Efficiency | 5449946.6142 | 6181029.2798 | 6916912.513 | 7291500.6709 | 7405230.2472 | 7470853.2871 | 7486511.6888 | 7389636.3499 | 7185231.5479 | 6858142.8115 | 6059684.5344 | 4400786.4035 | 2655814.4084
Scenario 2: High TRC | SCG | Com | AppPlug | Com - Lodging | Program Administrator Cost Test | Energy Efficiency | 5258597.3734 | 6171701.1611 | 7142110.1543 | 7750928.4288 | 8414061.1561 | 9097369.0984 | 9794207.0701 | 10445378.6932 | 11030687.2358 | 11549090.3843 | 12018820.4431 | 12410513.3425 | 12729689.5574
Scenario 2: High TRC | SCG | Com | AppPlug | Com - Lodging | Rate Impact Measure Test | Energy Efficiency | 5258597.3734 | 6171701.1611 | 7142110.1543 | 7750928.4288 | 8414061.1561 | 9097369.0984 | 9794207.0701 | 10445378.6932 | 11030687.2358 | 11549090.3843 | 12018820.4431 | 12410513.3425 | 12729689.5574
Scenario 2: High TRC | SCG | Com | AppPlug | Com - Lodging | Total Resource Cost Test | Energy Efficiency | 5258597.3734 | 6171701.1611 | 7142110.1543 | 7750928.4288 | 8414061.1561 | 9097369.0984 | 9794207.0701 | 10445378.6932 | 11030687.2358 | 11549090.3843 | 12018820.4431 | 12410513.3425 | 12729689.5574
Scenario 2: High TRC | SCG | Com | AppPlug | Com - Other | Participant Cost Test | Energy Efficiency | 21395.7727 | 25270.4676 | 29496.5251 | 33956.7914 | 1634.9177 | 84442.9389 | 48751.3516 | 126359.2679 | 117617.9677 | 99138.4397 | 79520.9902 | 58734.1117 | 32780.9936
Scenario 2: High TRC | SCG | Com | AppPlug | Com - Other | Program Administrator Cost Test | Energy Efficiency | 16328.7661 | 19914.2726 | 24008.3467 | 28552.2399 | 1420.5423 | 75756.973 | 45132.5916 | 107835.4762 | 104998.4207 | 102519.9384 | 100757.9216 | 99805.2551 | 100242.3508
Scenario 2: High TRC | SCG | Com | AppPlug | Com - Other | Rate Impact Measure Test | Energy Efficiency | 16328.7661 | 19914.2726 | 24008.3467 | 28552.2399 | 1420.5423 | 75756.973 | 45132.5916 | 107835.4762 | 104998.4207 | 102519.9384 | 100757.9216 | 99805.2551 | 100242.3508
Scenario 2: High TRC | SCG | Com | AppPlug | Com - Other | Total Resource Cost Test | Energy Efficiency | 16328.7661 | 19914.2726 | 24008.3467 | 28552.2399 | 1420.5423 | 75756.973 | 45132.5916 | 107835.4762 | 104998.4207 | 102519.9384 | 100757.9216 | 99805.2551 | 100242.3508
Scenario 2: High TRC | SCG | Com | BldgEnv | Com - College | Participant Cost Test | Energy Efficiency | 63599.537 | 63957.5986 | 61993.3792 | 57804.2021 | 51708.2132 | 44426.7404 | 36579.2036 | 26900.8312 | 14605.6572 | 8456.1455 | 4064.2364 | 1289.1209 | 647.8648
Scenario 2: High TRC | SCG | Com | BldgEnv | Com - College | Program Administrator Cost Test | Energy Efficiency | 43069.1459 | 45129.4231 | 45661.1147 | 44533.396 | 41738.4557 | 37737.6717 | 32903.3176 | 27459.5865 | 21941.0943 | 16611.2819 | 11743.7967 | 7652.1156 | 7368.4166
Scenario 2: High TRC | SCG | Com | BldgEnv | Com - College | Rate Impact Measure Test | Energy Efficiency | 43069.1459 | 45129.4231 | 45661.1147 | 44533.396 | 41738.4557 | 37737.6717 | 32903.3176 | 27459.5865 | 21941.0943 | 16611.2819 | 11743.7967 | 7652.1156 | 7368.4166
Scenario 2: High TRC | SCG | Com | BldgEnv | Com - College | Total Resource Cost Test | Energy Efficiency | 53307.5443 | 55308.3777 | 55423.8115 | 53549.358 | 49733.5934 | 44559.7358 | 38490.1789 | 31831.0553 | 21941.0943 | 16611.2819 | 11743.7967 | 7652.1156 | 7368.4166
Scenario 2: High TRC | SCG | Com | BldgEnv | Com - Grocery | Participant Cost Test | Energy Efficiency | 47785.0609 | 31568.1594 | 15280.6632 | 4315.9196 | 4325.5196 | 4291.1548 | 4183.0898 | 4003.5812 | 2984.5497 | 2612.9425 | 2181.2601 | 1671.3178 | 1083.6951
Scenario 2: High TRC | SCG | Com | BldgEnv | Com - Grocery | Program Administrator Cost Test | Energy Efficiency | 34148.1554 | 24026.2695 | 13039.9571 | 5345.4675 | 5939.0793 | 6581.3088 | 7229.8834 | 7962.1459 | 8696.1374 | 9435.7376 | 10246.4749 | 11069.533 | 11950.3662
Scenario 2: High TRC | SCG | Com | BldgEnv | Com - Grocery | Rate Impact Measure Test | Energy Efficiency | 34148.1554 | 24026.2695 | 13039.9571 | 5345.4675 | 5939.0793 | 6581.3088 | 7229.8834 | 7962.1459 | 8696.1374 | 9435.7376 | 10246.4749 | 11069.533 | 11950.3662
Scenario 2: High TRC | SCG | Com | BldgEnv | Com - Grocery | Total Resource Cost Test | Energy Efficiency | 39859.1116 | 27790.6499 | 14905.1859 | 5969.9433 | 6589.1087 | 7256.7475 | 7926.535 | 8682.5416 | 8696.1374 | 9435.7376 | 10246.4749 | 11069.533 | 11950.3662
Scenario 2: High TRC | SCG | Com | BldgEnv | Com - Health | Participant Cost Test | Energy Efficiency | 64597.9383 | 58359.4557 | 49864.5834 | 39849.6164 | 29538.1098 | 19554.109 | 10547.4887 | 5061.4713 | 3647.967 | 3121.2144 | 2530.8715 | 1978.3275 | 1327.4913
Scenario 2: High TRC | SCG | Com | BldgEnv | Com - Health | Program Administrator Cost Test | Energy Efficiency | 43257.597 | 40963.2615 | 36898.6367 | 31303.021 | 25062.9536 | 18541.9152 | 12417.4007 | 8821.6581 | 9525.3632 | 10066.6362 | 10560.4368 | 11604.6126 | 12812.0708
Scenario 2: High TRC | SCG | Com | BldgEnv | Com - Health | Rate Impact Measure Test | Energy Efficiency | 43257.597 | 40963.2615 | 36898.6367 | 31303.021 | 25062.9536 | 18541.9152 | 12417.4007 | 8821.6581 | 9525.3632 | 10066.6362 | 10560.4368 | 11604.6126 | 12812.0708
Scenario 2: High TRC | SCG | Com | BldgEnv | Com - Health | Total Resource Cost Test | Energy Efficiency | 52133.2189 | 48910.1395 | 43650.0297 | 36692.8001 | 29093.1384 | 21291.6898 | 14056.764 | 9827.4027 | 9525.3632 | 10066.6362 | 10560.4368 | 11604.6126 | 12812.0708
Scenario 2: High TRC | SCG | Com | BldgEnv | Com - Lodging | Participant Cost Test | Energy Efficiency | 1872.9217 | 2285.1252 | 2780.9106 | 3375.8862 | 4089.6636 | 4943.8713 | 5960.5985 | 6868.2472 | 6856.5232 | 6980.5463 | 6751.1111 | 6021.8798 | 4611.3906
Scenario 2: High TRC | SCG | Com | BldgEnv | Com - Lodging | Program Administrator Cost Test | Energy Efficiency | 680.9016 | 867.7167 | 1103.5428 | 1400.4572 | 1773.447 | 2240.0082 | 2820.7298 | 3539.1564 | 7656.811 | 9516.8508 | 11753.4517 | 14404.2655 | 17490.4626
Scenario 2: High TRC | SCG | Com | BldgEnv | Com - Lodging | Rate Impact Measure Test | Energy Efficiency | 680.9016 | 867.7167 | 1103.5428 | 1400.4572 | 1773.447 | 2240.0082 | 2820.7298 | 3539.1564 | 7656.811 | 9516.8508 | 11753.4517 | 14404.2655 | 17490.4626
Scenario 2: High TRC | SCG | Com | BldgEnv | Com - Lodging | Total Resource Cost Test | Energy Efficiency | 1546.1827 | 1915.8032 | 2370.306 | 2927.9407 | 3610.7137 | 4443.4996 | 5454.5313 | 6674.7519 | 7656.811 | 9516.8508 | 11753.4517 | 14404.2655 | 17490.4626
Scenario 2: High TRC | SCG | Com | BldgEnv | Com - Office (Large) | Participant Cost Test | Energy Efficiency | 22652.5284 | 22763.61 | 22564.9183 | 22205.5055 | 21774.6197 | 21173.6357 | 20270.4442 | 19054.6713 | 12313.1824 | 10538.9364 | 8637.8339 | 6538.7387 | 4269.4714
Scenario 2: High TRC | SCG | Com | BldgEnv | Com - Office (Large) | Program Administrator Cost Test | Energy Efficiency | 17449.8271 | 19017.7722 | 20535.8586 | 22148.1839 | 23945.0663 | 25842.1518 | 27668.3058 | 29565.1707 | 31280.4021 | 32962.8496 | 34823.1369 | 36615.4287 | 38533.2274
Scenario 2: High TRC | SCG | Com | BldgEnv | Com - Office (Large) | Rate Impact Measure Test | Energy Efficiency | 17449.8271 | 19017.7722 | 20535.8586 | 22148.1839 | 23945.0663 | 25842.1518 | 27668.3058 | 29565.1707 | 31280.4021 | 32962.8496 | 34823.1369 | 36615.4287 | 38533.2274
Scenario 2: High TRC | SCG | Com | BldgEnv | Com - Office (Large) | Total Resource Cost Test | Energy Efficiency | 22094.0785 | 23774.6656 | 25369.4975 | 27055.1956 | 28938.1489 | 30915.063 | 32784.6709 | 34715.6217 | 31280.4021 | 32962.8496 | 34823.1369 | 36615.4287 | 38533.2274
Scenario 2: High TRC | SCG | Com | BldgEnv | Com - Office (Small) | Participant Cost Test | Energy Efficiency | 14272.8203 | 9849.3339 | 5488.1966 | 2991.5378 | 349.2101 | 24262.6967 | 2595.4865 | 2445.828 | 1898.2504 | 1657.313 | 1381.3261 | 1065.1849 | 707.5203
Scenario 2: High TRC | SCG | Com | BldgEnv | Com - Office (Small) | Program Administrator Cost Test | Energy Efficiency | 9485.2086 | 7181.9317 | 4738.3266 | 3394.8971 | 210.6211 | 36338.7909 | 4101.0417 | 4450.0924 | 4809.8303 | 5178.0714 | 5569.2626 | 5972.2072 | 6399.7385
Scenario 2: High TRC | SCG | Com | BldgEnv | Com - Office (Small) | Rate Impact Measure Test | Energy Efficiency | 9485.2086 | 7181.9317 | 4738.3266 | 3394.8971 | 210.6211 | 36338.7909 | 4101.0417 | 4450.0924 | 4809.8303 | 5178.0714 | 5569.2626 | 5972.2072 | 6399.7385
Scenario 2: High TRC | SCG | Com | BldgEnv | Com - Office (Small) | Total Resource Cost Test | Energy Efficiency | 11640.1223 | 8602.8934 | 5458.172 | 3728.426 | 258.0797 | 39269.9864 | 4438.0296 | 4794.0847 | 4809.8303 | 5178.0714 | 5569.2626 | 5972.2072 | 6399.7385
Scenario 2: High TRC | SCG | Com | BldgEnv | Com - Other | Participant Cost Test | Energy Efficiency | 157192.8063 | 141741.0947 | 120646.8603 | 96142.1714 | 59371.2112 | 56960.2366 | 23512.9056 | 12832.5259 | 8140.4535 | 7210.4201 | 6091.3057 | 4747.6973 | 3176.4069
Scenario 2: High TRC | SCG | Com | BldgEnv | Com - Other | Program Administrator Cost Test | Energy Efficiency | 101363.1392 | 96033.7385 | 86413.2208 | 73556.8424 | 43479.9806 | 60387.5418 | 29014.8478 | 23000.6141 | 25071.6675 | 27380.0989 | 29867.9165 | 32439.3923 | 35253.8309
Scenario 2: High TRC | SCG | Com | BldgEnv | Com - Other | Rate Impact Measure Test | Energy Efficiency | 101363.1392 | 96033.7385 | 86413.2208 | 73556.8424 | 43479.9806 | 60387.5418 | 29014.8478 | 23000.6141 | 25071.6675 | 27380.0989 | 29867.9165 | 32439.3923 | 35253.8309
Scenario 2: High TRC | SCG | Com | BldgEnv | Com - Other | Total Resource Cost Test | Energy Efficiency | 134037.2064 | 125273.5437 | 111191.2757 | 93320.2764 | 55288.2806 | 73267.1901 | 34737.5336 | 26903.4959 | 25071.6675 | 27380.0989 | 29867.9165 | 32439.3923 | 35253.8309
Scenario 2: High TRC | SCG | Com | BldgEnv | Com - Refrig. Warehouse | Participant Cost Test | Energy Efficiency | 4408.7557 | 475.6198 | 103.3499 | 4189.7177 | 2077.7573 | 2341.5075 | 2620.0293 | 2725.1659 | 4072.5034 | 3784.3858 | 3298.9437 | 2622.7238 | 1772.8124
Scenario 2: High TRC | SCG | Com | BldgEnv | Com - Refrig. Warehouse | Program Administrator Cost Test | Energy Efficiency | 4721.1859 | 553.2588 | 80.5247 | 5889.5786 | 2004.1392 | 2350.3844 | 2740.1412 | 3156.1728 | 5529.5362 | 6239.9042 | 6913.7964 | 7525.2755 | 8016.2734
Scenario 2: High TRC | SCG | Com | BldgEnv | Com - Refrig. Warehouse | Rate Impact Measure Test | Energy Efficiency | 4721.1859 | 553.2588 | 80.5247 | 5889.5786 | 2004.1392 | 2350.3844 | 2740.1412 | 3156.1728 | 5529.5362 | 6239.9042 | 6913.7964 | 7525.2755 | 8016.2734
Scenario 2: High TRC | SCG | Com | BldgEnv | Com - Refrig. Warehouse | Total Resource Cost Test | Energy Efficiency | 4906.3698 | 574.0914 | 84.8051 | 6086.5193 | 2129.4743 | 2492.0364 | 2898.6961 | 3331.2371 | 5529.5362 | 6239.9042 | 6913.7964 | 7525.2755 | 8016.2734
Scenario 2: High TRC | SCG | Com | BldgEnv | Com - Restaurant | Participant Cost Test | Energy Efficiency | 5502.053 | 5659.3265 | 5767.0421 | 5825.837 | 5839.7782 | 5741.2069 | 5551.2408 | 5235.2111 | 4442.927 | 3901.687 | 3272.0754 | 2537.0568 | 1693.7784
Scenario 2: High TRC | SCG | Com | BldgEnv | Com - Restaurant | Program Administrator Cost Test | Energy Efficiency | 5750.2257 | 6451.0861 | 7208.0376 | 8033.8651 | 8948.7321 | 9846.4477 | 10759.0199 | 11763.1015 | 12813.9887 | 13892.4714 | 15053.1051 | 16249.3327 | 17537.0487
Scenario 2: High TRC | SCG | Com | BldgEnv | Com - Restaurant | Rate Impact Measure Test | Energy Efficiency | 5750.2257 | 6451.0861 | 7208.0376 | 8033.8651 | 8948.7321 | 9846.4477 | 10759.0199 | 11763.1015 | 12813.9887 | 13892.4714 | 15053.1051 | 16249.3327 | 17537.0487
Scenario 2: High TRC | SCG | Com | BldgEnv | Com - Restaurant | Total Resource Cost Test | Energy Efficiency | 6023.6435 | 6735.9869 | 7504.4129 | 8341.9519 | 9269.1848 | 10176.5133 | 11097.091 | 12109.6865 | 12813.9887 | 13892.4714 | 15053.1051 | 16249.3327 | 17537.0487
Scenario 2: High TRC | SCG | Com | BldgEnv | Com - Retail | Participant Cost Test | Energy Efficiency | 503614.3438 | 431710.9842 | 343061.1393 | 30414.3074 | 167107.4792 | 134027.4663 | 30322.4769 | 29463.0393 | 17541.9111 | 15362.3714 | 12790.8068 | 9735.374 | 6191.9373
Scenario 2: High TRC | SCG | Com | BldgEnv | Com - Retail | Program Administrator Cost Test | Energy Efficiency | 329894.0042 | 296062.4066 | 247808.0215 | 35497.7397 | 123452.479 | 146251.629 | 48082.0664 | 52903.9448 | 57713.7817 | 62695.4797 | 68100.4221 | 73611.4732 | 79535.3578
Scenario 2: High TRC | SCG | Com | BldgEnv | Com - Retail | Rate Impact Measure Test | Energy Efficiency | 329894.0042 | 296062.4066 | 247808.0215 | 35497.7397 | 123452.479 | 146251.629 | 48082.0664 | 52903.9448 | 57713.7817 | 62695.4797 | 68100.4221 | 73611.4732 | 79535.3578
Scenario 2: High TRC | SCG | Com | BldgEnv | Com - Retail | Total Resource Cost Test | Energy Efficiency | 447476.2989 | 395838.8505 | 326551.4442 | 44208.2878 | 160323.6244 | 180693.2702 | 57891.1332 | 63058.486 | 57713.7817 | 62695.4797 | 68100.4221 | 73611.4732 | 79535.3578
Scenario 2: High TRC | SCG | Com | BldgEnv | Com - School | Participant Cost Test | Energy Efficiency | 4571.3004 | 4617.1323 | 4631.0491 | 4586.2976 | 4443.5569 | 4307.7503 | 4094.9553 | 3811.4011 | 2809.1753 | 2438.5734 | 2013.5353 | 1548.9731 | 1020.8568
Scenario 2: High TRC | SCG | Com | BldgEnv | Com - School | Program Administrator Cost Test | Energy Efficiency | 3828.3012 | 4203.1517 | 4607.7208 | 5019.5563 | 5378.478 | 5813.9954 | 6215.1689 | 6632.5922 | 7087.9792 | 7585.9507 | 8080.0362 | 8645.0411 | 9189.7152
Scenario 2: High TRC | SCG | Com | BldgEnv | Com - School | Rate Impact Measure Test | Energy Efficiency | 3828.3012 | 4203.1517 | 4607.7208 | 5019.5563 | 5378.478 | 5813.9954 | 6215.1689 | 6632.5922 | 7087.9792 | 7585.9507 | 8080.0362 | 8645.0411 | 9189.7152
Scenario 2: High TRC | SCG | Com | BldgEnv | Com - School | Total Resource Cost Test | Energy Efficiency | 4421.2475 | 4813.7585 | 5236.0368 | 5662.7272 | 6027.2311 | 6473.6711 | 6879.1946 | 7299.9086 | 7087.9792 | 7585.9507 | 8080.0362 | 8645.0411 | 9189.7152
Scenario 2: High TRC | SCG | Com | BldgEnv | Com - Warehouse | Participant Cost Test | Energy Efficiency | 86598.0396 | 99638.9881 | 112487.9539 | 124693.8378 | 135505.6904 | 143936.0773 | 149134.913 | 142962.3758 | 150590.8464 | 122971.4038 | 93305.243 | 63983.1119 | 37075.3882
Scenario 2: High TRC | SCG | Com | BldgEnv | Com - Warehouse | Program Administrator Cost Test | Energy Efficiency | 46175.2397 | 55443.9239 | 65341.9945 | 75729.0801 | 86158.4381 | 95835.389 | 104045.8477 | 110265.4706 | 187702.846 | 187725.0931 | 182734.3436 | 173140.4565 | 160101.0264
Scenario 2: High TRC | SCG | Com | BldgEnv | Com - Warehouse | Rate Impact Measure Test | Energy Efficiency | 46175.2397 | 55443.9239 | 65341.9945 | 75729.0801 | 86158.4381 | 95835.389 | 104045.8477 | 110265.4706 | 187702.846 | 187725.0931 | 182734.3436 | 173140.4565 | 160101.0264
Scenario 2: High TRC | SCG | Com | BldgEnv | Com - Warehouse | Total Resource Cost Test | Energy Efficiency | 70985.7924 | 83794.7581 | 97143.1292 | 110743.8853 | 123931.5609 | 135640.0613 | 144943.6748 | 151198.6446 | 187702.846 | 187725.0931 | 182734.3436 | 173140.4565 | 160101.0264
Scenario 2: High TRC | SCG | Com | FoodServ | Com - College | Participant Cost Test | Energy Efficiency | 319777.812 | 339842.9772 | 346381.8262 | 346107.9871 | 338721.0642 | 329420.9939 | 314757.6699 | 293381.0401 | 267042.1735 | 234997.8138 | 213740.8825 | 174628.0311 | 121522.9025
Scenario 2: High TRC | SCG | Com | FoodServ | Com - College | Program Administrator Cost Test | Energy Efficiency | 219400.3292 | 242058.9954 | 266633.3531 | 292512.3293 | 317335.3959 | 345054.6516 | 373188.4283 | 400348.627 | 428336.8624 | 456195.0484 | 509519.9919 | 555938.2505 | 591584.3583
Scenario 2: High TRC | SCG | Com | FoodServ | Com - College | Rate Impact Measure Test | Energy Efficiency | 219400.3292 | 242058.9954 | 266633.3531 | 292512.3293 | 317335.3959 | 345054.6516 | 373188.4283 | 400348.627 | 428336.8624 | 456195.0484 | 509519.9919 | 555938.2505 | 591584.3583
Scenario 2: High TRC | SCG | Com | FoodServ | Com - College | Total Resource Cost Test | Energy Efficiency | 219400.3292 | 242058.9954 | 266633.3531 | 292512.3293 | 317335.3959 | 345054.6516 | 373188.4283 | 400348.627 | 428336.8624 | 456195.0484 | 509519.9919 | 555938.2505 | 591584.3583
Scenario 2: High TRC | SCG | Com | FoodServ | Com - Grocery | Participant Cost Test | Energy Efficiency | 2762115.6451 | 2962708.7283 | 3066796.6092 | 3061933.9284 | 3021573.7183 | 2940694.2358 | 2812063.274 | 2644985.4051 | 2422490.3153 | 2149524.248 | 2189704.2638 | 1872364.8877 | 1336283.6502
Scenario 2: High TRC | SCG | Com | FoodServ | Com - Grocery | Program Administrator Cost Test | Energy Efficiency | 1692676.1474 | 1881258.519 | 2072018.0798 | 2273887.5052 | 2486676.8057 | 2707754.1069 | 2932818.1321 | 3173095.2531 | 3414151.1269 | 3660084.2477 | 4472304.5848 | 5037905.5294 | 5411665.7702
Scenario 2: High TRC | SCG | Com | FoodServ | Com - Grocery | Rate Impact Measure Test | Energy Efficiency | 1692676.1474 | 1881258.519 | 2072018.0798 | 2273887.5052 | 2486676.8057 | 2707754.1069 | 2932818.1321 | 3173095.2531 | 3414151.1269 | 3660084.2477 | 4472304.5848 | 5037905.5294 | 5411665.7702
Scenario 2: High TRC | SCG | Com | FoodServ | Com - Grocery | Total Resource Cost Test | Energy Efficiency | 1692676.1474 | 1881258.519 | 2072018.0798 | 2273887.5052 | 2486676.8057 | 2707754.1069 | 2932818.1321 | 3173095.2531 | 3414151.1269 | 3660084.2477 | 4472304.5848 | 5037905.5294 | 5411665.7702
Scenario 2: High TRC | SCG | Com | FoodServ | Com - Health | Participant Cost Test | Energy Efficiency | 899568.5561 | 966960.66 | 1000781.9969 | 994553.6293 | 982283.5042 | 952784.7568 | 916224.7704 | 857738.2116 | 783221.9856 | 688301.7753 | 655707.3017 | 545777.9479 | 386379.165
Scenario 2: High TRC | SCG | Com | FoodServ | Com - Health | Program Administrator Cost Test | Energy Efficiency | 585766.7899 | 652526.5641 | 724008.3886 | 790988.8709 | 865140.4704 | 938902.4224 | 1021821.2375 | 1101100.2803 | 1182268.3178 | 1258557.593 | 1454526.159 | 1608984.2383 | 1733361.7777
Scenario 2: High TRC | SCG | Com | FoodServ | Com - Health | Rate Impact Measure Test | Energy Efficiency | 585766.7899 | 652526.5641 | 724008.3886 | 790988.8709 | 865140.4704 | 938902.4224 | 1021821.2375 | 1101100.2803 | 1182268.3178 | 1258557.593 | 1454526.159 | 1608984.2383 | 1733361.7777
Scenario 2: High TRC | SCG | Com | FoodServ | Com - Health | Total Resource Cost Test | Energy Efficiency | 585766.7899 | 652526.5641 | 724008.3886 | 790988.8709 | 865140.4704 | 938902.4224 | 1021821.2375 | 1101100.2803 | 1182268.3178 | 1258557.593 | 1454526.159 | 1608984.2383 | 1733361.7777
Scenario 2: High TRC | SCG | Com | FoodServ | Com - Lodging | Participant Cost Test | Energy Efficiency | 843715.7524 | 902305.6833 | 932748.3534 | 931002.2121 | 919586.6608 | 896175.1777 | 859430.7975 | 808424.2903 | 740194.3998 | 656134.4341 | 647633.1362 | 547039.6908 | 385750.332
Scenario 2: High TRC | SCG | Com | FoodServ | Com - Lodging | Program Administrator Cost Test | Energy Efficiency | 513795.626 | 571520.5097 | 632318.2011 | 694376.212 | 760629.6116 | 830179.4323 | 902880.2701 | 978599.3584 | 1054895.8822 | 1133090.8562 | 1354528.5505 | 1517139.2548 | 1628527.4207
Scenario 2: High TRC | SCG | Com | FoodServ | Com - Lodging | Rate Impact Measure Test | Energy Efficiency | 513795.626 | 571520.5097 | 632318.2011 | 694376.212 | 760629.6116 | 830179.4323 | 902880.2701 | 978599.3584 | 1054895.8822 | 1133090.8562 | 1354528.5505 | 1517139.2548 | 1628527.4207
Scenario 2: High TRC | SCG | Com | FoodServ | Com - Lodging | Total Resource Cost Test | Energy Efficiency | 513795.626 | 571520.5097 | 632318.2011 | 694376.212 | 760629.6116 | 830179.4323 | 902880.2701 | 978599.3584 | 1054895.8822 | 1133090.8562 | 1354528.5505 | 1517139.2548 | 1628527.4207
Scenario 2: High TRC | SCG | Com | FoodServ | Com - Other | Participant Cost Test | Energy Efficiency | 3823229.3587 | 4103492.4111 | 4197915.5929 | 4209665.4064 | 2957181.8031 | 5196417.2919 | 3895334.9555 | 3665967.0924 | 3361517.2976 | 2992110.2955 | 2660009.0434 | 2150527.0731 | 1501332.7879
Scenario 2: High TRC | SCG | Com | FoodServ | Com - Other | Program Administrator Cost Test | Energy Efficiency | 2613960.712 | 2931103.5859 | 3263406.283 | 3609181.8814 | 2884973.7155 | 5496710.8139 | 4748094.7596 | 5166034.6909 | 5594588.9325 | 6053331.5604 | 6711810.3751 | 7311877.8429 | 7882252.7126
Scenario 2: High TRC | SCG | Com | FoodServ | Com - Other | Rate Impact Measure Test | Energy Efficiency | 2613960.712 | 2931103.5859 | 3263406.283 | 3609181.8814 | 2884973.7155 | 5496710.8139 | 4748094.7596 | 5166034.6909 | 5594588.9325 | 6053331.5604 | 6711810.3751 | 7311877.8429 | 7882252.7126
Scenario 2: High TRC | SCG | Com | FoodServ | Com - Other | Total Resource Cost Test | Energy Efficiency | 2613960.712 | 2931103.5859 | 3263406.283 | 3609181.8814 | 2884973.7155 | 5496710.8139 | 4748094.7596 | 5166034.6909 | 5594588.9325 | 6053331.5604 | 6711810.3751 | 7311877.8429 | 7882252.7126
Scenario 2: High TRC | SCG | Com | FoodServ | Com - Restaurant | Participant Cost Test | Energy Efficiency | 13158939.9599 | 14133080.3421 | 14638462.1734 | 14697230.1308 | 14584662.2427 | 14229091.5666 | 13644801.1306 | 12857931.5492 | 11817279.4031 | 10515376.9426 | 10361768.9913 | 8778158.6834 | 6219196.996
Scenario 2: High TRC | SCG | Com | FoodServ | Com - Restaurant | Program Administrator Cost Test | Energy Efficiency | 8053377.9682 | 9007118.5491 | 10007416.3169 | 11069444.0763 | 12201494.7943 | 13356859.2958 | 14553239.2898 | 15828695.6992 | 17151481.3065 | 18517336.8907 | 22111349.5044 | 24845909.027 | 26816739.8792
Scenario 2: High TRC | SCG | Com | FoodServ | Com - Restaurant | Rate Impact Measure Test | Energy Efficiency | 8053377.9682 | 9007118.5491 | 10007416.3169 | 11069444.0763 | 12201494.7943 | 13356859.2958 | 14553239.2898 | 15828695.6992 | 17151481.3065 | 18517336.8907 | 22111349.5044 | 24845909.027 | 26816739.8792
Scenario 2: High TRC | SCG | Com | FoodServ | Com - Restaurant | Total Resource Cost Test | Energy Efficiency | 8053377.9682 | 9007118.5491 | 10007416.3169 | 11069444.0763 | 12201494.7943 | 13356859.2958 | 14553239.2898 | 15828695.6992 | 17151481.3065 | 18517336.8907 | 22111349.5044 | 24845909.027 | 26816739.8792
Scenario 2: High TRC | SCG | Com | FoodServ | Com - Retail | Participant Cost Test | Energy Efficiency | 31966.4799 | 34053.1577 | 35436.2191 | 36550.8551 | 0 | 79315.8773 | 36830.8139 | 35585.5393 | 33230.369 | 29839.4281 | 25413.5244 | 19671.48 | 12588.2039
Scenario 2: High TRC | SCG | Com | FoodServ | Com - Retail | Program Administrator Cost Test | Energy Efficiency | 3978.5185 | 4651.5197 | 5359.6231 | 6179.8615 | 0 | 17242.7197 | 9259.843 | 10537.8527 | 11878.3842 | 13321.2485 | 14925.4445 | 16624.8898 | 18491.6188
Scenario 2: High TRC | SCG | Com | FoodServ | Com - Retail | Rate Impact Measure Test | Energy Efficiency | 3978.5185 | 4651.5197 | 5359.6231 | 6179.8615 | 0 | 17242.7197 | 9259.843 | 10537.8527 | 11878.3842 | 13321.2485 | 14925.4445 | 16624.8898 | 18491.6188
Scenario 2: High TRC | SCG | Com | FoodServ | Com - Retail | Total Resource Cost Test | Energy Efficiency | 3978.5185 | 4651.5197 | 5359.6231 | 6179.8615 | 0 | 17242.7197 | 9259.843 | 10537.8527 | 11878.3842 | 13321.2485 | 14925.4445 | 16624.8898 | 18491.6188
Scenario 2: High TRC | SCG | Com | FoodServ | Com - School | Participant Cost Test | Energy Efficiency | 973335.537 | 1020238.5095 | 1028769.9008 | 1017290.2459 | 987371.2016 | 949835.3179 | 896134.7002 | 830086.6144 | 752039.9788 | 661655.3751 | 587123.8266 | 473685.5919 | 326336.2494
Scenario 2: High TRC | SCG | Com | FoodServ | Com - School | Program Administrator Cost Test | Energy Efficiency | 618172.1297 | 679712.3934 | 744193.5011 | 810274.7482 | 873694.168 | 942412.8099 | 1010076.1675 | 1080128.0405 | 1153970.8259 | 1232383.5949 | 1360298.1417 | 1475403.6474 | 1569179.5875
Scenario 2: High TRC | SCG | Com | FoodServ | Com - School | Rate Impact Measure Test | Energy Efficiency | 618172.1297 | 679712.3934 | 744193.5011 | 810274.7482 | 873694.168 | 942412.8099 | 1010076.1675 | 1080128.0405 | 1153970.8259 | 1232383.5949 | 1360298.1417 | 1475403.6474 | 1569179.5875
Scenario 2: High TRC | SCG | Com | FoodServ | Com - School | Total Resource Cost Test | Energy Efficiency | 618172.1297 | 679712.3934 | 744193.5011 | 810274.7482 | 873694.168 | 942412.8099 | 1010076.1675 | 1080128.0405 | 1153970.8259 | 1232383.5949 | 1360298.1417 | 1475403.6474 | 1569179.5875
Scenario 2: High TRC | SCG | Com | HVAC | Com - College | Participant Cost Test | Energy Efficiency | 642484.3589 | 613838.1762 | 590602.825 | 567028.8984 | 533088.5985 | 242784.4339 | 178883.0558 | 163206.5178 | 122720.5408 | 101944.3121 | 79917.2938 | 57832.0653 | 30227.7214
Scenario 2: High TRC | SCG | Com | HVAC | Com - College | Program Administrator Cost Test | Energy Efficiency | 156855.5722 | 162836.5485 | 171321.8733 | 181107.0497 | 188666.9868 | 81965.6922 | 89122.4808 | 95007.7957 | 101128.6014 | 106687.158 | 113195.4994 | 124647.7481 | 132132.4773
Scenario 2: High TRC | SCG | Com | HVAC | Com - College | Rate Impact Measure Test | Energy Efficiency | 156855.5722 | 162836.5485 | 171321.8733 | 181107.0497 | 188666.9868 | 81965.6922 | 89122.4808 | 95007.7957 | 101128.6014 | 106687.158 | 113195.4994 | 124647.7481 | 132132.4773
Scenario 2: High TRC | SCG | Com | HVAC | Com - College | Total Resource Cost Test | Energy Efficiency | 295619.4472 | 298612.3822 | 305335.3877 | 313818.3841 | 318769.5689 | 157365.006 | 111438.7856 | 117538.8859 | 101128.6014 | 106687.158 | 113195.4994 | 124647.7481 | 132132.4773
Scenario 2: High TRC | SCG | Com | HVAC | Com - Grocery | Participant Cost Test | Energy Efficiency | 104310.0152 | 103836.5983 | 101606.376 | 101212.034 | 98559.2558 | 95221.0199 | 90510.7887 | 85427.1219 | 60316.48 | 52493.6258 | 43740.1382 | 33651.304 | 22351.4482
Scenario 2: High TRC | SCG | Com | HVAC | Com - Grocery | Program Administrator Cost Test | Energy Efficiency | 87138.9385 | 94055.8971 | 100308.8289 | 108648.5183 | 116784.1862 | 125590.6148 | 134246.7244 | 144302.197 | 153336.7332 | 163312.4914 | 174491.4841 | 185823.7009 | 198509.4087
Scenario 2: High TRC | SCG | Com | HVAC | Com - Grocery | Rate Impact Measure Test | Energy Efficiency | 87138.9385 | 94055.8971 | 100308.8289 | 108648.5183 | 116784.1862 | 125590.6148 | 134246.7244 | 144302.197 | 153336.7332 | 163312.4914 | 174491.4841 | 185823.7009 | 198509.4087
Scenario 2: High TRC | SCG | Com | HVAC | Com - Grocery | Total Resource Cost Test | Energy Efficiency | 102276.5606 | 109560.9113 | 115996.5444 | 125046.9289 | 133477.0127 | 142580.2299 | 151425.4467 | 161759.0263 | 153336.7332 | 163312.4914 | 174491.4841 | 185823.7009 | 198509.4087
Scenario 2: High TRC | SCG | Com | HVAC | Com - Health | Participant Cost Test | Energy Efficiency | 2366136.675 | 2408743.4062 | 2414095.0076 | 2351324.8762 | 2258668.4211 | 1841819.2685 | 1704866.169 | 1536721.4913 | 888012.9404 | 749938.6589 | 524711.2879 | 340328.9098 | 188392.7778
Scenario 2: High TRC | SCG | Com | HVAC | Com - Health | Program Administrator Cost Test | Energy Efficiency | 1210620.3903 | 1303021.7591 | 1383986.6939 | 1431248.0161 | 1466113.2697 | 1343056.6372 | 1335549.1284 | 1299208.6615 | 1140335.861 | 1178423.0455 | 1100759.3532 | 1051992.0211 | 1013679.7284
Scenario 2: High TRC | SCG | Com | HVAC | Com - Health | Rate Impact Measure Test | Energy Efficiency | 1210620.3903 | 1303021.7591 | 1383986.6939 | 1431248.0161 | 1466113.2697 | 1343056.6372 | 1335549.1284 | 1299208.6615 | 1140335.861 | 1178423.0455 | 1100759.3532 | 1051992.0211 | 1013679.7284
Scenario 2: High TRC | SCG | Com | HVAC | Com - Health | Total Resource Cost Test | Energy Efficiency | 1795436.33 | 1900500.4774 | 1983869.4723 | 2012883.6681 | 2023700.1578 | 1817701.7668 | 1773188.5231 | 1693234.6223 | 1140335.861 | 1178423.0455 | 1100759.3532 | 1051992.0211 | 1013679.7284
Scenario 2: High TRC | SCG | Com | HVAC | Com - Lodging | Participant Cost Test | Energy Efficiency | 1986147.3673 | 2003747.5078 | 1983903.8525 | 1921850.39 | 1824973.1276 | 1527510.899 | 1312595.938 | 1155873.9212 | 98410.0947 | 84979.8724 | 70601.3254 | 53893.3006 | 35301.0879
Scenario 2: High TRC | SCG | Com | HVAC | Com - Lodging | Program Administrator Cost Test | Energy Efficiency | 613806.5449 | 653603.6446 | 684333.146 | 702278.3898 | 709430.5587 | 650663.4356 | 633253.6702 | 607013.1497 | 250178.4325 | 264380.1884 | 280654.5767 | 296843.3866 | 314041.9872
Scenario 2: High TRC | SCG | Com | HVAC | Com - Lodging | Rate Impact Measure Test | Energy Efficiency | 613806.5449 | 653603.6446 | 684333.146 | 702278.3898 | 709430.5587 | 650663.4356 | 633253.6702 | 607013.1497 | 250178.4325 | 264380.1884 | 280654.5767 | 296843.3866 | 314041.9872
Scenario 2: High TRC | SCG | Com | HVAC | Com - Lodging | Total Resource Cost Test | Energy Efficiency | 1713575.3313 | 1763402.6561 | 1783166.473 | 1767143.8784 | 1721504.8601 | 1520310.4986 | 1350560.1934 | 1238294.2006 | 250178.4325 | 264380.1884 | 280654.5767 | 296843.3866 | 314041.9872
Scenario 2: High TRC | SCG | Com | HVAC | Com - Office (Large) | Participant Cost Test | Energy Efficiency | 3812234.4448 | 3602036.3118 | 3382156.2278 | 3170265.0549 | 2972383.1392 | 572925.2049 | 1331.6779 | 1231.7387 | 720.3799 | 607.8629 | 492.067 | 368.0277 | 236.8111
Scenario 2: High TRC | SCG | Com | HVAC | Com - Office (Large) | Program Administrator Cost Test | Energy Efficiency | 828242.3196 | 844378.2127 | 859018.5133 | 876482.6639 | 898979.1439 | 1635.3856 | 1700.6401 | 1771.1355 | 1831.352 | 1891.1175 | 1962.9909 | 2032.2621 | 2110.276
Scenario 2: High TRC | SCG | Com | HVAC | Com - Office (Large) | Rate Impact Measure Test | Energy Efficiency | 828242.3196 | 844378.2127 | 859018.5133 | 876482.6639 | 898979.1439 | 1635.3856 | 1700.6401 | 1771.1355 | 1831.352 | 1891.1175 | 1962.9909 | 2032.2621 | 2110.276
Scenario 2: High TRC | SCG | Com | HVAC | Com - Office (Large) | Total Resource Cost Test | Energy Efficiency | 2168739.1075 | 2140203.8853 | 2108685.0917 | 2084776.0713 | 2072967.3797 | 573550.0242 | 2111.336 | 2176.2228 | 1831.352 | 1891.1175 | 1962.9909 | 2032.2621 | 2110.276
Scenario 2: High TRC | SCG | Com | HVAC | Com - Office (Small) | Participant Cost Test | Energy Efficiency | 1389899.7886 | 1319902.9029 | 1243718.4706 | 1164768.5637 | 464840.495 | 1791721.8348 | 161493.4335 | 145112.6488 | 115841.3202 | 96191.0798 | 75061.671 | 52045.8798 | 27109.1977
Scenario 2: High TRC | SCG | Com | HVAC | Com - Office (Small) | Program Administrator Cost Test | Energy Efficiency | 392062.0355 | 405342.5137 | 418562.0309 | 432739.3957 | 202854.6356 | 644004.8714 | 67085.4972 | 70956.4908 | 74982.1661 | 79131.6386 | 83636.654 | 88321.1837 | 93381.6395
Scenario 2: High TRC | SCG | Com | HVAC | Com - Office (Small) | Rate Impact Measure Test | Energy Efficiency | 392062.0355 | 405342.5137 | 418562.0309 | 432739.3957 | 202854.6356 | 644004.8714 | 67085.4972 | 70956.4908 | 74982.1661 | 79131.6386 | 83636.654 | 88321.1837 | 93381.6395
Scenario 2: High TRC | SCG | Com | HVAC | Com - Office (Small) | Total Resource Cost Test | Energy Efficiency | 525694.0156 | 536214.8949 | 546541.0441 | 557993.4065 | 261425.8318 | 757878.9665 | 78324.1265 | 82214.596 | 74982.1661 | 79131.6386 | 83636.654 | 88321.1837 | 93381.6395
Scenario 2: High TRC | SCG | Com | HVAC | Com - Other | Participant Cost Test | Energy Efficiency | 6524472.8318 | 6422202.0298 | 6398073.0048 | 6211675.426 | 257513.919 | 10973338.5585 | 5334881.8749 | 4923792.0278 | 3524003.5519 | 2908340.2427 | 2349051.5956 | 1659899.1939 | 882934.5762
Scenario 2: High TRC | SCG | Com | HVAC | Com - Other | Program Administrator Cost Test | Energy Efficiency | 1492221.4687 | 1606255.3361 | 1834100.0982 | 1991290.6458 | 93215.4896 | 4453137.0282 | 2478409.8714 | 2659237.045 | 2834170.9936 | 2834157.9543 | 3221650.9818 | 3479626.2296 | 3731222.2365
Scenario 2: High TRC | SCG | Com | HVAC | Com - Other | Rate Impact Measure Test | Energy Efficiency | 1492221.4687 | 1606255.3361 | 1834100.0982 | 1991290.6458 | 93215.4896 | 4453137.0282 | 2478409.8714 | 2659237.045 | 2834170.9936 | 2834157.9543 | 3221650.9818 | 3479626.2296 | 3731222.2365
Scenario 2: High TRC | SCG | Com | HVAC | Com - Other | Total Resource Cost Test | Energy Efficiency | 2235232.4048 | 2365175.8518 | 2640977.2747 | 2819468.9379 | 130898.7854 | 6115951.61 | 3355455.9494 | 3550315.7474 | 2834170.9936 | 2834157.9543 | 3221650.9818 | 3479626.2296 | 3731222.2365
Scenario 2: High TRC | SCG | Com | HVAC | Com - Restaurant | Participant Cost Test | Energy Efficiency | 6136046.4437 | 5925107.6922 | 5632824.8296 | 5294323.142 | 4941451.4912 | 4592885.1721 | 4173041.2124 | 3745709.8203 | 3026885.6716 | 2563550.3039 | 2076165.7608 | 1556882.4988 | 999124.1124
Scenario 2: High TRC | SCG | Com | HVAC | Com - Restaurant | Program Administrator Cost Test | Energy Efficiency | 5555878.454 | 5833776.8714 | 6065711.3173 | 6278224.7049 | 6506112.7735 | 6782505.0717 | 6995377.3406 | 7237454.0667 | 7500473.2152 | 7782459.1242 | 8097778.9813 | 8437612.1427 | 8815147.8167
Scenario 2: High TRC | SCG | Com | HVAC | Com - Restaurant | Rate Impact Measure Test | Energy Efficiency | 5555878.454 | 5833776.8714 | 6065711.3173 | 6278224.7049 | 6506112.7735 | 6782505.0717 | 6995377.3406 | 7237454.0667 | 7500473.2152 | 7782459.1242 | 8097778.9813 | 8437612.1427 | 8815147.8167
Scenario 2: High TRC | SCG | Com | HVAC | Com - Restaurant | Total Resource Cost Test | Energy Efficiency | 5865977.9507 | 6142928.1103 | 6370717.4032 | 6577689.4402 | 6800399.5609 | 7073304.0408 | 7279578.3124 | 7515970.3211 | 7500473.2152 | 7782459.1242 | 8097778.9813 | 8437612.1427 | 8815147.8167
Scenario 2: High TRC | SCG | Com | HVAC | Com - Retail | Participant Cost Test | Energy Efficiency | 1376908.3062 | 1335954.7248 | 1281549.5603 | 1227391.0222 | 362303.0561 | 1358143.7357 | 522148.9294 | 485317.6902 | 313515.9416 | 262410.6225 | 206593.9818 | 144251.7721 | 75719.5931
Scenario 2: High TRC | SCG | Com | HVAC | Com - Retail | Program Administrator Cost Test | Energy Efficiency | 233540.0345 | 244849.3906 | 255397.5504 | 267547.8696 | 101931.7265 | 262600.5008 | 132580.1996 | 142172.4468 | 151578.699 | 161348.9142 | 172159.1196 | 183189.8355 | 195234.5696
Scenario 2: High TRC | SCG | Com | HVAC | Com - Retail | Rate Impact Measure Test | Energy Efficiency | 233540.0345 | 244849.3906 | 255397.5504 | 267547.8696 | 101931.7265 | 262600.5008 | 132580.1996 | 142172.4468 | 151578.699 | 161348.9142 | 172159.1196 | 183189.8355 | 195234.5696
Scenario 2: High TRC | SCG | Com | HVAC | Com - Retail | Total Resource Cost Test | Energy Efficiency | 625970.1062 | 633887.1832 | 639175.6158 | 647519.4232 | 260089.9289 | 703041.4045 | 256662.6802 | 268190.0479 | 151578.699 | 161348.9142 | 172159.1196 | 183189.8355 | 195234.5696
Scenario 2: High TRC | SCG | Com | HVAC | Com - School | Participant Cost Test | Energy Efficiency | 2103908.0092 | 1995169.2883 | 1886985.8116 | 1771395.6516 | 1635979.2554 | 784058.8485 | 715910.1249 | 645405.2932 | 460986.5763 | 387368.4681 | 307104.2423 | 222466.7014 | 129308.9441
Scenario 2: High TRC | SCG | Com | HVAC | Com - School | Program Administrator Cost Test | Energy Efficiency | 853839.5938 | 884040.1098 | 918910.8706 | 954489.0704 | 981584.702 | 675697.3066 | 701747.0112 | 730060.8831 | 763025.4047 | 800924.4134 | 838546.3016 | 883976.7487 | 927411.9071
Scenario 2: High TRC | SCG | Com | HVAC | Com - School | Rate Impact Measure Test | Energy Efficiency | 853839.5938 | 884040.1098 | 918910.8706 | 954489.0704 | 981584.702 | 675697.3066 | 701747.0112 | 730060.8831 | 763025.4047 | 800924.4134 | 838546.3016 | 883976.7487 | 927411.9071
Scenario 2: High TRC | SCG | Com | HVAC | Com - School | Total Resource Cost Test | Energy Efficiency | 1114546.7991 | 1139225.6746 | 1169427.6555 | 1200271.4297 | 1220674.5626 | 793105.2318 | 817262.5684 | 843869.6342 | 763025.4047 | 800924.4134 | 838546.3016 | 883976.7487 | 927411.9071
Scenario 2: High TRC | SCG | Com | HVAC | Com - Warehouse | Participant Cost Test | Energy Efficiency | 0 | 0 | 0 | 0 | 0 | 55.401 | 54.2175 | 52.6074 | 32.8784 | 0 | 0 | 19.0483 | 12.7567
Scenario 2: High TRC | SCG | Com | HVAC | Com - Warehouse | Program Administrator Cost Test | Energy Efficiency | 0 | 0 | 0 | 0 | 0 | 64.6295 | 70.5733 | 77.2011 | 83.5836 | 0 | 0 | 105.1855 | 113.6774
Scenario 2: High TRC | SCG | Com | HVAC | Com - Warehouse | Rate Impact Measure Test | Energy Efficiency | 0 | 0 | 0 | 0 | 0 | 64.6295 | 70.5733 | 77.2011 | 83.5836 | 0 | 0 | 105.1855 | 113.6774
Scenario 2: High TRC | SCG | Com | HVAC | Com - Warehouse | Total Resource Cost Test | Energy Efficiency | 0 | 0 | 0 | 0 | 0 | 80.0935 | 86.5718 | 93.776 | 83.5836 | 0 | 0 | 105.1855 | 113.6774
Scenario 2: High TRC | SCG | Com | WaterHeat | Com - College | Participant Cost Test | Energy Efficiency | 574747.3087 | 531366.0267 | 469699.8278 | 452705.4283 | 430348.1679 | 45185.3131 | 1648.1535 | 1828.6436 | 1200.24 | 1031.1573 | 840.8582 | 629.7442 | 385.6724
Scenario 2: High TRC | SCG | Com | WaterHeat | Com - College | Program Administrator Cost Test | Energy Efficiency | 639786.614 | 657302.3264 | 688753.4793 | 724283.0062 | 755978.9554 | 1001.039 | 1064.0417 | 1206.6221 | 1197.6842 | 1270.6297 | 1349.3998 | 1441.1014 | 1531.6478
Scenario 2: High TRC | SCG | Com | WaterHeat | Com - College | Rate Impact Measure Test | Energy Efficiency | 639786.614 | 657302.3264 | 688753.4793 | 724283.0062 | 755978.9554 | 1001.039 | 1064.0417 | 1206.6221 | 1197.6842 | 1270.6297 | 1349.3998 | 1441.1014 | 1531.6478
Scenario 2: High TRC | SCG | Com | WaterHeat | Com - College | Total Resource Cost Test | Energy Efficiency | 830225.7907 | 836223.5899 | 822060.9354 | 857191.1746 | 887382.0149 | 45088.9238 | 1581.9869 | 1781.1834 | 1197.6842 | 1270.6297 | 1349.3998 | 1441.1014 | 1531.6478
Scenario 2: High TRC | SCG | Com | WaterHeat | Com - Grocery | Participant Cost Test | Energy Efficiency | 745919.69 | 333244.9562 | 97948.8199 | 89301.3716 | 87739.2958 | 43654.4048 | 36859.1803 | 37879.4823 | 29696.2961 | 25565.0166 | 20886.6751 | 15581.1504 | 9555.9337
Scenario 2: High TRC | SCG | Com | WaterHeat | Com - Grocery | Program Administrator Cost Test | Energy Efficiency | 313187.0298 | 170995.4914 | 86871.9006 | 88437.1252 | 93235.0679 | 24624.1312 | 26176.1649 | 27861.6106 | 29633.069 | 31502.16 | 33518.7162 | 35655.801 | 37950.188
Scenario 2: High TRC | SCG | Com | WaterHeat | Com - Grocery | Rate Impact Measure Test | Energy Efficiency | 313187.0298 | 170995.4914 | 86871.9006 | 88437.1252 | 93235.0679 | 24624.1312 | 26176.1649 | 27861.6106 | 29633.069 | 31502.16 | 33518.7162 | 35655.801 | 37950.188
Scenario 2: High TRC | SCG | Com | WaterHeat | Com - Grocery | Total Resource Cost Test | Energy Efficiency | 537965.9446 | 268353.2948 | 113305.033 | 112725.8647 | 117547.3853 | 41295.4403 | 35238.1822 | 37012.8038 | 29633.069 | 31502.16 | 33518.7162 | 35655.801 | 37950.188
Scenario 2: High TRC | SCG | Com | WaterHeat | Com - Health | Participant Cost Test | Energy Efficiency | 1645976.0418 | 1399918.3424 | 1242108.9378 | 1192234.1539 | 1137245.8509 | 123328.4628 | 7300.8309 | 6423.1704 | 4314.1952 | 3704.1004 | 3013.2504 | 2257.3331 | 1391.7451
Scenario 2: High TRC | SCG | Com | WaterHeat | Com - Health | Program Administrator Cost Test | Energy Efficiency | 1725133.3769 | 1734681.6492 | 1815784.6341 | 1895214.5292 | 1990166.9254 | 5560.5924 | 4900.4473 | 4489.536 | 4305.0098 | 4564.3296 | 4835.6325 | 5165.6661 | 5527.1405
Scenario 2: High TRC | SCG | Com | WaterHeat | Com - Health | Rate Impact Measure Test | Energy Efficiency | 1725133.3769 | 1734681.6492 | 1815784.6341 | 1895214.5292 | 1990166.9254 | 5560.5924 | 4900.4473 | 4489.536 | 4305.0098 | 4564.3296 | 4835.6325 | 5165.6661 | 5527.1405
Scenario 2: High TRC | SCG | Com | WaterHeat | Com - Health | Total Resource Cost Test | Energy Efficiency | 2226655.135 | 2162075.6666 | 2143089.3102 | 2220122.3608 | 2312528.9682 | 122689.9316 | 6944.2546 | 6264.0798 | 4305.0098 | 4564.3296 | 4835.6325 | 5165.6661 | 5527.1405
Scenario 2: High TRC | SCG | Com | WaterHeat | Com - Lodging | Participant Cost Test | Energy Efficiency | 15381961.5132 | 14007335.802 | 12384964.1856 | 11314206.8151 | 10508867.1441 | 3150605.413 | 8143.1003 | 8311.2009 | 3673.6784 | 3165.0682 | 2587.447 | 1931.9385 | 1185.6059
Scenario 2: High TRC | SCG | Com | WaterHeat | Com - Lodging | Program Administrator Cost Test | Energy Efficiency | 7472590.8918 | 7473985.8713 | 7505212.457 | 7582758.4148 | 7771194.2641 | 77628.5159 | 3233.5821 | 3444.5791 | 3665.8551 | 3900.1123 | 4152.3051 | 4421.0314 | 4708.4777
Scenario 2: High TRC | SCG | Com | WaterHeat | Com - Lodging | Rate Impact Measure Test | Energy Efficiency | 7472590.8918 | 7473985.8713 | 7505212.457 | 7582758.4148 | 7771194.2641 | 77628.5159 | 3233.5821 | 3444.5791 | 3665.8551 | 3900.1123 | 4152.3051 | 4421.0314 | 4708.4777
Scenario 2: High TRC | SCG | Com | WaterHeat | Com - Lodging | Total Resource Cost Test | Energy Efficiency | 16692053.9981 | 15940739.8513 | 14953497.7996 | 14499626.9385 | 14332513.2595 | 3138669.4022 | 7942.8544 | 8204.0504 | 3665.8551 | 3900.1123 | 4152.3051 | 4421.0314 | 4708.4777
Scenario 2: High TRC | SCG | Com | WaterHeat | Com - Office (Large) | Participant Cost Test | Energy Efficiency | 1576636.6443 | 1506714.0188 | 1365703.4772 | 1296278.6783 | 1231354.3427 | 220059.6005 | 0 | 0 | 0 | 0 | 0 | 0 | 0
Scenario 2: High TRC | SCG | Com | WaterHeat | Com - Office (Large) | Program Administrator Cost Test | Energy Efficiency | 1388549.355 | 1427838.7252 | 1465192.1929 | 1509505.4906 | 1564202.4535 | 0 | 0 | 0 | 0 | 0 | 0 | 0 | 0
Scenario 2: High TRC | SCG | Com | WaterHeat | Com - Office (Large) | Rate Impact Measure Test | Energy Efficiency | 1388549.355 | 1427838.7252 | 1465192.1929 | 1509505.4906 | 1564202.4535 | 0 | 0 | 0 | 0 | 0 | 0 | 0 | 0
Scenario 2: High TRC | SCG | Com | WaterHeat | Com - Office (Large) | Total Resource Cost Test | Energy Efficiency | 2018027.7139 | 2041815.6889 | 1996345.1307 | 2028541.2376 | 2074140.0175 | 220059.6005 | 0 | 0 | 0 | 0 | 0 | 0 | 0
Scenario 2: High TRC | SCG | Com | WaterHeat | Com - Office (Small) | Participant Cost Test | Energy Efficiency | 44172.6651 | 42434.0845 | 40556.371 | 38587.0991 | 20524.0273 | 0 | 0 | 0 | 0 | 0 | 0 | 0 | 0
Scenario 2: High TRC | SCG | Com | WaterHeat | Com - Office (Small) | Program Administrator Cost Test | Energy Efficiency | 82974.8738 | 86589.6265 | 90387.4398 | 94525.006 | 55681.2575 | 0 | 0 | 0 | 0 | 0 | 0 | 0 | 0
Scenario 2: High TRC | SCG | Com | WaterHeat | Com - Office (Small) | Rate Impact Measure Test | Energy Efficiency | 82974.8738 | 86589.6265 | 90387.4398 | 94525.006 | 55681.2575 | 0 | 0 | 0 | 0 | 0 | 0 | 0 | 0
Scenario 2: High TRC | SCG | Com | WaterHeat | Com - Office (Small) | Total Resource Cost Test | Energy Efficiency | 88679.7553 | 92234.7295 | 95973.4279 | 100060.8121 | 58770.3774 | 0 | 0 | 0 | 0 | 0 | 0 | 0 | 0
Scenario 2: High TRC | SCG | Com | WaterHeat | Com - Other | Participant Cost Test | Energy Efficiency | 5261208.8736 | 4912471.1824 | 3972599.4504 | 3820811.0792 | 2390657.5005 | 417326.5635 | 141754.868 | 145439.4094 | 93240.3225 | 80503.5555 | 65942.3313 | 49327.3406 | 30344.4799
Scenario 2: High TRC | SCG | Com | WaterHeat | Com - Other | Program Administrator Cost Test | Energy Efficiency | 5877044.2433 | 6101690.0473 | 6407148.2687 | 6736376.5428 | 4669545.6755 | 89586.7702 | 81949.4076 | 87364.7082 | 93041.7674 | 99199.4179 | 105823.5003 | 112880.273 | 120509.1311
Scenario 2: High TRC | SCG | Com | WaterHeat | Com - Other | Rate Impact Measure Test | Energy Efficiency | 5877044.2433 | 6101690.0473 | 6407148.2687 | 6736376.5428 | 4669545.6755 | 89586.7702 | 81949.4076 | 87364.7082 | 93041.7674 | 99199.4179 | 105823.5003 | 112880.273 | 120509.1311
Scenario 2: High TRC | SCG | Com | WaterHeat | Com - Other | Total Resource Cost Test | Energy Efficiency | 8030882.8779 | 8136173.2853 | 7631001.783 | 7945809.9916 | 5444505.0371 | 408744.2176 | 136679.9949 | 142721.7603 | 93041.7674 | 99199.4179 | 105823.5003 | 112880.273 | 120509.1311
Scenario 2: High TRC | SCG | Com | WaterHeat | Com - Refrig. Warehouse | Participant Cost Test | Energy Efficiency | 68986.5845 | 5024.8916 | 5319.895 | 16663.9558 | 4014.0054 | 0 | 0 | 0 | 0 | 0 | 0 | 0 | 0
Scenario 2: High TRC | SCG | Com | WaterHeat | Com - Refrig. Warehouse | Program Administrator Cost Test | Energy Efficiency | 55291.1904 | 9025.0588 | 6846.9381 | 34963.3739 | 9679.3983 | 0 | 0 | 0 | 0 | 0 | 0 | 0 | 0
Scenario 2: High TRC | SCG | Com | WaterHeat | Com - Refrig. Warehouse | Rate Impact Measure Test | Energy Efficiency | 55291.1904 | 9025.0588 | 6846.9381 | 34963.3739 | 9679.3983 | 0 | 0 | 0 | 0 | 0 | 0 | 0 | 0
Scenario 2: High TRC | SCG | Com | WaterHeat | Com - Refrig. Warehouse | Total Resource Cost Test | Energy Efficiency | 62384.3721 | 9302.5893 | 7309.9378 | 35959.9706 | 9932.7101 | 0 | 0 | 0 | 0 | 0 | 0 | 0 | 0
Scenario 2: High TRC | SCG | Com | WaterHeat | Com - Restaurant | Participant Cost Test | Energy Efficiency | 2629512.7613 | 2548275.5915 | 2438429.9713 | 2321858.5583 | 2200790.8364 | 159282.1894 | 164051.0199 | 169430.6662 | 159306.6695 | 137494.2888 | 112592.0583 | 84200.7769 | 51773.6985
Scenario 2: High TRC | SCG | Com | WaterHeat | Com - Restaurant | Program Administrator Cost Test | Energy Efficiency | 5066070.6474 | 5330082.2881 | 5564272.3253 | 5816809.856 | 6099293.3664 | 131366.8928 | 139893.8985 | 149122.3239 | 158967.4191 | 169425.4695 | 180686.4375 | 192684.3352 | 205612.4378
Scenario 2: High TRC | SCG | Com | WaterHeat | Com - Restaurant | Rate Impact Measure Test | Energy Efficiency | 5066070.6474 | 5330082.2881 | 5564272.3253 | 5816809.856 | 6099293.3664 | 131366.8928 | 139893.8985 | 149122.3239 | 158967.4191 | 169425.4695 | 180686.4375 | 192684.3352 | 205612.4378
Scenario 2: High TRC | SCG | Com | WaterHeat | Com - Restaurant | Total Resource Cost Test | Energy Efficiency | 5213164.9723 | 5477017.7925 | 5709993.6808 | 5961477.0744 | 6243280.3592 | 146697.3233 | 155387.8168 | 164791.9194 | 158967.4191 | 169425.4695 | 180686.4375 | 192684.3352 | 205612.4378
Scenario 2: High TRC | SCG | Com | WaterHeat | Com - Retail | Participant Cost Test | Energy Efficiency | 719725.454 | 202399.989 | 146844.7158 | 104555.7698 | 80561.5408 | 6143.7641 | 0 | 0 | 0 | 0 | 0 | 0 | 0
Scenario 2: High TRC | SCG | Com | WaterHeat | Com - Retail | Program Administrator Cost Test | Energy Efficiency | 337829.3222 | 208399.5095 | 212202.432 | 211264.246 | 147907.9348 | 2024.1009 | 0 | 0 | 0 | 0 | 0 | 0 | 0
Scenario 2: High TRC | SCG | Com | WaterHeat | Com - Retail | Rate Impact Measure Test | Energy Efficiency | 337829.3222 | 208399.5095 | 212202.432 | 211264.246 | 147907.9348 | 2024.1009 | 0 | 0 | 0 | 0 | 0 | 0 | 0
Scenario 2: High TRC | SCG | Com | WaterHeat | Com - Retail | Total Resource Cost Test | Energy Efficiency | 683359.9116 | 303832.429 | 264577.2104 | 241985.9154 | 176592.7435 | 5421.3711 | 0 | 0 | 0 | 0 | 0 | 0 | 0
Scenario 2: High TRC | SCG | Com | WaterHeat | Com - School | Participant Cost Test | Energy Efficiency | 964179.2843 | 917961.5301 | 870237.5694 | 821517.3952 | 766857.6193 | 23682.8265 | 24092.3345 | 24561.564 | 19265.2821 | 16514.9905 | 13421.4004 | 9980.5184 | 6094.591
Scenario 2: High TRC | SCG | Com | WaterHeat | Com - School | Program Administrator Cost Test | Energy Efficiency | 1495742.2485 | 1542994.1057 | 1592322.7196 | 1646505.5396 | 1695838.7541 | 16324.903 | 17223.9909 | 18184.5409 | 19224.2556 | 20350.3722 | 21538.508 | 22839.3315 | 24203.8647
Scenario 2: High TRC | SCG | Com | WaterHeat | Com - School | Rate Impact Measure Test | Energy Efficiency | 1495742.2485 | 1542994.1057 | 1592322.7196 | 1646505.5396 | 1695838.7541 | 16324.903 | 17223.9909 | 18184.5409 | 19224.2556 | 20350.3722 | 21538.508 | 22839.3315 | 24203.8647
Scenario 2: High TRC | SCG | Com | WaterHeat | Com - School | Total Resource Cost Test | Energy Efficiency | 1638143.2033 | 1682492.3863 | 1729051.032 | 1780702.1821 | 1826954.7499 | 22118.911 | 23025.7051 | 23995.8974 | 19224.2556 | 20350.3722 | 21538.508 | 22839.3315 | 24203.8647
Scenario 2: High TRC | SCG | Com | WaterHeat | Com - Warehouse | Participant Cost Test | Energy Efficiency | 1087910.905 | 186885.3477 | 60639.7477 | 55859.7755 | 52161.1311 | 10635.31 | 3147.8371 | 0 | 0 | 0 | 0 | 0 | 0
Scenario 2: High TRC | SCG | Com | WaterHeat | Com - Warehouse | Program Administrator Cost Test | Energy Efficiency | 350444.8311 | 92020.4793 | 57431.4765 | 59452.0616 | 62267.6116 | 563.8023 | 1180.2129 | 0 | 0 | 0 | 0 | 0 | 0
Scenario 2: High TRC | SCG | Com | WaterHeat | Com - Warehouse | Rate Impact Measure Test | Energy Efficiency | 350444.8311 | 92020.4793 | 57431.4765 | 59452.0616 | 62267.6116 | 563.8023 | 1180.2129 | 0 | 0 | 0 | 0 | 0 | 0
Scenario 2: High TRC | SCG | Com | WaterHeat | Com - Warehouse | Total Resource Cost Test | Energy Efficiency | 830678.0481 | 172445.6276 | 81767.244 | 82054.7233 | 83781.6948 | 10434.0914 | 2784.823 | 0 | 0 | 0 | 0 | 0 | 0
Scenario 2: High TRC | SCG | Com | WholeBlg | Com - College | Participant Cost Test | Energy Efficiency | 104187.5109 | 109619.6311 | 115028.662 | 121029.8485 | 127427.907 | 134402.1238 | 141940.1574 | 149627.9629 | 157761.3201 | 166603.785 | 175404.5985 | 184291.17 | 194450.0638
Scenario 2: High TRC | SCG | Com | WholeBlg | Com - College | Program Administrator Cost Test | Energy Efficiency | 104187.5109 | 109619.6311 | 115028.662 | 121029.8485 | 127427.907 | 134402.1238 | 141940.1574 | 149627.9629 | 157761.3201 | 166603.785 | 175404.5985 | 184291.17 | 194450.0638
Scenario 2: High TRC | SCG | Com | WholeBlg | Com - College | Rate Impact Measure Test | Energy Efficiency | 104187.5109 | 109619.6311 | 115028.662 | 121029.8485 | 127427.907 | 134402.1238 | 141940.1574 | 149627.9629 | 157761.3201 | 166603.785 | 175404.5985 | 184291.17 | 194450.0638
Scenario 2: High TRC | SCG | Com | WholeBlg | Com - College | Total Resource Cost Test | Energy Efficiency | 104187.5109 | 109619.6311 | 115028.662 | 121029.8485 | 127427.907 | 134402.1238 | 141940.1574 | 149627.9629 | 157761.3201 | 166603.785 | 175404.5985 | 184291.17 | 194450.0638
Scenario 2: High TRC | SCG | Com | WholeBlg | Com - Grocery | Participant Cost Test | Energy Efficiency | 39185.5603 | 41769.8774 | 44416.3199 | 47356.4876 | 50536.4231 | 53729.821 | 57152.2275 | 60779.4159 | 64668.1424 | 68636.071 | 72844.1249 | 77125.3977 | 81637.7145
Scenario 2: High TRC | SCG | Com | WholeBlg | Com - Grocery | Program Administrator Cost Test | Energy Efficiency | 39185.5603 | 41769.8774 | 44416.3199 | 47356.4876 | 50536.4231 | 53729.821 | 57152.2275 | 60779.4159 | 64668.1424 | 68636.071 | 72844.1249 | 77125.3977 | 81637.7145
Scenario 2: High TRC | SCG | Com | WholeBlg | Com - Grocery | Rate Impact Measure Test | Energy Efficiency | 39185.5603 | 41769.8774 | 44416.3199 | 47356.4876 | 50536.4231 | 53729.821 | 57152.2275 | 60779.4159 | 64668.1424 | 68636.071 | 72844.1249 | 77125.3977 | 81637.7145
Scenario 2: High TRC | SCG | Com | WholeBlg | Com - Grocery | Total Resource Cost Test | Energy Efficiency | 39185.5603 | 41769.8774 | 44416.3199 | 47356.4876 | 50536.4231 | 53729.821 | 57152.2275 | 60779.4159 | 64668.1424 | 68636.071 | 72844.1249 | 77125.3977 | 81637.7145
Scenario 2: High TRC | SCG | Com | WholeBlg | Com - Health | Participant Cost Test | Energy Efficiency | 143863.9648 | 153858.4412 | 164136.789 | 175535.6252 | 187886.4115 | 200542.5152 | 214197.7297 | 228568.5625 | 243981.2197 | 259814.1171 | 276620.7329 | 293733.0463 | 310629.3452
Scenario 2: High TRC | SCG | Com | WholeBlg | Com - Health | Program Administrator Cost Test | Energy Efficiency | 143863.9648 | 153858.4412 | 164136.789 | 175535.6252 | 187886.4115 | 200542.5152 | 214197.7297 | 228568.5625 | 243981.2197 | 259814.1171 | 276620.7329 | 293733.0463 | 310629.3452
Scenario 2: High TRC | SCG | Com | WholeBlg | Com - Health | Rate Impact Measure Test | Energy Efficiency | 143863.9648 | 153858.4412 | 164136.789 | 175535.6252 | 187886.4115 | 200542.5152 | 214197.7297 | 228568.5625 | 243981.2197 | 259814.1171 | 276620.7329 | 293733.0463 | 310629.3452
Scenario 2: High TRC | SCG | Com | WholeBlg | Com - Health | Total Resource Cost Test | Energy Efficiency | 143863.9648 | 153858.4412 | 164136.789 | 175535.6252 | 187886.4115 | 200542.5152 | 214197.7297 | 228568.5625 | 243981.2197 | 259814.1171 | 276620.7329 | 293733.0463 | 310629.3452
Scenario 2: High TRC | SCG | Com | WholeBlg | Com - Lodging | Participant Cost Test | Energy Efficiency | 70416.1854 | 75168.6778 | 80041.5712 | 85446.5044 | 91301.5322 | 97278.9793 | 103704.8491 | 110500.8158 | 117802.6419 | 125395.3144 | 133375.7543 | 141528.0955 | 149721.7382
Scenario 2: High TRC | SCG | Com | WholeBlg | Com - Lodging | Program Administrator Cost Test | Energy Efficiency | 70416.1854 | 75168.6778 | 80041.5712 | 85446.5044 | 91301.5322 | 97278.9793 | 103704.8491 | 110500.8158 | 117802.6419 | 125395.3144 | 133375.7543 | 141528.0955 | 149721.7382
Scenario 2: High TRC | SCG | Com | WholeBlg | Com - Lodging | Rate Impact Measure Test | Energy Efficiency | 70416.1854 | 75168.6778 | 80041.5712 | 85446.5044 | 91301.5322 | 97278.9793 | 103704.8491 | 110500.8158 | 117802.6419 | 125395.3144 | 133375.7543 | 141528.0955 | 149721.7382
Scenario 2: High TRC | SCG | Com | WholeBlg | Com - Lodging | Total Resource Cost Test | Energy Efficiency | 70416.1854 | 75168.6778 | 80041.5712 | 85446.5044 | 91301.5322 | 97278.9793 | 103704.8491 | 110500.8158 | 117802.6419 | 125395.3144 | 133375.7543 | 141528.0955 | 149721.7382
Scenario 2: High TRC | SCG | Com | WholeBlg | Com - Office (Large) | Participant Cost Test | Energy Efficiency | 225452.9796 | 238467.59 | 251480.5774 | 265827.7363 | 281250.0421 | 297538.9777 | 315355.1831 | 333688.9558 | 353097.6773 | 375253.1164 | 396320.8988 | 417575.1715 | 440371.0801
Scenario 2: High TRC | SCG | Com | WholeBlg | Com - Office (Large) | Program Administrator Cost Test | Energy Efficiency | 225452.9796 | 238467.59 | 251480.5774 | 265827.7363 | 281250.0421 | 297538.9777 | 315355.1831 | 333688.9558 | 353097.6773 | 375253.1164 | 396320.8988 | 417575.1715 | 440371.0801
Scenario 2: High TRC | SCG | Com | WholeBlg | Com - Office (Large) | Rate Impact Measure Test | Energy Efficiency | 225452.9796 | 238467.59 | 251480.5774 | 265827.7363 | 281250.0421 | 297538.9777 | 315355.1831 | 333688.9558 | 353097.6773 | 375253.1164 | 396320.8988 | 417575.1715 | 440371.0801
Scenario 2: High TRC | SCG | Com | WholeBlg | Com - Office (Large) | Total Resource Cost Test | Energy Efficiency | 225452.9796 | 238467.59 | 251480.5774 | 265827.7363 | 281250.0421 | 297538.9777 | 315355.1831 | 333688.9558 | 353097.6773 | 375253.1164 | 396320.8988 | 417575.1715 | 440371.0801
Scenario 2: High TRC | SCG | Com | WholeBlg | Com - Office (Small) | Participant Cost Test | Energy Efficiency | 26845.819 | 28556.4198 | 30306.3036 | 32251.1931 | 34351.033 | 36437.5591 | 38662.135 | 41017.6276 | 43541.6806 | 46208.6429 | 48932.9213 | 51701.8719 | 54716.0366
Scenario 2: High TRC | SCG | Com | WholeBlg | Com - Office (Small) | Program Administrator Cost Test | Energy Efficiency | 26845.819 | 28556.4198 | 30306.3036 | 32251.1931 | 34351.033 | 36437.5591 | 38662.135 | 41017.6276 | 43541.6806 | 46208.6429 | 48932.9213 | 51701.8719 | 54716.0366
Scenario 2: High TRC | SCG | Com | WholeBlg | Com - Office (Small) | Rate Impact Measure Test | Energy Efficiency | 26845.819 | 28556.4198 | 30306.3036 | 32251.1931 | 34351.033 | 36437.5591 | 38662.135 | 41017.6276 | 43541.6806 | 46208.6429 | 48932.9213 | 51701.8719 | 54716.0366
Scenario 2: High TRC | SCG | Com | WholeBlg | Com - Office (Small) | Total Resource Cost Test | Energy Efficiency | 26845.819 | 28556.4198 | 30306.3036 | 32251.1931 | 34351.033 | 36437.5591 | 38662.135 | 41017.6276 | 43541.6806 | 46208.6429 | 48932.9213 | 51701.8719 | 54716.0366
Scenario 2: High TRC | SCG | Com | WholeBlg | Com - Other | Participant Cost Test | Energy Efficiency | 468970.007 | 500591.753 | 533161.8609 | 569426.3232 | 608706.0724 | 648517.3631 | 691479.2722 | 736932.7909 | 785765.2833 | 836165.5752 | 889487.511 | 943943.8941 | 998657.0083
Scenario 2: High TRC | SCG | Com | WholeBlg | Com - Other | Program Administrator Cost Test | Energy Efficiency | 468970.007 | 500591.753 | 533161.8609 | 569426.3232 | 608706.0724 | 648517.3631 | 691479.2722 | 736932.7909 | 785765.2833 | 836165.5752 | 889487.511 | 943943.8941 | 998657.0083
Scenario 2: High TRC | SCG | Com | WholeBlg | Com - Other | Rate Impact Measure Test | Energy Efficiency | 468970.007 | 500591.753 | 533161.8609 | 569426.3232 | 608706.0724 | 648517.3631 | 691479.2722 | 736932.7909 | 785765.2833 | 836165.5752 | 889487.511 | 943943.8941 | 998657.0083
Scenario 2: High TRC | SCG | Com | WholeBlg | Com - Other | Total Resource Cost Test | Energy Efficiency | 468970.007 | 500591.753 | 533161.8609 | 569426.3232 | 608706.0724 | 648517.3631 | 691479.2722 | 736932.7909 | 785765.2833 | 836165.5752 | 889487.511 | 943943.8941 | 998657.0083
Scenario 2: High TRC | SCG | Com | WholeBlg | Com - Refrig. Warehouse | Participant Cost Test | Energy Efficiency | 9093.4595 | 9746.5184 | 10423.7779 | 11177.4929 | 11994.8754 | 12806.319 | 13674.2833 | 14600.7868 | 15598.927 | 16606.1232 | 17691.8078 | 18802.2446 | 19913.6186
Scenario 2: High TRC | SCG | Com | WholeBlg | Com - Refrig. Warehouse | Program Administrator Cost Test | Energy Efficiency | 9093.4595 | 9746.5184 | 10423.7779 | 11177.4929 | 11994.8754 | 12806.319 | 13674.2833 | 14600.7868 | 15598.927 | 16606.1232 | 17691.8078 | 18802.2446 | 19913.6186
Scenario 2: High TRC | SCG | Com | WholeBlg | Com - Refrig. Warehouse | Rate Impact Measure Test | Energy Efficiency | 9093.4595 | 9746.5184 | 10423.7779 | 11177.4929 | 11994.8754 | 12806.319 | 13674.2833 | 14600.7868 | 15598.927 | 16606.1232 | 17691.8078 | 18802.2446 | 19913.6186
Scenario 2: High TRC | SCG | Com | WholeBlg | Com - Refrig. Warehouse | Total Resource Cost Test | Energy Efficiency | 9093.4595 | 9746.5184 | 10423.7779 | 11177.4929 | 11994.8754 | 12806.319 | 13674.2833 | 14600.7868 | 15598.927 | 16606.1232 | 17691.8078 | 18802.2446 | 19913.6186
Scenario 2: High TRC | SCG | Com | WholeBlg | Com - Restaurant | Participant Cost Test | Energy Efficiency | 199452.0522 | 213838.117 | 228737.8673 | 245320.9 | 263335.7696 | 281341.1425 | 300619.927 | 321202.6292 | 343379.8806 | 365937.4676 | 390129.3293 | 414901.9635 | 439357.8646
Scenario 2: High TRC | SCG | Com | WholeBlg | Com - Restaurant | Program Administrator Cost Test | Energy Efficiency | 199452.0522 | 213838.117 | 228737.8673 | 245320.9 | 263335.7696 | 281341.1425 | 300619.927 | 321202.6292 | 343379.8806 | 365937.4676 | 390129.3293 | 414901.9635 | 439357.8646
Scenario 2: High TRC | SCG | Com | WholeBlg | Com - Restaurant | Rate Impact Measure Test | Energy Efficiency | 199452.0522 | 213838.117 | 228737.8673 | 245320.9 | 263335.7696 | 281341.1425 | 300619.927 | 321202.6292 | 343379.8806 | 365937.4676 | 390129.3293 | 414901.9635 | 439357.8646
Scenario 2: High TRC | SCG | Com | WholeBlg | Com - Restaurant | Total Resource Cost Test | Energy Efficiency | 199452.0522 | 213838.117 | 228737.8673 | 245320.9 | 263335.7696 | 281341.1425 | 300619.927 | 321202.6292 | 343379.8806 | 365937.4676 | 390129.3293 | 414901.9635 | 439357.8646
Scenario 2: High TRC | SCG | Com | WholeBlg | Com - Retail | Participant Cost Test | Energy Efficiency | 54042.9135 | 57706.6857 | 61474.8785 | 65666.7493 | 70209.6138 | 74759.4311 | 79629.7648 | 84811.4555 | 90379.6918 | 96105.6664 | 102151.1729 | 108319.5231 | 114663.5921
Scenario 2: High TRC | SCG | Com | WholeBlg | Com - Retail | Program Administrator Cost Test | Energy Efficiency | 54042.9135 | 57706.6857 | 61474.8785 | 65666.7493 | 70209.6138 | 74759.4311 | 79629.7648 | 84811.4555 | 90379.6918 | 96105.6664 | 102151.1729 | 108319.5231 | 114663.5921
Scenario 2: High TRC | SCG | Com | WholeBlg | Com - Retail | Rate Impact Measure Test | Energy Efficiency | 54042.9135 | 57706.6857 | 61474.8785 | 65666.7493 | 70209.6138 | 74759.4311 | 79629.7648 | 84811.4555 | 90379.6918 | 96105.6664 | 102151.1729 | 108319.5231 | 114663.5921
Scenario 2: High TRC | SCG | Com | WholeBlg | Com - Retail | Total Resource Cost Test | Energy Efficiency | 54042.9135 | 57706.6857 | 61474.8785 | 65666.7493 | 70209.6138 | 74759.4311 | 79629.7648 | 84811.4555 | 90379.6918 | 96105.6664 | 102151.1729 | 108319.5231 | 114663.5921
Scenario 2: High TRC | SCG | Com | WholeBlg | Com - School | Participant Cost Test | Energy Efficiency | 86667.4419 | 91572.2784 | 96521.1221 | 102010.5677 | 107883.6198 | 113963.1216 | 120409.3552 | 127110.6021 | 134228.9377 | 141782.398 | 149429.7364 | 157125.7043 | 166164.0568
Scenario 2: High TRC | SCG | Com | WholeBlg | Com - School | Program Administrator Cost Test | Energy Efficiency | 86667.4419 | 91572.2784 | 96521.1221 | 102010.5677 | 107883.6198 | 113963.1216 | 120409.3552 | 127110.6021 | 134228.9377 | 141782.398 | 149429.7364 | 157125.7043 | 166164.0568
Scenario 2: High TRC | SCG | Com | WholeBlg | Com - School | Rate Impact Measure Test | Energy Efficiency | 86667.4419 | 91572.2784 | 96521.1221 | 102010.5677 | 107883.6198 | 113963.1216 | 120409.3552 | 127110.6021 | 134228.9377 | 141782.398 | 149429.7364 | 157125.7043 | 166164.0568
Scenario 2: High TRC | SCG | Com | WholeBlg | Com - School | Total Resource Cost Test | Energy Efficiency | 86667.4419 | 91572.2784 | 96521.1221 | 102010.5677 | 107883.6198 | 113963.1216 | 120409.3552 | 127110.6021 | 134228.9377 | 141782.398 | 149429.7364 | 157125.7043 | 166164.0568
Scenario 2: High TRC | SCG | Com | WholeBlg | Com - Warehouse | Participant Cost Test | Energy Efficiency | 177464.5585 | 189532.313 | 201973.6834 | 215843.5598 | 230897.9243 | 245824.6745 | 261792.1867 | 278818.7742 | 297145.2981 | 315737.7057 | 335611.442 | 355888.3694 | 376911.0804
Scenario 2: High TRC | SCG | Com | WholeBlg | Com - Warehouse | Program Administrator Cost Test | Energy Efficiency | 177464.5585 | 189532.313 | 201973.6834 | 215843.5598 | 230897.9243 | 245824.6745 | 261792.1867 | 278818.7742 | 297145.2981 | 315737.7057 | 335611.442 | 355888.3694 | 376911.0804
Scenario 2: High TRC | SCG | Com | WholeBlg | Com - Warehouse | Rate Impact Measure Test | Energy Efficiency | 177464.5585 | 189532.313 | 201973.6834 | 215843.5598 | 230897.9243 | 245824.6745 | 261792.1867 | 278818.7742 | 297145.2981 | 315737.7057 | 335611.442 | 355888.3694 | 376911.0804
Scenario 2: High TRC | SCG | Com | WholeBlg | Com - Warehouse | Total Resource Cost Test | Energy Efficiency | 177464.5585 | 189532.313 | 201973.6834 | 215843.5598 | 230897.9243 | 245824.6745 | 261792.1867 | 278818.7742 | 297145.2981 | 315737.7057 | 335611.442 | 355888.3694 | 376911.0804
Scenario 2: High TRC | SCG | Ind | WholeBlg | Ind - All Other Industrial | Participant Cost Test | Energy Efficiency | 420205.5247 | 445058.3853 | 470718.8085 | 497702.384 | 526217.1397 | 555972.8892 | 587384.1813 | 620878.0926 | 656626.0161 | 695018.3752 | 736181.7946 | 780325.1859 | 827624.2512
Scenario 2: High TRC | SCG | Ind | WholeBlg | Ind - All Other Industrial | Program Administrator Cost Test | Energy Efficiency | 420205.5247 | 445058.3853 | 470718.8085 | 497702.384 | 526217.1397 | 555972.8892 | 587384.1813 | 620878.0926 | 656626.0161 | 695018.3752 | 736181.7946 | 780325.1859 | 827624.2512
Scenario 2: High TRC | SCG | Ind | WholeBlg | Ind - All Other Industrial | Rate Impact Measure Test | Energy Efficiency | 420205.5247 | 445058.3853 | 470718.8085 | 497702.384 | 526217.1397 | 555972.8892 | 587384.1813 | 620878.0926 | 656626.0161 | 695018.3752 | 736181.7946 | 780325.1859 | 827624.2512
Scenario 2: High TRC | SCG | Ind | WholeBlg | Ind - All Other Industrial | Total Resource Cost Test | Energy Efficiency | 420205.5247 | 445058.3853 | 470718.8085 | 497702.384 | 526217.1397 | 555972.8892 | 587384.1813 | 620878.0926 | 656626.0161 | 695018.3752 | 736181.7946 | 780325.1859 | 827624.2512
Scenario 2: High TRC | SCG | Ind | WholeBlg | Ind - Chemicals | Participant Cost Test | Energy Efficiency | 5080464.2597 | 5385240.8988 | 5705901.6069 | 6043621.4543 | 6400434.7925 | 6773995.8272 | 7165801.5078 | 7578244.8271 | 8018149.0009 | 8486797.8151 | 8984231.1516 | 9511444.8506 | 10072207.2094
Scenario 2: High TRC | SCG | Ind | WholeBlg | Ind - Chemicals | Program Administrator Cost Test | Energy Efficiency | 5080464.2597 | 5385240.8988 | 5705901.6069 | 6043621.4543 | 6400434.7925 | 6773995.8272 | 7165801.5078 | 7578244.8271 | 8018149.0009 | 8486797.8151 | 8984231.1516 | 9511444.8506 | 10072207.2094
Scenario 2: High TRC | SCG | Ind | WholeBlg | Ind - Chemicals | Rate Impact Measure Test | Energy Efficiency | 5080464.2597 | 5385240.8988 | 5705901.6069 | 6043621.4543 | 6400434.7925 | 6773995.8272 | 7165801.5078 | 7578244.8271 | 8018149.0009 | 8486797.8151 | 8984231.1516 | 9511444.8506 | 10072207.2094
Scenario 2: High TRC | SCG | Ind | WholeBlg | Ind - Chemicals | Total Resource Cost Test | Energy Efficiency | 5080464.2597 | 5385240.8988 | 5705901.6069 | 6043621.4543 | 6400434.7925 | 6773995.8272 | 7165801.5078 | 7578244.8271 | 8018149.0009 | 8486797.8151 | 8984231.1516 | 9511444.8506 | 10072207.2094
Scenario 2: High TRC | SCG | Ind | WholeBlg | Ind - Electronics | Participant Cost Test | Energy Efficiency | 242702.5787 | 257317.6574 | 272817.1237 | 289218.4819 | 306618.4389 | 325061.9534 | 344716.1846 | 365698.7076 | 388065.4474 | 411950.4056 | 437388.8823 | 464489.0104 | 493423.7516
Scenario 2: High TRC | SCG | Ind | WholeBlg | Ind - Electronics | Program Administrator Cost Test | Energy Efficiency | 242702.5787 | 257317.6574 | 272817.1237 | 289218.4819 | 306618.4389 | 325061.9534 | 344716.1846 | 365698.7076 | 388065.4474 | 411950.4056 | 437388.8823 | 464489.0104 | 493423.7516
Scenario 2: High TRC | SCG | Ind | WholeBlg | Ind - Electronics | Rate Impact Measure Test | Energy Efficiency | 242702.5787 | 257317.6574 | 272817.1237 | 289218.4819 | 306618.4389 | 325061.9534 | 344716.1846 | 365698.7076 | 388065.4474 | 411950.4056 | 437388.8823 | 464489.0104 | 493423.7516
Scenario 2: High TRC | SCG | Ind | WholeBlg | Ind - Electronics | Total Resource Cost Test | Energy Efficiency | 242702.5787 | 257317.6574 | 272817.1237 | 289218.4819 | 306618.4389 | 325061.9534 | 344716.1846 | 365698.7076 | 388065.4474 | 411950.4056 | 437388.8823 | 464489.0104 | 493423.7516
Scenario 2: High TRC | SCG | Ind | WholeBlg | Ind - Fabricated Metals | Participant Cost Test | Energy Efficiency | 1456767.3217 | 1552074.3317 | 1654296.0603 | 1757035.2943 | 1863288.3188 | 1972585.3126 | 2086254.1327 | 2206470.5559 | 2334066.3654 | 2470128.035 | 2614053.336 | 2765752.882 | 2926006.6527
Scenario 2: High TRC | SCG | Ind | WholeBlg | Ind - Fabricated Metals | Program Administrator Cost Test | Energy Efficiency | 1456767.3217 | 1552074.3317 | 1654296.0603 | 1757035.2943 | 1863288.3188 | 1972585.3126 | 2086254.1327 | 2206470.5559 | 2334066.3654 | 2470128.035 | 2614053.336 | 2765752.882 | 2926006.6527
Scenario 2: High TRC | SCG | Ind | WholeBlg | Ind - Fabricated Metals | Rate Impact Measure Test | Energy Efficiency | 1456767.3217 | 1552074.3317 | 1654296.0603 | 1757035.2943 | 1863288.3188 | 1972585.3126 | 2086254.1327 | 2206470.5559 | 2334066.3654 | 2470128.035 | 2614053.336 | 2765752.882 | 2926006.6527
Scenario 2: High TRC | SCG | Ind | WholeBlg | Ind - Fabricated Metals | Total Resource Cost Test | Energy Efficiency | 1456767.3217 | 1552074.3317 | 1654296.0603 | 1757035.2943 | 1863288.3188 | 1972585.3126 | 2086254.1327 | 2206470.5559 | 2334066.3654 | 2470128.035 | 2614053.336 | 2765752.882 | 2926006.6527
Scenario 2: High TRC | SCG | Ind | WholeBlg | Ind - Food | Participant Cost Test | Energy Efficiency | 6984012.7067 | 7345521.9462 | 7725533.1085 | 8126634.958 | 8549468.5867 | 8995478.8668 | 9467900.0002 | 9967384.8045 | 10497227.7443 | 11060360.5445 | 11656570.6525 | 12287424.8229 | 12957706.5222
Scenario 2: High TRC | SCG | Ind | WholeBlg | Ind - Food | Program Administrator Cost Test | Energy Efficiency | 6984012.7067 | 7345521.9462 | 7725533.1085 | 8126634.958 | 8549468.5867 | 8995478.8668 | 9467900.0002 | 9967384.8045 | 10497227.7443 | 11060360.5445 | 11656570.6525 | 12287424.8229 | 12957706.5222
Scenario 2: High TRC | SCG | Ind | WholeBlg | Ind - Food | Rate Impact Measure Test | Energy Efficiency | 6984012.7067 | 7345521.9462 | 7725533.1085 | 8126634.958 | 8549468.5867 | 8995478.8668 | 9467900.0002 | 9967384.8045 | 10497227.7443 | 11060360.5445 | 11656570.6525 | 12287424.8229 | 12957706.5222
Scenario 2: High TRC | SCG | Ind | WholeBlg | Ind - Food | Total Resource Cost Test | Energy Efficiency | 6984012.7067 | 7345521.9462 | 7725533.1085 | 8126634.958 | 8549468.5867 | 8995478.8668 | 9467900.0002 | 9967384.8045 | 10497227.7443 | 11060360.5445 | 11656570.6525 | 12287424.8229 | 12957706.5222
Scenario 2: High TRC | SCG | Ind | WholeBlg | Ind - Industrial Machinery | Participant Cost Test | Energy Efficiency | 151480.7861 | 162218.5469 | 173911.6973 | 185346.7247 | 196841.7603 | 208621.0631 | 221124.9808 | 234426.3683 | 248625.3212 | 263832.5304 | 279884.2532 | 296780.155 | 314602.6567
Scenario 2: High TRC | SCG | Ind | WholeBlg | Ind - Industrial Machinery | Program Administrator Cost Test | Energy Efficiency | 151480.7861 | 162218.5469 | 173911.6973 | 185346.7247 | 196841.7603 | 208621.0631 | 221124.9808 | 234426.3683 | 248625.3212 | 263832.5304 | 279884.2532 | 296780.155 | 314602.6567
Scenario 2: High TRC | SCG | Ind | WholeBlg | Ind - Industrial Machinery | Rate Impact Measure Test | Energy Efficiency | 151480.7861 | 162218.5469 | 173911.6973 | 185346.7247 | 196841.7603 | 208621.0631 | 221124.9808 | 234426.3683 | 248625.3212 | 263832.5304 | 279884.2532 | 296780.155 | 314602.6567
Scenario 2: High TRC | SCG | Ind | WholeBlg | Ind - Industrial Machinery | Total Resource Cost Test | Energy Efficiency | 151480.7861 | 162218.5469 | 173911.6973 | 185346.7247 | 196841.7603 | 208621.0631 | 221124.9808 | 234426.3683 | 248625.3212 | 263832.5304 | 279884.2532 | 296780.155 | 314602.6567
Scenario 2: High TRC | SCG | Ind | WholeBlg | Ind - Lumber & Furniture | Participant Cost Test | Energy Efficiency | 68141.3014 | 72236.8819 | 76558.3567 | 81121.3212 | 85977.5017 | 90895.9481 | 95885.9508 | 101219.3727 | 106912.2854 | 113014.4938 | 119542.1995 | 126472.1248 | 133823.6641
Scenario 2: High TRC | SCG | Ind | WholeBlg | Ind - Lumber & Furniture | Program Administrator Cost Test | Energy Efficiency | 68141.3014 | 72236.8819 | 76558.3567 | 81121.3212 | 85977.5017 | 90895.9481 | 95885.9508 | 101219.3727 | 106912.2854 | 113014.4938 | 119542.1995 | 126472.1248 | 133823.6641
Scenario 2: High TRC | SCG | Ind | WholeBlg | Ind - Lumber & Furniture | Rate Impact Measure Test | Energy Efficiency | 68141.3014 | 72236.8819 | 76558.3567 | 81121.3212 | 85977.5017 | 90895.9481 | 95885.9508 | 101219.3727 | 106912.2854 | 113014.4938 | 119542.1995 | 126472.1248 | 133823.6641
Scenario 2: High TRC | SCG | Ind | WholeBlg | Ind - Lumber & Furniture | Total Resource Cost Test | Energy Efficiency | 68141.3014 | 72236.8819 | 76558.3567 | 81121.3212 | 85977.5017 | 90895.9481 | 95885.9508 | 101219.3727 | 106912.2854 | 113014.4938 | 119542.1995 | 126472.1248 | 133823.6641
Scenario 2: High TRC | SCG | Ind | WholeBlg | Ind - Paper | Participant Cost Test | Energy Efficiency | 1064631.7955 | 1121989.174 | 1182905.4847 | 1249545.8578 | 1320782.542 | 1395385.2247 | 1475331.5097 | 1561898.6295 | 1655812.835 | 1757725.3309 | 1867352.7354 | 1984575.4481 | 2110081.8328
Scenario 2: High TRC | SCG | Ind | WholeBlg | Ind - Paper | Program Administrator Cost Test | Energy Efficiency | 1064631.7955 | 1121989.174 | 1182905.4847 | 1249545.8578 | 1320782.542 | 1395385.2247 | 1475331.5097 | 1561898.6295 | 1655812.835 | 1757725.3309 | 1867352.7354 | 1984575.4481 | 2110081.8328
Scenario 2: High TRC | SCG | Ind | WholeBlg | Ind - Paper | Rate Impact Measure Test | Energy Efficiency | 1064631.7955 | 1121989.174 | 1182905.4847 | 1249545.8578 | 1320782.542 | 1395385.2247 | 1475331.5097 | 1561898.6295 | 1655812.835 | 1757725.3309 | 1867352.7354 | 1984575.4481 | 2110081.8328
Scenario 2: High TRC | SCG | Ind | WholeBlg | Ind - Paper | Total Resource Cost Test | Energy Efficiency | 1064631.7955 | 1121989.174 | 1182905.4847 | 1249545.8578 | 1320782.542 | 1395385.2247 | 1475331.5097 | 1561898.6295 | 1655812.835 | 1757725.3309 | 1867352.7354 | 1984575.4481 | 2110081.8328
Scenario 2: High TRC | SCG | Ind | WholeBlg | Ind - Petroleum | Participant Cost Test | Energy Efficiency | 20721964.9352 | 21866642.0618 | 23077461.5404 | 24358838.3394 | 25703271.3893 | 27099706.9369 | 28567528.3904 | 30113874.2264 | 31764869.0455 | 33520634.2907 | 35371581.0825 | 37322867.5334 | 39396083.7127
Scenario 2: High TRC | SCG | Ind | WholeBlg | Ind - Petroleum | Program Administrator Cost Test | Energy Efficiency | 20721964.9352 | 21866642.0618 | 23077461.5404 | 24358838.3394 | 25703271.3893 | 27099706.9369 | 28567528.3904 | 30113874.2264 | 31764869.0455 | 33520634.2907 | 35371581.0825 | 37322867.5334 | 39396083.7127
Scenario 2: High TRC | SCG | Ind | WholeBlg | Ind - Petroleum | Rate Impact Measure Test | Energy Efficiency | 20721964.9352 | 21866642.0618 | 23077461.5404 | 24358838.3394 | 25703271.3893 | 27099706.9369 | 28567528.3904 | 30113874.2264 | 31764869.0455 | 33520634.2907 | 35371581.0825 | 37322867.5334 | 39396083.7127
Scenario 2: High TRC | SCG | Ind | WholeBlg | Ind - Petroleum | Total Resource Cost Test | Energy Efficiency | 20721964.9352 | 21866642.0618 | 23077461.5404 | 24358838.3394 | 25703271.3893 | 27099706.9369 | 28567528.3904 | 30113874.2264 | 31764869.0455 | 33520634.2907 | 35371581.0825 | 37322867.5334 | 39396083.7127
Scenario 2: High TRC | SCG | Ind | WholeBlg | Ind - Plastics | Participant Cost Test | Energy Efficiency | 238199.5279 | 262860.8788 | 289050.4475 | 316559.4846 | 346010.1829 | 376259.8058 | 406465.8054 | 436679.9723 | 469778.8289 | 505675.2917 | 544223.1855 | 585106.0624 | 628592.1809
Scenario 2: High TRC | SCG | Ind | WholeBlg | Ind - Plastics | Program Administrator Cost Test | Energy Efficiency | 238199.5279 | 262860.8788 | 289050.4475 | 316559.4846 | 346010.1829 | 376259.8058 | 406465.8054 | 436679.9723 | 469778.8289 | 505675.2917 | 544223.1855 | 585106.0624 | 628592.1809
Scenario 2: High TRC | SCG | Ind | WholeBlg | Ind - Plastics | Rate Impact Measure Test | Energy Efficiency | 238199.5279 | 262860.8788 | 289050.4475 | 316559.4846 | 346010.1829 | 376259.8058 | 406465.8054 | 436679.9723 | 469778.8289 | 505675.2917 | 544223.1855 | 585106.0624 | 628592.1809
Scenario 2: High TRC | SCG | Ind | WholeBlg | Ind - Plastics | Total Resource Cost Test | Energy Efficiency | 238199.5279 | 262860.8788 | 289050.4475 | 316559.4846 | 346010.1829 | 376259.8058 | 406465.8054 | 436679.9723 | 469778.8289 | 505675.2917 | 544223.1855 | 585106.0624 | 628592.1809
Scenario 2: High TRC | SCG | Ind | WholeBlg | Ind - Primary Metals | Participant Cost Test | Energy Efficiency | 1558795.4221 | 1648344.6335 | 1744055.2311 | 1844574.5928 | 1950106.2162 | 2061259.3859 | 2179550.8297 | 2305280.6048 | 2438925.4312 | 2581152.2091 | 2731801.7243 | 2891511.3232 | 3061465.7431
Scenario 2: High TRC | SCG | Ind | WholeBlg | Ind - Primary Metals | Program Administrator Cost Test | Energy Efficiency | 1558795.4221 | 1648344.6335 | 1744055.2311 | 1844574.5928 | 1950106.2162 | 2061259.3859 | 2179550.8297 | 2305280.6048 | 2438925.4312 | 2581152.2091 | 2731801.7243 | 2891511.3232 | 3061465.7431
Scenario 2: High TRC | SCG | Ind | WholeBlg | Ind - Primary Metals | Rate Impact Measure Test | Energy Efficiency | 1558795.4221 | 1648344.6335 | 1744055.2311 | 1844574.5928 | 1950106.2162 | 2061259.3859 | 2179550.8297 | 2305280.6048 | 2438925.4312 | 2581152.2091 | 2731801.7243 | 2891511.3232 | 3061465.7431
Scenario 2: High TRC | SCG | Ind | WholeBlg | Ind - Primary Metals | Total Resource Cost Test | Energy Efficiency | 1558795.4221 | 1648344.6335 | 1744055.2311 | 1844574.5928 | 1950106.2162 | 2061259.3859 | 2179550.8297 | 2305280.6048 | 2438925.4312 | 2581152.2091 | 2731801.7243 | 2891511.3232 | 3061465.7431
Scenario 2: High TRC | SCG | Ind | WholeBlg | Ind - Printing & Publishing | Participant Cost Test | Energy Efficiency | 86278.2493 | 91167.0832 | 96334.6742 | 101803.0734 | 107454.2172 | 113170.3466 | 119215.8765 | 125707.4405 | 132777.4726 | 140421.0951 | 148528.557 | 157061.2477 | 166083.4433
Scenario 2: High TRC | SCG | Ind | WholeBlg | Ind - Printing & Publishing | Program Administrator Cost Test | Energy Efficiency | 86278.2493 | 91167.0832 | 96334.6742 | 101803.0734 | 107454.2172 | 113170.3466 | 119215.8765 | 125707.4405 | 132777.4726 | 140421.0951 | 148528.557 | 157061.2477 | 166083.4433
Scenario 2: High TRC | SCG | Ind | WholeBlg | Ind - Printing & Publishing | Rate Impact Measure Test | Energy Efficiency | 86278.2493 | 91167.0832 | 96334.6742 | 101803.0734 | 107454.2172 | 113170.3466 | 119215.8765 | 125707.4405 | 132777.4726 | 140421.0951 | 148528.557 | 157061.2477 | 166083.4433
Scenario 2: High TRC | SCG | Ind | WholeBlg | Ind - Printing & Publishing | Total Resource Cost Test | Energy Efficiency | 86278.2493 | 91167.0832 | 96334.6742 | 101803.0734 | 107454.2172 | 113170.3466 | 119215.8765 | 125707.4405 | 132777.4726 | 140421.0951 | 148528.557 | 157061.2477 | 166083.4433
Scenario 2: High TRC | SCG | Ind | WholeBlg | Ind - Stone-Glass-Clay | Participant Cost Test | Energy Efficiency | 1648291.7987 | 1747850.0498 | 1851057.8334 | 1958925.3044 | 2072518.5909 | 2191284.6501 | 2315708.2858 | 2447628.7168 | 2587635.5945 | 2736824.3008 | 2895563.0349 | 3064500.5084 | 3244316.5874
Scenario 2: High TRC | SCG | Ind | WholeBlg | Ind - Stone-Glass-Clay | Program Administrator Cost Test | Energy Efficiency | 1648291.7987 | 1747850.0498 | 1851057.8334 | 1958925.3044 | 2072518.5909 | 2191284.6501 | 2315708.2858 | 2447628.7168 | 2587635.5945 | 2736824.3008 | 2895563.0349 | 3064500.5084 | 3244316.5874
Scenario 2: High TRC | SCG | Ind | WholeBlg | Ind - Stone-Glass-Clay | Rate Impact Measure Test | Energy Efficiency | 1648291.7987 | 1747850.0498 | 1851057.8334 | 1958925.3044 | 2072518.5909 | 2191284.6501 | 2315708.2858 | 2447628.7168 | 2587635.5945 | 2736824.3008 | 2895563.0349 | 3064500.5084 | 3244316.5874
Scenario 2: High TRC | SCG | Ind | WholeBlg | Ind - Stone-Glass-Clay | Total Resource Cost Test | Energy Efficiency | 1648291.7987 | 1747850.0498 | 1851057.8334 | 1958925.3044 | 2072518.5909 | 2191284.6501 | 2315708.2858 | 2447628.7168 | 2587635.5945 | 2736824.3008 | 2895563.0349 | 3064500.5084 | 3244316.5874
Scenario 2: High TRC | SCG | Ind | WholeBlg | Ind - Textiles | Participant Cost Test | Energy Efficiency | 787571.1837 | 829948.1805 | 874707.0927 | 921531.1912 | 970722.1781 | 1022446.094 | 1077174.9224 | 1135105.0079 | 1196508.2455 | 1261743.1698 | 1330825.7083 | 1404062.9849 | 1481949.6836
Scenario 2: High TRC | SCG | Ind | WholeBlg | Ind - Textiles | Program Administrator Cost Test | Energy Efficiency | 787571.1837 | 829948.1805 | 874707.0927 | 921531.1912 | 970722.1781 | 1022446.094 | 1077174.9224 | 1135105.0079 | 1196508.2455 | 1261743.1698 | 1330825.7083 | 1404062.9849 | 1481949.6836
Scenario 2: High TRC | SCG | Ind | WholeBlg | Ind - Textiles | Rate Impact Measure Test | Energy Efficiency | 787571.1837 | 829948.1805 | 874707.0927 | 921531.1912 | 970722.1781 | 1022446.094 | 1077174.9224 | 1135105.0079 | 1196508.2455 | 1261743.1698 | 1330825.7083 | 1404062.9849 | 1481949.6836
Scenario 2: High TRC | SCG | Ind | WholeBlg | Ind - Textiles | Total Resource Cost Test | Energy Efficiency | 787571.1837 | 829948.1805 | 874707.0927 | 921531.1912 | 970722.1781 | 1022446.094 | 1077174.9224 | 1135105.0079 | 1196508.2455 | 1261743.1698 | 1330825.7083 | 1404062.9849 | 1481949.6836
Scenario 2: High TRC | SCG | Ind | WholeBlg | Ind - Transportation Equipment | Participant Cost Test | Energy Efficiency | 586056.5547 | 616426.8216 | 648572.8104 | 682457.2484 | 718258.6426 | 756101.4758 | 796253.9577 | 838800.3754 | 883896.433 | 931755.2736 | 982432.7968 | 1036157.8318 | 1093310.6517
Scenario 2: High TRC | SCG | Ind | WholeBlg | Ind - Transportation Equipment | Program Administrator Cost Test | Energy Efficiency | 586056.5547 | 616426.8216 | 648572.8104 | 682457.2484 | 718258.6426 | 756101.4758 | 796253.9577 | 838800.3754 | 883896.433 | 931755.2736 | 982432.7968 | 1036157.8318 | 1093310.6517
Scenario 2: High TRC | SCG | Ind | WholeBlg | Ind - Transportation Equipment | Rate Impact Measure Test | Energy Efficiency | 586056.5547 | 616426.8216 | 648572.8104 | 682457.2484 | 718258.6426 | 756101.4758 | 796253.9577 | 838800.3754 | 883896.433 | 931755.2736 | 982432.7968 | 1036157.8318 | 1093310.6517
Scenario 2: High TRC | SCG | Ind | WholeBlg | Ind - Transportation Equipment | Total Resource Cost Test | Energy Efficiency | 586056.5547 | 616426.8216 | 648572.8104 | 682457.2484 | 718258.6426 | 756101.4758 | 796253.9577 | 838800.3754 | 883896.433 | 931755.2736 | 982432.7968 | 1036157.8318 | 1093310.6517
Scenario 2: High TRC | SCG | Res | AppPlug | Res - Multi Family | Participant Cost Test | Energy Efficiency | 0 | 0 | 0 | 0 | 0 | 0 | 0 | 0 | 0 | 0 | 0 | 0 | 0
Scenario 2: High TRC | SCG | Res | AppPlug | Res - Multi Family | Program Administrator Cost Test | Energy Efficiency | 0 | 0 | 0 | 0 | 0 | 0 | 0 | 0 | 0 | 0 | 0 | 0 | 0
Scenario 2: High TRC | SCG | Res | AppPlug | Res - Multi Family | Rate Impact Measure Test | Energy Efficiency | 0 | 0 | 0 | 0 | 0 | 0 | 0 | 0 | 0 | 0 | 0 | 0 | 0
Scenario 2: High TRC | SCG | Res | AppPlug | Res - Multi Family | Total Resource Cost Test | Energy Efficiency | 0 | 0 | 0 | 0 | 0 | 0 | 0 | 0 | 0 | 0 | 0 | 0 | 0
Scenario 2: High TRC | SCG | Res | AppPlug | Res - Single Family | Participant Cost Test | Energy Efficiency | 0 | 0 | 0 | 0 | 0 | 0 | 0 | 0 | 0 | 0 | 0 | 0 | 0
Scenario 2: High TRC | SCG | Res | AppPlug | Res - Single Family | Program Administrator Cost Test | Energy Efficiency | 0 | 0 | 0 | 0 | 0 | 0 | 0 | 0 | 0 | 0 | 0 | 0 | 0
Scenario 2: High TRC | SCG | Res | AppPlug | Res - Single Family | Rate Impact Measure Test | Energy Efficiency | 0 | 0 | 0 | 0 | 0 | 0 | 0 | 0 | 0 | 0 | 0 | 0 | 0
Scenario 2: High TRC | SCG | Res | AppPlug | Res - Single Family | Total Resource Cost Test | Energy Efficiency | 0 | 0 | 0 | 0 | 0 | 0 | 0 | 0 | 0 | 0 | 0 | 0 | 0
Scenario 2: High TRC | SCG | Res | BROs | Income Qualified - Multi Family IQ | Participant Cost Test | Energy Efficiency | 412117.0621 | 439048.3801 | 468719.9133 | 501709.1793 | 538378.395 | 579086.3082 | 623877.0907 | 675312.1721 | 732946.4947 | 798685.1738 | 872067.2803 | 954324.8906 | 1047253.5223
Scenario 2: High TRC | SCG | Res | BROs | Income Qualified - Multi Family IQ | Program Administrator Cost Test | Energy Efficiency | 412117.0621 | 439048.3801 | 468719.9133 | 501709.1793 | 538378.395 | 579086.3082 | 623877.0907 | 675312.1721 | 732946.4947 | 798685.1738 | 872067.2803 | 954324.8906 | 1047253.5223
Scenario 2: High TRC | SCG | Res | BROs | Income Qualified - Multi Family IQ | Rate Impact Measure Test | Energy Efficiency | 412117.0621 | 439048.3801 | 468719.9133 | 501709.1793 | 538378.395 | 579086.3082 | 623877.0907 | 675312.1721 | 732946.4947 | 798685.1738 | 872067.2803 | 954324.8906 | 1047253.5223
Scenario 2: High TRC | SCG | Res | BROs | Income Qualified - Multi Family IQ | Total Resource Cost Test | Energy Efficiency | 412117.0621 | 439048.3801 | 468719.9133 | 501709.1793 | 538378.395 | 579086.3082 | 623877.0907 | 675312.1721 | 732946.4947 | 798685.1738 | 872067.2803 | 954324.8906 | 1047253.5223
Scenario 2: High TRC | SCG | Res | BROs | Income Qualified - Single Family IQ | Participant Cost Test | Energy Efficiency | 1272012.8902 | 1353673.286 | 1443325.4644 | 1542684.3328 | 1652999.5347 | 1775603.3171 | 1911475.7058 | 2066551.9891 | 2240176.3714 | 2435178.3015 | 2652464.4837 | 2895596.1243 | 3169848.961
Scenario 2: High TRC | SCG | Res | BROs | Income Qualified - Single Family IQ | Program Administrator Cost Test | Energy Efficiency | 1272012.8902 | 1353673.286 | 1443325.4644 | 1542684.3328 | 1652999.5347 | 1775603.3171 | 1911475.7058 | 2066551.9891 | 2240176.3714 | 2435178.3015 | 2652464.4837 | 2895596.1243 | 3169848.961
Scenario 2: High TRC | SCG | Res | BROs | Income Qualified - Single Family IQ | Rate Impact Measure Test | Energy Efficiency | 1272012.8902 | 1353673.286 | 1443325.4644 | 1542684.3328 | 1652999.5347 | 1775603.3171 | 1911475.7058 | 2066551.9891 | 2240176.3714 | 2435178.3015 | 2652464.4837 | 2895596.1243 | 3169848.961
Scenario 2: High TRC | SCG | Res | BROs | Income Qualified - Single Family IQ | Total Resource Cost Test | Energy Efficiency | 1272012.8902 | 1353673.286 | 1443325.4644 | 1542684.3328 | 1652999.5347 | 1775603.3171 | 1911475.7058 | 2066551.9891 | 2240176.3714 | 2435178.3015 | 2652464.4837 | 2895596.1243 | 3169848.961
Scenario 2: High TRC | SCG | Res | BROs | Res - Multi Family | Participant Cost Test | Energy Efficiency | 4358868.385 | 4638999.794 | 4946612.9001 | 5287598.0717 | 5666210.3119 | 6086968.5758 | 6553057.7893 | 7085221.8106 | 7681065.7 | 8350911.1846 | 9097386.2977 | 9932743.6223 | 10875115.9796
Scenario 2: High TRC | SCG | Res | BROs | Res - Multi Family | Program Administrator Cost Test | Energy Efficiency | 4358868.385 | 4638999.794 | 4946612.9001 | 5287598.0717 | 5666210.3119 | 6086968.5758 | 6553057.7893 | 7085221.8106 | 7681065.7 | 8350911.1846 | 9097386.2977 | 9932743.6223 | 10875115.9796
Scenario 2: High TRC | SCG | Res | BROs | Res - Multi Family | Rate Impact Measure Test | Energy Efficiency | 4358868.385 | 4638999.794 | 4946612.9001 | 5287598.0717 | 5666210.3119 | 6086968.5758 | 6553057.7893 | 7085221.8106 | 7681065.7 | 8350911.1846 | 9097386.2977 | 9932743.6223 | 10875115.9796
Scenario 2: High TRC | SCG | Res | BROs | Res - Multi Family | Total Resource Cost Test | Energy Efficiency | 4358868.385 | 4638999.794 | 4946612.9001 | 5287598.0717 | 5666210.3119 | 6086968.5758 | 6553057.7893 | 7085221.8106 | 7681065.7 | 8350911.1846 | 9097386.2977 | 9932743.6223 | 10875115.9796
Scenario 2: High TRC | SCG | Res | BROs | Res - Single Family | Participant Cost Test | Energy Efficiency | 1246837.5046 | 1328403.1373 | 1418286.8463 | 1518240.0103 | 1629350.8103 | 1752691.2855 | 1888344.6934 | 2044178.0082 | 2218802.0505 | 2418163.9402 | 2640730.4283 | 2890244.0053 | 3172153.3675
Scenario 2: High TRC | SCG | Res | BROs | Res - Single Family | Program Administrator Cost Test | Energy Efficiency | 1246837.5046 | 1328403.1373 | 1418286.8463 | 1518240.0103 | 1629350.8103 | 1752691.2855 | 1888344.6934 | 2044178.0082 | 2218802.0505 | 2418163.9402 | 2640730.4283 | 2890244.0053 | 3172153.3675
Scenario 2: High TRC | SCG | Res | BROs | Res - Single Family | Rate Impact Measure Test | Energy Efficiency | 1246837.5046 | 1328403.1373 | 1418286.8463 | 1518240.0103 | 1629350.8103 | 1752691.2855 | 1888344.6934 | 2044178.0082 | 2218802.0505 | 2418163.9402 | 2640730.4283 | 2890244.0053 | 3172153.3675
Scenario 2: High TRC | SCG | Res | BROs | Res - Single Family | Total Resource Cost Test | Energy Efficiency | 1246837.5046 | 1328403.1373 | 1418286.8463 | 1518240.0103 | 1629350.8103 | 1752691.2855 | 1888344.6934 | 2044178.0082 | 2218802.0505 | 2418163.9402 | 2640730.4283 | 2890244.0053 | 3172153.3675
Scenario 2: High TRC | SCG | Res | BldgEnv | Res - Multi Family | Participant Cost Test | Energy Efficiency | 0 | 0 | 0 | 0 | 0 | 0 | 0 | 0 | 0 | 0 | 0 | 0 | 956.8057
Scenario 2: High TRC | SCG | Res | BldgEnv | Res - Multi Family | Program Administrator Cost Test | Energy Efficiency | 0 | 0 | 0 | 0 | 0 | 0 | 0 | 0 | 0 | 0 | 0 | 0 | 914.3595
Scenario 2: High TRC | SCG | Res | BldgEnv | Res - Multi Family | Rate Impact Measure Test | Energy Efficiency | 0 | 0 | 0 | 0 | 0 | 0 | 0 | 0 | 0 | 0 | 0 | 0 | 914.3595
Scenario 2: High TRC | SCG | Res | BldgEnv | Res - Multi Family | Total Resource Cost Test | Energy Efficiency | 0 | 0 | 0 | 0 | 0 | 0 | 0 | 0 | 0 | 0 | 0 | 0 | 914.3595
Scenario 2: High TRC | SCG | Res | BldgEnv | Res - Single Family | Participant Cost Test | Energy Efficiency | 901128.4798 | 1074949.1004 | 1147892.0799 | 1151541.5559 | 1145166.7184 | 1100572.729 | 1034530.5108 | 961451.4003 | 248648.6965 | 0 | 0 | 0 | 0
Scenario 2: High TRC | SCG | Res | BldgEnv | Res - Single Family | Program Administrator Cost Test | Energy Efficiency | 113501.5208 | 144626.1756 | 164436.6902 | 176008.4244 | 187100.4925 | 192592.5331 | 194313.1226 | 194323.693 | 194380.9018 | 0 | 0 | 0 | 0
Scenario 2: High TRC | SCG | Res | BldgEnv | Res - Single Family | Rate Impact Measure Test | Energy Efficiency | 141860.4175 | 173496.5638 | 192479.5206 | 202278.7119 | 211550.1961 | 214926.9693 | 214445.1066 | 211425.4628 | 208175.6574 | 0 | 0 | 0 | 0
Scenario 2: High TRC | SCG | Res | BldgEnv | Res - Single Family | Total Resource Cost Test | Energy Efficiency | 699557.9476 | 844305.2341 | 917381.4471 | 939490.5364 | 955842.5135 | 942235.583 | 910788.0515 | 872917.0246 | 194380.9018 | 0 | 0 | 0 | 0
Scenario 2: High TRC | SCG | Res | HVAC | Res - Multi Family | Participant Cost Test | Energy Efficiency | 297.7093 | 298.142 | 290.2232 | 278.0788 | 264.3858 | 0 | 0 | 0 | 0 | 0 | 0 | 0 | 0
Scenario 2: High TRC | SCG | Res | HVAC | Res - Multi Family | Program Administrator Cost Test | Energy Efficiency | 195.3569 | 209.3343 | 218.9303 | 226.4343 | 233.6524 | 0 | 0 | 0 | 0 | 0 | 0 | 0 | 0
Scenario 2: High TRC | SCG | Res | HVAC | Res - Multi Family | Rate Impact Measure Test | Energy Efficiency | 195.3569 | 209.3343 | 218.9303 | 226.4343 | 233.6524 | 0 | 0 | 0 | 0 | 0 | 0 | 0 | 0
Scenario 2: High TRC | SCG | Res | HVAC | Res - Multi Family | Total Resource Cost Test | Energy Efficiency | 195.3569 | 209.3343 | 218.9303 | 226.4343 | 233.6524 | 0 | 0 | 0 | 0 | 0 | 0 | 0 | 0
Scenario 2: High TRC | SCG | Res | HVAC | Res - Single Family | Participant Cost Test | Energy Efficiency | 5530764.8809 | 6104442.9139 | 6367076.9159 | 6437271.4589 | 3716202.0587 | 0 | 0 | 0 | 0 | 0 | 0 | 0 | 0
Scenario 2: High TRC | SCG | Res | HVAC | Res - Single Family | Program Administrator Cost Test | Energy Efficiency | 315040.4899 | 369051.9683 | 407354.8821 | 436168.5959 | 464285.0538 | 0 | 0 | 0 | 0 | 0 | 0 | 0 | 0
Scenario 2: High TRC | SCG | Res | HVAC | Res - Single Family | Rate Impact Measure Test | Energy Efficiency | 315040.4899 | 369051.9683 | 407354.8821 | 436168.5959 | 464285.0538 | 0 | 0 | 0 | 0 | 0 | 0 | 0 | 0
Scenario 2: High TRC | SCG | Res | HVAC | Res - Single Family | Total Resource Cost Test | Energy Efficiency | 5427114.5463 | 6025349.3561 | 6323354.4939 | 6435639.3451 | 3760784.3063 | 0 | 0 | 0 | 0 | 0 | 0 | 0 | 0
Scenario 2: High TRC | SCG | Res | WaterHeat | Res - Multi Family | Participant Cost Test | Energy Efficiency | 5081789.5311 | 4670584.1333 | 4226563.1547 | 3838089.3246 | 3442494.1049 | 842216.5303 | 761460.719 | 667717.09 | 561045.007 | 454785.6782 | 351191.4969 | 250616.9559 | 150108.0736
Scenario 2: High TRC | SCG | Res | WaterHeat | Res - Multi Family | Program Administrator Cost Test | Energy Efficiency | 6963030.9879 | 6907402.3791 | 6941998.0493 | 7014696.0127 | 7141072.9256 | 899817.7064 | 888656.9835 | 889339.8805 | 886587.1314 | 881946.3534 | 879499.689 | 883479.1246 | 887677.1449
Scenario 2: High TRC | SCG | Res | WaterHeat | Res - Multi Family | Rate Impact Measure Test | Energy Efficiency | 6963030.9879 | 6907402.3791 | 6941998.0493 | 7014696.0127 | 7141072.9256 | 899817.7064 | 888656.9835 | 889339.8805 | 886587.1314 | 881946.3534 | 879499.689 | 883479.1246 | 887677.1449
Scenario 2: High TRC | SCG | Res | WaterHeat | Res - Multi Family | Total Resource Cost Test | Energy Efficiency | 6963030.9879 | 6907402.3791 | 6941998.0493 | 7014696.0127 | 7141072.9256 | 899817.7064 | 888656.9835 | 889339.8805 | 886587.1314 | 881946.3534 | 879499.689 | 883479.1246 | 887677.1449
Scenario 2: High TRC | SCG | Res | WaterHeat | Res - Single Family | Participant Cost Test | Energy Efficiency | 79806390.5216 | 76282450.9408 | 53816889.1702 | 52246914.342 | 50387249.4362 | 3828167.8329 | 3239648.2167 | 2656234.9717 | 2172383.8814 | 1742254.7 | 1332899.6449 | 939255 | 556044.0605
Scenario 2: High TRC | SCG | Res | WaterHeat | Res - Single Family | Program Administrator Cost Test | Energy Efficiency | 46020996.6705 | 48359240.8491 | 50666344.7812 | 52606065.316 | 54795610.1978 | 3918822.9157 | 3552591.322 | 3265072.6778 | 3156675.8805 | 3106761.5697 | 3069307.0711 | 3044461.4902 | 3023367.9203
Scenario 2: High TRC | SCG | Res | WaterHeat | Res - Single Family | Rate Impact Measure Test | Energy Efficiency | 46020996.6705 | 48359240.8491 | 50666344.7812 | 52606065.316 | 54795610.1978 | 3918822.9157 | 3552591.322 | 3265072.6778 | 3156675.8805 | 3106761.5697 | 3069307.0711 | 3044461.4902 | 3023367.9203
Scenario 2: High TRC | SCG | Res | WaterHeat | Res - Single Family | Total Resource Cost Test | Energy Efficiency | 94159675.0263 | 94714249.6038 | 76203502.1211 | 78407280.1271 | 80691937.1539 | 3918822.9157 | 3552591.322 | 3265072.6778 | 3156675.8805 | 3106761.5697 | 3069307.0711 | 3044461.4902 | 3023367.9203
Scenario 2: High TRC | SCG | Res | WholeBlg | Res - Multi Family | Participant Cost Test | Energy Efficiency | 0 | 0 | 0 | 0 | 0 | 0 | 0 | 0 | 0 | 0 | 0 | 0 | 0
Scenario 2: High TRC | SCG | Res | WholeBlg | Res - Multi Family | Program Administrator Cost Test | Energy Efficiency | 0 | 0 | 0 | 0 | 0 | 0 | 0 | 0 | 0 | 0 | 0 | 0 | 0
Scenario 2: High TRC | SCG | Res | WholeBlg | Res - Multi Family | Rate Impact Measure Test | Energy Efficiency | 0 | 0 | 0 | 0 | 0 | 0 | 0 | 0 | 0 | 0 | 0 | 0 | 0
Scenario 2: High TRC | SCG | Res | WholeBlg | Res - Multi Family | Total Resource Cost Test | Energy Efficiency | 0 | 0 | 0 | 0 | 0 | 0 | 0 | 0 | 0 | 0 | 0 | 0 | 0
Scenario 2: High TRC | SCG | Res | WholeBlg | Res - Single Family | Participant Cost Test | Energy Efficiency | 0 | 0 | 0 | 0 | 0 | 0 | 0 | 0 | 0 | 0 | 0 | 0 | 0
Scenario 2: High TRC | SCG | Res | WholeBlg | Res - Single Family | Program Administrator Cost Test | Energy Efficiency | 0 | 0 | 0 | 0 | 0 | 0 | 0 | 0 | 0 | 0 | 0 | 0 | 0
Scenario 2: High TRC | SCG | Res | WholeBlg | Res - Single Family | Rate Impact Measure Test | Energy Efficiency | 0 | 0 | 0 | 0 | 0 | 0 | 0 | 0 | 0 | 0 | 0 | 0 | 0
Scenario 2: High TRC | SCG | Res | WholeBlg | Res - Single Family | Total Resource Cost Test | Energy Efficiency | 0 | 0 | 0 | 0 | 0 | 0 | 0 | 0 | 0 | 0 | 0 | 0 | 0
Scenario 2: High TRC | SDG&E | Ag | WholeBlg | Ag - Dairies, fishing, hunting | Participant Cost Test | Energy Efficiency | 3451.1006 | 3448.5065 | 3426.7856 | 3391.7151 | 3384.3466 | 3494.438 | 3599.7158 | 3675.2028 | 3743.6396 | 3811.3585 | 3863.2865 | 3837.328 | 3812.9713
Scenario 2: High TRC | SDG&E | Ag | WholeBlg | Ag - Dairies, fishing, hunting | Program Administrator Cost Test | Energy Efficiency | 3451.1006 | 3448.5065 | 3426.7856 | 3391.7151 | 3384.3466 | 3494.438 | 3599.7158 | 3675.2028 | 3743.6396 | 3811.3585 | 3863.2865 | 3837.328 | 3812.9713
Scenario 2: High TRC | SDG&E | Ag | WholeBlg | Ag - Dairies, fishing, hunting | Rate Impact Measure Test | Energy Efficiency | 3451.1006 | 3448.5065 | 3426.7856 | 3391.7151 | 3384.3466 | 3494.438 | 3599.7158 | 3675.2028 | 3743.6396 | 3811.3585 | 3863.2865 | 3837.328 | 3812.9713
Scenario 2: High TRC | SDG&E | Ag | WholeBlg | Ag - Dairies, fishing, hunting | Total Resource Cost Test | Energy Efficiency | 3451.1006 | 3448.5065 | 3426.7856 | 3391.7151 | 3384.3466 | 3494.438 | 3599.7158 | 3675.2028 | 3743.6396 | 3811.3585 | 3863.2865 | 3837.328 | 3812.9713
Scenario 2: High TRC | SDG&E | Ag | WholeBlg | Ag - Irrigated Agriculture, vineyards, forestry and greenhouses | Participant Cost Test | Energy Efficiency | 39969.2556 | 41385.902 | 42657.466 | 43843.4904 | 45242.9466 | 47570.9208 | 49923.8686 | 52120.4708 | 54347.6926 | 56652.9062 | 58902.3064 | 60554.3036 | 62284.4623
Scenario 2: High TRC | SDG&E | Ag | WholeBlg | Ag - Irrigated Agriculture, vineyards, forestry and greenhouses | Program Administrator Cost Test | Energy Efficiency | 39969.2556 | 41385.902 | 42657.466 | 43843.4904 | 45242.9466 | 47570.9208 | 49923.8686 | 52120.4708 | 54347.6926 | 56652.9062 | 58902.3064 | 60554.3036 | 62284.4623
Scenario 2: High TRC | SDG&E | Ag | WholeBlg | Ag - Irrigated Agriculture, vineyards, forestry and greenhouses | Rate Impact Measure Test | Energy Efficiency | 39969.2556 | 41385.902 | 42657.466 | 43843.4904 | 45242.9466 | 47570.9208 | 49923.8686 | 52120.4708 | 54347.6926 | 56652.9062 | 58902.3064 | 60554.3036 | 62284.4623
Scenario 2: High TRC | SDG&E | Ag | WholeBlg | Ag - Irrigated Agriculture, vineyards, forestry and greenhouses | Total Resource Cost Test | Energy Efficiency | 39969.2556 | 41385.902 | 42657.466 | 43843.4904 | 45242.9466 | 47570.9208 | 49923.8686 | 52120.4708 | 54347.6926 | 56652.9062 | 58902.3064 | 60554.3036 | 62284.4623
Scenario 2: High TRC | SDG&E | Ag | WholeBlg | Ag - Water pumping | Participant Cost Test | Energy Efficiency | 75606.1485 | 74904.2047 | 73835.9441 | 72513.8784 | 71834.3401 | 73691.6866 | 75444.0649 | 76552.0679 | 77493.1852 | 78408.634 | 78999.653 | 78010.8953 | 77080.4148
Scenario 2: High TRC | SDG&E | Ag | WholeBlg | Ag - Water pumping | Program Administrator Cost Test | Energy Efficiency | 75606.1485 | 74904.2047 | 73835.9441 | 72513.8784 | 71834.3401 | 73691.6866 | 75444.0649 | 76552.0679 | 77493.1852 | 78408.634 | 78999.653 | 78010.8953 | 77080.4148
Scenario 2: High TRC | SDG&E | Ag | WholeBlg | Ag - Water pumping | Rate Impact Measure Test | Energy Efficiency | 75606.1485 | 74904.2047 | 73835.9441 | 72513.8784 | 71834.3401 | 73691.6866 | 75444.0649 | 76552.0679 | 77493.1852 | 78408.634 | 78999.653 | 78010.8953 | 77080.4148
Scenario 2: High TRC | SDG&E | Ag | WholeBlg | Ag - Water pumping | Total Resource Cost Test | Energy Efficiency | 75606.1485 | 74904.2047 | 73835.9441 | 72513.8784 | 71834.3401 | 73691.6866 | 75444.0649 | 76552.0679 | 77493.1852 | 78408.634 | 78999.653 | 78010.8953 | 77080.4148
Scenario 2: High TRC | SDG&E | Com | AppPlug | Com - Health | Participant Cost Test | Energy Efficiency | 358006.0267 | 413966.6179 | 605269.7872 | 705656.6405 | 744450.6544 | 766341.6681 | 1283453.1181 | 1349261.9462 | 1422195.5512 | 1485279.3448 | 1428741.6168 | 1060317.3866 | 659614.1907
Scenario 2: High TRC | SDG&E | Com | AppPlug | Com - Health | Program Administrator Cost Test | Energy Efficiency | 424311.3302 | 506376.6752 | 758957.018 | 912822.5433 | 1056059.1996 | 1200860.0683 | 1922061.8077 | 2188055.0928 | 2526864.2029 | 2928139.7627 | 3345594.9461 | 3394850.2387 | 3528590.7771
Scenario 2: High TRC | SDG&E | Com | AppPlug | Com - Health | Rate Impact Measure Test | Energy Efficiency | 424311.3302 | 506376.6752 | 758957.018 | 912822.5433 | 1056059.1996 | 1200860.0683 | 1922061.8077 | 2188055.0928 | 2526864.2029 | 2928139.7627 | 3345594.9461 | 3394850.2387 | 3528590.7771
Scenario 2: High TRC | SDG&E | Com | AppPlug | Com - Health | Total Resource Cost Test | Energy Efficiency | 424311.3302 | 506376.6752 | 758957.018 | 912822.5433 | 1056059.1996 | 1200860.0683 | 1922061.8077 | 2188055.0928 | 2526864.2029 | 2928139.7627 | 3345594.9461 | 3394850.2387 | 3528590.7771
Scenario 2: High TRC | SDG&E | Com | AppPlug | Com - Lodging | Participant Cost Test | Energy Efficiency | 325114.2582 | 361232.5184 | 401990.2955 | 459140.496 | 459928.5633 | 565407.8459 | 1061547.5801 | 1097601.5155 | 1128782.9444 | 1144166.8044 | 1067765.5891 | 808339.1477 | 507263.8228
Scenario 2: High TRC | SDG&E | Com | AppPlug | Com - Lodging | Program Administrator Cost Test | Energy Efficiency | 385327.7684 | 441870.7059 | 506775.5238 | 596971.8081 | 666087.2965 | 891735.3145 | 1595516.6301 | 1790918.8068 | 2014777.0745 | 2248803.2513 | 2453046.0805 | 2593334.3166 | 2754298.0846
Scenario 2: High TRC | SDG&E | Com | AppPlug | Com - Lodging | Rate Impact Measure Test | Energy Efficiency | 385327.7684 | 441870.7059 | 506775.5238 | 596971.8081 | 666087.2965 | 891735.3145 | 1595516.6301 | 1790918.8068 | 2014777.0745 | 2248803.2513 | 2453046.0805 | 2593334.3166 | 2754298.0846
Scenario 2: High TRC | SDG&E | Com | AppPlug | Com - Lodging | Total Resource Cost Test | Energy Efficiency | 385327.7684 | 441870.7059 | 506775.5238 | 596971.8081 | 666087.2965 | 891735.3145 | 1595516.6301 | 1790918.8068 | 2014777.0745 | 2248803.2513 | 2453046.0805 | 2593334.3166 | 2754298.0846
Scenario 2: High TRC | SDG&E | Com | AppPlug | Com - Other | Participant Cost Test | Energy Efficiency | 0 | 0 | 2542.0752 | 2973.3137 | 3407.8498 | 3927.1857 | 4494.7877 | 5100.3976 | 5743.9453 | 5388.2271 | 4755.6354 | 3822.9374 | 2540.6316
Scenario 2: High TRC | SDG&E | Com | AppPlug | Com - Other | Program Administrator Cost Test | Energy Efficiency | 0 | 0 | 2291.0097 | 2762.6674 | 3268.3728 | 3887.8728 | 4591.2172 | 5372.2953 | 6236.8236 | 7211.4749 | 8270.2928 | 9447.3486 | 10762.021
Scenario 2: High TRC | SDG&E | Com | AppPlug | Com - Other | Rate Impact Measure Test | Energy Efficiency | 0 | 0 | 2291.0097 | 2762.6674 | 3268.3728 | 3887.8728 | 4591.2172 | 5372.2953 | 6236.8236 | 7211.4749 | 8270.2928 | 9447.3486 | 10762.021
Scenario 2: High TRC | SDG&E | Com | AppPlug | Com - Other | Total Resource Cost Test | Energy Efficiency | 0 | 0 | 2291.0097 | 2762.6674 | 3268.3728 | 3887.8728 | 4591.2172 | 5372.2953 | 6236.8236 | 7211.4749 | 8270.2928 | 9447.3486 | 10762.021
Scenario 2: High TRC | SDG&E | Com | BROs | Com - Lodging | Participant Cost Test | Energy Efficiency | 1096.8545 | 2368.8271 | 3607.3201 | 4283.3167 | 4858.6468 | 6236.8058 | 7794.5509 | 9242.8231 | 10877.6109 | 13462.576 | 16115.2959 | 17670.0083 | 19117.7679
Scenario 2: High TRC | SDG&E | Com | BROs | Com - Lodging | Program Administrator Cost Test | Energy Efficiency | 1096.8545 | 2368.8271 | 3607.3201 | 4283.3167 | 4858.6468 | 6236.8058 | 7794.5509 | 9242.8231 | 10877.6109 | 13462.576 | 16115.2959 | 17670.0083 | 19117.7679
Scenario 2: High TRC | SDG&E | Com | BROs | Com - Lodging | Rate Impact Measure Test | Energy Efficiency | 1096.8545 | 2368.8271 | 3607.3201 | 4283.3167 | 4858.6468 | 6236.8058 | 7794.5509 | 9242.8231 | 10877.6109 | 13462.576 | 16115.2959 | 17670.0083 | 19117.7679
Scenario 2: High TRC | SDG&E | Com | BROs | Com - Lodging | Total Resource Cost Test | Energy Efficiency | 1096.8545 | 2368.8271 | 3607.3201 | 4283.3167 | 4858.6468 | 6236.8058 | 7794.5509 | 9242.8231 | 10877.6109 | 13462.576 | 16115.2959 | 17670.0083 | 19117.7679
Scenario 2: High TRC | SDG&E | Com | BROs | Com - Other | Participant Cost Test | Energy Efficiency | 993.9905 | 2151.4149 | 3282.9845 | 3904.8049 | 4438.6384 | 5710.0962 | 7164.3508 | 8524.7705 | 10065.9355 | 12500.0315 | 15014.0476 | 16525.1433 | 18061.3243
Scenario 2: High TRC | SDG&E | Com | BROs | Com - Other | Program Administrator Cost Test | Energy Efficiency | 993.9905 | 2151.4149 | 3282.9845 | 3904.8049 | 4438.6384 | 5710.0962 | 7164.3508 | 8524.7705 | 10065.9355 | 12500.0315 | 15014.0476 | 16525.1433 | 18061.3243
Scenario 2: High TRC | SDG&E | Com | BROs | Com - Other | Rate Impact Measure Test | Energy Efficiency | 993.9905 | 2151.4149 | 3282.9845 | 3904.8049 | 4438.6384 | 5710.0962 | 7164.3508 | 8524.7705 | 10065.9355 | 12500.0315 | 15014.0476 | 16525.1433 | 18061.3243
Scenario 2: High TRC | SDG&E | Com | BROs | Com - Other | Total Resource Cost Test | Energy Efficiency | 993.9905 | 2151.4149 | 3282.9845 | 3904.8049 | 4438.6384 | 5710.0962 | 7164.3508 | 8524.7705 | 10065.9355 | 12500.0315 | 15014.0476 | 16525.1433 | 18061.3243
Scenario 2: High TRC | SDG&E | Com | BROs | Com - Retail | Participant Cost Test | Energy Efficiency | 2209.8352 | 4747.3508 | 7190.3447 | 8480.9656 | 9561.1541 | 12196.6445 | 15180.4973 | 17918.2693 | 20980.9472 | 25836.2163 | 30755.3465 | 33561.3773 | 36697.2489
Scenario 2: High TRC | SDG&E | Com | BROs | Com - Retail | Program Administrator Cost Test | Energy Efficiency | 2209.8352 | 4747.3508 | 7190.3447 | 8480.9656 | 9561.1541 | 12196.6445 | 15180.4973 | 17918.2693 | 20980.9472 | 25836.2163 | 30755.3465 | 33561.3773 | 36697.2489
Scenario 2: High TRC | SDG&E | Com | BROs | Com - Retail | Rate Impact Measure Test | Energy Efficiency | 2209.8352 | 4747.3508 | 7190.3447 | 8480.9656 | 9561.1541 | 12196.6445 | 15180.4973 | 17918.2693 | 20980.9472 | 25836.2163 | 30755.3465 | 33561.3773 | 36697.2489
Scenario 2: High TRC | SDG&E | Com | BROs | Com - Retail | Total Resource Cost Test | Energy Efficiency | 2209.8352 | 4747.3508 | 7190.3447 | 8480.9656 | 9561.1541 | 12196.6445 | 15180.4973 | 17918.2693 | 20980.9472 | 25836.2163 | 30755.3465 | 33561.3773 | 36697.2489
Scenario 2: High TRC | SDG&E | Com | BldgEnv | Com - College | Participant Cost Test | Energy Efficiency | 12.9869 | 13.0832 | 13.1697 | 20.3563 | 20.4876 | 20.6588 | 20.8263 | 19.8992 | 15.3019 | 13.5753 | 11.674 | 9.6346 | 7.3502
Scenario 2: High TRC | SDG&E | Com | BldgEnv | Com - College | Program Administrator Cost Test | Energy Efficiency | 8.1797 | 8.6156 | 9.0762 | 15.6505 | 16.4234 | 17.315 | 18.2666 | 19.2524 | 20.3079 | 21.4499 | 22.637 | 24.1669 | 25.5686
Scenario 2: High TRC | SDG&E | Com | BldgEnv | Com - College | Rate Impact Measure Test | Energy Efficiency | 8.1797 | 8.6156 | 9.0762 | 15.6505 | 16.4234 | 17.315 | 18.2666 | 19.2524 | 20.3079 | 21.4499 | 22.637 | 24.1669 | 25.5686
Scenario 2: High TRC | SDG&E | Com | BldgEnv | Com - College | Total Resource Cost Test | Energy Efficiency | 11.3135 | 11.7332 | 12.1775 | 18.7322 | 19.4779 | 20.3537 | 21.2933 | 22.2668 | 20.3079 | 21.4499 | 22.637 | 24.1669 | 25.5686
Scenario 2: High TRC | SDG&E | Com | BldgEnv | Com - Grocery | Participant Cost Test | Energy Efficiency | 316.1896 | 304.3219 | 292.0267 | 280.3232 | 269.4368 | 259.4472 | 250.2667 | 229.1516 | 166.7064 | 141.5005 | 116.3224 | 91.1256 | 65.8818
Scenario 2: High TRC | SDG&E | Com | BldgEnv | Com - Grocery | Program Administrator Cost Test | Energy Efficiency | 179.2518 | 179.4159 | 179.1082 | 179.1149 | 179.511 | 180.7301 | 182.3734 | 184.2754 | 186.3812 | 188.8414 | 191.3798 | 193.9907 | 196.8037
Scenario 2: High TRC | SDG&E | Com | BldgEnv | Com - Grocery | Rate Impact Measure Test | Energy Efficiency | 179.2518 | 179.4159 | 179.1082 | 179.1149 | 179.511 | 180.7301 | 182.3734 | 184.2754 | 186.3812 | 188.8414 | 191.3798 | 193.9907 | 196.8037
Scenario 2: High TRC | SDG&E | Com | BldgEnv | Com - Grocery | Total Resource Cost Test | Energy Efficiency | 231.3777 | 229.0053 | 226.1602 | 223.8105 | 222.0216 | 221.2374 | 221.0395 | 221.2247 | 186.3812 | 188.8414 | 191.3798 | 193.9907 | 196.8037
Scenario 2: High TRC | SDG&E | Com | BldgEnv | Com - Health | Participant Cost Test | Energy Efficiency | 439.9851 | 420.9784 | 402.0122 | 383.3752 | 364.3593 | 345.2478 | 327.4574 | 298.4298 | 204.6082 | 171.6919 | 139.1624 | 105.4922 | 72.4734
Scenario 2: High TRC | SDG&E | Com | BldgEnv | Com - Health | Program Administrator Cost Test | Energy Efficiency | 265.3075 | 263.7379 | 261.7619 | 259.9594 | 257.0879 | 253.6415 | 249.4081 | 250.9048 | 253.551 | 258.121 | 264.362 | 263.6155 | 264.4461
Scenario 2: High TRC | SDG&E | Com | BldgEnv | Com - Health | Rate Impact Measure Test | Energy Efficiency | 265.3075 | 263.7379 | 261.7619 | 259.9594 | 257.0879 | 253.6415 | 249.4081 | 250.9048 | 253.551 | 258.121 | 264.362 | 263.6155 | 264.4461
Scenario 2: High TRC | SDG&E | Com | BldgEnv | Com - Health | Total Resource Cost Test | Energy Efficiency | 354.1302 | 347.8471 | 341.353 | 335.2755 | 328.1835 | 320.6131 | 312.4767 | 310.9696 | 253.551 | 258.121 | 264.362 | 263.6155 | 264.4461
Scenario 2: High TRC | SDG&E | Com | BldgEnv | Com - Lodging | Participant Cost Test | Energy Efficiency | 17.5419 | 17.4056 | 17.2515 | 17.1517 | 16.9276 | 16.7754 | 16.5725 | 15.8445 | 1.528 | 1.3585 | 1.1528 | 0.92617 | 0.6815
Scenario 2: High TRC | SDG&E | Com | BldgEnv | Com - Lodging | Program Administrator Cost Test | Energy Efficiency | 6.7704 | 7.0544 | 7.3491 | 7.7201 | 8.0217 | 8.4305 | 8.8262 | 9.2411 | 3.1349 | 3.381 | 3.6001 | 3.8355 | 4.1284
Scenario 2: High TRC | SDG&E | Com | BldgEnv | Com - Lodging | Rate Impact Measure Test | Energy Efficiency | 6.7704 | 7.0544 | 7.3491 | 7.7201 | 8.0217 | 8.4305 | 8.8262 | 9.2411 | 3.1349 | 3.381 | 3.6001 | 3.8355 | 4.1284
Scenario 2: High TRC | SDG&E | Com | BldgEnv | Com - Lodging | Total Resource Cost Test | Energy Efficiency | 13.9862 | 14.1826 | 14.3907 | 14.702 | 14.9064 | 15.2475 | 15.5641 | 15.9012 | 3.1349 | 3.381 | 3.6001 | 3.8355 | 4.1284
Scenario 2: High TRC | SDG&E | Com | BldgEnv | Com - Office (Large) | Participant Cost Test | Energy Efficiency | 487.1989 | 467.6127 | 448.8328 | 430.1039 | 411.8134 | 394.4191 | 377.7068 | 344.8701 | 225.4861 | 189.252 | 153.7532 | 118.8465 | 84.4075
Scenario 2: High TRC | SDG&E | Com | BldgEnv | Com - Office (Large) | Program Administrator Cost Test | Energy Efficiency | 215.0925 | 215.2816 | 215.683 | 216.1732 | 216.8887 | 218.7622 | 220.8939 | 222.8231 | 224.1295 | 225.823 | 227.646 | 229.6101 | 231.9602
Scenario 2: High TRC | SDG&E | Com | BldgEnv | Com - Office (Large) | Rate Impact Measure Test | Energy Efficiency | 215.0925 | 215.2816 | 215.683 | 216.1732 | 216.8887 | 218.7622 | 220.8939 | 222.8231 | 224.1295 | 225.823 | 227.646 | 229.6101 | 231.9602
Scenario 2: High TRC | SDG&E | Com | BldgEnv | Com - Office (Large) | Total Resource Cost Test | Energy Efficiency | 329.7758 | 324.5109 | 319.8708 | 315.5608 | 311.6348 | 309.134 | 307.1081 | 305.034 | 224.1295 | 225.823 | 227.646 | 229.6101 | 231.9602
Scenario 2: High TRC | SDG&E | Com | BldgEnv | Com - Office (Small) | Participant Cost Test | Energy Efficiency | 204.3642 | 196.3018 | 188.3587 | 180.4134 | 172.8038 | 165.5078 | 158.5252 | 143.6734 | 108.4401 | 91.0316 | 73.9735 | 57.1835 | 40.6237
Scenario 2: High TRC | SDG&E | Com | BldgEnv | Com - Office (Small) | Program Administrator Cost Test | Energy Efficiency | 101.5538 | 101.3688 | 101.1688 | 100.9912 | 101.0354 | 101.4714 | 101.9597 | 102.4489 | 103.0123 | 103.6451 | 104.3529 | 105.0587 | 105.8928
Scenario 2: High TRC | SDG&E | Com | BldgEnv | Com - Office (Small) | Rate Impact Measure Test | Energy Efficiency | 101.5538 | 101.3688 | 101.1688 | 100.9912 | 101.0354 | 101.4714 | 101.9597 | 102.4489 | 103.0123 | 103.6451 | 104.3529 | 105.0587 | 105.8928
Scenario 2: High TRC | SDG&E | Com | BldgEnv | Com - Office (Small) | Total Resource Cost Test | Energy Efficiency | 126.1895 | 124.8076 | 123.4734 | 122.2169 | 121.2346 | 120.6962 | 120.2583 | 119.8672 | 103.0123 | 103.6451 | 104.3529 | 105.0587 | 105.8928
Scenario 2: High TRC | SDG&E | Com | BldgEnv | Com - Other | Participant Cost Test | Energy Efficiency | 101.9874 | 98.1043 | 106.7022 | 102.7411 | 98.7637 | 94.8835 | 91.0378 | 83.3157 | 47.9896 | 40.4452 | 32.9998 | 25.6183 | 18.269
Scenario 2: High TRC | SDG&E | Com | BldgEnv | Com - Other | Program Administrator Cost Test | Energy Efficiency | 45.0707 | 45.3218 | 52.0444 | 52.5587 | 53.0894 | 53.8526 | 54.6247 | 55.3721 | 49.5269 | 50.4296 | 51.41 | 52.4817 | 53.7245
Scenario 2: High TRC | SDG&E | Com | BldgEnv | Com - Other | Rate Impact Measure Test | Energy Efficiency | 45.0707 | 45.3218 | 52.0444 | 52.5587 | 53.0894 | 53.8526 | 54.6247 | 55.3721 | 49.5269 | 50.4296 | 51.41 | 52.4817 | 53.7245
Scenario 2: High TRC | SDG&E | Com | BldgEnv | Com - Other | Total Resource Cost Test | Energy Efficiency | 69.3108 | 68.4544 | 77.4996 | 76.9541 | 76.437 | 76.1916 | 75.9809 | 75.7695 | 49.5269 | 50.4296 | 51.41 | 52.4817 | 53.7245
Scenario 2: High TRC | SDG&E | Com | BldgEnv | Com - Refrig. Warehouse | Participant Cost Test | Energy Efficiency | 0.98473 | 0.95025 | 0.916 | 0.87888 | 0.84455 | 0.81169 | 0.78066 | 0.70821 | 0.58197 | 0.49187 | 0.403 | 0.31428 | 0.22505
Scenario 2: High TRC | SDG&E | Com | BldgEnv | Com - Refrig. Warehouse | Program Administrator Cost Test | Energy Efficiency | 0.53248 | 0.53574 | 0.53946 | 0.54076 | 0.54541 | 0.55311 | 0.56309 | 0.5739 | 0.5875 | 0.60161 | 0.61898 | 0.63852 | 0.65998
Scenario 2: High TRC | SDG&E | Com | BldgEnv | Com - Refrig. Warehouse | Rate Impact Measure Test | Energy Efficiency | 0.53248 | 0.53574 | 0.53946 | 0.54076 | 0.54541 | 0.55311 | 0.56309 | 0.5739 | 0.5875 | 0.60161 | 0.61898 | 0.63852 | 0.65998
Scenario 2: High TRC | SDG&E | Com | BldgEnv | Com - Refrig. Warehouse | Total Resource Cost Test | Energy Efficiency | 0.58111 | 0.58215 | 0.58378 | 0.58302 | 0.58576 | 0.59167 | 0.59999 | 0.60924 | 0.5875 | 0.60161 | 0.61898 | 0.63852 | 0.65998
Scenario 2: High TRC | SDG&E | Com | BldgEnv | Com - Restaurant | Participant Cost Test | Energy Efficiency | 62.9741 | 61.4477 | 59.0435 | 56.625 | 54.3102 | 52.0731 | 49.9339 | 45.1232 | 36.8614 | 30.9785 | 25.2045 | 19.508 | 13.8738
Scenario 2: High TRC | SDG&E | Com | BldgEnv | Com - Restaurant | Program Administrator Cost Test | Energy Efficiency | 33.3472 | 34.3204 | 34.3089 | 34.3133 | 34.408 | 34.6261 | 34.8838 | 35.1543 | 35.442 | 35.7702 | 36.141 | 36.5248 | 36.9626
Scenario 2: High TRC | SDG&E | Com | BldgEnv | Com - Restaurant | Rate Impact Measure Test | Energy Efficiency | 33.3472 | 34.3204 | 34.3089 | 34.3133 | 34.408 | 34.6261 | 34.8838 | 35.1543 | 35.442 | 35.7702 | 36.141 | 36.5248 | 36.9626
Scenario 2: High TRC | SDG&E | Com | BldgEnv | Com - Restaurant | Total Resource Cost Test | Energy Efficiency | 36.4721 | 37.3296 | 37.1743 | 37.0422 | 37.0074 | 37.102 | 37.243 | 37.4026 | 35.442 | 35.7702 | 36.141 | 36.5248 | 36.9626
Scenario 2: High TRC | SDG&E | Com | BldgEnv | Com - Retail | Participant Cost Test | Energy Efficiency | 605.2425 | 574.9228 | 546.6632 | 521.9174 | 484.0157 | 451.5189 | 428.037 | 387.9756 | 232.0772 | 193.806 | 157.1092 | 121.6593 | 87.1737
Scenario 2: High TRC | SDG&E | Com | BldgEnv | Com - Retail | Program Administrator Cost Test | Energy Efficiency | 279.0444 | 275.0155 | 271.153 | 271.0729 | 259.5007 | 251.0043 | 247.9912 | 245.1367 | 242.693 | 240.7974 | 239.3647 | 238.3596 | 237.8301
Scenario 2: High TRC | SDG&E | Com | BldgEnv | Com - Retail | Rate Impact Measure Test | Energy Efficiency | 279.0444 | 275.0155 | 271.153 | 271.0729 | 259.5007 | 251.0043 | 247.9912 | 245.1367 | 242.693 | 240.7974 | 239.3647 | 238.3596 | 237.8301
Scenario 2: High TRC | SDG&E | Com | BldgEnv | Com - Retail | Total Resource Cost Test | Energy Efficiency | 463.8372 | 448.7331 | 434.6114 | 423.4313 | 400.5196 | 382.0546 | 371.0926 | 360.8351 | 242.693 | 240.7974 | 239.3647 | 238.3596 | 237.8301
Scenario 2: High TRC | SDG&E | Com | BldgEnv | Com - School | Participant Cost Test | Energy Efficiency | 56.0309 | 54.0209 | 52.0126 | 49.9693 | 47.9999 | 46.0421 | 44.1185 | 40.2537 | 29.514 | 24.9733 | 20.4572 | 15.9325 | 11.3805
Scenario 2: High TRC | SDG&E | Com | BldgEnv | Com - School | Program Administrator Cost Test | Energy Efficiency | 28.8655 | 29.1987 | 29.5542 | 29.9429 | 30.4503 | 31.0598 | 31.7155 | 32.429 | 33.2309 | 34.0978 | 35.0525 | 36.0643 | 37.1632
Scenario 2: High TRC | SDG&E | Com | BldgEnv | Com - School | Rate Impact Measure Test | Energy Efficiency | 28.8655 | 29.1987 | 29.5542 | 29.9429 | 30.4503 | 31.0598 | 31.7155 | 32.429 | 33.2309 | 34.0978 | 35.0525 | 36.0643 | 37.1632
Scenario 2: High TRC | SDG&E | Com | BldgEnv | Com - School | Total Resource Cost Test | Energy Efficiency | 37.1693 | 37.1442 | 37.1611 | 37.2282 | 37.4336 | 37.7534 | 38.1341 | 38.5885 | 33.2309 | 34.0978 | 35.0525 | 36.0643 | 37.1632
Scenario 2: High TRC | SDG&E | Com | BldgEnv | Com - Warehouse | Participant Cost Test | Energy Efficiency | 193.9931 | 186.3347 | 178.8253 | 196.4537 | 189.5426 | 182.9078 | 176.3904 | 162.299 | 89.5362 | 75.1968 | 61.101 | 47.1898 | 33.4197
Scenario 2: High TRC | SDG&E | Com | BldgEnv | Com - Warehouse | Program Administrator Cost Test | Energy Efficiency | 81.1777 | 81.2775 | 81.4026 | 95.1404 | 96.2604 | 97.8814 | 99.5005 | 101.1738 | 86.0743 | 87.2316 | 88.462 | 89.7871 | 91.4193
Scenario 2: High TRC | SDG&E | Com | BldgEnv | Com - Warehouse | Rate Impact Measure Test | Energy Efficiency | 81.1777 | 81.2775 | 81.4026 | 95.1404 | 96.2604 | 97.8814 | 99.5005 | 101.1738 | 86.0743 | 87.2316 | 88.462 | 89.7871 | 91.4193
Scenario 2: High TRC | SDG&E | Com | BldgEnv | Com - Warehouse | Total Resource Cost Test | Energy Efficiency | 128.231 | 126.1105 | 124.1397 | 142.4534 | 141.704 | 141.5476 | 141.4418 | 141.4608 | 86.0743 | 87.2316 | 88.462 | 89.7871 | 91.4193
Scenario 2: High TRC | SDG&E | Com | ComRefrig | Com - College | Participant Cost Test | Energy Efficiency | 2353.827 | 1553.2763 | 897.6662 | 445.3142 | 172.548 | 67.6359 | 18.6646 | 0 | 0 | 0 | 0 | 0 | 0
Scenario 2: High TRC | SDG&E | Com | ComRefrig | Com - College | Program Administrator Cost Test | Energy Efficiency | 456.7876 | 318.5548 | 193.5703 | 100.1159 | 38.9239 | 16.329 | 5.0477 | 0 | 0 | 0 | 0 | 0 | 0
Scenario 2: High TRC | SDG&E | Com | ComRefrig | Com - College | Rate Impact Measure Test | Energy Efficiency | 456.7876 | 318.5548 | 193.5703 | 100.1159 | 38.9239 | 16.329 | 5.0477 | 0 | 0 | 0 | 0 | 0 | 0
Scenario 2: High TRC | SDG&E | Com | ComRefrig | Com - College | Total Resource Cost Test | Energy Efficiency | 456.7876 | 318.5548 | 193.5703 | 100.1159 | 38.9239 | 16.329 | 5.0477 | 0 | 0 | 0 | 0 | 0 | 0
Scenario 2: High TRC | SDG&E | Com | ComRefrig | Com - Grocery | Participant Cost Test | Energy Efficiency | 2217032.3495 | 1141640.0638 | 431841.2729 | 168093.3752 | 36750.0267 | 0 | 0 | 0 | 0 | 0 | 0 | 0 | 0
Scenario 2: High TRC | SDG&E | Com | ComRefrig | Com - Grocery | Program Administrator Cost Test | Energy Efficiency | 421099.3273 | 224986.9869 | 84047.7271 | 33828.3537 | 7981.5768 | 0 | 0 | 0 | 0 | 0 | 0 | 0 | 0
Scenario 2: High TRC | SDG&E | Com | ComRefrig | Com - Grocery | Rate Impact Measure Test | Energy Efficiency | 421099.3273 | 224986.9869 | 84047.7271 | 33828.3537 | 7981.5768 | 0 | 0 | 0 | 0 | 0 | 0 | 0 | 0
Scenario 2: High TRC | SDG&E | Com | ComRefrig | Com - Grocery | Total Resource Cost Test | Energy Efficiency | 421099.3273 | 224986.9869 | 84047.7271 | 33828.3537 | 7981.5768 | 0 | 0 | 0 | 0 | 0 | 0 | 0 | 0
Scenario 2: High TRC | SDG&E | Com | ComRefrig | Com - Refrig. Warehouse | Participant Cost Test | Energy Efficiency | 723.8457 | 456.8325 | 249.929 | 114.0178 | 39.2629 | 14.6435 | 1.552 | 0 | 0 | 0 | 0 | 0 | 0
Scenario 2: High TRC | SDG&E | Com | ComRefrig | Com - Refrig. Warehouse | Program Administrator Cost Test | Energy Efficiency | 140.041 | 93.3015 | 53.5557 | 25.2674 | 8.5273 | 3.5353 | 0.41973 | 0 | 0 | 0 | 0 | 0 | 0
Scenario 2: High TRC | SDG&E | Com | ComRefrig | Com - Refrig. Warehouse | Rate Impact Measure Test | Energy Efficiency | 140.041 | 93.3015 | 53.5557 | 25.2674 | 8.5273 | 3.5353 | 0.41973 | 0 | 0 | 0 | 0 | 0 | 0
Scenario 2: High TRC | SDG&E | Com | ComRefrig | Com - Refrig. Warehouse | Total Resource Cost Test | Energy Efficiency | 140.041 | 93.3015 | 53.5557 | 25.2674 | 8.5273 | 3.5353 | 0.41973 | 0 | 0 | 0 | 0 | 0 | 0
Scenario 2: High TRC | SDG&E | Com | ComRefrig | Com - Restaurant | Participant Cost Test | Energy Efficiency | 85245.7066 | 44780.3439 | 17788.6198 | 7028.8296 | 1874.8956 | 0 | 0 | 0 | 0 | 0 | 0 | 0 | 0
Scenario 2: High TRC | SDG&E | Com | ComRefrig | Com - Restaurant | Program Administrator Cost Test | Energy Efficiency | 16198.3287 | 8835.5374 | 3491.6597 | 1414.5336 | 407.2003 | 0 | 0 | 0 | 0 | 0 | 0 | 0 | 0
Scenario 2: High TRC | SDG&E | Com | ComRefrig | Com - Restaurant | Rate Impact Measure Test | Energy Efficiency | 16198.3287 | 8835.5374 | 3491.6597 | 1414.5336 | 407.2003 | 0 | 0 | 0 | 0 | 0 | 0 | 0 | 0
Scenario 2: High TRC | SDG&E | Com | ComRefrig | Com - Restaurant | Total Resource Cost Test | Energy Efficiency | 16198.3287 | 8835.5374 | 3491.6597 | 1414.5336 | 407.2003 | 0 | 0 | 0 | 0 | 0 | 0 | 0 | 0
Scenario 2: High TRC | SDG&E | Com | ComRefrig | Com - Retail | Participant Cost Test | Energy Efficiency | 957494.2131 | 504781.0998 | 203319.1671 | 75557.615 | 19928.6931 | 0 | 0 | 0 | 0 | 0 | 0 | 0 | 0
Scenario 2: High TRC | SDG&E | Com | ComRefrig | Com - Retail | Program Administrator Cost Test | Energy Efficiency | 182250.8388 | 99994.5531 | 40416.1845 | 15205.7731 | 4328.2252 | 0 | 0 | 0 | 0 | 0 | 0 | 0 | 0
Scenario 2: High TRC | SDG&E | Com | ComRefrig | Com - Retail | Rate Impact Measure Test | Energy Efficiency | 182250.8388 | 99994.5531 | 40416.1845 | 15205.7731 | 4328.2252 | 0 | 0 | 0 | 0 | 0 | 0 | 0 | 0
Scenario 2: High TRC | SDG&E | Com | ComRefrig | Com - Retail | Total Resource Cost Test | Energy Efficiency | 182250.8388 | 99994.5531 | 40416.1845 | 15205.7731 | 4328.2252 | 0 | 0 | 0 | 0 | 0 | 0 | 0 | 0
Scenario 2: High TRC | SDG&E | Com | ComRefrig | Com - School | Participant Cost Test | Energy Efficiency | 111.029 | 0 | 0 | 0 | 0 | 0 | 0 | 0 | 0 | 0 | 0 | 0 | 0
Scenario 2: High TRC | SDG&E | Com | ComRefrig | Com - School | Program Administrator Cost Test | Energy Efficiency | 18.7732 | 0 | 0 | 0 | 0 | 0 | 0 | 0 | 0 | 0 | 0 | 0 | 0
Scenario 2: High TRC | SDG&E | Com | ComRefrig | Com - School | Rate Impact Measure Test | Energy Efficiency | 18.7732 | 0 | 0 | 0 | 0 | 0 | 0 | 0 | 0 | 0 | 0 | 0 | 0
Scenario 2: High TRC | SDG&E | Com | ComRefrig | Com - School | Total Resource Cost Test | Energy Efficiency | 18.7732 | 0 | 0 | 0 | 0 | 0 | 0 | 0 | 0 | 0 | 0 | 0 | 0
Scenario 2: High TRC | SDG&E | Com | FoodServ | Com - College | Participant Cost Test | Energy Efficiency | 73890.6237 | 86119.4846 | 89226.1184 | 89348.1892 | 87221.1052 | 85043.5701 | 81717.8334 | 76881.8922 | 70790.3765 | 63413.2236 | 57827.1672 | 48090.4802 | 33995.0171
Scenario 2: High TRC | SDG&E | Com | FoodServ | Com - College | Participant Cost Test | Fuel Substitution | 425.46 | 498.3831 | 573.2444 | 645.7928 | 719.4713 | 794.376 | 870.833 | 948.8264 | 1028.3184 | 1109.3458 | 1191.5916 | 1282.9909 | 1379.2014
Scenario 2: High TRC | SDG&E | Com | FoodServ | Com - College | Program Administrator Cost Test | Energy Efficiency | 56502.3937 | 66449.6691 | 73875.4838 | 80929.0154 | 87396.961 | 95139.044 | 103294.1431 | 111509.7364 | 120227.4159 | 129607.444 | 141245.3156 | 154994.2358 | 166072.629
Scenario 2: High TRC | SDG&E | Com | FoodServ | Com - College | Program Administrator Cost Test | Fuel Substitution | 3447.3059 | 4222.9829 | 5095.6634 | 6035.515 | 7071.0533 | 8212.1298 | 9472.1598 | 10862.3819 | 12394.745 | 14083.3104 | 15938.7701 | 18087.3126 | 20501.1972
Scenario 2: High TRC | SDG&E | Com | FoodServ | Com - College | Rate Impact Measure Test | Energy Efficiency | 56502.3937 | 66449.6691 | 73875.4838 | 80929.0154 | 87396.961 | 95139.044 | 103294.1431 | 111509.7364 | 120227.4159 | 129607.444 | 141245.3156 | 154994.2358 | 166072.629
Scenario 2: High TRC | SDG&E | Com | FoodServ | Com - College | Rate Impact Measure Test | Fuel Substitution | 5703.6409 | 6817.5311 | 7898.2782 | 8945.66 | 10029.0012 | 11146.3405 | 12310.574 | 13540.2516 | 14839.1511 | 16218.7049 | 17688.8858 | 19367.3231 | 21204.8571
Scenario 2: High TRC | SDG&E | Com | FoodServ | Com - College | Total Resource Cost Test | Energy Efficiency | 56502.3937 | 66449.6691 | 73875.4838 | 80929.0154 | 87396.961 | 95139.044 | 103294.1431 | 111509.7364 | 120227.4159 | 129607.444 | 141245.3156 | 154994.2358 | 166072.629
Scenario 2: High TRC | SDG&E | Com | FoodServ | Com - College | Total Resource Cost Test | Fuel Substitution | 3447.3059 | 4222.9829 | 5095.6634 | 6035.515 | 7071.0533 | 8212.1298 | 9472.1598 | 10862.3819 | 12394.745 | 14083.3104 | 15938.7701 | 18087.3126 | 20501.1972
Scenario 2: High TRC | SDG&E | Com | FoodServ | Com - Grocery | Participant Cost Test | Energy Efficiency | 368060.0365 | 566048.1842 | 640270.9874 | 641032.1682 | 630686.1375 | 616132.6201 | 593226.3145 | 560863.6754 | 517326.4955 | 464673.9225 | 424955.0307 | 349197.2259 | 249698.0857
Scenario 2: High TRC | SDG&E | Com | FoodServ | Com - Grocery | Participant Cost Test | Fuel Substitution | 4700.0045 | 5392.4638 | 6090.0601 | 6767.9674 | 7448.1189 | 8131.2051 | 8819.9515 | 9513.4351 | 10210.8578 | 10911.9233 | 11612.8971 | 12318.3023 | 13052.5846
Scenario 2: High TRC | SDG&E | Com | FoodServ | Com - Grocery | Program Administrator Cost Test | Energy Efficiency | 279195.5144 | 403179.9084 | 475760.784 | 521447.5021 | 567154.8302 | 618690.479 | 673093.327 | 729839.2194 | 787746.0956 | 850594.2919 | 930935.796 | 1006911.7981 | 1082137.7562
Scenario 2: High TRC | SDG&E | Com | FoodServ | Com - Grocery | Program Administrator Cost Test | Fuel Substitution | 36769.5853 | 44264.0728 | 52553.9326 | 61480.27 | 71239.7231 | 81912.2586 | 93607.7917 | 106409.4239 | 120407.062 | 135704.5713 | 152369.2054 | 170583.9066 | 190849.8178
Scenario 2: High TRC | SDG&E | Com | FoodServ | Com - Grocery | Rate Impact Measure Test | Energy Efficiency | 279195.5144 | 403179.9084 | 475760.784 | 521447.5021 | 567154.8302 | 618690.479 | 673093.327 | 729839.2194 | 787746.0956 | 850594.2919 | 930935.796 | 1006911.7981 | 1082137.7562
Scenario 2: High TRC | SDG&E | Com | FoodServ | Com - Grocery | Rate Impact Measure Test | Fuel Substitution | 60724.8117 | 71354.4846 | 81320.8617 | 90991.7291 | 100911.4312 | 111052.6972 | 121532.9232 | 132519.2857 | 144034.3111 | 156170.2618 | 169002.5624 | 182575.2397 | 197351.0584
Scenario 2: High TRC | SDG&E | Com | FoodServ | Com - Grocery | Total Resource Cost Test | Energy Efficiency | 279195.5144 | 403179.9084 | 475760.784 | 521447.5021 | 567154.8302 | 618690.479 | 673093.327 | 729839.2194 | 787746.0956 | 850594.2919 | 930935.796 | 1006911.7981 | 1082137.7562
Scenario 2: High TRC | SDG&E | Com | FoodServ | Com - Grocery | Total Resource Cost Test | Fuel Substitution | 36769.5853 | 44264.0728 | 52553.9326 | 61480.27 | 71239.7231 | 81912.2586 | 93607.7917 | 106409.4239 | 120407.062 | 135704.5713 | 152369.2054 | 170583.9066 | 190849.8178
Scenario 2: High TRC | SDG&E | Com | FoodServ | Com - Health | Participant Cost Test | Energy Efficiency | 196882.6509 | 249376.4699 | 269286.7492 | 269740.3828 | 262553.0366 | 251104.0187 | 227492.5071 | 212481.7646 | 196822.2869 | 180720.2699 | 167265.4674 | 130089.8002 | 89827.5033
Scenario 2: High TRC | SDG&E | Com | FoodServ | Com - Health | Participant Cost Test | Fuel Substitution | 1402.0484 | 1629.4969 | 1862.9985 | 2093.3448 | 2328.3485 | 2568.2427 | 2814.1195 | 3064.2019 | 3317.9013 | 3575.0948 | 3834.782 | 4098.5698 | 4378.47
Scenario 2: High TRC | SDG&E | Com | FoodServ | Com - Health | Program Administrator Cost Test | Energy Efficiency | 147025.9526 | 183973.6368 | 210107.0623 | 230373.6484 | 248210.5775 | 265685.8588 | 273747.396 | 293732.5485 | 318549.2676 | 351305.7167 | 394821.0182 | 409206.2582 | 428500.5996
Scenario 2: High TRC | SDG&E | Com | FoodServ | Com - Health | Program Administrator Cost Test | Fuel Substitution | 11255.1324 | 13705.8717 | 16451.6962 | 19436.8058 | 22733.9687 | 26374.8541 | 30403.5904 | 34838.0318 | 39709.1164 | 45056.0216 | 50909.6174 | 57337.9385 | 64572.0753
Scenario 2: High TRC | SDG&E | Com | FoodServ | Com - Health | Rate Impact Measure Test | Energy Efficiency | 147025.9526 | 183973.6368 | 210107.0623 | 230373.6484 | 248210.5775 | 265685.8588 | 273747.396 | 293732.5485 | 318549.2676 | 351305.7167 | 394821.0182 | 409206.2582 | 428500.5996
Scenario 2: High TRC | SDG&E | Com | FoodServ | Com - Health | Rate Impact Measure Test | Fuel Substitution | 18281.4129 | 21727.2721 | 25056.059 | 28339.7519 | 31759.3669 | 35308.9716 | 39030.8691 | 42961.6326 | 47108.0057 | 51503.5424 | 56180.5332 | 61158.9969 | 66657.201
Scenario 2: High TRC | SDG&E | Com | FoodServ | Com - Health | Total Resource Cost Test | Energy Efficiency | 147025.9526 | 183973.6368 | 210107.0623 | 230373.6484 | 248210.5775 | 265685.8588 | 273747.396 | 293732.5485 | 318549.2676 | 351305.7167 | 394821.0182 | 409206.2582 | 428500.5996
Scenario 2: High TRC | SDG&E | Com | FoodServ | Com - Health | Total Resource Cost Test | Fuel Substitution | 11255.1324 | 13705.8717 | 16451.6962 | 19436.8058 | 22733.9687 | 26374.8541 | 30403.5904 | 34838.0318 | 39709.1164 | 45056.0216 | 50909.6174 | 57337.9385 | 64572.0753
Scenario 2: High TRC | SDG&E | Com | FoodServ | Com - Lodging | Participant Cost Test | Energy Efficiency | 231215.7219 | 297504.4035 | 317884.3245 | 317096.5057 | 305354.1931 | 293380.9672 | 276492.7103 | 256130.3122 | 232746.5703 | 204895.5555 | 179077.1021 | 141316.2112 | 97034.3949
Scenario 2: High TRC | SDG&E | Com | FoodServ | Com - Lodging | Participant Cost Test | Fuel Substitution | 1849.6085 | 2132.3984 | 2413.8133 | 2688.9207 | 2965.2262 | 3242.5777 | 3521.7877 | 3802.1699 | 4083.0417 | 4364.2267 | 4644.177 | 4922.0536 | 5197.6458
Scenario 2: High TRC | SDG&E | Com | FoodServ | Com - Lodging | Program Administrator Cost Test | Energy Efficiency | 134483.5323 | 176502.0908 | 200407.1503 | 217711.6375 | 232725.7335 | 250986.2543 | 268698.1321 | 286977.5664 | 306962.0198 | 327271.8908 | 351665.8417 | 373858.6675 | 396972.333
Scenario 2: High TRC | SDG&E | Com | FoodServ | Com - Lodging | Program Administrator Cost Test | Fuel Substitution | 14704.2129 | 17750.6287 | 21087.444 | 24718.3599 | 28688.8998 | 33027.2746 | 37774.4201 | 42959.3341 | 48612.3737 | 54772.1236 | 61461.9791 | 68715.1436 | 76575.5078
Scenario 2: High TRC | SDG&E | Com | FoodServ | Com - Lodging | Rate Impact Measure Test | Energy Efficiency | 134483.5323 | 176502.0908 | 200407.1503 | 217711.6375 | 232725.7335 | 250986.2543 | 268698.1321 | 286977.5664 | 306962.0198 | 327271.8908 | 351665.8417 | 373858.6675 | 396972.333
Scenario 2: High TRC | SDG&E | Com | FoodServ | Com - Lodging | Rate Impact Measure Test | Fuel Substitution | 24369.2444 | 28708.0253 | 32707.8541 | 36661.0247 | 40714.276 | 44850.7216 | 49113.5629 | 53565.6345 | 58210.4052 | 63083.3092 | 68212.7676 | 73575.024 | 79199.3548
Scenario 2: High TRC | SDG&E | Com | FoodServ | Com - Lodging | Total Resource Cost Test | Energy Efficiency | 134483.5323 | 176502.0908 | 200407.1503 | 217711.6375 | 232725.7335 | 250986.2543 | 268698.1321 | 286977.5664 | 306962.0198 | 327271.8908 | 351665.8417 | 373858.6675 | 396972.333
Scenario 2: High TRC | SDG&E | Com | FoodServ | Com - Lodging | Total Resource Cost Test | Fuel Substitution | 14704.2129 | 17750.6287 | 21087.444 | 24718.3599 | 28688.8998 | 33027.2746 | 37774.4201 | 42959.3341 | 48612.3737 | 54772.1236 | 61461.9791 | 68715.1436 | 76575.5078
Scenario 2: High TRC | SDG&E | Com | FoodServ | Com - Office (Large) | Participant Cost Test | Energy Efficiency | 8287.0387 | 8544.549 | 8744.8825 | 8887.7079 | 8381.2591 | 7840.4825 | 7225.4816 | 6510.5319 | 5679.2269 | 4792.1477 | 3829.2266 | 2784.8732 | 1652.4716
Scenario 2: High TRC | SDG&E | Com | FoodServ | Com - Office (Large) | Program Administrator Cost Test | Energy Efficiency | 1341.1442 | 1426.2478 | 1503.1168 | 1574.4985 | 1651.5394 | 1758.7355 | 1852.6356 | 1925.9869 | 1980.4876 | 2026.6293 | 2079.2102 | 2114.2946 | 2146.7148
Scenario 2: High TRC | SDG&E | Com | FoodServ | Com - Office (Large) | Rate Impact Measure Test | Energy Efficiency | 1341.1442 | 1426.2478 | 1503.1168 | 1574.4985 | 1651.5394 | 1758.7355 | 1852.6356 | 1925.9869 | 1980.4876 | 2026.6293 | 2079.2102 | 2114.2946 | 2146.7148
Scenario 2: High TRC | SDG&E | Com | FoodServ | Com - Office (Large) | Total Resource Cost Test | Energy Efficiency | 1341.1442 | 1426.2478 | 1503.1168 | 1574.4985 | 1651.5394 | 1758.7355 | 1852.6356 | 1925.9869 | 1980.4876 | 2026.6293 | 2079.2102 | 2114.2946 | 2146.7148
Scenario 2: High TRC | SDG&E | Com | FoodServ | Com - Office (Small) | Participant Cost Test | Energy Efficiency | 2944.221 | 3067.9861 | 3172.0461 | 3251.8276 | 3098.9846 | 2909.995 | 2684.9692 | 2427.967 | 2138.0591 | 1815.2098 | 1460.2472 | 1067.9805 | 636.7675
Scenario 2: High TRC | SDG&E | Com | FoodServ | Com - Office (Small) | Program Administrator Cost Test | Energy Efficiency | 476.482 | 512.1053 | 545.2281 | 576.0763 | 610.6594 | 652.7546 | 688.4343 | 718.2566 | 745.5944 | 767.6636 | 792.8914 | 810.818 | 827.2204
Scenario 2: High TRC | SDG&E | Com | FoodServ | Com - Office (Small) | Rate Impact Measure Test | Energy Efficiency | 476.482 | 512.1053 | 545.2281 | 576.0763 | 610.6594 | 652.7546 | 688.4343 | 718.2566 | 745.5944 | 767.6636 | 792.8914 | 810.818 | 827.2204
Scenario 2: High TRC | SDG&E | Com | FoodServ | Com - Office (Small) | Total Resource Cost Test | Energy Efficiency | 476.482 | 512.1053 | 545.2281 | 576.0763 | 610.6594 | 652.7546 | 688.4343 | 718.2566 | 745.5944 | 767.6636 | 792.8914 | 810.818 | 827.2204
Scenario 2: High TRC | SDG&E | Com | FoodServ | Com - Other | Participant Cost Test | Energy Efficiency | 579707.6611 | 678613.2889 | 711069.1471 | 714466.8244 | 706438.1917 | 692065.1861 | 667546.7741 | 632029.0355 | 584698.0484 | 525477.7808 | 481782.1579 | 395392.4501 | 279698.9106
Scenario 2: High TRC | SDG&E | Com | FoodServ | Com - Other | Participant Cost Test | Fuel Substitution | 3880.2794 | 4553.5373 | 5245.5251 | 5881.7184 | 6523.6226 | 7172.1 | 7829.217 | 8494.1064 | 9165.8459 | 9844.3307 | 10533.6126 | 11247.3842 | 11968.188
Scenario 2: High TRC | SDG&E | Com | FoodServ | Com - Other | Program Administrator Cost Test | Energy Efficiency | 415531.8327 | 497547.8581 | 562691.773 | 620401.5851 | 679073.8431 | 744400.9272 | 813069.29 | 884780.6711 | 960205.1602 | 1040700.1353 | 1143107.2258 | 1241134.7244 | 1339142.461
Scenario 2: High TRC | SDG&E | Com | FoodServ | Com - Other | Program Administrator Cost Test | Fuel Substitution | 32096.8175 | 39109.9095 | 47123.0715 | 55612.6179 | 64938.2859 | 75185.0193 | 86460.2597 | 98850.5103 | 112447.5845 | 127361.6016 | 143765.6141 | 161991.83 | 181971.6116
Scenario 2: High TRC | SDG&E | Com | FoodServ | Com - Other | Rate Impact Measure Test | Energy Efficiency | 415531.8327 | 497547.8581 | 562691.773 | 620401.5851 | 679073.8431 | 744400.9272 | 813069.29 | 884780.6711 | 960205.1602 | 1040700.1353 | 1143107.2258 | 1241134.7244 | 1339142.461
Scenario 2: High TRC | SDG&E | Com | FoodServ | Com - Other | Rate Impact Measure Test | Fuel Substitution | 56234.8335 | 66784.6626 | 77034.7504 | 86617.8551 | 96405.4201 | 106364.9536 | 116594.9466 | 127251.3594 | 138343.0725 | 149954.242 | 162260.0075 | 175432.5849 | 189296.5715
Scenario 2: High TRC | SDG&E | Com | FoodServ | Com - Other | Total Resource Cost Test | Energy Efficiency | 415531.8327 | 497547.8581 | 562691.773 | 620401.5851 | 679073.8431 | 744400.9272 | 813069.29 | 884780.6711 | 960205.1602 | 1040700.1353 | 1143107.2258 | 1241134.7244 | 1339142.461
Scenario 2: High TRC | SDG&E | Com | FoodServ | Com - Other | Total Resource Cost Test | Fuel Substitution | 32096.8175 | 39109.9095 | 47123.0715 | 55612.6179 | 64938.2859 | 75185.0193 | 86460.2597 | 98850.5103 | 112447.5845 | 127361.6016 | 143765.6141 | 161991.83 | 181971.6116
Scenario 2: High TRC | SDG&E | Com | FoodServ | Com - Restaurant | Participant Cost Test | Energy Efficiency | 1080954.4986 | 1709615.7522 | 1872312.5504 | 1876800.5404 | 1855351.0709 | 1807049.2537 | 1736329.4505 | 1638671.8872 | 1509274.5672 | 1349884.2018 | 1198882.8075 | 970257.7977 | 685972.8024
Scenario 2: High TRC | SDG&E | Com | FoodServ | Com - Restaurant | Participant Cost Test | Fuel Substitution | 14535.6858 | 16721.6652 | 18900.3845 | 20969.1182 | 23032.7817 | 25094.4534 | 27160.6943 | 29228.053 | 31293.3201 | 33355.6565 | 35403.9307 | 37433.1705 | 39483.1693
Scenario 2: High TRC | SDG&E | Com | FoodServ | Com - Restaurant | Program Administrator Cost Test | Energy Efficiency | 741354.2049 | 1139910.2754 | 1322615.462 | 1452656.7575 | 1591033.4272 | 1735571.4828 | 1889871.8144 | 2051576.0441 | 2218613.7569 | 2395275.7621 | 2608546.2328 | 2817171.3439 | 3027955.8697
Scenario 2: High TRC | SDG&E | Com | FoodServ | Com - Restaurant | Program Administrator Cost Test | Fuel Substitution | 115832.5946 | 139280.3149 | 165155.343 | 192911.597 | 223146.8897 | 256101.5447 | 292079.6968 | 331309.0615 | 374032.3256 | 420540.4611 | 471010.5827 | 525705.5041 | 585559.4097
Scenario 2: High TRC | SDG&E | Com | FoodServ | Com - Restaurant | Rate Impact Measure Test | Energy Efficiency | 741354.2049 | 1139910.2754 | 1322615.462 | 1452656.7575 | 1591033.4272 | 1735571.4828 | 1889871.8144 | 2051576.0441 | 2218613.7569 | 2395275.7621 | 2608546.2328 | 2817171.3439 | 3027955.8697
Scenario 2: High TRC | SDG&E | Com | FoodServ | Com - Restaurant | Rate Impact Measure Test | Fuel Substitution | 196082.2269 | 230046.3927 | 261472.3867 | 291673.9581 | 322375.7659 | 353482.113 | 385322.8389 | 418404.0108 | 452756.677 | 488644.5408 | 526277.5625 | 565462.5534 | 607031.3386
Scenario 2: High TRC | SDG&E | Com | FoodServ | Com - Restaurant | Total Resource Cost Test | Energy Efficiency | 741354.2049 | 1139910.2754 | 1322615.462 | 1452656.7575 | 1591033.4272 | 1735571.4828 | 1889871.8144 | 2051576.0441 | 2218613.7569 | 2395275.7621 | 2608546.2328 | 2817171.3439 | 3027955.8697
Scenario 2: High TRC | SDG&E | Com | FoodServ | Com - Restaurant | Total Resource Cost Test | Fuel Substitution | 115832.5946 | 139280.3149 | 165155.343 | 192911.597 | 223146.8897 | 256101.5447 | 292079.6968 | 331309.0615 | 374032.3256 | 420540.4611 | 471010.5827 | 525705.5041 | 585559.4097
Scenario 2: High TRC | SDG&E | Com | FoodServ | Com - Retail | Participant Cost Test | Energy Efficiency | 8531.1078 | 8421.8449 | 8278.9393 | 8003.2312 | 7208.703 | 6549.3436 | 5791.3006 | 5023.6298 | 4268.5146 | 3540.5969 | 2790.1867 | 2033.0623 | 1230.1076
Scenario 2: High TRC | SDG&E | Com | FoodServ | Com - Retail | Program Administrator Cost Test | Energy Efficiency | 1682.8558 | 1728.5283 | 1767.5523 | 1776.4227 | 1745.334 | 1781.5586 | 1776.1888 | 1755.8934 | 1741.5944 | 1744.2623 | 1754.3967 | 1782.7308 | 1827.9981
Scenario 2: High TRC | SDG&E | Com | FoodServ | Com - Retail | Rate Impact Measure Test | Energy Efficiency | 1682.8558 | 1728.5283 | 1767.5523 | 1776.4227 | 1745.334 | 1781.5586 | 1776.1888 | 1755.8934 | 1741.5944 | 1744.2623 | 1754.3967 | 1782.7308 | 1827.9981
Scenario 2: High TRC | SDG&E | Com | FoodServ | Com - Retail | Total Resource Cost Test | Energy Efficiency | 1682.8558 | 1728.5283 | 1767.5523 | 1776.4227 | 1745.334 | 1781.5586 | 1776.1888 | 1755.8934 | 1741.5944 | 1744.2623 | 1754.3967 | 1782.7308 | 1827.9981
Scenario 2: High TRC | SDG&E | Com | FoodServ | Com - School | Participant Cost Test | Energy Efficiency | 228434.2437 | 258597.2508 | 269109.1342 | 267226.7643 | 261808.9606 | 252751.1928 | 240419.0497 | 225004.3482 | 206182.0492 | 183298.8912 | 172565.0426 | 143327.869 | 99445.9587
Scenario 2: High TRC | SDG&E | Com | FoodServ | Com - School | Participant Cost Test | Fuel Substitution | 631.3518 | 732.4607 | 840.0101 | 940.8447 | 1043.0913 | 1147.1476 | 1253.6042 | 1362.4592 | 1474.1065 | 1596.4846 | 1726.6343 | 1861.9683 | 2002.2817
Scenario 2: High TRC | SDG&E | Com | FoodServ | Com - School | Program Administrator Cost Test | Energy Efficiency | 149339.5227 | 174577.1824 | 195357.5609 | 211878.1566 | 229574.4161 | 247921.7338 | 266928.4421 | 286945.9176 | 308289.3395 | 330402.2435 | 363650.7052 | 394078.3291 | 420592.1827
Scenario 2: High TRC | SDG&E | Com | FoodServ | Com - School | Program Administrator Cost Test | Fuel Substitution | 5098.7003 | 6192.6358 | 7462.2474 | 8785.6698 | 10240.9891 | 11844.357 | 13616.0712 | 15572.4346 | 17735.8755 | 20225.7852 | 23042.015 | 26185.4004 | 29687.6631
Scenario 2: High TRC | SDG&E | Com | FoodServ | Com - School | Rate Impact Measure Test | Energy Efficiency | 149339.5227 | 174577.1824 | 195357.5609 | 211878.1566 | 229574.4161 | 247921.7338 | 266928.4421 | 286945.9176 | 308289.3395 | 330402.2435 | 363650.7052 | 394078.3291 | 420592.1827
Scenario 2: High TRC | SDG&E | Com | FoodServ | Com - School | Rate Impact Measure Test | Fuel Substitution | 8351.6264 | 9901.217 | 11485.5773 | 12938.8106 | 14441.4861 | 15994.2577 | 17617.3627 | 19337.6046 | 21166.8018 | 23235.7319 | 25527.3883 | 28006.7014 | 30689.6123
Scenario 2: High TRC | SDG&E | Com | FoodServ | Com - School | Total Resource Cost Test | Energy Efficiency | 149339.5227 | 174577.1824 | 195357.5609 | 211878.1566 | 229574.4161 | 247921.7338 | 266928.4421 | 286945.9176 | 308289.3395 | 330402.2435 | 363650.7052 | 394078.3291 | 420592.1827
Scenario 2: High TRC | SDG&E | Com | FoodServ | Com - School | Total Resource Cost Test | Fuel Substitution | 5098.7003 | 6192.6358 | 7462.2474 | 8785.6698 | 10240.9891 | 11844.357 | 13616.0712 | 15572.4346 | 17735.8755 | 20225.7852 | 23042.015 | 26185.4004 | 29687.6631
Scenario 2: High TRC | SDG&E | Com | HVAC | Com - College | Participant Cost Test | Energy Efficiency | 23046.6753 | 24039.2884 | 24864.1294 | 25951.2584 | 26148.8302 | 26659.4666 | 19824.1448 | 19025.0078 | 14626.1357 | 12914.9563 | 10646.7798 | 8260.2036 | 4777.1171
Scenario 2: High TRC | SDG&E | Com | HVAC | Com - College | Participant Cost Test | Fuel Substitution | 1.8897 | 2.0402 | 2.1806 | 2.3073 | 2.4203 | 0 | 0 | 0 | 0 | 0 | 0 | 0 | 0
Scenario 2: High TRC | SDG&E | Com | HVAC | Com - College | Program Administrator Cost Test | Energy Efficiency | 8987.0562 | 10026.9735 | 11144.8986 | 12649.4042 | 13865.685 | 15659.3888 | 17598.1294 | 19496.2082 | 21568.9265 | 23890.9098 | 26197.919 | 30265.3679 | 33153.9977
Scenario 2: High TRC | SDG&E | Com | HVAC | Com - College | Program Administrator Cost Test | Fuel Substitution | 1.4301 | 1.6515 | 1.8947 | 2.162 | 2.4588 | 0 | 0 | 0 | 0 | 0 | 0 | 0 | 0
Scenario 2: High TRC | SDG&E | Com | HVAC | Com - College | Rate Impact Measure Test | Energy Efficiency | 8987.0562 | 10026.9735 | 11144.8986 | 12649.4042 | 13865.685 | 15659.3888 | 17598.1294 | 19496.2082 | 21568.9265 | 23890.9098 | 26197.919 | 30265.3679 | 33153.9977
Scenario 2: High TRC | SDG&E | Com | HVAC | Com - College | Rate Impact Measure Test | Fuel Substitution | 1.4301 | 1.6515 | 1.8947 | 2.162 | 2.4588 | 0 | 0 | 0 | 0 | 0 | 0 | 0 | 0
Scenario 2: High TRC | SDG&E | Com | HVAC | Com - College | Total Resource Cost Test | Energy Efficiency | 15292.8535 | 16869.4004 | 18535.833 | 20701.0433 | 22446.7465 | 24905.2369 | 20488.8483 | 22559.6068 | 21568.9265 | 23890.9098 | 26197.919 | 30265.3679 | 33153.9977
Scenario 2: High TRC | SDG&E | Com | HVAC | Com - College | Total Resource Cost Test | Fuel Substitution | 1.6257 | 1.867 | 2.1305 | 2.4187 | 2.7372 | 0 | 0 | 0 | 0 | 0 | 0 | 0 | 0
Scenario 2: High TRC | SDG&E | Com | HVAC | Com - Grocery | Participant Cost Test | Energy Efficiency | 35919.5519 | 38204.7934 | 40061.3207 | 24006.8371 | 19456.1233 | 19845.8766 | 20030.1311 | 19920.7486 | 17189.5811 | 16324.721 | 15040.4002 | 13355.5383 | 11225.558
Scenario 2: High TRC | SDG&E | Com | HVAC | Com - Grocery | Participant Cost Test | Fuel Substitution | 95.3145 | 102.8864 | 110.1778 | 117.1318 | 123.6993 | 0 | 0 | 0 | 0 | 0 | 0 | 0 | 0
Scenario 2: High TRC | SDG&E | Com | HVAC | Com - Grocery | Program Administrator Cost Test | Energy Efficiency | 10601.6273 | 11993.341 | 13430.0796 | 12172.8626 | 12624.0393 | 14239.2634 | 16013.9062 | 17905.0822 | 19822.7205 | 22051.5401 | 24420.2848 | 27025.6024 | 29982.3873
Scenario 2: High TRC | SDG&E | Com | HVAC | Com - Grocery | Program Administrator Cost Test | Fuel Substitution | 291.9671 | 335.6817 | 383.8534 | 437.397 | 496.9965 | 0 | 0 | 0 | 0 | 0 | 0 | 0 | 0
Scenario 2: High TRC | SDG&E | Com | HVAC | Com - Grocery | Rate Impact Measure Test | Energy Efficiency | 10601.6273 | 11993.341 | 13430.0796 | 12172.8626 | 12624.0393 | 14239.2634 | 16013.9062 | 17905.0822 | 19822.7205 | 22051.5401 | 24420.2848 | 27025.6024 | 29982.3873
Scenario 2: High TRC | SDG&E | Com | HVAC | Com - Grocery | Rate Impact Measure Test | Fuel Substitution | 400.3034 | 447.9701 | 498.2482 | 551.5093 | 609.3139 | 0 | 0 | 0 | 0 | 0 | 0 | 0 | 0
Scenario 2: High TRC | SDG&E | Com | HVAC | Com - Grocery | Total Resource Cost Test | Energy Efficiency | 12251.8519 | 13789.284 | 15369.7292 | 13875.0447 | 14311.3981 | 16052.1841 | 17957.2945 | 19976.9038 | 19822.7205 | 22051.5401 | 24420.2848 | 27025.6024 | 29982.3873
Scenario 2: High TRC | SDG&E | Com | HVAC | Com - Grocery | Total Resource Cost Test | Fuel Substitution | 316.6791 | 362.6783 | 413.1809 | 469.1342 | 531.2273 | 0 | 0 | 0 | 0 | 0 | 0 | 0 | 0
Scenario 2: High TRC | SDG&E | Com | HVAC | Com - Health | Participant Cost Test | Energy Efficiency | 261998.7349 | 275123.3876 | 286667.7939 | 299287.3978 | 304485.965 | 305111.3116 | 282182.8143 | 278999.6512 | 96510.4402 | 77166.8996 | 73703.2566 | 56173.3663 | 40259.4406
Scenario 2: High TRC | SDG&E | Com | HVAC | Com - Health | Participant Cost Test | Fuel Substitution | 21.9979 | 23.5113 | 28.3029 | 29.7768 | 31.0439 | 0 | 0 | 0 | 0 | 0 | 0 | 0 | 0
Scenario 2: High TRC | SDG&E | Com | HVAC | Com - Health | Program Administrator Cost Test | Energy Efficiency | 75249.606 | 81989.3817 | 89072.1879 | 98403.6852 | 105823.1226 | 113586.2224 | 113058.0805 | 121952.3642 | 94099.181 | 102862.42 | 122985.6717 | 120167.3063 | 122204.0138
Scenario 2: High TRC | SDG&E | Com | HVAC | Com - Health | Program Administrator Cost Test | Fuel Substitution | 12.4522 | 14.2829 | 25.4177 | 28.9837 | 32.9559 | 0 | 0 | 0 | 0 | 0 | 0 | 0 | 0
Scenario 2: High TRC | SDG&E | Com | HVAC | Com - Health | Rate Impact Measure Test | Energy Efficiency | 75249.606 | 81989.3817 | 89072.1879 | 98403.6852 | 105823.1226 | 113586.2224 | 113058.0805 | 121952.3642 | 94099.181 | 102862.42 | 122985.6717 | 120167.3063 | 122204.0138
Scenario 2: High TRC | SDG&E | Com | HVAC | Com - Health | Rate Impact Measure Test | Fuel Substitution | 12.4522 | 14.2829 | 27.8863 | 31.4593 | 35.3988 | 0 | 0 | 0 | 0 | 0 | 0 | 0 | 0
Scenario 2: High TRC | SDG&E | Com | HVAC | Com - Health | Total Resource Cost Test | Energy Efficiency | 96432.7981 | 104499.1291 | 112959.4368 | 124127.9326 | 132830.7318 | 141672.7664 | 131741.6885 | 141410.0569 | 94099.181 | 102862.42 | 122985.6717 | 120167.3063 | 122204.0138
Scenario 2: High TRC | SDG&E | Com | HVAC | Com - Health | Total Resource Cost Test | Fuel Substitution | 13.8053 | 15.7733 | 27.8822 | 31.6755 | 35.8825 | 0 | 0 | 0 | 0 | 0 | 0 | 0 | 0
Scenario 2: High TRC | SDG&E | Com | HVAC | Com - Lodging | Participant Cost Test | Energy Efficiency | 224288.0037 | 255693.3541 | 274774.9764 | 287817.2551 | 295470.9061 | 262065.8036 | 250322.4128 | 250827.6926 | 38620.6003 | 28187.8429 | 25648.3971 | 21155.711 | 16046.2512
Scenario 2: High TRC | SDG&E | Com | HVAC | Com - Lodging | Participant Cost Test | Fuel Substitution | 67.7646 | 73.5767 | 75.5143 | 80.8326 | 83.1379 | 0 | 0 | 0 | 0 | 0 | 0 | 0 | 0
Scenario 2: High TRC | SDG&E | Com | HVAC | Com - Lodging | Program Administrator Cost Test | Energy Efficiency | 45141.3144 | 52618.3452 | 58770.9923 | 64819.2228 | 70315.95 | 66778.3386 | 72846.5269 | 79010.809 | 30346.8163 | 29904.341 | 32523.1156 | 34627.5984 | 37218.0835
Scenario 2: High TRC | SDG&E | Com | HVAC | Com - Lodging | Program Administrator Cost Test | Fuel Substitution | 68.9893 | 79.3782 | 90.858 | 103.5803 | 117.7364 | 0 | 0 | 0 | 0 | 0 | 0 | 0 | 0
Scenario 2: High TRC | SDG&E | Com | HVAC | Com - Lodging | Rate Impact Measure Test | Energy Efficiency | 45141.3144 | 52618.3452 | 58770.9923 | 64819.2228 | 70315.95 | 66778.3386 | 72846.5269 | 79010.809 | 30346.8163 | 29904.341 | 32523.1156 | 34627.5984 | 37218.0835
Scenario 2: High TRC | SDG&E | Com | HVAC | Com - Lodging | Rate Impact Measure Test | Fuel Substitution | 85.9138 | 96.9039 | 108.6892 | 121.3011 | 135.1001 | 0 | 0 | 0 | 0 | 0 | 0 | 0 | 0
Scenario 2: High TRC | SDG&E | Com | HVAC | Com - Lodging | Total Resource Cost Test | Energy Efficiency | 101437.238 | 113892.5438 | 124265.9759 | 134660.2911 | 143604.2125 | 129597.6313 | 123492.5232 | 131803.8261 | 30346.8163 | 29904.341 | 32523.1156 | 34627.5984 | 37218.0835
Scenario 2: High TRC | SDG&E | Com | HVAC | Com - Lodging | Total Resource Cost Test | Fuel Substitution | 100.509 | 113.8829 | 124.6226 | 140.1952 | 154.3851 | 0 | 0 | 0 | 0 | 0 | 0 | 0 | 0
Scenario 2: High TRC | SDG&E | Com | HVAC | Com - Office (Large) | Participant Cost Test | Energy Efficiency | 36647.9263 | 39522.6794 | 42360.3303 | 178784.6108 | 289338.5663 | 50889.4481 | 1364.1963 | 1282.3399 | 1099.5225 | 970.4468 | 820.3072 | 648.1499 | 452.5927
Scenario 2: High TRC | SDG&E | Com | HVAC | Com - Office (Large) | Program Administrator Cost Test | Energy Efficiency | 347.6711 | 376.3534 | 402.1681 | 37212.8048 | 72825.1455 | 482.6064 | 513.6312 | 539.6808 | 561.2299 | 582.6326 | 604.7072 | 621.4388 | 637.6882
Scenario 2: High TRC | SDG&E | Com | HVAC | Com - Office (Large) | Rate Impact Measure Test | Energy Efficiency | 347.6711 | 376.3534 | 402.1681 | 37212.8048 | 72825.1455 | 482.6064 | 513.6312 | 539.6808 | 561.2299 | 582.6326 | 604.7072 | 621.4388 | 637.6882
Scenario 2: High TRC | SDG&E | Com | HVAC | Com - Office (Large) | Total Resource Cost Test | Energy Efficiency | 35594.7174 | 38467.1536 | 41319.3996 | 106022.1899 | 165986.7217 | 50015.0387 | 581.6139 | 610.2308 | 561.2299 | 582.6326 | 604.7072 | 621.4388 | 637.6882
Scenario 2: High TRC | SDG&E | Com | HVAC | Com - Office (Small) | Participant Cost Test | Energy Efficiency | 14951.8928 | 15502.8866 | 15871.8417 | 16017.8867 | 15935.959 | 15650.3999 | 15109.7015 | 14278.8739 | 11803.3232 | 10291.1554 | 8448.2027 | 6232.6196 | 3614.9537
Scenario 2: High TRC | SDG&E | Com | HVAC | Com - Office (Small) | Program Administrator Cost Test | Energy Efficiency | 6623.9869 | 7438.3846 | 8297.9687 | 9207.7573 | 10181.6325 | 11299.5896 | 12478.5648 | 13692.0331 | 14979.1365 | 16323.5531 | 17764.8531 | 19262.5912 | 20855.2995
Scenario 2: High TRC | SDG&E | Com | HVAC | Com - Office (Small) | Rate Impact Measure Test | Energy Efficiency | 6623.9869 | 7438.3846 | 8297.9687 | 9207.7573 | 10181.6325 | 11299.5896 | 12478.5648 | 13692.0331 | 14979.1365 | 16323.5531 | 17764.8531 | 19262.5912 | 20855.2995
Scenario 2: High TRC | SDG&E | Com | HVAC | Com - Office (Small) | Total Resource Cost Test | Energy Efficiency | 7453.5841 | 8332.9584 | 9257.9053 | 10233.6494 | 11271.6809 | 12456.2196 | 13701.7614 | 14978.5115 | 14979.1365 | 16323.5531 | 17764.8531 | 19262.5912 | 20855.2995
Scenario 2: High TRC | SDG&E | Com | HVAC | Com - Other | Participant Cost Test | Energy Efficiency | 321989.4514 | 341807.6038 | 359028.467 | 372723.3338 | 378048.4589 | 431938.3595 | 444099.5111 | 435134.9436 | 272579.9162 | 206335.9253 | 188475.3097 | 140951.6636 | 82707.1133
Scenario 2: High TRC | SDG&E | Com | HVAC | Com - Other | Participant Cost Test | Fuel Substitution | 56.5542 | 61.3524 | 133.4957 | 145.0854 | 156.8102 | 0 | 0 | 0 | 0 | 0 | 0 | 0 | 0
Scenario 2: High TRC | SDG&E | Com | HVAC | Com - Other | Program Administrator Cost Test | Energy Efficiency | 159346.7976 | 183048.6585 | 209198.5007 | 238102.1245 | 266999.3704 | 317148.7156 | 361561.5097 | 404652.3583 | 429316.6874 | 449384.7028 | 516990.4783 | 570661.1313 | 629951.9519
Scenario 2: High TRC | SDG&E | Com | HVAC | Com - Other | Program Administrator Cost Test | Fuel Substitution | 63.0857 | 72.8682 | 237.9441 | 273.0259 | 311.9793 | 0 | 0 | 0 | 0 | 0 | 0 | 0 | 0
Scenario 2: High TRC | SDG&E | Com | HVAC | Com - Other | Rate Impact Measure Test | Energy Efficiency | 159346.7976 | 183048.6585 | 209198.5007 | 238102.1245 | 266999.3704 | 317148.7156 | 361561.5097 | 404652.3583 | 429316.6874 | 449384.7028 | 516990.4783 | 570661.1313 | 629951.9519
Scenario 2: High TRC | SDG&E | Com | HVAC | Com - Other | Rate Impact Measure Test | Fuel Substitution | 72.0184 | 82.1657 | 296.9193 | 332.0638 | 370.1737 | 0 | 0 | 0 | 0 | 0 | 0 | 0 | 0
Scenario 2: High TRC | SDG&E | Com | HVAC | Com - Other | Total Resource Cost Test | Energy Efficiency | 208896.9443 | 237455.1194 | 268678.8701 | 302896.2556 | 336438.5125 | 396130.5949 | 447598.6923 | 496580.99 | 429316.6874 | 449384.7028 | 516990.4783 | 570661.1313 | 629951.9519
Scenario 2: High TRC | SDG&E | Com | HVAC | Com - Other | Total Resource Cost Test | Fuel Substitution | 74.3085 | 85.1998 | 273.2812 | 311.5359 | 353.7535 | 0 | 0 | 0 | 0 | 0 | 0 | 0 | 0
Scenario 2: High TRC | SDG&E | Com | HVAC | Com - Restaurant | Participant Cost Test | Energy Efficiency | 76520.1801 | 90554.8444 | 98647.4845 | 106581.193 | 117280.6757 | 124977.8428 | 131416.4805 | 136632.3483 | 131683.1525 | 132231.4349 | 130036.4945 | 124364.5295 | 114377.801
Scenario 2: High TRC | SDG&E | Com | HVAC | Com - Restaurant | Participant Cost Test | Fuel Substitution | 0.29213 | 0.31361 | 0.33301 | 0.34972 | 0.3638 | 0 | 0 | 0 | 0 | 0 | 0 | 0 | 0
Scenario 2: High TRC | SDG&E | Com | HVAC | Com - Restaurant | Program Administrator Cost Test | Energy Efficiency | 62921.0986 | 79931.8083 | 93889.693 | 109886.075 | 129684.4527 | 151032.4153 | 175337.6868 | 203034.3839 | 234257.7989 | 269792.4948 | 310214.1826 | 356011.7073 | 407690.0901
Scenario 2: High TRC | SDG&E | Com | HVAC | Com - Restaurant | Program Administrator Cost Test | Fuel Substitution | 0.24164 | 0.27819 | 0.31808 | 0.36165 | 0.40978 | 0 | 0 | 0 | 0 | 0 | 0 | 0 | 0
Scenario 2: High TRC | SDG&E | Com | HVAC | Com - Restaurant | Rate Impact Measure Test | Energy Efficiency | 63456.8812 | 80873.6957 | 94858.869 | 110859.9734 | 130649.8865 | 151964.5231 | 176221.9712 | 203853.18 | 234987.7603 | 270416.3101 | 310715.8277 | 356369.4865 | 407881.4691
Scenario 2: High TRC | SDG&E | Com | HVAC | Com - Restaurant | Rate Impact Measure Test | Fuel Substitution | 0.24164 | 0.27819 | 0.31808 | 0.36165 | 0.40978 | 0 | 0 | 0 | 0 | 0 | 0 | 0 | 0
Scenario 2: High TRC | SDG&E | Com | HVAC | Com - Restaurant | Total Resource Cost Test | Energy Efficiency | 66339.8862 | 84055.4664 | 98487.9432 | 114993.2084 | 135399.1371 | 157344.3496 | 182285.4134 | 210659.5302 | 234257.7989 | 269792.4948 | 310214.1826 | 356011.7073 | 407690.0901
Scenario 2: High TRC | SDG&E | Com | HVAC | Com - Restaurant | Total Resource Cost Test | Fuel Substitution | 0.24917 | 0.28647 | 0.32711 | 0.37144 | 0.42036 | 0 | 0 | 0 | 0 | 0 | 0 | 0 | 0
Scenario 2: High TRC | SDG&E | Com | HVAC | Com - Retail | Participant Cost Test | Energy Efficiency | 146446.6138 | 153647.1183 | 159672.8282 | 162450.7172 | 163479.0033 | 122635.8316 | 110979.2514 | 107583.1104 | 2291.0058 | 680.5369 | 359.8371 | 196.843 | 104.391
Scenario 2: High TRC | SDG&E | Com | HVAC | Com - Retail | Participant Cost Test | Fuel Substitution | 6.5247 | 9.4122 | 9.9864 | 10.4818 | 10.9042 | 0 | 0 | 0 | 0 | 0 | 0 | 0 | 0
Scenario 2: High TRC | SDG&E | Com | HVAC | Com - Retail | Program Administrator Cost Test | Energy Efficiency | 22821.0139 | 25220.0137 | 27663.8671 | 29904.3297 | 32031.2427 | 21852.91 | 23280.1802 | 24603.1769 | 1233.2853 | 648.2417 | 399.449 | 260.4038 | 178.87
Scenario 2: High TRC | SDG&E | Com | HVAC | Com - Retail | Program Administrator Cost Test | Fuel Substitution | 3.9364 | 5.624 | 6.3998 | 7.2404 | 8.1705 | 0 | 0 | 0 | 0 | 0 | 0 | 0 | 0
Scenario 2: High TRC | SDG&E | Com | HVAC | Com - Retail | Rate Impact Measure Test | Energy Efficiency | 22821.0139 | 25220.0137 | 27663.8671 | 29904.3297 | 32031.2427 | 21852.91 | 23280.1802 | 24603.1769 | 1233.2853 | 648.2417 | 399.449 | 260.4038 | 178.87
Scenario 2: High TRC | SDG&E | Com | HVAC | Com - Retail | Rate Impact Measure Test | Fuel Substitution | 3.9364 | 5.624 | 6.3998 | 7.2404 | 8.1705 | 0 | 0 | 0 | 0 | 0 | 0 | 0 | 0
Scenario 2: High TRC | SDG&E | Com | HVAC | Com - Retail | Total Resource Cost Test | Energy Efficiency | 52194.0939 | 56645.7449 | 61137.3995 | 64894.4734 | 68578.9344 | 50605.4111 | 43319.4768 | 45363.8969 | 1233.2853 | 648.2417 | 399.449 | 260.4038 | 178.87
Scenario 2: High TRC | SDG&E | Com | HVAC | Com - Retail | Total Resource Cost Test | Fuel Substitution | 4.9611 | 7.0678 | 7.9746 | 8.9495 | 10.017 | 0 | 0 | 0 | 0 | 0 | 0 | 0 | 0
Scenario 2: High TRC | SDG&E | Com | HVAC | Com - School | Participant Cost Test | Energy Efficiency | 206639.1746 | 206304.3078 | 202881.4228 | 196501.3225 | 206764.5553 | 196503.047 | 167940.2286 | 154198.746 | 126044.9573 | 116451.659 | 105217.5974 | 91366.183 | 74591.8451
Scenario 2: High TRC | SDG&E | Com | HVAC | Com - School | Participant Cost Test | Fuel Substitution | 0.37233 | 0.39816 | 0.42204 | 2.74 | 2.8605 | 0 | 0 | 0 | 0 | 0 | 0 | 0 | 0
Scenario 2: High TRC | SDG&E | Com | HVAC | Com - School | Program Administrator Cost Test | Energy Efficiency | 68853.2411 | 74540.5894 | 80360.1551 | 86358.964 | 103040.7057 | 111353.1452 | 120060.8043 | 129502.8616 | 140604.5973 | 152796.4857 | 166360.6532 | 180704.1198 | 195904.3333
Scenario 2: High TRC | SDG&E | Com | HVAC | Com - School | Program Administrator Cost Test | Fuel Substitution | 0.38743 | 0.44113 | 0.49925 | 3.275 | 3.674 | 0 | 0 | 0 | 0 | 0 | 0 | 0 | 0
Scenario 2: High TRC | SDG&E | Com | HVAC | Com - School | Rate Impact Measure Test | Energy Efficiency | 68853.2411 | 74540.5894 | 80360.1551 | 86358.964 | 103040.7057 | 111353.1452 | 120060.8043 | 129502.8616 | 140604.5973 | 152796.4857 | 166360.6532 | 180704.1198 | 195904.3333
Scenario 2: High TRC | SDG&E | Com | HVAC | Com - School | Rate Impact Measure Test | Fuel Substitution | 0.38743 | 0.44113 | 0.49925 | 3.275 | 3.674 | 0 | 0 | 0 | 0 | 0 | 0 | 0 | 0
Scenario 2: High TRC | SDG&E | Com | HVAC | Com - School | Total Resource Cost Test | Energy Efficiency | 97939.1229 | 104686.9784 | 111417.9339 | 118211.963 | 137324.1831 | 146378.617 | 139073.4299 | 148287.092 | 140604.5973 | 152796.4857 | 166360.6532 | 180704.1198 | 195904.3333
Scenario 2: High TRC | SDG&E | Com | HVAC | Com - School | Total Resource Cost Test | Fuel Substitution | 0.42577 | 0.48259 | 0.5438 | 3.5556 | 3.9728 | 0 | 0 | 0 | 0 | 0 | 0 | 0 | 0
Scenario 2: High TRC | SDG&E | Com | HVAC | Com - Warehouse | Participant Cost Test | Energy Efficiency | 150.8996 | 158.1224 | 163.4929 | 167.07 | 167.8926 | 167.0718 | 163.5852 | 157.915 | 30.1775 | 0 | 0 | 0 | 0
Scenario 2: High TRC | SDG&E | Com | HVAC | Com - Warehouse | Participant Cost Test | Fuel Substitution | 10.4091 | 11.4752 | 12.5682 | 14.3769 | 19.292 | 0 | 0 | 0 | 0 | 0 | 0 | 0 | 0
Scenario 2: High TRC | SDG&E | Com | HVAC | Com - Warehouse | Program Administrator Cost Test | Energy Efficiency | 32.4823 | 35.8295 | 38.9884 | 42.0553 | 45.142 | 49.1136 | 52.6605 | 55.9092 | 14.1311 | 0 | 0 | 0 | 0
Scenario 2: High TRC | SDG&E | Com | HVAC | Com - Warehouse | Program Administrator Cost Test | Fuel Substitution | 28.6815 | 33.2115 | 38.2499 | 44.4949 | 54.4087 | 0 | 0 | 0 | 0 | 0 | 0 | 0 | 0
Scenario 2: High TRC | SDG&E | Com | HVAC | Com - Warehouse | Rate Impact Measure Test | Energy Efficiency | 32.4823 | 35.8295 | 38.9884 | 42.0553 | 45.142 | 49.1136 | 52.6605 | 55.9092 | 14.1311 | 0 | 0 | 0 | 0
Scenario 2: High TRC | SDG&E | Com | HVAC | Com - Warehouse | Rate Impact Measure Test | Fuel Substitution | 37.587 | 42.4821 | 47.727 | 53.9572 | 63.7226 | 0 | 0 | 0 | 0 | 0 | 0 | 0 | 0
Scenario 2: High TRC | SDG&E | Com | HVAC | Com - Warehouse | Total Resource Cost Test | Energy Efficiency | 46.6858 | 51.2118 | 55.5331 | 59.7981 | 63.9714 | 69.0672 | 73.6665 | 77.9361 | 14.1311 | 0 | 0 | 0 | 0
Scenario 2: High TRC | SDG&E | Com | HVAC | Com - Warehouse | Total Resource Cost Test | Fuel Substitution | 31.4351 | 36.2407 | 41.5635 | 48.2079 | 59.0137 | 0 | 0 | 0 | 0 | 0 | 0 | 0 | 0
Scenario 2: High TRC | SDG&E | Com | Lighting | Com - Grocery | Participant Cost Test | Energy Efficiency | 77465.8539 | 75115.7062 | 72158.756 | 68752.6018 | 64676.3399 | 60535.2195 | 55947.8577 | 50931.8206 | 44466.2274 | 38533.0569 | 32084.3008 | 8412.8358 | 0
Scenario 2: High TRC | SDG&E | Com | Lighting | Com - Grocery | Program Administrator Cost Test | Energy Efficiency | 16273.3431 | 16980.7755 | 17583.3898 | 18141.608 | 18699.3692 | 19453.0995 | 19907.1267 | 20159.1049 | 20300.0802 | 20352.8399 | 20578.1895 | 6925.5572 | 0
Scenario 2: High TRC | SDG&E | Com | Lighting | Com - Grocery | Rate Impact Measure Test | Energy Efficiency | 16273.3431 | 16980.7755 | 17583.3898 | 18141.608 | 18699.3692 | 19453.0995 | 19907.1267 | 20159.1049 | 20300.0802 | 20352.8399 | 20578.1895 | 6925.5572 | 0
Scenario 2: High TRC | SDG&E | Com | Lighting | Com - Grocery | Total Resource Cost Test | Energy Efficiency | 17099.8281 | 17813.9512 | 18422.0337 | 18988.0136 | 19549.4663 | 20311.7981 | 20774.565 | 21034.4142 | 20300.0802 | 20352.8399 | 20578.1895 | 6925.5572 | 0
Scenario 2: High TRC | SDG&E | Com | Lighting | Com - Health | Participant Cost Test | Energy Efficiency | 381354.8068 | 361765.2279 | 341450.0401 | 322937.8547 | 299254.2715 | 273538.1813 | 238892.647 | 214672.7724 | 185745.12 | 164234.3546 | 141530.6004 | 107038.472 | 73793.0004
Scenario 2: High TRC | SDG&E | Com | Lighting | Com - Health | Program Administrator Cost Test | Energy Efficiency | 94289.0215 | 96466.0164 | 98461.1952 | 101266.2467 | 103163.5188 | 105052.6704 | 102143.0078 | 102850.5125 | 104742.0157 | 108210.8436 | 113940.1353 | 111173.1398 | 109924.9854
Scenario 2: High TRC | SDG&E | Com | Lighting | Com - Health | Rate Impact Measure Test | Energy Efficiency | 94289.0215 | 96466.0164 | 98461.1952 | 101266.2467 | 103163.5188 | 105052.6704 | 102143.0078 | 102850.5125 | 104742.0157 | 108210.8436 | 113940.1353 | 111173.1398 | 109924.9854
Scenario 2: High TRC | SDG&E | Com | Lighting | Com - Health | Total Resource Cost Test | Energy Efficiency | 101117.3294 | 103192.9022 | 105104.681 | 107909.764 | 109722.3852 | 111506.1003 | 108283.6275 | 108943.5196 | 104742.0157 | 108210.8436 | 113940.1353 | 111173.1398 | 109924.9854
Scenario 2: High TRC | SDG&E | Com | Lighting | Com - Refrig. Warehouse | Participant Cost Test | Energy Efficiency | 542.3114 | 518.4286 | 492.4824 | 458.4243 | 426.3484 | 393.1791 | 359.4145 | 323.7698 | 283.2043 | 242.6981 | 199.9074 | 153.2161 | 101.7998
Scenario 2: High TRC | SDG&E | Com | Lighting | Com - Refrig. Warehouse | Program Administrator Cost Test | Energy Efficiency | 159.102 | 164.7155 | 170.1211 | 173.3789 | 178.5433 | 184.8702 | 190.2847 | 194.8758 | 200.1584 | 204.5652 | 211.2844 | 217.5887 | 223.6641
Scenario 2: High TRC | SDG&E | Com | Lighting | Com - Refrig. Warehouse | Rate Impact Measure Test | Energy Efficiency | 159.102 | 164.7155 | 170.1211 | 173.3789 | 178.5433 | 184.8702 | 190.2847 | 194.8758 | 200.1584 | 204.5652 | 211.2844 | 217.5887 | 223.6641
Scenario 2: High TRC | SDG&E | Com | Lighting | Com - Refrig. Warehouse | Total Resource Cost Test | Energy Efficiency | 162.6463 | 168.2418 | 173.6355 | 176.8491 | 181.9955 | 188.3142 | 193.7368 | 198.3378 | 200.1584 | 204.5652 | 211.2844 | 217.5887 | 223.6641
Scenario 2: High TRC | SDG&E | Com | Lighting | Com - Restaurant | Participant Cost Test | Energy Efficiency | 53433.4229 | 57269.4045 | 55194.2479 | 52646.8226 | 78747.8724 | 82700.3587 | 76056.4194 | 69057.8933 | 60924.5166 | 52966.6888 | 44553.8602 | 35501.5979 | 25728.1454
Scenario 2: High TRC | SDG&E | Com | Lighting | Com - Restaurant | Program Administrator Cost Test | Energy Efficiency | 14131.3572 | 16349.3843 | 17061.9913 | 17728.2132 | 28846.2387 | 33674.2703 | 34514.3114 | 35165.2391 | 35739.4046 | 36216.6745 | 37011.4157 | 37651.2263 | 38242.7455
Scenario 2: High TRC | SDG&E | Com | Lighting | Com - Restaurant | Rate Impact Measure Test | Energy Efficiency | 14131.3572 | 16349.3843 | 17061.9913 | 17728.2132 | 28846.2387 | 33674.2703 | 34514.3114 | 35165.2391 | 35739.4046 | 36216.6745 | 37011.4157 | 37651.2263 | 38242.7455
Scenario 2: High TRC | SDG&E | Com | Lighting | Com - Restaurant | Total Resource Cost Test | Energy Efficiency | 14427.2241 | 16678.6815 | 17394.0631 | 18063.1178 | 29373.5454 | 34268.2306 | 35108.644 | 35760.1226 | 35739.4046 | 36216.6745 | 37011.4157 | 37651.2263 | 38242.7455
Scenario 2: High TRC | SDG&E | Com | Lighting | Com - Retail | Participant Cost Test | Energy Efficiency | 757581.6162 | 707805.6525 | 659004.6068 | 607342.1413 | 553365.7009 | 504889.464 | 455407.1434 | 407177.5936 | 296083.1128 | 251692.919 | 206983.0265 | 161718.1383 | 114937.0723
Scenario 2: High TRC | SDG&E | Com | Lighting | Com - Retail | Program Administrator Cost Test | Energy Efficiency | 184360.9225 | 185232.5076 | 185878.6347 | 185492.9149 | 184714.4809 | 186259.599 | 185403.1347 | 183741.9251 | 182442.8007 | 181340.9433 | 181785.5131 | 182181.3718 | 182778.376
Scenario 2: High TRC | SDG&E | Com | Lighting | Com - Retail | Rate Impact Measure Test | Energy Efficiency | 184360.9225 | 185232.5076 | 185878.6347 | 185492.9149 | 184714.4809 | 186259.599 | 185403.1347 | 183741.9251 | 182442.8007 | 181340.9433 | 181785.5131 | 182181.3718 | 182778.376
Scenario 2: High TRC | SDG&E | Com | Lighting | Com - Retail | Total Resource Cost Test | Energy Efficiency | 266579.362 | 264657.6656 | 262837.9634 | 259964.6609 | 256409.1959 | 255962.6026 | 253048.3572 | 249489.1121 | 182442.8007 | 181340.9433 | 181785.5131 | 182181.3718 | 182778.376
Scenario 2: High TRC | SDG&E | Com | Lighting | Com - Warehouse | Participant Cost Test | Energy Efficiency | 0 | 0 | 0 | 0 | 0 | 0 | 0 | 0 | 0 | 0 | 0 | 0 | 0
Scenario 2: High TRC | SDG&E | Com | Lighting | Com - Warehouse | Program Administrator Cost Test | Energy Efficiency | 0 | 0 | 0 | 0 | 0 | 0 | 0 | 0 | 0 | 0 | 0 | 0 | 0
Scenario 2: High TRC | SDG&E | Com | Lighting | Com - Warehouse | Rate Impact Measure Test | Energy Efficiency | 0 | 0 | 0 | 0 | 0 | 0 | 0 | 0 | 0 | 0 | 0 | 0 | 0
Scenario 2: High TRC | SDG&E | Com | Lighting | Com - Warehouse | Total Resource Cost Test | Energy Efficiency | 0 | 0 | 0 | 0 | 0 | 0 | 0 | 0 | 0 | 0 | 0 | 0 | 0
Scenario 2: High TRC | SDG&E | Com | WaterHeat | Com - College | Participant Cost Test | Energy Efficiency | 207430.4126 | 211561.2706 | 211695.0191 | 213468.8851 | 212330.7506 | 163807.965 | 152380.8149 | 148030.9715 | 68173.3011 | 59315.7636 | 48400.9598 | 35692.1504 | 19839.1021
Scenario 2: High TRC | SDG&E | Com | WaterHeat | Com - College | Participant Cost Test | Fuel Substitution | 384979.4211 | 424111.5641 | 522427.8138 | 442876.4222 | 366741.9229 | 2379082.109 | 2444971.2077 | 2432734.6212 | 2145155.0131 | 1994403.7822 | 1738166.9528 | 1306469.0514 | 737871.764
Scenario 2: High TRC | SDG&E | Com | WaterHeat | Com - College | Program Administrator Cost Test | Energy Efficiency | 99162.771 | 107897.806 | 117176.3872 | 127871.5411 | 138248.3667 | 55176.9703 | 59099.6736 | 62916.8606 | 33870.8233 | 36168.3719 | 38752.4952 | 41793.8392 | 44401.2751
Scenario 2: High TRC | SDG&E | Com | WaterHeat | Com - College | Program Administrator Cost Test | Fuel Substitution | 1427029.7111 | 1652248.1623 | 1896536.8184 | 2162969.3863 | 2453095.2271 | 1174205.4219 | 1387030.6849 | 1583649.5667 | 1754962.1927 | 1999476.4496 | 2282676.0551 | 2497447.8846 | 2659864.6551
Scenario 2: High TRC | SDG&E | Com | WaterHeat | Com - College | Rate Impact Measure Test | Energy Efficiency | 99162.771 | 107897.806 | 117176.3872 | 127871.5411 | 138248.3667 | 55176.9703 | 59099.6736 | 62916.8606 | 33870.8233 | 36168.3719 | 38752.4952 | 41793.8392 | 44401.2751
Scenario 2: High TRC | SDG&E | Com | WaterHeat | Com - College | Rate Impact Measure Test | Fuel Substitution | 2186536.8586 | 2446017.2982 | 2708995.9953 | 2974055.6868 | 3249514.1529 | 1174205.4219 | 1387030.6849 | 1583649.5667 | 1754962.1927 | 1999476.4496 | 2282676.0551 | 2497447.8846 | 2659864.6551
Scenario 2: High TRC | SDG&E | Com | WaterHeat | Com - College | Total Resource Cost Test | Energy Efficiency | 147035.5122 | 156665.6503 | 164262.134 | 175852.0377 | 186825.1543 | 92869.5512 | 88279.8679 | 92260.8328 | 33870.8233 | 36168.3719 | 38752.4952 | 41793.8392 | 44401.2751
Scenario 2: High TRC | SDG&E | Com | WaterHeat | Com - College | Total Resource Cost Test | Fuel Substitution | 1762768.1385 | 2022216.278 | 2359955.4112 | 2541963.5147 | 2751085.3191 | 1310126.8957 | 1513215.2052 | 1724793.2795 | 1754962.1927 | 1999476.4496 | 2282676.0551 | 2497447.8846 | 2659864.6551
Scenario 2: High TRC | SDG&E | Com | WaterHeat | Com - Grocery | Participant Cost Test | Energy Efficiency | 319778.5365 | 330071.2492 | 377927.2503 | 379347.6375 | 375431.9293 | 361122.8493 | 347004.8026 | 328802.9792 | 247426.6834 | 214890.7481 | 175142.0161 | 127212.3647 | 70242.6459
Scenario 2: High TRC | SDG&E | Com | WaterHeat | Com - Grocery | Participant Cost Test | Fuel Substitution | 8128.5346 | 8738.3226 | 9335.7925 | 9940.3751 | 10551.1241 | 0 | 0 | 0 | 0 | 0 | 0 | 0 | 0
Scenario 2: High TRC | SDG&E | Com | WaterHeat | Com - Grocery | Program Administrator Cost Test | Energy Efficiency | 68782.8817 | 76707.504 | 102744.5519 | 112181.8655 | 122186.7427 | 120925.3561 | 130827.4844 | 140320.1238 | 126494.3136 | 134970.0545 | 144623.7967 | 154032.4251 | 163695.1701
Scenario 2: High TRC | SDG&E | Com | WaterHeat | Com - Grocery | Program Administrator Cost Test | Fuel Substitution | 61695.9548 | 69814.6504 | 78532.9435 | 88069.5751 | 98490.2589 | 0 | 0 | 0 | 0 | 0 | 0 | 0 | 0
Scenario 2: High TRC | SDG&E | Com | WaterHeat | Com - Grocery | Rate Impact Measure Test | Energy Efficiency | 68782.8817 | 76707.504 | 102744.5519 | 112181.8655 | 122186.7427 | 120925.3561 | 130827.4844 | 140320.1238 | 126494.3136 | 134970.0545 | 144623.7967 | 154032.4251 | 163695.1701
Scenario 2: High TRC | SDG&E | Com | WaterHeat | Com - Grocery | Rate Impact Measure Test | Fuel Substitution | 83450.413 | 91901.9561 | 100525.2966 | 109438.8621 | 118960.942 | 0 | 0 | 0 | 0 | 0 | 0 | 0 | 0
Scenario 2: High TRC | SDG&E | Com | WaterHeat | Com - Grocery | Total Resource Cost Test | Energy Efficiency | 79458.6927 | 88000.4356 | 127909.2305 | 137875.3205 | 148356.33 | 146394.0511 | 155446.8013 | 165387.9802 | 126494.3136 | 134970.0545 | 144623.7967 | 154032.4251 | 163695.1701
Scenario 2: High TRC | SDG&E | Com | WaterHeat | Com - Grocery | Total Resource Cost Test | Fuel Substitution | 67546.0974 | 76103.6601 | 85251.955 | 95223.7073 | 106083.9499 | 0 | 0 | 0 | 0 | 0 | 0 | 0 | 0
Scenario 2: High TRC | SDG&E | Com | WaterHeat | Com - Health | Participant Cost Test | Energy Efficiency | 868273.4105 | 888864.1766 | 894550.8884 | 901371.9013 | 889404.0787 | 722081.0526 | 652931.7827 | 616132.0428 | 460773.1009 | 406528.9661 | 339347.9334 | 239748.6409 | 129512.7666
Scenario 2: High TRC | SDG&E | Com | WaterHeat | Com - Health | Participant Cost Test | Fuel Substitution | 865415.5255 | 957013.8472 | 1186975.1824 | 1118319.5973 | 986417.4315 | 6613243.0956 | 6916636.6479 | 6858561.2145 | 5947294.6604 | 5523708.8775 | 4834450.5926 | 3629482.6893 | 2024809.6599
Scenario 2: High TRC | SDG&E | Com | WaterHeat | Com - Health | Program Administrator Cost Test | Energy Efficiency | 338761.9774 | 370625.5532 | 404194.5371 | 443843.1995 | 480993.5078 | 225461.5541 | 237847.0176 | 254576.0373 | 229691.449 | 249016.0946 | 273498.4054 | 283745.7886 | 296461.3692
Scenario 2: High TRC | SDG&E | Com | WaterHeat | Com - Health | Program Administrator Cost Test | Fuel Substitution | 3920175.484 | 4549888.9017 | 5235788.2786 | 5987722.4164 | 6809591.2365 | 3233142.2706 | 3841871.4898 | 4407874.6353 | 4904167.9764 | 5590743.5271 | 6426616.6188 | 7059697.5496 | 7538943.9277
Scenario 2: High TRC | SDG&E | Com | WaterHeat | Com - Health | Rate Impact Measure Test | Energy Efficiency | 338761.9774 | 370625.5532 | 404194.5371 | 443843.1995 | 480993.5078 | 225461.5541 | 237847.0176 | 254576.0373 | 229691.449 | 249016.0946 | 273498.4054 | 283745.7886 | 296461.3692
Scenario 2: High TRC | SDG&E | Com | WaterHeat | Com - Health | Rate Impact Measure Test | Fuel Substitution | 5952912.2125 | 6679164.3679 | 7420312.2538 | 8173753.3072 | 8961167.7066 | 3233142.2706 | 3841871.4898 | 4407874.6353 | 4904167.9764 | 5590743.5271 | 6426616.6188 | 7059697.5496 | 7538943.9277
Scenario 2: High TRC | SDG&E | Com | WaterHeat | Com - Health | Total Resource Cost Test | Energy Efficiency | 438847.3019 | 473617.609 | 504173.0256 | 547003.1835 | 586147.8961 | 300472.1732 | 288371.0968 | 306247.4036 | 229691.449 | 249016.0946 | 273498.4054 | 283745.7886 | 296461.3692
Scenario 2: High TRC | SDG&E | Com | WaterHeat | Com - Health | Total Resource Cost Test | Fuel Substitution | 4687397.9748 | 5397416.2148 | 6301697.5148 | 6972966.0541 | 7650531.115 | 3703666.7984 | 4374641.1261 | 4931553.6502 | 4904167.9764 | 5590743.5271 | 6426616.6188 | 7059697.5496 | 7538943.9277
Scenario 2: High TRC | SDG&E | Com | WaterHeat | Com - Lodging | Participant Cost Test | Energy Efficiency | 2514216.5706 | 2500262.7157 | 2459429.1683 | 2460983.0905 | 2416295.6955 | 1047507.272 | 389947.5608 | 381401.0535 | 99603.5105 | 85680.3546 | 69026.901 | 49495.0158 | 26889.6218
Scenario 2: High TRC | SDG&E | Com | WaterHeat | Com - Lodging | Participant Cost Test | Fuel Substitution | 4480308.111 | 4908329.8264 | 5883916.0626 | 5387479.2339 | 4561340.4076 | 9789796.1278 | 9487417.2291 | 9576394.7263 | 7278977.2623 | 6695387.7329 | 5805830.6219 | 4322939.8183 | 2388485.0537
Scenario 2: High TRC | SDG&E | Com | WaterHeat | Com - Lodging | Program Administrator Cost Test | Energy Efficiency | 1271896.0306 | 1347949.4063 | 1429909.5547 | 1535160.9304 | 1620348.2352 | 115506.3548 | 122059.5819 | 128525.6423 | 50139.3285 | 53011.748 | 56206.9411 | 59211.9549 | 62292.7702
Scenario 2: High TRC | SDG&E | Com | WaterHeat | Com - Lodging | Program Administrator Cost Test | Fuel Substitution | 5260583.6635 | 6065586.3328 | 6934532.391 | 7878161.9958 | 8900046.5261 | 4028484.5535 | 4758870.0686 | 5431441.6607 | 6013120.4155 | 6791717.5995 | 7740380.2765 | 8444416.402 | 8966037.1797
Scenario 2: High TRC | SDG&E | Com | WaterHeat | Com - Lodging | Rate Impact Measure Test | Energy Efficiency | 1271896.0306 | 1347949.4063 | 1429909.5547 | 1535160.9304 | 1620348.2352 | 115506.3548 | 122059.5819 | 128525.6423 | 50139.3285 | 53011.748 | 56206.9411 | 59211.9549 | 62292.7702
Scenario 2: High TRC | SDG&E | Com | WaterHeat | Com - Lodging | Rate Impact Measure Test | Fuel Substitution | 8091757.4697 | 9013800.3697 | 9941795.7942 | 10870520.126 | 11828571.1863 | 4028484.5535 | 4758870.0686 | 5431441.6607 | 6013120.4155 | 6791717.5995 | 7740380.2765 | 8444416.402 | 8966037.1797
Scenario 2: High TRC | SDG&E | Com | WaterHeat | Com - Lodging | Total Resource Cost Test | Energy Efficiency | 2751139.1459 | 2832561.3677 | 2897977.1391 | 3025427.6546 | 3108348.7642 | 940488.907 | 295416.5818 | 301197.7364 | 50139.3285 | 53011.748 | 56206.9411 | 59211.9549 | 62292.7702
Scenario 2: High TRC | SDG&E | Com | WaterHeat | Com - Lodging | Total Resource Cost Test | Fuel Substitution | 9622990.8904 | 10843705.602 | 12675795.8837 | 13110259.6968 | 13293043.2994 | 6173417.6784 | 6349135.752 | 7213799.3343 | 6013120.4155 | 6791717.5995 | 7740380.2765 | 8444416.402 | 8966037.1797
Scenario 2: High TRC | SDG&E | Com | WaterHeat | Com - Office (Large) | Participant Cost Test | Energy Efficiency | 590786.4086 | 591747.8642 | 585050.6127 | 576004.1899 | 561191.2636 | 431206.9924 | 381470.9195 | 358692.8496 | 207299.7882 | 178607.5004 | 144503.4778 | 104376.43 | 57609.9139
Scenario 2: High TRC | SDG&E | Com | WaterHeat | Com - Office (Large) | Participant Cost Test | Fuel Substitution | 307045.7235 | 335755.1081 | 420384.2698 | 379551.3858 | 288867.5392 | 1566281.6446 | 1591940.4039 | 1575676.343 | 1330679.7253 | 1260893.2081 | 1094396.9359 | 818377.8119 | 460113.081
Scenario 2: High TRC | SDG&E | Com | WaterHeat | Com - Office (Large) | Program Administrator Cost Test | Energy Efficiency | 233260.7276 | 248974.8718 | 265099.1436 | 282029.2517 | 299211.5354 | 128344.1542 | 135232.5766 | 141361.8278 | 102399.8106 | 108249.6896 | 114955.6177 | 121345.0923 | 127745.6411
Scenario 2: High TRC | SDG&E | Com | WaterHeat | Com - Office (Large) | Program Administrator Cost Test | Fuel Substitution | 820086.272 | 943518.3351 | 1076593.3842 | 1220631.6709 | 1376531.3223 | 749073.951 | 874953.7078 | 989602.055 | 1087535.3864 | 1262523.7361 | 1434897.7581 | 1560708.9699 | 1651198.5661
Scenario 2: High TRC | SDG&E | Com | WaterHeat | Com - Office (Large) | Rate Impact Measure Test | Energy Efficiency | 233260.7276 | 248974.8718 | 265099.1436 | 282029.2517 | 299211.5354 | 128344.1542 | 135232.5766 | 141361.8278 | 102399.8106 | 108249.6896 | 114955.6177 | 121345.0923 | 127745.6411
Scenario 2: High TRC | SDG&E | Com | WaterHeat | Com - Office (Large) | Rate Impact Measure Test | Fuel Substitution | 1271382.2041 | 1411828.8191 | 1552815.997 | 1693145.8281 | 1837824.8161 | 749073.951 | 874953.7078 | 989602.055 | 1087535.3864 | 1262523.7361 | 1434897.7581 | 1560708.9699 | 1651198.5661
Scenario 2: High TRC | SDG&E | Com | WaterHeat | Com - Office (Large) | Total Resource Cost Test | Energy Efficiency | 381992.0794 | 396041.5796 | 407539.1948 | 422595.5991 | 437595.3837 | 229995.506 | 202560.865 | 206400.5377 | 102399.8106 | 108249.6896 | 114955.6177 | 121345.0923 | 127745.6411
Scenario 2: High TRC | SDG&E | Com | WaterHeat | Com - Office (Large) | Total Resource Cost Test | Fuel Substitution | 1099034.1269 | 1248566.6922 | 1463703.7225 | 1564367.2475 | 1627065.9374 | 883411.4591 | 1003094.1437 | 1132069.5178 | 1087535.3864 | 1262523.7361 | 1434897.7581 | 1560708.9699 | 1651198.5661
Scenario 2: High TRC | SDG&E | Com | WaterHeat | Com - Office (Small) | Participant Cost Test | Energy Efficiency | 99361.342 | 102067.349 | 103430.1826 | 103123.0509 | 193526.5744 | 187909.1957 | 183657.6754 | 177865.8852 | 73534.151 | 63533.7774 | 51598.0503 | 37400.9915 | 20739.2303
Scenario 2: High TRC | SDG&E | Com | WaterHeat | Com - Office (Small) | Participant Cost Test | Fuel Substitution | 39664.5356 | 43477.4511 | 47231.5471 | 50945.6562 | 54622.54 | 617043.6811 | 635620.7935 | 626848.5594 | 566241.4447 | 523492.8576 | 453640.7014 | 339238.1051 | 191213.1634
Scenario 2: High TRC | SDG&E | Com | WaterHeat | Com - Office (Small) | Program Administrator Cost Test | Energy Efficiency | 23470.5953 | 26224.5912 | 29094.646 | 32071.5509 | 79566.6697 | 75431.6385 | 79796.8493 | 84057.6861 | 36281.5922 | 38451.4044 | 40970.8785 | 43362.901 | 45748.697
Scenario 2: High TRC | SDG&E | Com | WaterHeat | Com - Office (Small) | Program Administrator Cost Test | Fuel Substitution | 357692.5467 | 412760.7035 | 472165.5717 | 536450.7153 | 606035.1833 | 314810.6785 | 369537.2211 | 419487.1989 | 462322.3105 | 523537.7466 | 593844.3281 | 645463.2352 | 683217.7247
Scenario 2: High TRC | SDG&E | Com | WaterHeat | Com - Office (Small) | Rate Impact Measure Test | Energy Efficiency | 23470.5953 | 26224.5912 | 29094.646 | 32071.5509 | 79566.6697 | 75431.6385 | 79796.8493 | 84057.6861 | 36281.5922 | 38451.4044 | 40970.8785 | 43362.901 | 45748.697
Scenario 2: High TRC | SDG&E | Com | WaterHeat | Com - Office (Small) | Rate Impact Measure Test | Fuel Substitution | 558134.9383 | 621447.8902 | 684987.1532 | 748146.4853 | 813160.2256 | 314810.6785 | 369537.2211 | 419487.1989 | 462322.3105 | 523537.7466 | 593844.3281 | 645463.2352 | 683217.7247
Scenario 2: High TRC | SDG&E | Com | WaterHeat | Com - Office (Small) | Total Resource Cost Test | Energy Efficiency | 25552.2728 | 28453.2944 | 31469.0157 | 34590.3475 | 107287.1461 | 102556.989 | 106785.8005 | 110895.6877 | 36281.5922 | 38451.4044 | 40970.8785 | 43362.901 | 45748.697
Scenario 2: High TRC | SDG&E | Com | WaterHeat | Com - Office (Small) | Total Resource Cost Test | Fuel Substitution | 385150.4011 | 442858.6903 | 504862.9911 | 571719.8725 | 643850.2915 | 329677.7742 | 386479.2379 | 438303.2683 | 462322.3105 | 523537.7466 | 593844.3281 | 645463.2352 | 683217.7247
Scenario 2: High TRC | SDG&E | Com | WaterHeat | Com - Other | Participant Cost Test | Energy Efficiency | 3407634.0955 | 3529243.77 | 3580742.1859 | 3612373.5592 | 3592821.4235 | 3338159.8148 | 3202112.3442 | 3037614.9646 | 2334933.052 | 2033990.7594 | 1663119.0242 | 1212085.9018 | 672023.6711
Scenario 2: High TRC | SDG&E | Com | WaterHeat | Com - Other | Participant Cost Test | Fuel Substitution | 4525405.4792 | 4985204.0395 | 6183710.6694 | 5782859.8821 | 5061760.2889 | 22630017.4658 | 23619487.2507 | 23729867.1952 | 19170485.0906 | 17937980.7415 | 15652456.3465 | 11759334.5655 | 6615287.7394
Scenario 2: High TRC | SDG&E | Com | WaterHeat | Com - Other | Program Administrator Cost Test | Energy Efficiency | 868706.4331 | 970703.638 | 1078840.7127 | 1193216.7316 | 1315316.0555 | 1013929.2624 | 1104089.469 | 1190311.7691 | 1166190.1483 | 1247472.2954 | 1340486.1388 | 1431236.4752 | 1524095.5633
Scenario 2: High TRC | SDG&E | Com | WaterHeat | Com - Other | Program Administrator Cost Test | Fuel Substitution | 13212258.2598 | 15280977.1822 | 17529932.4378 | 19985254.9689 | 22664559.474 | 10520758.0375 | 12418946.3205 | 14181324.5366 | 15723283.6224 | 18035890.3749 | 20628260.5966 | 22587741.5348 | 24065684.9373
Scenario 2: High TRC | SDG&E | Com | WaterHeat | Com - Other | Rate Impact Measure Test | Energy Efficiency | 868706.4331 | 970703.638 | 1078840.7127 | 1193216.7316 | 1315316.0555 | 1013929.2624 | 1104089.469 | 1190311.7691 | 1166190.1483 | 1247472.2954 | 1340486.1388 | 1431236.4752 | 1524095.5633
Scenario 2: High TRC | SDG&E | Com | WaterHeat | Com - Other | Rate Impact Measure Test | Fuel Substitution | 20558460.5335 | 22952548.705 | 25380655.9186 | 27824940.8452 | 30367240.2579 | 10520758.0375 | 12418946.3205 | 14181324.5366 | 15723283.6224 | 18035890.3749 | 20628260.5966 | 22587741.5348 | 24065684.9373
Scenario 2: High TRC | SDG&E | Com | WaterHeat | Com - Other | Total Resource Cost Test | Energy Efficiency | 1214398.3005 | 1331946.4496 | 1424148.1246 | 1552120.3187 | 1687015.1099 | 1337550.3342 | 1413847.008 | 1510206.8005 | 1166190.1483 | 1247472.2954 | 1340486.1388 | 1431236.4752 | 1524095.5633
Scenario 2: High TRC | SDG&E | Com | WaterHeat | Com - Other | Total Resource Cost Test | Fuel Substitution | 17313278.1248 | 19795549.1777 | 23195930.0613 | 25202150.2145 | 27110915.8108 | 13092359.6269 | 15320892.7322 | 17437336.5688 | 15723283.6224 | 18035890.3749 | 20628260.5966 | 22587741.5348 | 24065684.9373
Scenario 2: High TRC | SDG&E | Com | WaterHeat | Com - Refrig. Warehouse | Participant Cost Test | Energy Efficiency | 3326.6235 | 3425.0944 | 3478.9612 | 3452.438 | 3394.4999 | 3219.3376 | 3066.3339 | 2858.7329 | 2558.3644 | 2220.7665 | 1813.8655 | 1319.5205 | 725.599
Scenario 2: High TRC | SDG&E | Com | WaterHeat | Com - Refrig. Warehouse | Participant Cost Test | Fuel Substitution | 224.9574 | 246.1141 | 267.1933 | 288.3268 | 309.5895 | 5940.2625 | 6135.1821 | 6060.1819 | 5590.7119 | 5090.5006 | 4414.3432 | 3290.3942 | 1823.4047
Scenario 2: High TRC | SDG&E | Com | WaterHeat | Com - Refrig. Warehouse | Program Administrator Cost Test | Energy Efficiency | 720.5874 | 806.0312 | 895.2586 | 980.3435 | 1078.2264 | 1010.3157 | 1099.6014 | 1184.3026 | 1272.4228 | 1357.3408 | 1458.9771 | 1559.0676 | 1659.9306
Scenario 2: High TRC | SDG&E | Com | WaterHeat | Com - Refrig. Warehouse | Program Administrator Cost Test | Fuel Substitution | 4169.1223 | 4782.6198 | 5443.3507 | 6157.4319 | 6930.5258 | 3097.9333 | 3654.7277 | 4168.4182 | 4613.2519 | 5156.5831 | 5874.5627 | 6410.3642 | 6809.8598
Scenario 2: High TRC | SDG&E | Com | WaterHeat | Com - Refrig. Warehouse | Rate Impact Measure Test | Energy Efficiency | 720.5874 | 806.0312 | 895.2586 | 980.3435 | 1078.2264 | 1010.3157 | 1099.6014 | 1184.3026 | 1272.4228 | 1357.3408 | 1458.9771 | 1559.0676 | 1659.9306
Scenario 2: High TRC | SDG&E | Com | WaterHeat | Com - Refrig. Warehouse | Rate Impact Measure Test | Fuel Substitution | 6255.7498 | 6944.1124 | 7637.2261 | 8328.9772 | 9045.5644 | 3097.9333 | 3654.7277 | 4168.4182 | 4613.2519 | 5156.5831 | 5874.5627 | 6410.3642 | 6809.8598
Scenario 2: High TRC | SDG&E | Com | WaterHeat | Com - Refrig. Warehouse | Total Resource Cost Test | Energy Efficiency | 747.2872 | 834.6547 | 925.8061 | 1012.5677 | 1112.2546 | 1041.3075 | 1132.3472 | 1218.8079 | 1272.4228 | 1357.3408 | 1458.9771 | 1559.0676 | 1659.9306
Scenario 2: High TRC | SDG&E | Com | WaterHeat | Com - Refrig. Warehouse | Total Resource Cost Test | Fuel Substitution | 4291.362 | 4915.7957 | 5587.273 | 6311.9722 | 7095.5914 | 3154.9514 | 3720.0297 | 4241.2877 | 4613.2519 | 5156.5831 | 5874.5627 | 6410.3642 | 6809.8598
Scenario 2: High TRC | SDG&E | Com | WaterHeat | Com - Restaurant | Participant Cost Test | Energy Efficiency | 726514.989 | 818117.128 | 832020.0931 | 833327.7349 | 824460.9593 | 727574.6317 | 694961.7807 | 650321.9625 | 581363.1631 | 504270.1363 | 411296.5165 | 299475.7127 | 166862.0417
Scenario 2: High TRC | SDG&E | Com | WaterHeat | Com - Restaurant | Participant Cost Test | Fuel Substitution | 559512.9677 | 613135.0948 | 666059.2102 | 718580.4763 | 770771.8718 | 15655194.1015 | 16102888.8446 | 15851173.2959 | 14594003.7781 | 13500537.9115 | 11721006.6038 | 8777838.3814 | 4944138.1269
Scenario 2: High TRC | SDG&E | Com | WaterHeat | Com - Restaurant | Program Administrator Cost Test | Energy Efficiency | 262773.8678 | 327774.0752 | 364884.2793 | 404348.5306 | 447784.5975 | 239240.2318 | 259963.0881 | 279715.1512 | 299299.6854 | 318611.0109 | 340982.9993 | 362679.2306 | 384555.6139
Scenario 2: High TRC | SDG&E | Com | WaterHeat | Com - Restaurant | Program Administrator Cost Test | Fuel Substitution | 8727411.4442 | 10068200.9795 | 11516776.3795 | 13087276.6934 | 14791040.6453 | 8114989.2361 | 9528166.3257 | 10820545.4436 | 11934565.8985 | 13528087.3034 | 15382711.8163 | 16763674.0716 | 17790262.3417
Scenario 2: High TRC | SDG&E | Com | WaterHeat | Com - Restaurant | Rate Impact Measure Test | Energy Efficiency | 262773.8678 | 327774.0752 | 364884.2793 | 404348.5306 | 447784.5975 | 239240.2318 | 259963.0881 | 279715.1512 | 299299.6854 | 318611.0109 | 340982.9993 | 362679.2306 | 384555.6139
Scenario 2: High TRC | SDG&E | Com | WaterHeat | Com - Restaurant | Rate Impact Measure Test | Fuel Substitution | 13183769.5723 | 14702395.0288 | 16237142.5224 | 17775674.0343 | 19372011.3151 | 8114989.2361 | 9528166.3257 | 10820545.4436 | 11934565.8985 | 13528087.3034 | 15382711.8163 | 16763674.0716 | 17790262.3417
Scenario 2: High TRC | SDG&E | Com | WaterHeat | Com - Restaurant | Total Resource Cost Test | Energy Efficiency | 272651.822 | 339302.0829 | 377065.2395 | 417183.8223 | 461280.3645 | 248042.434 | 269169.4917 | 289325.0715 | 299299.6854 | 318611.0109 | 340982.9993 | 362679.2306 | 384555.6139
Scenario 2: High TRC | SDG&E | Com | WaterHeat | Com - Restaurant | Total Resource Cost Test | Fuel Substitution | 8983232.0088 | 10348546.2431 | 11821327.4162 | 13415849.116 | 15143483.3703 | 8263533.8553 | 9697486.437 | 11008672.6656 | 11934565.8985 | 13528087.3034 | 15382711.8163 | 16763674.0716 | 17790262.3417
Scenario 2: High TRC | SDG&E | Com | WaterHeat | Com - Retail | Participant Cost Test | Energy Efficiency | 437912.8676 | 442180.7228 | 442833.0835 | 440959.0476 | 436014.4377 | 426374.6376 | 417261.5833 | 406159.7036 | 113002.7931 | 95867.1766 | 76442.724 | 54486.7039 | 29663.4887
Scenario 2: High TRC | SDG&E | Com | WaterHeat | Com - Retail | Participant Cost Test | Fuel Substitution | 47786.7054 | 52255.8124 | 139290.7619 | 171704.5685 | 206937.8508 | 982731.2645 | 1031160.2991 | 1051895.3029 | 649496.8923 | 581060.9523 | 498997.9855 | 369896.6435 | 206470.5734
Scenario 2: High TRC | SDG&E | Com | WaterHeat | Com - Retail | Program Administrator Cost Test | Energy Efficiency | 107021.6964 | 114011.7013 | 121114.4973 | 128210.5735 | 135482.3537 | 135057.6887 | 141920.7717 | 148563.8545 | 55857.8816 | 58151.4073 | 60878.4061 | 63446.2324 | 65978.481
Scenario 2: High TRC | SDG&E | Com | WaterHeat | Com - Retail | Program Administrator Cost Test | Fuel Substitution | 406024.4947 | 467456.0842 | 533205.0461 | 603714.4495 | 679272.0553 | 364321.3503 | 427020.074 | 483546.441 | 531139.6927 | 582248.2903 | 654889.4122 | 706419.5311 | 742931.0194
Scenario 2: High TRC | SDG&E | Com | WaterHeat | Com - Retail | Rate Impact Measure Test | Energy Efficiency | 107021.6964 | 114011.7013 | 121114.4973 | 128210.5735 | 135482.3537 | 135057.6887 | 141920.7717 | 148563.8545 | 55857.8816 | 58151.4073 | 60878.4061 | 63446.2324 | 65978.481
Scenario 2: High TRC | SDG&E | Com | WaterHeat | Com - Retail | Rate Impact Measure Test | Fuel Substitution | 641317.9014 | 711808.3932 | 781668.0484 | 850055.4858 | 919385.7301 | 364321.3503 | 427020.074 | 483546.441 | 531139.6927 | 582248.2903 | 654889.4122 | 706419.5311 | 742931.0194
Scenario 2: High TRC | SDG&E | Com | WaterHeat | Com - Retail | Total Resource Cost Test | Energy Efficiency | 252160.1664 | 260125.1137 | 267016.3346 | 274652.4542 | 282203.2027 | 280993.2965 | 287941.3994 | 294561.3711 | 55857.8816 | 58151.4073 | 60878.4061 | 63446.2324 | 65978.481
Scenario 2: High TRC | SDG&E | Com | WaterHeat | Com - Retail | Total Resource Cost Test | Fuel Substitution | 440059.9241 | 504672.4926 | 656203.6822 | 757905.5863 | 867507.6982 | 650884.828 | 744092.413 | 835494.4364 | 531139.6927 | 582248.2903 | 654889.4122 | 706419.5311 | 742931.0194
Scenario 2: High TRC | SDG&E | Com | WaterHeat | Com - School | Participant Cost Test | Energy Efficiency | 333698.3698 | 343297.9692 | 407221.1272 | 406923.5173 | 403069.1081 | 324287.1192 | 312573.7013 | 296856.9643 | 199490.5429 | 173448.511 | 141897.9557 | 103794.5536 | 58469.7205
Scenario 2: High TRC | SDG&E | Com | WaterHeat | Com - School | Participant Cost Test | Fuel Substitution | 179136.5263 | 196386.3112 | 213454.8935 | 230448.2943 | 530039.6037 | 4741603.2026 | 4929724.5856 | 4937756.9978 | 3811139.4905 | 3621366.4909 | 3151858.2125 | 2368392.5651 | 1344975.7383
Scenario 2: High TRC | SDG&E | Com | WaterHeat | Com - School | Program Administrator Cost Test | Energy Efficiency | 153010.9378 | 169137.1078 | 211161.5086 | 229645.2909 | 250031.408 | 106141.6619 | 113382.3358 | 120294.5066 | 100403.5541 | 106986.0751 | 114622.0788 | 122003.5263 | 129420.2397
Scenario 2: High TRC | SDG&E | Com | WaterHeat | Com - School | Program Administrator Cost Test | Fuel Substitution | 2357265.0336 | 2721122.4843 | 3114899.0018 | 3542670.7763 | 4007820.1823 | 2124952.0447 | 2487394.1133 | 2817605.9008 | 3101269.9433 | 3607511.9281 | 4106079.5253 | 4476468.6692 | 4749487.015
Scenario 2: High TRC | SDG&E | Com | WaterHeat | Com - School | Rate Impact Measure Test | Energy Efficiency | 153010.9378 | 169137.1078 | 211161.5086 | 229645.2909 | 250031.408 | 106141.6619 | 113382.3358 | 120294.5066 | 100403.5541 | 106986.0751 | 114622.0788 | 122003.5263 | 129420.2397
Scenario 2: High TRC | SDG&E | Com | WaterHeat | Com - School | Rate Impact Measure Test | Fuel Substitution | 3592062.5417 | 4006211.1963 | 4425151.6623 | 4845667.0849 | 5282752.8828 | 2124952.0447 | 2487394.1133 | 2817605.9008 | 3101269.9433 | 3607511.9281 | 4106079.5253 | 4476468.6692 | 4749487.015
Scenario 2: High TRC | SDG&E | Com | WaterHeat | Com - School | Total Resource Cost Test | Energy Efficiency | 180833.5174 | 198598.7992 | 260276.7098 | 279751.5354 | 301174.5735 | 145172.2305 | 153011.2431 | 160537.8647 | 100403.5541 | 106986.0751 | 114622.0788 | 122003.5263 | 129420.2397
Scenario 2: High TRC | SDG&E | Com | WaterHeat | Com - School | Total Resource Cost Test | Fuel Substitution | 2454794.6784 | 2828025.9131 | 3231077.2215 | 3668083.5002 | 4425084.8236 | 2792960.8982 | 3242354.7285 | 3659600.9362 | 3101269.9433 | 3607511.9281 | 4106079.5253 | 4476468.6692 | 4749487.015
Scenario 2: High TRC | SDG&E | Com | WaterHeat | Com - Warehouse | Participant Cost Test | Energy Efficiency | 209507.0985 | 213336.6546 | 216616.8486 | 219505.2649 | 221804.8948 | 220351.9023 | 220871.2646 | 221937.058 | 23351.9076 | 20315.9681 | 16587.8347 | 12078.3631 | 6711.2031
Scenario 2: High TRC | SDG&E | Com | WaterHeat | Com - Warehouse | Participant Cost Test | Fuel Substitution | 3565.764 | 3898.8872 | 8354.0975 | 10155.221 | 12134.5782 | 57280.8566 | 60535.0303 | 62050.7674 | 40625.1361 | 37615.3425 | 32763.5324 | 24594.4979 | 13867.9935
Scenario 2: High TRC | SDG&E | Com | WaterHeat | Com - Warehouse | Program Administrator Cost Test | Energy Efficiency | 63354.3351 | 67413.4145 | 71641.5729 | 76108.2797 | 80790.1006 | 80033.2249 | 84701.9224 | 89537.5622 | 11552.048 | 12335.2595 | 13227.1699 | 14090.5828 | 14980.4469
Scenario 2: High TRC | SDG&E | Com | WaterHeat | Com - Warehouse | Program Administrator Cost Test | Fuel Substitution | 31962.6792 | 36837.3795 | 42119.3648 | 47876.9908 | 54149.2826 | 22232.6236 | 26255.1299 | 29986.9159 | 33244.8273 | 37723.8736 | 43046.3728 | 47045.3407 | 50052.3462
Scenario 2: High TRC | SDG&E | Com | WaterHeat | Com - Warehouse | Rate Impact Measure Test | Energy Efficiency | 63354.3351 | 67413.4145 | 71641.5729 | 76108.2797 | 80790.1006 | 80033.2249 | 84701.9224 | 89537.5622 | 11552.048 | 12335.2595 | 13227.1699 | 14090.5828 | 14980.4469
Scenario 2: High TRC | SDG&E | Com | WaterHeat | Com - Warehouse | Rate Impact Measure Test | Fuel Substitution | 48982.5884 | 54552.3095 | 60188.6979 | 65862.7381 | 71766.7877 | 22232.6236 | 26255.1299 | 29986.9159 | 33244.8273 | 37723.8736 | 43046.3728 | 47045.3407 | 50052.3462
Scenario 2: High TRC | SDG&E | Com | WaterHeat | Com - Warehouse | Total Resource Cost Test | Energy Efficiency | 148663.1218 | 153410.628 | 158198.2915 | 163248.2785 | 168443.183 | 167170.1301 | 171293.8381 | 176501.3246 | 11552.048 | 12335.2595 | 13227.1699 | 14090.5828 | 14980.4469
Scenario 2: High TRC | SDG&E | Com | WaterHeat | Com - Warehouse | Total Resource Cost Test | Fuel Substitution | 34425.6549 | 39529.3702 | 49163.3355 | 56618.703 | 64766.8843 | 37048.6593 | 42906.6978 | 48655.8084 | 33244.8273 | 37723.8736 | 43046.3728 | 47045.3407 | 50052.3462
Scenario 2: High TRC | SDG&E | Com | WholeBlg | Com - College | Participant Cost Test | Energy Efficiency | 143256.3697 | 147021.3243 | 150599.6025 | 153853.4216 | 158591.0231 | 168228.1523 | 178798.1785 | 187986.1065 | 197373.2027 | 207164.3742 | 215979.8086 | 220155.5769 | 222386.8199
Scenario 2: High TRC | SDG&E | Com | WholeBlg | Com - College | Program Administrator Cost Test | Energy Efficiency | 143256.3697 | 147021.3243 | 150599.6025 | 153853.4216 | 158591.0231 | 168228.1523 | 178798.1785 | 187986.1065 | 197373.2027 | 207164.3742 | 215979.8086 | 220155.5769 | 222386.8199
Scenario 2: High TRC | SDG&E | Com | WholeBlg | Com - College | Rate Impact Measure Test | Energy Efficiency | 143256.3697 | 147021.3243 | 150599.6025 | 153853.4216 | 158591.0231 | 168228.1523 | 178798.1785 | 187986.1065 | 197373.2027 | 207164.3742 | 215979.8086 | 220155.5769 | 222386.8199
Scenario 2: High TRC | SDG&E | Com | WholeBlg | Com - College | Total Resource Cost Test | Energy Efficiency | 143256.3697 | 147021.3243 | 150599.6025 | 153853.4216 | 158591.0231 | 168228.1523 | 178798.1785 | 187986.1065 | 197373.2027 | 207164.3742 | 215979.8086 | 220155.5769 | 222386.8199
Scenario 2: High TRC | SDG&E | Com | WholeBlg | Com - Grocery | Participant Cost Test | Energy Efficiency | 293396.4742 | 299482.4603 | 305260.8698 | 309930.8105 | 318046.5743 | 337949.4526 | 358643.7797 | 376471.853 | 394734.949 | 412860.7415 | 429168.5341 | 434610.5894 | 428407.2237
Scenario 2: High TRC | SDG&E | Com | WholeBlg | Com - Grocery | Program Administrator Cost Test | Energy Efficiency | 293396.4742 | 299482.4603 | 305260.8698 | 309930.8105 | 318046.5743 | 337949.4526 | 358643.7797 | 376471.853 | 394734.949 | 412860.7415 | 429168.5341 | 434610.5894 | 428407.2237
Scenario 2: High TRC | SDG&E | Com | WholeBlg | Com - Grocery | Rate Impact Measure Test | Energy Efficiency | 293396.4742 | 299482.4603 | 305260.8698 | 309930.8105 | 318046.5743 | 337949.4526 | 358643.7797 | 376471.853 | 394734.949 | 412860.7415 | 429168.5341 | 434610.5894 | 428407.2237
Scenario 2: High TRC | SDG&E | Com | WholeBlg | Com - Grocery | Total Resource Cost Test | Energy Efficiency | 293396.4742 | 299482.4603 | 305260.8698 | 309930.8105 | 318046.5743 | 337949.4526 | 358643.7797 | 376471.853 | 394734.949 | 412860.7415 | 429168.5341 | 434610.5894 | 428407.2237
Scenario 2: High TRC | SDG&E | Com | WholeBlg | Com - Health | Participant Cost Test | Energy Efficiency | 371182.8011 | 380509.0923 | 389212.0707 | 396660.7966 | 407929.925 | 432179.2496 | 457920.3086 | 479597.978 | 501777.9219 | 524844.2081 | 546034.3384 | 554599.0528 | 562024.083
Scenario 2: High TRC | SDG&E | Com | WholeBlg | Com - Health | Program Administrator Cost Test | Energy Efficiency | 371182.8011 | 380509.0923 | 389212.0707 | 396660.7966 | 407929.925 | 432179.2496 | 457920.3086 | 479597.978 | 501777.9219 | 524844.2081 | 546034.3384 | 554599.0528 | 562024.083
Scenario 2: High TRC | SDG&E | Com | WholeBlg | Com - Health | Rate Impact Measure Test | Energy Efficiency | 371182.8011 | 380509.0923 | 389212.0707 | 396660.7966 | 407929.925 | 432179.2496 | 457920.3086 | 479597.978 | 501777.9219 | 524844.2081 | 546034.3384 | 554599.0528 | 562024.083
Scenario 2: High TRC | SDG&E | Com | WholeBlg | Com - Health | Total Resource Cost Test | Energy Efficiency | 371182.8011 | 380509.0923 | 389212.0707 | 396660.7966 | 407929.925 | 432179.2496 | 457920.3086 | 479597.978 | 501777.9219 | 524844.2081 | 546034.3384 | 554599.0528 | 562024.083
Scenario 2: High TRC | SDG&E | Com | WholeBlg | Com - Lodging | Participant Cost Test | Energy Efficiency | 196149.6413 | 200149.6004 | 203863.31 | 207206.4114 | 212368.4867 | 223980.4605 | 236490.1397 | 246975.2295 | 257573.1074 | 268448.1081 | 277863.7284 | 281214.212 | 284724.3512
Scenario 2: High TRC | SDG&E | Com | WholeBlg | Com - Lodging | Program Administrator Cost Test | Energy Efficiency | 196149.6413 | 200149.6004 | 203863.31 | 207206.4114 | 212368.4867 | 223980.4605 | 236490.1397 | 246975.2295 | 257573.1074 | 268448.1081 | 277863.7284 | 281214.212 | 284724.3512
Scenario 2: High TRC | SDG&E | Com | WholeBlg | Com - Lodging | Rate Impact Measure Test | Energy Efficiency | 196149.6413 | 200149.6004 | 203863.31 | 207206.4114 | 212368.4867 | 223980.4605 | 236490.1397 | 246975.2295 | 257573.1074 | 268448.1081 | 277863.7284 | 281214.212 | 284724.3512
Scenario 2: High TRC | SDG&E | Com | WholeBlg | Com - Lodging | Total Resource Cost Test | Energy Efficiency | 196149.6413 | 200149.6004 | 203863.31 | 207206.4114 | 212368.4867 | 223980.4605 | 236490.1397 | 246975.2295 | 257573.1074 | 268448.1081 | 277863.7284 | 281214.212 | 284724.3512
Scenario 2: High TRC | SDG&E | Com | WholeBlg | Com - Office (Large) | Participant Cost Test | Energy Efficiency | 619685.7253 | 629895.628 | 638731.5416 | 645062.8291 | 657597.4307 | 692181.508 | 730275.8011 | 761102.6245 | 791853.2983 | 823285.356 | 849358.9443 | 855275.9764 | 868426.3753
Scenario 2: High TRC | SDG&E | Com | WholeBlg | Com - Office (Large) | Program Administrator Cost Test | Energy Efficiency | 619685.7253 | 629895.628 | 638731.5416 | 645062.8291 | 657597.4307 | 692181.508 | 730275.8011 | 761102.6245 | 791853.2983 | 823285.356 | 849358.9443 | 855275.9764 | 868426.3753
Scenario 2: High TRC | SDG&E | Com | WholeBlg | Com - Office (Large) | Rate Impact Measure Test | Energy Efficiency | 619685.7253 | 629895.628 | 638731.5416 | 645062.8291 | 657597.4307 | 692181.508 | 730275.8011 | 761102.6245 | 791853.2983 | 823285.356 | 849358.9443 | 855275.9764 | 868426.3753
Scenario 2: High TRC | SDG&E | Com | WholeBlg | Com - Office (Large) | Total Resource Cost Test | Energy Efficiency | 619685.7253 | 629895.628 | 638731.5416 | 645062.8291 | 657597.4307 | 692181.508 | 730275.8011 | 761102.6245 | 791853.2983 | 823285.356 | 849358.9443 | 855275.9764 | 868426.3753
Scenario 2: High TRC | SDG&E | Com | WholeBlg | Com - Office (Small) | Participant Cost Test | Energy Efficiency | 174453.8919 | 176245.5022 | 177776.092 | 178680.6532 | 181561.8469 | 191003.0358 | 201187.5129 | 209404.2694 | 217659.2545 | 226587.7567 | 233502.7611 | 234462.9005 | 234788.7938
Scenario 2: High TRC | SDG&E | Com | WholeBlg | Com - Office (Small) | Program Administrator Cost Test | Energy Efficiency | 174453.8919 | 176245.5022 | 177776.092 | 178680.6532 | 181561.8469 | 191003.0358 | 201187.5129 | 209404.2694 | 217659.2545 | 226587.7567 | 233502.7611 | 234462.9005 | 234788.7938
Scenario 2: High TRC | SDG&E | Com | WholeBlg | Com - Office (Small) | Rate Impact Measure Test | Energy Efficiency | 174453.8919 | 176245.5022 | 177776.092 | 178680.6532 | 181561.8469 | 191003.0358 | 201187.5129 | 209404.2694 | 217659.2545 | 226587.7567 | 233502.7611 | 234462.9005 | 234788.7938
Scenario 2: High TRC | SDG&E | Com | WholeBlg | Com - Office (Small) | Total Resource Cost Test | Energy Efficiency | 174453.8919 | 176245.5022 | 177776.092 | 178680.6532 | 181561.8469 | 191003.0358 | 201187.5129 | 209404.2694 | 217659.2545 | 226587.7567 | 233502.7611 | 234462.9005 | 234788.7938
Scenario 2: High TRC | SDG&E | Com | WholeBlg | Com - Other | Participant Cost Test | Energy Efficiency | 368711.5066 | 377841.5479 | 386505.4897 | 394535.2264 | 406170.0235 | 429677.8828 | 455669.4074 | 478046.6345 | 500867.2646 | 524387.2343 | 545554.0609 | 555827.1581 | 568418.1496
Scenario 2: High TRC | SDG&E | Com | WholeBlg | Com - Other | Program Administrator Cost Test | Energy Efficiency | 368711.5066 | 377841.5479 | 386505.4897 | 394535.2264 | 406170.0235 | 429677.8828 | 455669.4074 | 478046.6345 | 500867.2646 | 524387.2343 | 545554.0609 | 555827.1581 | 568418.1496
Scenario 2: High TRC | SDG&E | Com | WholeBlg | Com - Other | Rate Impact Measure Test | Energy Efficiency | 368711.5066 | 377841.5479 | 386505.4897 | 394535.2264 | 406170.0235 | 429677.8828 | 455669.4074 | 478046.6345 | 500867.2646 | 524387.2343 | 545554.0609 | 555827.1581 | 568418.1496
Scenario 2: High TRC | SDG&E | Com | WholeBlg | Com - Other | Total Resource Cost Test | Energy Efficiency | 368711.5066 | 377841.5479 | 386505.4897 | 394535.2264 | 406170.0235 | 429677.8828 | 455669.4074 | 478046.6345 | 500867.2646 | 524387.2343 | 545554.0609 | 555827.1581 | 568418.1496
Scenario 2: High TRC | SDG&E | Com | WholeBlg | Com - Refrig. Warehouse | Participant Cost Test | Energy Efficiency | 6514.0223 | 6776.5578 | 7041.6266 | 7296.5287 | 7613.1099 | 8158.1396 | 8720.2451 | 9230.3585 | 9764.7781 | 10305.7546 | 10822.1801 | 11077.1703 | 10978.1957
Scenario 2: High TRC | SDG&E | Com | WholeBlg | Com - Refrig. Warehouse | Program Administrator Cost Test | Energy Efficiency | 6514.0223 | 6776.5578 | 7041.6266 | 7296.5287 | 7613.1099 | 8158.1396 | 8720.2451 | 9230.3585 | 9764.7781 | 10305.7546 | 10822.1801 | 11077.1703 | 10978.1957
Scenario 2: High TRC | SDG&E | Com | WholeBlg | Com - Refrig. Warehouse | Rate Impact Measure Test | Energy Efficiency | 6514.0223 | 6776.5578 | 7041.6266 | 7296.5287 | 7613.1099 | 8158.1396 | 8720.2451 | 9230.3585 | 9764.7781 | 10305.7546 | 10822.1801 | 11077.1703 | 10978.1957
Scenario 2: High TRC | SDG&E | Com | WholeBlg | Com - Refrig. Warehouse | Total Resource Cost Test | Energy Efficiency | 6514.0223 | 6776.5578 | 7041.6266 | 7296.5287 | 7613.1099 | 8158.1396 | 8720.2451 | 9230.3585 | 9764.7781 | 10305.7546 | 10822.1801 | 11077.1703 | 10978.1957
Scenario 2: High TRC | SDG&E | Com | WholeBlg | Com - Restaurant | Participant Cost Test | Energy Efficiency | 198290.1409 | 202912.6975 | 207357.2084 | 211461.3302 | 217716.4211 | 230831.9639 | 244608.0035 | 256746.8949 | 269266.1323 | 281784.272 | 293357.1721 | 298602.761 | 298151.3452
Scenario 2: High TRC | SDG&E | Com | WholeBlg | Com - Restaurant | Program Administrator Cost Test | Energy Efficiency | 198290.1409 | 202912.6975 | 207357.2084 | 211461.3302 | 217716.4211 | 230831.9639 | 244608.0035 | 256746.8949 | 269266.1323 | 281784.272 | 293357.1721 | 298602.761 | 298151.3452
Scenario 2: High TRC | SDG&E | Com | WholeBlg | Com - Restaurant | Rate Impact Measure Test | Energy Efficiency | 198290.1409 | 202912.6975 | 207357.2084 | 211461.3302 | 217716.4211 | 230831.9639 | 244608.0035 | 256746.8949 | 269266.1323 | 281784.272 | 293357.1721 | 298602.761 | 298151.3452
Scenario 2: High TRC | SDG&E | Com | WholeBlg | Com - Restaurant | Total Resource Cost Test | Energy Efficiency | 198290.1409 | 202912.6975 | 207357.2084 | 211461.3302 | 217716.4211 | 230831.9639 | 244608.0035 | 256746.8949 | 269266.1323 | 281784.272 | 293357.1721 | 298602.761 | 298151.3452
Scenario 2: High TRC | SDG&E | Com | WholeBlg | Com - Retail | Participant Cost Test | Energy Efficiency | 6445356.8838 | 7380536.6409 | 8237464.944 | 8902662.2385 | 9194245.3632 | 9364389.805 | 9234542.9006 | 8792324.8977 | 8070484.7386 | 7127816.0446 | 5958460.2929 | 4592511.6444 | 3042509.3207
Scenario 2: High TRC | SDG&E | Com | WholeBlg | Com - Retail | Program Administrator Cost Test | Energy Efficiency | 2018296.0871 | 2387924.8382 | 2772505.0377 | 3150871.8457 | 3483181.6693 | 3917857.3986 | 4334515.6001 | 4695598.5401 | 5019937.7398 | 5330005.2875 | 5600675.065 | 5820979.7703 | 6063433.2629
Scenario 2: High TRC | SDG&E | Com | WholeBlg | Com - Retail | Rate Impact Measure Test | Energy Efficiency | 2018296.0871 | 2387924.8382 | 2772505.0377 | 3150871.8457 | 3483181.6693 | 3917857.3986 | 4334515.6001 | 4695598.5401 | 5019937.7398 | 5330005.2875 | 5600675.065 | 5820979.7703 | 6063433.2629
Scenario 2: High TRC | SDG&E | Com | WholeBlg | Com - Retail | Total Resource Cost Test | Energy Efficiency | 2018296.0871 | 2387924.8382 | 2772505.0377 | 3150871.8457 | 3483181.6693 | 3917857.3986 | 4334515.6001 | 4695598.5401 | 5019937.7398 | 5330005.2875 | 5600675.065 | 5820979.7703 | 6063433.2629
Scenario 2: High TRC | SDG&E | Com | WholeBlg | Com - School | Participant Cost Test | Energy Efficiency | 115280.4373 | 117330.3825 | 119205.5404 | 120809.1822 | 123651.0585 | 130536.7289 | 138263.9127 | 144728.9374 | 151242.8071 | 157950.7123 | 163736.7412 | 165761.2861 | 168111.4307
Scenario 2: High TRC | SDG&E | Com | WholeBlg | Com - School | Program Administrator Cost Test | Energy Efficiency | 115280.4373 | 117330.3825 | 119205.5404 | 120809.1822 | 123651.0585 | 130536.7289 | 138263.9127 | 144728.9374 | 151242.8071 | 157950.7123 | 163736.7412 | 165761.2861 | 168111.4307
Scenario 2: High TRC | SDG&E | Com | WholeBlg | Com - School | Rate Impact Measure Test | Energy Efficiency | 115280.4373 | 117330.3825 | 119205.5404 | 120809.1822 | 123651.0585 | 130536.7289 | 138263.9127 | 144728.9374 | 151242.8071 | 157950.7123 | 163736.7412 | 165761.2861 | 168111.4307
Scenario 2: High TRC | SDG&E | Com | WholeBlg | Com - School | Total Resource Cost Test | Energy Efficiency | 115280.4373 | 117330.3825 | 119205.5404 | 120809.1822 | 123651.0585 | 130536.7289 | 138263.9127 | 144728.9374 | 151242.8071 | 157950.7123 | 163736.7412 | 165761.2861 | 168111.4307
Scenario 2: High TRC | SDG&E | Com | WholeBlg | Com - Warehouse | Participant Cost Test | Energy Efficiency | 113688.6302 | 116589.0744 | 119389.3015 | 121978.9652 | 125725.5083 | 133286.9283 | 141448.0223 | 148505.8948 | 155741.4077 | 163118.7991 | 169810.356 | 172910.5597 | 176618.2497
Scenario 2: High TRC | SDG&E | Com | WholeBlg | Com - Warehouse | Program Administrator Cost Test | Energy Efficiency | 113688.6302 | 116589.0744 | 119389.3015 | 121978.9652 | 125725.5083 | 133286.9283 | 141448.0223 | 148505.8948 | 155741.4077 | 163118.7991 | 169810.356 | 172910.5597 | 176618.2497
Scenario 2: High TRC | SDG&E | Com | WholeBlg | Com - Warehouse | Rate Impact Measure Test | Energy Efficiency | 113688.6302 | 116589.0744 | 119389.3015 | 121978.9652 | 125725.5083 | 133286.9283 | 141448.0223 | 148505.8948 | 155741.4077 | 163118.7991 | 169810.356 | 172910.5597 | 176618.2497
Scenario 2: High TRC | SDG&E | Com | WholeBlg | Com - Warehouse | Total Resource Cost Test | Energy Efficiency | 113688.6302 | 116589.0744 | 119389.3015 | 121978.9652 | 125725.5083 | 133286.9283 | 141448.0223 | 148505.8948 | 155741.4077 | 163118.7991 | 169810.356 | 172910.5597 | 176618.2497
Scenario 2: High TRC | SDG&E | Ind | WholeBlg | Ind - All Other Industrial | Participant Cost Test | Energy Efficiency | 142737.4271 | 144786.0632 | 146252.8534 | 147268.1852 | 149270.0523 | 155237.1538 | 162656.7555 | 169491.7042 | 176437.1992 | 183624.2924 | 190736.2524 | 195906.7735 | 201610.7364
Scenario 2: High TRC | SDG&E | Ind | WholeBlg | Ind - All Other Industrial | Program Administrator Cost Test | Energy Efficiency | 142737.4271 | 144786.0632 | 146252.8534 | 147268.1852 | 149270.0523 | 155237.1538 | 162656.7555 | 169491.7042 | 176437.1992 | 183624.2924 | 190736.2524 | 195906.7735 | 201610.7364
Scenario 2: High TRC | SDG&E | Ind | WholeBlg | Ind - All Other Industrial | Rate Impact Measure Test | Energy Efficiency | 142737.4271 | 144786.0632 | 146252.8534 | 147268.1852 | 149270.0523 | 155237.1538 | 162656.7555 | 169491.7042 | 176437.1992 | 183624.2924 | 190736.2524 | 195906.7735 | 201610.7364
Scenario 2: High TRC | SDG&E | Ind | WholeBlg | Ind - All Other Industrial | Total Resource Cost Test | Energy Efficiency | 142737.4271 | 144786.0632 | 146252.8534 | 147268.1852 | 149270.0523 | 155237.1538 | 162656.7555 | 169491.7042 | 176437.1992 | 183624.2924 | 190736.2524 | 195906.7735 | 201610.7364
Scenario 2: High TRC | SDG&E | Ind | WholeBlg | Ind - Chemicals | Participant Cost Test | Energy Efficiency | 165920.527 | 169511.8865 | 172460.0225 | 174801.7866 | 178222.7285 | 186161.4184 | 195688.2105 | 204420.3635 | 213317.9822 | 222469.2233 | 231454.9751 | 238059.7458 | 245188.9565
Scenario 2: High TRC | SDG&E | Ind | WholeBlg | Ind - Chemicals | Program Administrator Cost Test | Energy Efficiency | 165920.527 | 169511.8865 | 172460.0225 | 174801.7866 | 178222.7285 | 186161.4184 | 195688.2105 | 204420.3635 | 213317.9822 | 222469.2233 | 231454.9751 | 238059.7458 | 245188.9565
Scenario 2: High TRC | SDG&E | Ind | WholeBlg | Ind - Chemicals | Rate Impact Measure Test | Energy Efficiency | 165920.527 | 169511.8865 | 172460.0225 | 174801.7866 | 178222.7285 | 186161.4184 | 195688.2105 | 204420.3635 | 213317.9822 | 222469.2233 | 231454.9751 | 238059.7458 | 245188.9565
Scenario 2: High TRC | SDG&E | Ind | WholeBlg | Ind - Chemicals | Total Resource Cost Test | Energy Efficiency | 165920.527 | 169511.8865 | 172460.0225 | 174801.7866 | 178222.7285 | 186161.4184 | 195688.2105 | 204420.3635 | 213317.9822 | 222469.2233 | 231454.9751 | 238059.7458 | 245188.9565
Scenario 2: High TRC | SDG&E | Ind | WholeBlg | Ind - Electronics | Participant Cost Test | Energy Efficiency | 354666.3184 | 358153.9445 | 359426.0931 | 358379.2286 | 360296.5004 | 376633.9734 | 398267.416 | 417339.241 | 436308.8653 | 455521.082 | 473616.1528 | 483150.8543 | 493675.3987
Scenario 2: High TRC | SDG&E | Ind | WholeBlg | Ind - Electronics | Program Administrator Cost Test | Energy Efficiency | 354666.3184 | 358153.9445 | 359426.0931 | 358379.2286 | 360296.5004 | 376633.9734 | 398267.416 | 417339.241 | 436308.8653 | 455521.082 | 473616.1528 | 483150.8543 | 493675.3987
Scenario 2: High TRC | SDG&E | Ind | WholeBlg | Ind - Electronics | Rate Impact Measure Test | Energy Efficiency | 354666.3184 | 358153.9445 | 359426.0931 | 358379.2286 | 360296.5004 | 376633.9734 | 398267.416 | 417339.241 | 436308.8653 | 455521.082 | 473616.1528 | 483150.8543 | 493675.3987
Scenario 2: High TRC | SDG&E | Ind | WholeBlg | Ind - Electronics | Total Resource Cost Test | Energy Efficiency | 354666.3184 | 358153.9445 | 359426.0931 | 358379.2286 | 360296.5004 | 376633.9734 | 398267.416 | 417339.241 | 436308.8653 | 455521.082 | 473616.1528 | 483150.8543 | 493675.3987
Scenario 2: High TRC | SDG&E | Ind | WholeBlg | Ind - Fabricated Metals | Participant Cost Test | Energy Efficiency | 68135.4564 | 68997.7422 | 69539.9446 | 69541.9042 | 69968.5788 | 72611.3132 | 75987.6662 | 78903.2348 | 81780.8577 | 84689.5968 | 87402.3701 | 88799.722 | 90337.9682
Scenario 2: High TRC | SDG&E | Ind | WholeBlg | Ind - Fabricated Metals | Program Administrator Cost Test | Energy Efficiency | 68135.4564 | 68997.7422 | 69539.9446 | 69541.9042 | 69968.5788 | 72611.3132 | 75987.6662 | 78903.2348 | 81780.8577 | 84689.5968 | 87402.3701 | 88799.722 | 90337.9682
Scenario 2: High TRC | SDG&E | Ind | WholeBlg | Ind - Fabricated Metals | Rate Impact Measure Test | Energy Efficiency | 68135.4564 | 68997.7422 | 69539.9446 | 69541.9042 | 69968.5788 | 72611.3132 | 75987.6662 | 78903.2348 | 81780.8577 | 84689.5968 | 87402.3701 | 88799.722 | 90337.9682
Scenario 2: High TRC | SDG&E | Ind | WholeBlg | Ind - Fabricated Metals | Total Resource Cost Test | Energy Efficiency | 68135.4564 | 68997.7422 | 69539.9446 | 69541.9042 | 69968.5788 | 72611.3132 | 75987.6662 | 78903.2348 | 81780.8577 | 84689.5968 | 87402.3701 | 88799.722 | 90337.9682
Scenario 2: High TRC | SDG&E | Ind | WholeBlg | Ind - Food | Participant Cost Test | Energy Efficiency | 251503.2105 | 254713.4052 | 257072.4925 | 258762.362 | 261982.8013 | 271439.5442 | 283135.4236 | 293824.5808 | 304635.0516 | 315762.4729 | 326630.5117 | 334387.5527 | 342841.0018
Scenario 2: High TRC | SDG&E | Ind | WholeBlg | Ind - Food | Program Administrator Cost Test | Energy Efficiency | 251503.2105 | 254713.4052 | 257072.4925 | 258762.362 | 261982.8013 | 271439.5442 | 283135.4236 | 293824.5808 | 304635.0516 | 315762.4729 | 326630.5117 | 334387.5527 | 342841.0018
Scenario 2: High TRC | SDG&E | Ind | WholeBlg | Ind - Food | Rate Impact Measure Test | Energy Efficiency | 251503.2105 | 254713.4052 | 257072.4925 | 258762.362 | 261982.8013 | 271439.5442 | 283135.4236 | 293824.5808 | 304635.0516 | 315762.4729 | 326630.5117 | 334387.5527 | 342841.0018
Scenario 2: High TRC | SDG&E | Ind | WholeBlg | Ind - Food | Total Resource Cost Test | Energy Efficiency | 251503.2105 | 254713.4052 | 257072.4925 | 258762.362 | 261982.8013 | 271439.5442 | 283135.4236 | 293824.5808 | 304635.0516 | 315762.4729 | 326630.5117 | 334387.5527 | 342841.0018
Scenario 2: High TRC | SDG&E | Ind | WholeBlg | Ind - Industrial Machinery | Participant Cost Test | Energy Efficiency | 250363.1663 | 260587.1107 | 270856.883 | 279614.8011 | 288925.6307 | 302402.0492 | 317789.018 | 332895.2104 | 348577.753 | 365055.6536 | 381701.6057 | 396389.6749 | 411890.0403
Scenario 2: High TRC | SDG&E | Ind | WholeBlg | Ind - Industrial Machinery | Program Administrator Cost Test | Energy Efficiency | 250363.1663 | 260587.1107 | 270856.883 | 279614.8011 | 288925.6307 | 302402.0492 | 317789.018 | 332895.2104 | 348577.753 | 365055.6536 | 381701.6057 | 396389.6749 | 411890.0403
Scenario 2: High TRC | SDG&E | Ind | WholeBlg | Ind - Industrial Machinery | Rate Impact Measure Test | Energy Efficiency | 250363.1663 | 260587.1107 | 270856.883 | 279614.8011 | 288925.6307 | 302402.0492 | 317789.018 | 332895.2104 | 348577.753 | 365055.6536 | 381701.6057 | 396389.6749 | 411890.0403
Scenario 2: High TRC | SDG&E | Ind | WholeBlg | Ind - Industrial Machinery | Total Resource Cost Test | Energy Efficiency | 250363.1663 | 260587.1107 | 270856.883 | 279614.8011 | 288925.6307 | 302402.0492 | 317789.018 | 332895.2104 | 348577.753 | 365055.6536 | 381701.6057 | 396389.6749 | 411890.0403
Scenario 2: High TRC | SDG&E | Ind | WholeBlg | Ind - Lumber & Furniture | Participant Cost Test | Energy Efficiency | 6644.6602 | 6562.837 | 6431.504 | 6251.6543 | 6135.1138 | 6308.3544 | 6571.5755 | 6767.7291 | 6949.1282 | 7122.6053 | 7262.6333 | 7225.0151 | 7196.9312
Scenario 2: High TRC | SDG&E | Ind | WholeBlg | Ind - Lumber & Furniture | Program Administrator Cost Test | Energy Efficiency | 6644.6602 | 6562.837 | 6431.504 | 6251.6543 | 6135.1138 | 6308.3544 | 6571.5755 | 6767.7291 | 6949.1282 | 7122.6053 | 7262.6333 | 7225.0151 | 7196.9312
Scenario 2: High TRC | SDG&E | Ind | WholeBlg | Ind - Lumber & Furniture | Rate Impact Measure Test | Energy Efficiency | 6644.6602 | 6562.837 | 6431.504 | 6251.6543 | 6135.1138 | 6308.3544 | 6571.5755 | 6767.7291 | 6949.1282 | 7122.6053 | 7262.6333 | 7225.0151 | 7196.9312
Scenario 2: High TRC | SDG&E | Ind | WholeBlg | Ind - Lumber & Furniture | Total Resource Cost Test | Energy Efficiency | 6644.6602 | 6562.837 | 6431.504 | 6251.6543 | 6135.1138 | 6308.3544 | 6571.5755 | 6767.7291 | 6949.1282 | 7122.6053 | 7262.6333 | 7225.0151 | 7196.9312
Scenario 2: High TRC | SDG&E | Ind | WholeBlg | Ind - Paper | Participant Cost Test | Energy Efficiency | 7532.3531 | 7317.6453 | 7037.7951 | 6711.521 | 6464.4379 | 6580.7754 | 6814.8964 | 6964.5258 | 7097.4713 | 7221.1428 | 7300.0021 | 7152.5794 | 7012.9222
Scenario 2: High TRC | SDG&E | Ind | WholeBlg | Ind - Paper | Program Administrator Cost Test | Energy Efficiency | 7532.3531 | 7317.6453 | 7037.7951 | 6711.521 | 6464.4379 | 6580.7754 | 6814.8964 | 6964.5258 | 7097.4713 | 7221.1428 | 7300.0021 | 7152.5794 | 7012.9222
Scenario 2: High TRC | SDG&E | Ind | WholeBlg | Ind - Paper | Rate Impact Measure Test | Energy Efficiency | 7532.3531 | 7317.6453 | 7037.7951 | 6711.521 | 6464.4379 | 6580.7754 | 6814.8964 | 6964.5258 | 7097.4713 | 7221.1428 | 7300.0021 | 7152.5794 | 7012.9222
Scenario 2: High TRC | SDG&E | Ind | WholeBlg | Ind - Paper | Total Resource Cost Test | Energy Efficiency | 7532.3531 | 7317.6453 | 7037.7951 | 6711.521 | 6464.4379 | 6580.7754 | 6814.8964 | 6964.5258 | 7097.4713 | 7221.1428 | 7300.0021 | 7152.5794 | 7012.9222
Scenario 2: High TRC | SDG&E | Ind | WholeBlg | Ind - Petroleum | Participant Cost Test | Energy Efficiency | 4445.4282 | 4341.6473 | 4200.7532 | 4022.9771 | 3890.9325 | 3980.8403 | 4142.1092 | 4250.0707 | 4344.1993 | 4428.9803 | 4484.8151 | 4404.4166 | 4328.979
Scenario 2: High TRC | SDG&E | Ind | WholeBlg | Ind - Petroleum | Program Administrator Cost Test | Energy Efficiency | 4445.4282 | 4341.6473 | 4200.7532 | 4022.9771 | 3890.9325 | 3980.8403 | 4142.1092 | 4250.0707 | 4344.1993 | 4428.9803 | 4484.8151 | 4404.4166 | 4328.979
Scenario 2: High TRC | SDG&E | Ind | WholeBlg | Ind - Petroleum | Rate Impact Measure Test | Energy Efficiency | 4445.4282 | 4341.6473 | 4200.7532 | 4022.9771 | 3890.9325 | 3980.8403 | 4142.1092 | 4250.0707 | 4344.1993 | 4428.9803 | 4484.8151 | 4404.4166 | 4328.979
Scenario 2: High TRC | SDG&E | Ind | WholeBlg | Ind - Petroleum | Total Resource Cost Test | Energy Efficiency | 4445.4282 | 4341.6473 | 4200.7532 | 4022.9771 | 3890.9325 | 3980.8403 | 4142.1092 | 4250.0707 | 4344.1993 | 4428.9803 | 4484.8151 | 4404.4166 | 4328.979
Scenario 2: High TRC | SDG&E | Ind | WholeBlg | Ind - Plastics | Participant Cost Test | Energy Efficiency | 47462.0047 | 48480.2606 | 49276.9447 | 49857.1441 | 50850.2595 | 53376.68 | 56329.1784 | 58860.6756 | 61460.0811 | 64146.3256 | 66765.5175 | 68533.9048 | 70445.7968
Scenario 2: High TRC | SDG&E | Ind | WholeBlg | Ind - Plastics | Program Administrator Cost Test | Energy Efficiency | 47462.0047 | 48480.2606 | 49276.9447 | 49857.1441 | 50850.2595 | 53376.68 | 56329.1784 | 58860.6756 | 61460.0811 | 64146.3256 | 66765.5175 | 68533.9048 | 70445.7968
Scenario 2: High TRC | SDG&E | Ind | WholeBlg | Ind - Plastics | Rate Impact Measure Test | Energy Efficiency | 47462.0047 | 48480.2606 | 49276.9447 | 49857.1441 | 50850.2595 | 53376.68 | 56329.1784 | 58860.6756 | 61460.0811 | 64146.3256 | 66765.5175 | 68533.9048 | 70445.7968
Scenario 2: High TRC | SDG&E | Ind | WholeBlg | Ind - Plastics | Total Resource Cost Test | Energy Efficiency | 47462.0047 | 48480.2606 | 49276.9447 | 49857.1441 | 50850.2595 | 53376.68 | 56329.1784 | 58860.6756 | 61460.0811 | 64146.3256 | 66765.5175 | 68533.9048 | 70445.7968
Scenario 2: High TRC | SDG&E | Ind | WholeBlg | Ind - Primary Metals | Participant Cost Test | Energy Efficiency | 98127.3997 | 102820.8484 | 107715.7978 | 112738.9367 | 118100.322 | 124246.7922 | 130904.4193 | 137830.9891 | 145133.0468 | 152853.5464 | 160926.2253 | 169108.4519 | 177787.5428
Scenario 2: High TRC | SDG&E | Ind | WholeBlg | Ind - Primary Metals | Program Administrator Cost Test | Energy Efficiency | 98127.3997 | 102820.8484 | 107715.7978 | 112738.9367 | 118100.322 | 124246.7922 | 130904.4193 | 137830.9891 | 145133.0468 | 152853.5464 | 160926.2253 | 169108.4519 | 177787.5428
Scenario 2: High TRC | SDG&E | Ind | WholeBlg | Ind - Primary Metals | Rate Impact Measure Test | Energy Efficiency | 98127.3997 | 102820.8484 | 107715.7978 | 112738.9367 | 118100.322 | 124246.7922 | 130904.4193 | 137830.9891 | 145133.0468 | 152853.5464 | 160926.2253 | 169108.4519 | 177787.5428
Scenario 2: High TRC | SDG&E | Ind | WholeBlg | Ind - Primary Metals | Total Resource Cost Test | Energy Efficiency | 98127.3997 | 102820.8484 | 107715.7978 | 112738.9367 | 118100.322 | 124246.7922 | 130904.4193 | 137830.9891 | 145133.0468 | 152853.5464 | 160926.2253 | 169108.4519 | 177787.5428
Scenario 2: High TRC | SDG&E | Ind | WholeBlg | Ind - Printing & Publishing | Participant Cost Test | Energy Efficiency | 44190.945 | 43662.4596 | 42818.9834 | 41671.2333 | 40929.9207 | 42134.4734 | 43984.5585 | 45400.8046 | 46734.3126 | 48022.8418 | 49087.4784 | 48982.8593 | 48954.3588
Scenario 2: High TRC | SDG&E | Ind | WholeBlg | Ind - Printing & Publishing | Program Administrator Cost Test | Energy Efficiency | 44190.945 | 43662.4596 | 42818.9834 | 41671.2333 | 40929.9207 | 42134.4734 | 43984.5585 | 45400.8046 | 46734.3126 | 48022.8418 | 49087.4784 | 48982.8593 | 48954.3588
Scenario 2: High TRC | SDG&E | Ind | WholeBlg | Ind - Printing & Publishing | Rate Impact Measure Test | Energy Efficiency | 44190.945 | 43662.4596 | 42818.9834 | 41671.2333 | 40929.9207 | 42134.4734 | 43984.5585 | 45400.8046 | 46734.3126 | 48022.8418 | 49087.4784 | 48982.8593 | 48954.3588
Scenario 2: High TRC | SDG&E | Ind | WholeBlg | Ind - Printing & Publishing | Total Resource Cost Test | Energy Efficiency | 44190.945 | 43662.4596 | 42818.9834 | 41671.2333 | 40929.9207 | 42134.4734 | 43984.5585 | 45400.8046 | 46734.3126 | 48022.8418 | 49087.4784 | 48982.8593 | 48954.3588
Scenario 2: High TRC | SDG&E | Ind | WholeBlg | Ind - Stone-Glass-Clay | Participant Cost Test | Energy Efficiency | 82315.5635 | 87225.9103 | 92013.0957 | 96844.7813 | 102013.4319 | 107825.5776 | 113924.4515 | 120217.5995 | 126835.1969 | 133859.2049 | 141260.2284 | 148773.1399 | 156725.2349
Scenario 2: High TRC | SDG&E | Ind | WholeBlg | Ind - Stone-Glass-Clay | Program Administrator Cost Test | Energy Efficiency | 82315.5635 | 87225.9103 | 92013.0957 | 96844.7813 | 102013.4319 | 107825.5776 | 113924.4515 | 120217.5995 | 126835.1969 | 133859.2049 | 141260.2284 | 148773.1399 | 156725.2349
Scenario 2: High TRC | SDG&E | Ind | WholeBlg | Ind - Stone-Glass-Clay | Rate Impact Measure Test | Energy Efficiency | 82315.5635 | 87225.9103 | 92013.0957 | 96844.7813 | 102013.4319 | 107825.5776 | 113924.4515 | 120217.5995 | 126835.1969 | 133859.2049 | 141260.2284 | 148773.1399 | 156725.2349
Scenario 2: High TRC | SDG&E | Ind | WholeBlg | Ind - Stone-Glass-Clay | Total Resource Cost Test | Energy Efficiency | 82315.5635 | 87225.9103 | 92013.0957 | 96844.7813 | 102013.4319 | 107825.5776 | 113924.4515 | 120217.5995 | 126835.1969 | 133859.2049 | 141260.2284 | 148773.1399 | 156725.2349
Scenario 2: High TRC | SDG&E | Ind | WholeBlg | Ind - Textiles | Participant Cost Test | Energy Efficiency | 5423.0166 | 5361.513 | 5262.2954 | 5119.6095 | 5021.2135 | 5145.6927 | 5341.2754 | 5484.6287 | 5617.8496 | 5747.105 | 5851.8853 | 5828.05 | 5815.1497
Scenario 2: High TRC | SDG&E | Ind | WholeBlg | Ind - Textiles | Program Administrator Cost Test | Energy Efficiency | 5423.0166 | 5361.513 | 5262.2954 | 5119.6095 | 5021.2135 | 5145.6927 | 5341.2754 | 5484.6287 | 5617.8496 | 5747.105 | 5851.8853 | 5828.05 | 5815.1497
Scenario 2: High TRC | SDG&E | Ind | WholeBlg | Ind - Textiles | Rate Impact Measure Test | Energy Efficiency | 5423.0166 | 5361.513 | 5262.2954 | 5119.6095 | 5021.2135 | 5145.6927 | 5341.2754 | 5484.6287 | 5617.8496 | 5747.105 | 5851.8853 | 5828.05 | 5815.1497
Scenario 2: High TRC | SDG&E | Ind | WholeBlg | Ind - Textiles | Total Resource Cost Test | Energy Efficiency | 5423.0166 | 5361.513 | 5262.2954 | 5119.6095 | 5021.2135 | 5145.6927 | 5341.2754 | 5484.6287 | 5617.8496 | 5747.105 | 5851.8853 | 5828.05 | 5815.1497
Scenario 2: High TRC | SDG&E | Ind | WholeBlg | Ind - Transportation Equipment | Participant Cost Test | Energy Efficiency | 219659.3825 | 219477.0292 | 218805.6423 | 215865.3507 | 214262.0318 | 221131.853 | 231183.2855 | 239480.2037 | 247646.4702 | 255812.3236 | 262979.0456 | 264809.6018 | 266915.8052
Scenario 2: High TRC | SDG&E | Ind | WholeBlg | Ind - Transportation Equipment | Program Administrator Cost Test | Energy Efficiency | 219659.3825 | 219477.0292 | 218805.6423 | 215865.3507 | 214262.0318 | 221131.853 | 231183.2855 | 239480.2037 | 247646.4702 | 255812.3236 | 262979.0456 | 264809.6018 | 266915.8052
Scenario 2: High TRC | SDG&E | Ind | WholeBlg | Ind - Transportation Equipment | Rate Impact Measure Test | Energy Efficiency | 219659.3825 | 219477.0292 | 218805.6423 | 215865.3507 | 214262.0318 | 221131.853 | 231183.2855 | 239480.2037 | 247646.4702 | 255812.3236 | 262979.0456 | 264809.6018 | 266915.8052
Scenario 2: High TRC | SDG&E | Ind | WholeBlg | Ind - Transportation Equipment | Total Resource Cost Test | Energy Efficiency | 219659.3825 | 219477.0292 | 218805.6423 | 215865.3507 | 214262.0318 | 221131.853 | 231183.2855 | 239480.2037 | 247646.4702 | 255812.3236 | 262979.0456 | 264809.6018 | 266915.8052
Scenario 2: High TRC | SDG&E | Res | AppPlug | Res - Multi Family | Participant Cost Test | Energy Efficiency | 621.6815 | 642.9711 | 661.1018 | 647.0675 | 603.4126 | 569.9673 | 531.4714 | 485.803 | 433.9306 | 4835.0107 | 7688.7197 | 6287.1096 | 4639.9819
Scenario 2: High TRC | SDG&E | Res | AppPlug | Res - Multi Family | Participant Cost Test | Fuel Substitution | 5.4859 | 6.0026 | 6.5164 | 7.0459 | 7.5133 | 0 | 0 | 0 | 0 | 0 | 0 | 0 | 0
Scenario 2: High TRC | SDG&E | Res | AppPlug | Res - Multi Family | Program Administrator Cost Test | Energy Efficiency | 90.9941 | 97.3426 | 103.5143 | 111.7762 | 116.262 | 124.2861 | 132.4596 | 140.3986 | 148.7645 | 1780.7916 | 3505.9652 | 3785.5347 | 4105.0981
Scenario 2: High TRC | SDG&E | Res | AppPlug | Res - Multi Family | Program Administrator Cost Test | Fuel Substitution | 20.0988 | 22.8984 | 25.9434 | 29.2639 | 32.8577 | 0 | 0 | 0 | 0 | 0 | 0 | 0 | 0
Scenario 2: High TRC | SDG&E | Res | AppPlug | Res - Multi Family | Rate Impact Measure Test | Energy Efficiency | 90.9941 | 97.3426 | 103.5143 | 111.7762 | 116.262 | 124.2861 | 132.4596 | 140.3986 | 148.7645 | 1780.7916 | 3505.9652 | 3785.5347 | 4105.0981
Scenario 2: High TRC | SDG&E | Res | AppPlug | Res - Multi Family | Rate Impact Measure Test | Fuel Substitution | 20.0988 | 22.8984 | 25.9434 | 29.2639 | 32.8577 | 0 | 0 | 0 | 0 | 0 | 0 | 0 | 0
Scenario 2: High TRC | SDG&E | Res | AppPlug | Res - Multi Family | Total Resource Cost Test | Energy Efficiency | 90.9941 | 97.3426 | 103.5143 | 111.7762 | 116.262 | 124.2861 | 132.4596 | 140.3986 | 148.7645 | 1780.7916 | 3505.9652 | 3785.5347 | 4105.0981
Scenario 2: High TRC | SDG&E | Res | AppPlug | Res - Multi Family | Total Resource Cost Test | Fuel Substitution | 20.0988 | 22.8984 | 25.9434 | 29.2639 | 32.8577 | 0 | 0 | 0 | 0 | 0 | 0 | 0 | 0
Scenario 2: High TRC | SDG&E | Res | AppPlug | Res - Single Family | Participant Cost Test | Energy Efficiency | 0 | 0 | 0 | 0 | 0 | 0 | 0 | 0 | 0 | 0 | 82.3012 | 98.6278 | 62.1269
Scenario 2: High TRC | SDG&E | Res | AppPlug | Res - Single Family | Participant Cost Test | Fuel Substitution | 6.1253 | 6.6687 | 7.21 | 7.7653 | 8.2678 | 0 | 0 | 0 | 0 | 0 | 0 | 0 | 0
Scenario 2: High TRC | SDG&E | Res | AppPlug | Res - Single Family | Program Administrator Cost Test | Energy Efficiency | 0 | 0 | 0 | 0 | 0 | 0 | 0 | 0 | 0 | 0 | 56.0164 | 95.8948 | 105.2353
Scenario 2: High TRC | SDG&E | Res | AppPlug | Res - Single Family | Program Administrator Cost Test | Fuel Substitution | 19.0179 | 21.5324 | 24.2589 | 27.218 | 30.4277 | 0 | 0 | 0 | 0 | 0 | 0 | 0 | 0
Scenario 2: High TRC | SDG&E | Res | AppPlug | Res - Single Family | Rate Impact Measure Test | Energy Efficiency | 0 | 0 | 0 | 0 | 0 | 0 | 0 | 0 | 0 | 0 | 56.0164 | 95.8948 | 105.2353
Scenario 2: High TRC | SDG&E | Res | AppPlug | Res - Single Family | Rate Impact Measure Test | Fuel Substitution | 19.0179 | 21.5324 | 24.2589 | 27.218 | 30.4277 | 0 | 0 | 0 | 0 | 0 | 0 | 0 | 0
Scenario 2: High TRC | SDG&E | Res | AppPlug | Res - Single Family | Total Resource Cost Test | Energy Efficiency | 0 | 0 | 0 | 0 | 0 | 0 | 0 | 0 | 0 | 0 | 56.0164 | 95.8948 | 105.2353
Scenario 2: High TRC | SDG&E | Res | AppPlug | Res - Single Family | Total Resource Cost Test | Fuel Substitution | 19.0179 | 21.5324 | 24.2589 | 27.218 | 30.4277 | 0 | 0 | 0 | 0 | 0 | 0 | 0 | 0
Scenario 2: High TRC | SDG&E | Res | BROs | Income Qualified - Multi Family IQ | Participant Cost Test | Energy Efficiency | 443465.6029 | 499791.816 | 557016.4521 | 574200.0435 | 609039.0917 | 758592.9072 | 870343.3225 | 938559.063 | 1039215.73 | 1032580.4937 | 1125602.5861 | 1176024.3621 | 1283947.794
Scenario 2: High TRC | SDG&E | Res | BROs | Income Qualified - Multi Family IQ | Program Administrator Cost Test | Energy Efficiency | 443465.6029 | 499791.816 | 557016.4521 | 574200.0435 | 609039.0917 | 758592.9072 | 870343.3225 | 938559.063 | 1039215.73 | 1032580.4937 | 1125602.5861 | 1176024.3621 | 1283947.794
Scenario 2: High TRC | SDG&E | Res | BROs | Income Qualified - Multi Family IQ | Rate Impact Measure Test | Energy Efficiency | 443465.6029 | 499791.816 | 557016.4521 | 574200.0435 | 609039.0917 | 758592.9072 | 870343.3225 | 938559.063 | 1039215.73 | 1032580.4937 | 1125602.5861 | 1176024.3621 | 1283947.794
Scenario 2: High TRC | SDG&E | Res | BROs | Income Qualified - Multi Family IQ | Total Resource Cost Test | Energy Efficiency | 443465.6029 | 499791.816 | 557016.4521 | 574200.0435 | 609039.0917 | 758592.9072 | 870343.3225 | 938559.063 | 1039215.73 | 1032580.4937 | 1125602.5861 | 1176024.3621 | 1283947.794
Scenario 2: High TRC | SDG&E | Res | BROs | Income Qualified - Single Family IQ | Participant Cost Test | Energy Efficiency | 995634.4377 | 1106305.3176 | 1218607.5848 | 1260702.6019 | 1336372.5628 | 1622255.3532 | 1839084.4206 | 1977574.3193 | 2176172.0772 | 2182634.7398 | 2371436.9343 | 2495087.5699 | 2717754.1335
Scenario 2: High TRC | SDG&E | Res | BROs | Income Qualified - Single Family IQ | Program Administrator Cost Test | Energy Efficiency | 995634.4377 | 1106305.3176 | 1218607.5848 | 1260702.6019 | 1336372.5628 | 1622255.3532 | 1839084.4206 | 1977574.3193 | 2176172.0772 | 2182634.7398 | 2371436.9343 | 2495087.5699 | 2717754.1335
Scenario 2: High TRC | SDG&E | Res | BROs | Income Qualified - Single Family IQ | Rate Impact Measure Test | Energy Efficiency | 995634.4377 | 1106305.3176 | 1218607.5848 | 1260702.6019 | 1336372.5628 | 1622255.3532 | 1839084.4206 | 1977574.3193 | 2176172.0772 | 2182634.7398 | 2371436.9343 | 2495087.5699 | 2717754.1335
Scenario 2: High TRC | SDG&E | Res | BROs | Income Qualified - Single Family IQ | Total Resource Cost Test | Energy Efficiency | 995634.4377 | 1106305.3176 | 1218607.5848 | 1260702.6019 | 1336372.5628 | 1622255.3532 | 1839084.4206 | 1977574.3193 | 2176172.0772 | 2182634.7398 | 2371436.9343 | 2495087.5699 | 2717754.1335
Scenario 2: High TRC | SDG&E | Res | BROs | Res - Multi Family | Participant Cost Test | Energy Efficiency | 3462892.1659 | 3853473.9471 | 4250193.0075 | 4397399.1855 | 4663370.2481 | 5675249.9397 | 6442974.2728 | 6932804.0936 | 7636413.1991 | 7656216.219 | 8324500.8592 | 9077588.3852 | 9910697.4861
Scenario 2: High TRC | SDG&E | Res | BROs | Res - Multi Family | Program Administrator Cost Test | Energy Efficiency | 3462892.1659 | 3853473.9471 | 4250193.0075 | 4397399.1855 | 4663370.2481 | 5675249.9397 | 6442974.2728 | 6932804.0936 | 7636413.1991 | 7656216.219 | 8324500.8592 | 9077588.3852 | 9910697.4861
Scenario 2: High TRC | SDG&E | Res | BROs | Res - Multi Family | Rate Impact Measure Test | Energy Efficiency | 3462892.1659 | 3853473.9471 | 4250193.0075 | 4397399.1855 | 4663370.2481 | 5675249.9397 | 6442974.2728 | 6932804.0936 | 7636413.1991 | 7656216.219 | 8324500.8592 | 9077588.3852 | 9910697.4861
Scenario 2: High TRC | SDG&E | Res | BROs | Res - Multi Family | Total Resource Cost Test | Energy Efficiency | 3462892.1659 | 3853473.9471 | 4250193.0075 | 4397399.1855 | 4663370.2481 | 5675249.9397 | 6442974.2728 | 6932804.0936 | 7636413.1991 | 7656216.219 | 8324500.8592 | 9077588.3852 | 9910697.4861
Scenario 2: High TRC | SDG&E | Res | BROs | Res - Single Family | Participant Cost Test | Energy Efficiency | 1269479.4071 | 1428644.0664 | 1590647.3432 | 1641603.5637 | 1741822.6669 | 2160102.2668 | 2473883.7305 | 2667373.0504 | 2951080.6464 | 2938383.5245 | 3202108.968 | 3499393.2821 | 3827611.8436
Scenario 2: High TRC | SDG&E | Res | BROs | Res - Single Family | Program Administrator Cost Test | Energy Efficiency | 1269479.4071 | 1428644.0664 | 1590647.3432 | 1641603.5637 | 1741822.6669 | 2160102.2668 | 2473883.7305 | 2667373.0504 | 2951080.6464 | 2938383.5245 | 3202108.968 | 3499393.2821 | 3827611.8436
Scenario 2: High TRC | SDG&E | Res | BROs | Res - Single Family | Rate Impact Measure Test | Energy Efficiency | 1269479.4071 | 1428644.0664 | 1590647.3432 | 1641603.5637 | 1741822.6669 | 2160102.2668 | 2473883.7305 | 2667373.0504 | 2951080.6464 | 2938383.5245 | 3202108.968 | 3499393.2821 | 3827611.8436
Scenario 2: High TRC | SDG&E | Res | BROs | Res - Single Family | Total Resource Cost Test | Energy Efficiency | 1269479.4071 | 1428644.0664 | 1590647.3432 | 1641603.5637 | 1741822.6669 | 2160102.2668 | 2473883.7305 | 2667373.0504 | 2951080.6464 | 2938383.5245 | 3202108.968 | 3499393.2821 | 3827611.8436
Scenario 2: High TRC | SDG&E | Res | BldgEnv | Res - Multi Family | Participant Cost Test | Energy Efficiency | 0 | 0 | 0 | 0 | 0 | 0 | 0 | 1435.9662 | 1275.6624 | 1087.553 | 4000.771 | 2842.9662 | 1514.9184
Scenario 2: High TRC | SDG&E | Res | BldgEnv | Res - Multi Family | Program Administrator Cost Test | Energy Efficiency | 0 | 0 | 0 | 0 | 0 | 0 | 0 | 545.5052 | 583.0064 | 622.2097 | 3204.8345 | 3423.7157 | 3655.5557
Scenario 2: High TRC | SDG&E | Res | BldgEnv | Res - Multi Family | Rate Impact Measure Test | Energy Efficiency | 0 | 0 | 0 | 0 | 0 | 0 | 0 | 545.5052 | 583.0064 | 622.2097 | 3204.8345 | 3423.7157 | 3655.5557
Scenario 2: High TRC | SDG&E | Res | BldgEnv | Res - Multi Family | Total Resource Cost Test | Energy Efficiency | 0 | 0 | 0 | 0 | 0 | 0 | 0 | 545.5052 | 583.0064 | 622.2097 | 3204.8345 | 3423.7157 | 3655.5557
Scenario 2: High TRC | SDG&E | Res | BldgEnv | Res - Single Family | Participant Cost Test | Energy Efficiency | 120832.7911 | 136283.9969 | 146926.1314 | 151634.6993 | 143398.3603 | 137386.7157 | 129852.2352 | 121164.2583 | 8284.2981 | 0 | 0 | 0 | 0
Scenario 2: High TRC | SDG&E | Res | BldgEnv | Res - Single Family | Program Administrator Cost Test | Energy Efficiency | 14337.1273 | 16985.1782 | 19500.1907 | 21502.5858 | 22414.31 | 23677.7063 | 24797.0192 | 25820.8043 | 10481.5957 | 0 | 0 | 0 | 0
Scenario 2: High TRC | SDG&E | Res | BldgEnv | Res - Single Family | Rate Impact Measure Test | Energy Efficiency | 17833.1955 | 20572.3883 | 22990.8538 | 24733.6042 | 25254.5086 | 26208.0536 | 27026.9814 | 27685.0887 | 11964.5795 | 0 | 0 | 0 | 0
Scenario 2: High TRC | SDG&E | Res | BldgEnv | Res - Single Family | Total Resource Cost Test | Energy Efficiency | 74852.8436 | 87718.0875 | 96651.7861 | 100802.6258 | 97558.3991 | 97087.2883 | 95874.136 | 94199.1894 | 10481.5957 | 0 | 0 | 0 | 0
Scenario 2: High TRC | SDG&E | Res | HVAC | Res - Multi Family | Participant Cost Test | Energy Efficiency | 0 | 0 | 0 | 0 | 0 | 0 | 0 | 0 | 0 | 28702.323 | 23174.9816 | 18008.7446 | 12954.3879
Scenario 2: High TRC | SDG&E | Res | HVAC | Res - Multi Family | Participant Cost Test | Fuel Substitution | 69597.4495 | 9522.5044 | 12007.804 | 11794.4475 | 11517.3519 | 0 | 0 | 0 | 0 | 0 | 0 | 0 | 0
Scenario 2: High TRC | SDG&E | Res | HVAC | Res - Multi Family | Program Administrator Cost Test | Energy Efficiency | 0 | 0 | 0 | 0 | 0 | 0 | 0 | 0 | 0 | 15407.2777 | 15245.0424 | 15217.1092 | 15204.5099
Scenario 2: High TRC | SDG&E | Res | HVAC | Res - Multi Family | Program Administrator Cost Test | Fuel Substitution | 14173.7321 | 15278.3604 | 19932.3662 | 21161.5454 | 22488.2833 | 0 | 0 | 0 | 0 | 0 | 0 | 0 | 0
Scenario 2: High TRC | SDG&E | Res | HVAC | Res - Multi Family | Rate Impact Measure Test | Energy Efficiency | 0 | 0 | 0 | 0 | 0 | 0 | 0 | 0 | 0 | 15407.2777 | 15245.0424 | 15217.1092 | 15204.5099
Scenario 2: High TRC | SDG&E | Res | HVAC | Res - Multi Family | Rate Impact Measure Test | Fuel Substitution | 14173.7321 | 15278.3604 | 19932.3662 | 21161.5454 | 22488.2833 | 0 | 0 | 0 | 0 | 0 | 0 | 0 | 0
Scenario 2: High TRC | SDG&E | Res | HVAC | Res - Multi Family | Total Resource Cost Test | Energy Efficiency | 0 | 0 | 0 | 0 | 0 | 0 | 0 | 0 | 0 | 15407.2777 | 15245.0424 | 15217.1092 | 15204.5099
Scenario 2: High TRC | SDG&E | Res | HVAC | Res - Multi Family | Total Resource Cost Test | Fuel Substitution | 14173.7321 | 15278.3604 | 19932.3662 | 21161.5454 | 22488.2833 | 0 | 0 | 0 | 0 | 0 | 0 | 0 | 0
Scenario 2: High TRC | SDG&E | Res | HVAC | Res - Single Family | Participant Cost Test | Energy Efficiency | 3480053.6027 | 3653998.6697 | 3725791.0854 | 3700548.794 | 3010714.0855 | 2023938.3631 | 317746.6424 | 42009.1163 | 721.136 | 53722.5626 | 42922.2858 | 32977.7277 | 23452.6194
Scenario 2: High TRC | SDG&E | Res | HVAC | Res - Single Family | Participant Cost Test | Fuel Substitution | 1485597.892 | 464138.9409 | 508861.61 | 514832.988 | 471993.5692 | 4228.9218 | 4513.6652 | 4591.4617 | 0 | 0 | 0 | 0 | 0
Scenario 2: High TRC | SDG&E | Res | HVAC | Res - Single Family | Program Administrator Cost Test | Energy Efficiency | 321229.6366 | 348611.2519 | 367534.208 | 376700.0098 | 376687.9107 | 241758.3723 | 38101.1238 | 3609.4073 | 513.8241 | 28833.9628 | 28233.8809 | 27868.0504 | 27534.9894
Scenario 2: High TRC | SDG&E | Res | HVAC | Res - Single Family | Program Administrator Cost Test | Fuel Substitution | 474576.5404 | 561557.1663 | 641421.9998 | 683827.9791 | 723994.9837 | 56.3659 | 63.0755 | 66.1957 | 0 | 0 | 0 | 0 | 0
Scenario 2: High TRC | SDG&E | Res | HVAC | Res - Single Family | Rate Impact Measure Test | Energy Efficiency | 321229.6366 | 348611.2519 | 367534.208 | 376700.0098 | 376687.9107 | 241758.3723 | 38101.1238 | 3609.4073 | 513.8241 | 28833.9628 | 28233.8809 | 27868.0504 | 27534.9894
Scenario 2: High TRC | SDG&E | Res | HVAC | Res - Single Family | Rate Impact Measure Test | Fuel Substitution | 474576.5404 | 561557.1663 | 641421.9998 | 683827.9791 | 723994.9837 | 56.3659 | 63.0755 | 66.1957 | 0 | 0 | 0 | 0 | 0
Scenario 2: High TRC | SDG&E | Res | HVAC | Res - Single Family | Total Resource Cost Test | Energy Efficiency | 2867830.3797 | 3058078.5494 | 3163866.6255 | 3191719.7947 | 2571641.1912 | 1631827.3235 | 267719.51 | 39688.5846 | 513.8241 | 28833.9628 | 28233.8809 | 27868.0504 | 27534.9894
Scenario 2: High TRC | SDG&E | Res | HVAC | Res - Single Family | Total Resource Cost Test | Fuel Substitution | 729151.2579 | 812526.9641 | 911980.1875 | 957125.2611 | 955175.7815 | 4204.6283 | 4496.1643 | 4582.7795 | 0 | 0 | 0 | 0 | 0
Scenario 2: High TRC | SDG&E | Res | WaterHeat | Res - Multi Family | Participant Cost Test | Energy Efficiency | 13025699.3372 | 12123648.2549 | 10999156.8584 | 9903885.3535 | 8599814.0262 | 6740990.6648 | 5713182.2292 | 4732142.5903 | 3816958.0328 | 2974721.9332 | 2201082.9933 | 1482465.32 | 801085.5465
Scenario 2: High TRC | SDG&E | Res | WaterHeat | Res - Multi Family | Participant Cost Test | Fuel Substitution | 20041.3008 | 12530.5581 | 12919.7934 | 13133.7626 | 13207.6468 | 4258.5729 | 4477.8319 | 4479.8614 | 4182.9403 | 3644.928 | 2936.9787 | 2104.8544 | 1183.3009
Scenario 2: High TRC | SDG&E | Res | WaterHeat | Res - Multi Family | Program Administrator Cost Test | Energy Efficiency | 4308194.216 | 4377250.0564 | 4332966.692 | 4293842.1951 | 4176598.7947 | 2660996.4641 | 2528327.1004 | 2383987.8637 | 2243788.772 | 2110010.0985 | 1998533.1993 | 1899747.0425 | 1812529.0163
Scenario 2: High TRC | SDG&E | Res | WaterHeat | Res - Multi Family | Program Administrator Cost Test | Fuel Substitution | 299917.1303 | 334494.3836 | 361889.6831 | 385012.2635 | 405185.762 | 2411.7725 | 2882.8634 | 3320.5205 | 3658.4807 | 3891.5143 | 4071.419 | 4181.3812 | 4251.7664
Scenario 2: High TRC | SDG&E | Res | WaterHeat | Res - Multi Family | Rate Impact Measure Test | Energy Efficiency | 4308194.216 | 4377250.0564 | 4332966.692 | 4293842.1951 | 4176598.7947 | 2660996.4641 | 2528327.1004 | 2383987.8637 | 2243788.772 | 2110010.0985 | 1998533.1993 | 1899747.0425 | 1812529.0163
Scenario 2: High TRC | SDG&E | Res | WaterHeat | Res - Multi Family | Rate Impact Measure Test | Fuel Substitution | 555139.9166 | 590370.7519 | 607717.8472 | 613049.6344 | 612092.8654 | 2411.7725 | 2882.8634 | 3320.5205 | 3658.4807 | 3891.5143 | 4071.419 | 4181.3812 | 4251.7664
Scenario 2: High TRC | SDG&E | Res | WaterHeat | Res - Multi Family | Total Resource Cost Test | Energy Efficiency | 4308194.216 | 4377250.0564 | 4332966.692 | 4293842.1951 | 4176598.7947 | 2660996.4641 | 2528327.1004 | 2383987.8637 | 2243788.772 | 2110010.0985 | 1998533.1993 | 1899747.0425 | 1812529.0163
Scenario 2: High TRC | SDG&E | Res | WaterHeat | Res - Multi Family | Total Resource Cost Test | Fuel Substitution | 299917.1303 | 334494.3836 | 361889.6831 | 385012.2635 | 405185.762 | 2411.7725 | 2882.8634 | 3320.5205 | 3658.4807 | 3891.5143 | 4071.419 | 4181.3812 | 4251.7664
Scenario 2: High TRC | SDG&E | Res | WaterHeat | Res - Single Family | Participant Cost Test | Energy Efficiency | 23954068.7659 | 23117934.3274 | 19090548.1783 | 17843986.604 | 15852289.1405 | 7029653.4275 | 5829577.4276 | 4735201.9153 | 3394411.136 | 2568949.2769 | 1851158.0705 | 1222417.0268 | 662274.6449
Scenario 2: High TRC | SDG&E | Res | WaterHeat | Res - Single Family | Participant Cost Test | Fuel Substitution | 48563.1176 | 8008.6044 | 8186.1914 | 8460.6832 | 8713.671 | 28443.2559 | 29355.5624 | 29805.923 | 20605.4495 | 17899.2776 | 14390.2862 | 10297.4739 | 5783.9129
Scenario 2: High TRC | SDG&E | Res | WaterHeat | Res - Single Family | Program Administrator Cost Test | Energy Efficiency | 10697281.2978 | 11285689.0452 | 11622631.6115 | 11702220.6622 | 11445958.7182 | 3801254.0113 | 3455072.5936 | 3120154.3667 | 2811808.7021 | 2533743.2047 | 2294278.3325 | 2087717.3856 | 1909749.0037
Scenario 2: High TRC | SDG&E | Res | WaterHeat | Res - Single Family | Program Administrator Cost Test | Fuel Substitution | 46850.085 | 50136.7369 | 53319.4789 | 56680.4584 | 60275.3285 | 12623.7835 | 14472.7149 | 16424.6337 | 18021.9258 | 19110.1975 | 19948.6924 | 20456.3623 | 20782.4113
Scenario 2: High TRC | SDG&E | Res | WaterHeat | Res - Single Family | Rate Impact Measure Test | Energy Efficiency | 10697281.2978 | 11285689.0452 | 11622631.6115 | 11702220.6622 | 11445958.7182 | 3801254.0113 | 3455072.5936 | 3120154.3667 | 2811808.7021 | 2533743.2047 | 2294278.3325 | 2087717.3856 | 1909749.0037
Scenario 2: High TRC | SDG&E | Res | WaterHeat | Res - Single Family | Rate Impact Measure Test | Fuel Substitution | 49824.9542 | 52557.7275 | 55205.2086 | 58005.8447 | 61075.7508 | 12623.7835 | 14472.7149 | 16424.6337 | 18021.9258 | 19110.1975 | 19948.6924 | 20456.3623 | 20782.4113
Scenario 2: High TRC | SDG&E | Res | WaterHeat | Res - Single Family | Total Resource Cost Test | Energy Efficiency | 18375164.8128 | 18621923.7918 | 15818332.3349 | 15877470.2408 | 15466679.9944 | 4253731.8167 | 3876366.8989 | 3512778.525 | 2811808.7021 | 2533743.2047 | 2294278.3325 | 2087717.3856 | 1909749.0037
Scenario 2: High TRC | SDG&E | Res | WaterHeat | Res - Single Family | Total Resource Cost Test | Fuel Substitution | 52113.1788 | 55484.0318 | 58715.7209 | 62121.0398 | 65761.272 | 18776.6691 | 21348.4112 | 24071.355 | 18021.9258 | 19110.1975 | 19948.6924 | 20456.3623 | 20782.4113
Scenario 3: Aggressive Fuel Sub | PG&E | Ag | WholeBlg | Ag - Dairies, fishing, hunting | Participant Cost Test | Energy Efficiency | 214056.4017 | 217436.6067 | 220239.6446 | 222768.302 | 228040.4054 | 239482.0322 | 249875.5336 | 259621.8782 | 269389.5623 | 279519.3568 | 289780.049 | 296018.8637 | 302768.6259
Scenario 3: Aggressive Fuel Sub | PG&E | Ag | WholeBlg | Ag - Dairies, fishing, hunting | Program Administrator Cost Test | Energy Efficiency | 214056.4017 | 217436.6067 | 220239.6446 | 222768.302 | 228040.4054 | 239482.0322 | 249875.5336 | 259621.8782 | 269389.5623 | 279519.3568 | 289780.049 | 296018.8637 | 302768.6259
Scenario 3: Aggressive Fuel Sub | PG&E | Ag | WholeBlg | Ag - Dairies, fishing, hunting | Rate Impact Measure Test | Energy Efficiency | 214056.4017 | 217436.6067 | 220239.6446 | 222768.302 | 228040.4054 | 239482.0322 | 249875.5336 | 259621.8782 | 269389.5623 | 279519.3568 | 289780.049 | 296018.8637 | 302768.6259
Scenario 3: Aggressive Fuel Sub | PG&E | Ag | WholeBlg | Ag - Dairies, fishing, hunting | Total Resource Cost Test | Energy Efficiency | 214056.4017 | 217436.6067 | 220239.6446 | 222768.302 | 228040.4054 | 239482.0322 | 249875.5336 | 259621.8782 | 269389.5623 | 279519.3568 | 289780.049 | 296018.8637 | 302768.6259
Scenario 3: Aggressive Fuel Sub | PG&E | Ag | WholeBlg | Ag - Irrigated Agriculture, vineyards, forestry and greenhouses | Participant Cost Test | Energy Efficiency | 1748994.9183 | 1804624.2957 | 1852116.5851 | 1896582.4904 | 1961007.4542 | 2080088.0243 | 2191509.5489 | 2299449.7722 | 2407516.177 | 2519917.7689 | 2633325.7405 | 2710636.9702 | 2791998.07
Scenario 3: Aggressive Fuel Sub | PG&E | Ag | WholeBlg | Ag - Irrigated Agriculture, vineyards, forestry and greenhouses | Program Administrator Cost Test | Energy Efficiency | 1748994.9183 | 1804624.2957 | 1852116.5851 | 1896582.4904 | 1961007.4542 | 2080088.0243 | 2191509.5489 | 2299449.7722 | 2407516.177 | 2519917.7689 | 2633325.7405 | 2710636.9702 | 2791998.07
Scenario 3: Aggressive Fuel Sub | PG&E | Ag | WholeBlg | Ag - Irrigated Agriculture, vineyards, forestry and greenhouses | Rate Impact Measure Test | Energy Efficiency | 1748994.9183 | 1804624.2957 | 1852116.5851 | 1896582.4904 | 1961007.4542 | 2080088.0243 | 2191509.5489 | 2299449.7722 | 2407516.177 | 2519917.7689 | 2633325.7405 | 2710636.9702 | 2791998.07
Scenario 3: Aggressive Fuel Sub | PG&E | Ag | WholeBlg | Ag - Irrigated Agriculture, vineyards, forestry and greenhouses | Total Resource Cost Test | Energy Efficiency | 1748994.9183 | 1804624.2957 | 1852116.5851 | 1896582.4904 | 1961007.4542 | 2080088.0243 | 2191509.5489 | 2299449.7722 | 2407516.177 | 2519917.7689 | 2633325.7405 | 2710636.9702 | 2791998.07
Scenario 3: Aggressive Fuel Sub | PG&E | Ag | WholeBlg | Ag - Water pumping | Participant Cost Test | Energy Efficiency | 1032562.2727 | 1021275.2113 | 1003739.2548 | 984901.2681 | 977480.7304 | 1003009.6778 | 1022589.6476 | 1038389.6521 | 1049795.961 | 1061328.2682 | 1070534.595 | 1061955.6033 | 1054008.0669
Scenario 3: Aggressive Fuel Sub | PG&E | Ag | WholeBlg | Ag - Water pumping | Program Administrator Cost Test | Energy Efficiency | 1032562.2727 | 1021275.2113 | 1003739.2548 | 984901.2681 | 977480.7304 | 1003009.6778 | 1022589.6476 | 1038389.6521 | 1049795.961 | 1061328.2682 | 1070534.595 | 1061955.6033 | 1054008.0669
Scenario 3: Aggressive Fuel Sub | PG&E | Ag | WholeBlg | Ag - Water pumping | Rate Impact Measure Test | Energy Efficiency | 1032562.2727 | 1021275.2113 | 1003739.2548 | 984901.2681 | 977480.7304 | 1003009.6778 | 1022589.6476 | 1038389.6521 | 1049795.961 | 1061328.2682 | 1070534.595 | 1061955.6033 | 1054008.0669
Scenario 3: Aggressive Fuel Sub | PG&E | Ag | WholeBlg | Ag - Water pumping | Total Resource Cost Test | Energy Efficiency | 1032562.2727 | 1021275.2113 | 1003739.2548 | 984901.2681 | 977480.7304 | 1003009.6778 | 1022589.6476 | 1038389.6521 | 1049795.961 | 1061328.2682 | 1070534.595 | 1061955.6033 | 1054008.0669
Scenario 3: Aggressive Fuel Sub | PG&E | Com | AppPlug | Com - Health | Participant Cost Test | Energy Efficiency | 6777245.1872 | 7459260.3008 | 8035816.8294 | 8357466.4196 | 7046739.0556 | 5142318.3137 | 16140217.04 | 8362664.6034 | 8202129.9021 | 7945775.2495 | 7109731.9969 | 5207999.5147 | 3122347.5474
Scenario 3: Aggressive Fuel Sub | PG&E | Com | AppPlug | Com - Health | Program Administrator Cost Test | Energy Efficiency | 5944874.0777 | 6723938.661 | 7434499.1137 | 7919589.8109 | 7203319.1063 | 4867824.3518 | 20769580.5414 | 10239319.2787 | 10794500.6805 | 11257536.0267 | 11608308.9263 | 12214794.7123 | 12801864.9041
Scenario 3: Aggressive Fuel Sub | PG&E | Com | AppPlug | Com - Health | Rate Impact Measure Test | Energy Efficiency | 5944874.0777 | 6723938.661 | 7434499.1137 | 7919589.8109 | 7203319.1063 | 4867824.3518 | 20769580.5414 | 10239319.2787 | 10794500.6805 | 11257536.0267 | 11608308.9263 | 12214794.7123 | 12801864.9041
Scenario 3: Aggressive Fuel Sub | PG&E | Com | AppPlug | Com - Health | Total Resource Cost Test | Energy Efficiency | 5944874.0777 | 6723938.661 | 7434499.1137 | 7919589.8109 | 7203319.1063 | 4867824.3518 | 20769580.5414 | 10239319.2787 | 10794500.6805 | 11257536.0267 | 11608308.9263 | 12214794.7123 | 12801864.9041
Scenario 3: Aggressive Fuel Sub | PG&E | Com | AppPlug | Com - Lodging | Participant Cost Test | Energy Efficiency | 5960953.6901 | 6631933.9446 | 6982328.6138 | 7263132.766 | 7264283.699 | 7167341.0723 | 7018033.4116 | 6804790.2196 | 6525165.3569 | 6184247.9016 | 2004860.6145 | 2276494.2128 | 6672717.7787
Scenario 3: Aggressive Fuel Sub | PG&E | Com | AppPlug | Com - Lodging | Program Administrator Cost Test | Energy Efficiency | 5261424.1737 | 6023224.9265 | 6503852.8271 | 6935302.9686 | 7445872.9772 | 7915372.3261 | 8397526.2708 | 8877369.2709 | 9355780.2634 | 9854178.217 | 6370972.9639 | 3722893.5999 | 45354113.3581
Scenario 3: Aggressive Fuel Sub | PG&E | Com | AppPlug | Com - Lodging | Rate Impact Measure Test | Energy Efficiency | 5261424.1737 | 6023224.9265 | 6503852.8271 | 6935302.9686 | 7445872.9772 | 7915372.3261 | 8397526.2708 | 8877369.2709 | 9355780.2634 | 9854178.217 | 6370972.9639 | 3722893.5999 | 45354113.3581
Scenario 3: Aggressive Fuel Sub | PG&E | Com | AppPlug | Com - Lodging | Total Resource Cost Test | Energy Efficiency | 5261424.1737 | 6023224.9265 | 6503852.8271 | 6935302.9686 | 7445872.9772 | 7915372.3261 | 8397526.2708 | 8877369.2709 | 9355780.2634 | 9854178.217 | 6370972.9639 | 3722893.5999 | 45354113.3581
Scenario 3: Aggressive Fuel Sub | PG&E | Com | AppPlug | Com - Other | Participant Cost Test | Energy Efficiency | 17064.2855 | 19588.0897 | 22414.7612 | 25293.0628 | 28028.3497 | 31371.4239 | 34933.2915 | 38357.6623 | 41373.0809 | 37014.833 | 31204.2661 | 23772.0736 | 14598.0601
Scenario 3: Aggressive Fuel Sub | PG&E | Com | AppPlug | Com - Other | Program Administrator Cost Test | Energy Efficiency | 11960.7808 | 14082.2814 | 16526.5488 | 19125.9192 | 21748.0625 | 24973.523 | 28543.0039 | 32157.9852 | 35583.6693 | 39433.5114 | 43557.4155 | 47897.5222 | 52549.115
Scenario 3: Aggressive Fuel Sub | PG&E | Com | AppPlug | Com - Other | Rate Impact Measure Test | Energy Efficiency | 11960.7808 | 14082.2814 | 16526.5488 | 19125.9192 | 21748.0625 | 24973.523 | 28543.0039 | 32157.9852 | 35583.6693 | 39433.5114 | 43557.4155 | 47897.5222 | 52549.115
Scenario 3: Aggressive Fuel Sub | PG&E | Com | AppPlug | Com - Other | Total Resource Cost Test | Energy Efficiency | 11960.7808 | 14082.2814 | 16526.5488 | 19125.9192 | 21748.0625 | 24973.523 | 28543.0039 | 32157.9852 | 35583.6693 | 39433.5114 | 43557.4155 | 47897.5222 | 52549.115
Scenario 3: Aggressive Fuel Sub | PG&E | Com | BROs | Com - Lodging | Participant Cost Test | Energy Efficiency | 1222.1319 | 2661.863 | 4053.0946 | 4876.0152 | 5808.8039 | 7605.881 | 9538.2402 | 11471.6334 | 13558.9414 | 17051.976 | 20624.3918 | 23166.3387 | 25604.8242
Scenario 3: Aggressive Fuel Sub | PG&E | Com | BROs | Com - Lodging | Program Administrator Cost Test | Energy Efficiency | 1222.1319 | 2661.863 | 4053.0946 | 4876.0152 | 5808.8039 | 7605.881 | 9538.2402 | 11471.6334 | 13558.9414 | 17051.976 | 20624.3918 | 23166.3387 | 25604.8242
Scenario 3: Aggressive Fuel Sub | PG&E | Com | BROs | Com - Lodging | Rate Impact Measure Test | Energy Efficiency | 1222.1319 | 2661.863 | 4053.0946 | 4876.0152 | 5808.8039 | 7605.881 | 9538.2402 | 11471.6334 | 13558.9414 | 17051.976 | 20624.3918 | 23166.3387 | 25604.8242
Scenario 3: Aggressive Fuel Sub | PG&E | Com | BROs | Com - Lodging | Total Resource Cost Test | Energy Efficiency | 1222.1319 | 2661.863 | 4053.0946 | 4876.0152 | 5808.8039 | 7605.881 | 9538.2402 | 11471.6334 | 13558.9414 | 17051.976 | 20624.3918 | 23166.3387 | 25604.8242
Scenario 3: Aggressive Fuel Sub | PG&E | Com | BROs | Com - Other | Participant Cost Test | Energy Efficiency | 4713.9811 | 10797.9743 | 17157.9171 | 21284.9463 | 26273.6902 | 36016.1206 | 46623.7721 | 55894.4951 | 66983.8796 | 85255.9248 | 104434.2981 | 118721.0271 | 131959.7593
Scenario 3: Aggressive Fuel Sub | PG&E | Com | BROs | Com - Other | Program Administrator Cost Test | Energy Efficiency | 4713.9811 | 10797.9743 | 17157.9171 | 21284.9463 | 26273.6902 | 36016.1206 | 46623.7721 | 55894.4951 | 66983.8796 | 85255.9248 | 104434.2981 | 118721.0271 | 131959.7593
Scenario 3: Aggressive Fuel Sub | PG&E | Com | BROs | Com - Other | Rate Impact Measure Test | Energy Efficiency | 4713.9811 | 10797.9743 | 17157.9171 | 21284.9463 | 26273.6902 | 36016.1206 | 46623.7721 | 55894.4951 | 66983.8796 | 85255.9248 | 104434.2981 | 118721.0271 | 131959.7593
Scenario 3: Aggressive Fuel Sub | PG&E | Com | BROs | Com - Other | Total Resource Cost Test | Energy Efficiency | 4713.9811 | 10797.9743 | 17157.9171 | 21284.9463 | 26273.6902 | 36016.1206 | 46623.7721 | 55894.4951 | 66983.8796 | 85255.9248 | 104434.2981 | 118721.0271 | 131959.7593
Scenario 3: Aggressive Fuel Sub | PG&E | Com | BROs | Com - Retail | Participant Cost Test | Energy Efficiency | 6102.0337 | 13152.5562 | 19820.3074 | 23597.9812 | 27810.7124 | 36044.6685 | 44813.3967 | 54479.4955 | 63716.1887 | 79277.2833 | 94862.489 | 105422.7392 | 117566.1779
Scenario 3: Aggressive Fuel Sub | PG&E | Com | BROs | Com - Retail | Program Administrator Cost Test | Energy Efficiency | 6102.0337 | 13152.5562 | 19820.3074 | 23597.9812 | 27810.7124 | 36044.6685 | 44813.3967 | 54479.4955 | 63716.1887 | 79277.2833 | 94862.489 | 105422.7392 | 117566.1779
Scenario 3: Aggressive Fuel Sub | PG&E | Com | BROs | Com - Retail | Rate Impact Measure Test | Energy Efficiency | 6102.0337 | 13152.5562 | 19820.3074 | 23597.9812 | 27810.7124 | 36044.6685 | 44813.3967 | 54479.4955 | 63716.1887 | 79277.2833 | 94862.489 | 105422.7392 | 117566.1779
Scenario 3: Aggressive Fuel Sub | PG&E | Com | BROs | Com - Retail | Total Resource Cost Test | Energy Efficiency | 6102.0337 | 13152.5562 | 19820.3074 | 23597.9812 | 27810.7124 | 36044.6685 | 44813.3967 | 54479.4955 | 63716.1887 | 79277.2833 | 94862.489 | 105422.7392 | 117566.1779
Scenario 3: Aggressive Fuel Sub | PG&E | Com | BldgEnv | Com - College | Participant Cost Test | Energy Efficiency | 1740.2757 | 1737.625 | 1799.4922 | 1856.6001 | 1838.1668 | 1787.1709 | 1744.3516 | 1633.8194 | 1200.3428 | 1029.9399 | 819.4273 | 567.7644 | 298.4357
Scenario 3: Aggressive Fuel Sub | PG&E | Com | BldgEnv | Com - College | Program Administrator Cost Test | Energy Efficiency | 1306.9259 | 1426.7555 | 1592.5004 | 1788.7235 | 1945.8119 | 2098.7224 | 2296.4013 | 2467.1263 | 2708.4185 | 2939.6422 | 3157.23 | 3319.1389 | 3536.6246
Scenario 3: Aggressive Fuel Sub | PG&E | Com | BldgEnv | Com - College | Rate Impact Measure Test | Energy Efficiency | 1306.9259 | 1426.7555 | 1592.5004 | 1788.7235 | 1945.8119 | 2098.7224 | 2296.4013 | 2467.1263 | 2708.4185 | 2939.6422 | 3157.23 | 3319.1389 | 3536.6246
Scenario 3: Aggressive Fuel Sub | PG&E | Com | BldgEnv | Com - College | Total Resource Cost Test | Energy Efficiency | 1542.1876 | 1663.7789 | 1851.8194 | 2061.3357 | 2228.242 | 2388.3625 | 2597.4167 | 2774.3878 | 2708.4185 | 2939.6422 | 3157.23 | 3319.1389 | 3536.6246
Scenario 3: Aggressive Fuel Sub | PG&E | Com | BldgEnv | Com - Grocery | Participant Cost Test | Energy Efficiency | 2832.4627 | 2888.0331 | 2943.9803 | 2984.7074 | 2961.1021 | 2932.8437 | 2853.1934 | 2694.3491 | 2045.7634 | 1747.2397 | 1399.3393 | 993.9445 | 530.3705
Scenario 3: Aggressive Fuel Sub | PG&E | Com | BldgEnv | Com - Grocery | Program Administrator Cost Test | Energy Efficiency | 2079.5317 | 2306.7536 | 2569.84 | 2861.4369 | 3142.299 | 3490.2029 | 3849.2661 | 4231.3732 | 4595.1426 | 4989.3379 | 5414.236 | 5853.1683 | 6333.3842
Scenario 3: Aggressive Fuel Sub | PG&E | Com | BldgEnv | Com - Grocery | Rate Impact Measure Test | Energy Efficiency | 2079.5317 | 2306.7536 | 2569.84 | 2861.4369 | 3142.299 | 3490.2029 | 3849.2661 | 4231.3732 | 4595.1426 | 4989.3379 | 5414.236 | 5853.1683 | 6333.3842
Scenario 3: Aggressive Fuel Sub | PG&E | Com | BldgEnv | Com - Grocery | Total Resource Cost Test | Energy Efficiency | 2386.009 | 2622.4376 | 2897.3567 | 3203.7333 | 3495.7813 | 3858.5356 | 4231.0411 | 4626.1598 | 4595.1426 | 4989.3379 | 5414.236 | 5853.1683 | 6333.3842
Scenario 3: Aggressive Fuel Sub | PG&E | Com | BldgEnv | Com - Health | Participant Cost Test | Energy Efficiency | 247795.8706 | 260715.3349 | 265216.3956 | 258972.7484 | 242515.5067 | 218453.4207 | 187702.935 | 142317.2964 | 82907.5792 | 49171.5018 | 24518.7344 | 8854.6835 | 1466.135
Scenario 3: Aggressive Fuel Sub | PG&E | Com | BldgEnv | Com - Health | Program Administrator Cost Test | Energy Efficiency | 150271.6157 | 163232.8068 | 171415.6658 | 172767.4725 | 167627.2391 | 157374.6132 | 141339.3777 | 121508.885 | 99486.0567 | 76734.9529 | 54436.8768 | 34357.2408 | 18411.6735
Scenario 3: Aggressive Fuel Sub | PG&E | Com | BldgEnv | Com - Health | Rate Impact Measure Test | Energy Efficiency | 150271.6157 | 163232.8068 | 171415.6658 | 172767.4725 | 167627.2391 | 157374.6132 | 141339.3777 | 121508.885 | 99486.0567 | 76734.9529 | 54436.8768 | 34357.2408 | 18411.6735
Scenario 3: Aggressive Fuel Sub | PG&E | Com | BldgEnv | Com - Health | Total Resource Cost Test | Energy Efficiency | 180958.7368 | 195031.9557 | 203256.05 | 203386.6455 | 195896.5173 | 182532.899 | 162740.2239 | 138901.3026 | 99486.0567 | 76734.9529 | 54436.8768 | 34357.2408 | 18411.6735
Scenario 3: Aggressive Fuel Sub | PG&E | Com | BldgEnv | Com - Lodging | Participant Cost Test | Energy Efficiency | 411648.0715 | 395285.4668 | 362576.5289 | 316089.8098 | 260821.2392 | 201357.5087 | 142646.8131 | 83766.6013 | 20854.5843 | 6592.5364 | 5275.5952 | 3754.9495 | 2000.4686
Scenario 3: Aggressive Fuel Sub | PG&E | Com | BldgEnv | Com - Lodging | Program Administrator Cost Test | Energy Efficiency | 198690.4779 | 198119.6144 | 188806.3171 | 171460.6273 | 148366.068 | 121324.5665 | 92570.0399 | 64128.5047 | 37424.4939 | 23952.1382 | 25841.6494 | 27873.9866 | 29992.9804
Scenario 3: Aggressive Fuel Sub | PG&E | Com | BldgEnv | Com - Lodging | Rate Impact Measure Test | Energy Efficiency | 198690.4779 | 198119.6144 | 188806.3171 | 171460.6273 | 148366.068 | 121324.5665 | 92570.0399 | 64128.5047 | 37424.4939 | 23952.1382 | 25841.6494 | 27873.9866 | 29992.9804
Scenario 3: Aggressive Fuel Sub | PG&E | Com | BldgEnv | Com - Lodging | Total Resource Cost Test | Energy Efficiency | 337904.7292 | 330276.6655 | 308638.5702 | 274864.705 | 233032.2057 | 186468.4122 | 138989.3301 | 93653.7095 | 37424.4939 | 23952.1382 | 25841.6494 | 27873.9866 | 29992.9804
Scenario 3: Aggressive Fuel Sub | PG&E | Com | BldgEnv | Com - Office (Large) | Participant Cost Test | Energy Efficiency | 26618.9656 | 26754.9706 | 26900.1049 | 26538.3338 | 26046.3671 | 25132.9894 | 24044.8895 | 22292.9561 | 14572.76 | 12205.6763 | 9548.2273 | 6637.6046 | 3463.1043
Scenario 3: Aggressive Fuel Sub | PG&E | Com | BldgEnv | Com - Office (Large) | Program Administrator Cost Test | Energy Efficiency | 18810.633 | 20491.0928 | 22415.016 | 24196.6572 | 26205.1788 | 28204.7627 | 30416.6383 | 32381.4557 | 34096.5195 | 36159.6621 | 38180.4541 | 40263.6933 | 42467.8953
Scenario 3: Aggressive Fuel Sub | PG&E | Com | BldgEnv | Com - Office (Large) | Rate Impact Measure Test | Energy Efficiency | 18810.633 | 20491.0928 | 22415.016 | 24196.6572 | 26205.1788 | 28204.7627 | 30416.6383 | 32381.4557 | 34096.5195 | 36159.6621 | 38180.4541 | 40263.6933 | 42467.8953
Scenario 3: Aggressive Fuel Sub | PG&E | Com | BldgEnv | Com - Office (Large) | Total Resource Cost Test | Energy Efficiency | 23492.6329 | 25316.5816 | 27411.1966 | 29308.1024 | 31446.2266 | 33538.6048 | 35856.1218 | 37861.4681 | 34096.5195 | 36159.6621 | 38180.4541 | 40263.6933 | 42467.8953
Scenario 3: Aggressive Fuel Sub | PG&E | Com | BldgEnv | Com - Office (Small) | Participant Cost Test | Energy Efficiency | 4578.1617 | 4661.585 | 4724.7924 | 807.9535 | 42823.6877 | 4193.4195 | 4035.264 | 3759.2898 | 2903.0384 | 2461.5606 | 1955.5656 | 1379.8397 | 730.281
Scenario 3: Aggressive Fuel Sub | PG&E | Com | BldgEnv | Com - Office (Small) | Program Administrator Cost Test | Energy Efficiency | 3441.1545 | 3806.1788 | 4207.3799 | 438.7573 | 50345.0999 | 5043.1135 | 5498.7169 | 5969.643 | 6441.0448 | 6944.6025 | 7476.4336 | 8031.1986 | 8620.6326
Scenario 3: Aggressive Fuel Sub | PG&E | Com | BldgEnv | Com - Office (Small) | Rate Impact Measure Test | Energy Efficiency | 3441.1545 | 3806.1788 | 4207.3799 | 438.7573 | 50345.0999 | 5043.1135 | 5498.7169 | 5969.643 | 6441.0448 | 6944.6025 | 7476.4336 | 8031.1986 | 8620.6326
Scenario 3: Aggressive Fuel Sub | PG&E | Com | BldgEnv | Com - Office (Small) | Total Resource Cost Test | Energy Efficiency | 3858.7147 | 4239.0263 | 4656.5544 | 539.3285 | 54569.5267 | 5495.9148 | 5962.8531 | 6443.8085 | 6441.0448 | 6944.6025 | 7476.4336 | 8031.1986 | 8620.6326
Scenario 3: Aggressive Fuel Sub | PG&E | Com | BldgEnv | Com - Other | Participant Cost Test | Energy Efficiency | 4936.1197 | 5019.8682 | 5098.6436 | 5110.8604 | 5042.5659 | 4984.7384 | 4882.4376 | 4610.3109 | 3029.3495 | 2559.9154 | 2029.3066 | 1427.2648 | 754.4537
Scenario 3: Aggressive Fuel Sub | PG&E | Com | BldgEnv | Com - Other | Program Administrator Cost Test | Energy Efficiency | 3144.2369 | 3464.3635 | 3825.0641 | 4187.1279 | 4540.1253 | 4992.9302 | 5490.5459 | 5977.1217 | 6396.8214 | 6893.3246 | 7426.0015 | 7970.3508 | 8565.8156
Scenario 3: Aggressive Fuel Sub | PG&E | Com | BldgEnv | Com - Other | Rate Impact Measure Test | Energy Efficiency | 3144.2369 | 3464.3635 | 3825.0641 | 4187.1279 | 4540.1253 | 4992.9302 | 5490.5459 | 5977.1217 | 6396.8214 | 6893.3246 | 7426.0015 | 7970.3508 | 8565.8156
Scenario 3: Aggressive Fuel Sub | PG&E | Com | BldgEnv | Com - Other | Total Resource Cost Test | Energy Efficiency | 4114.762 | 4459.6207 | 4849.3685 | 5235.7398 | 5605.4872 | 6086.8659 | 6615.1811 | 7124.5784 | 6396.8214 | 6893.3246 | 7426.0015 | 7970.3508 | 8565.8156
Scenario 3: Aggressive Fuel Sub | PG&E | Com | BldgEnv | Com - Refrig. Warehouse | Participant Cost Test | Energy Efficiency | 1133.0937 | 1164.8128 | 1183.4807 | 1185.8364 | 1169.8853 | 1134.8817 | 1072.7019 | 973.2779 | 796.2234 | 658.5477 | 509.8447 | 351.8634 | 182.808
Scenario 3: Aggressive Fuel Sub | PG&E | Com | BldgEnv | Com - Refrig. Warehouse | Program Administrator Cost Test | Energy Efficiency | 937.1622 | 1039.0993 | 1143 | 1248.946 | 1357.5707 | 1472.0574 | 1577.9475 | 1686.081 | 1784.0924 | 1889.7823 | 1996.7253 | 2112.0685 | 2238.754
Scenario 3: Aggressive Fuel Sub | PG&E | Com | BldgEnv | Com - Refrig. Warehouse | Rate Impact Measure Test | Energy Efficiency | 937.1622 | 1039.0993 | 1143 | 1248.946 | 1357.5707 | 1472.0574 | 1577.9475 | 1686.081 | 1784.0924 | 1889.7823 | 1996.7253 | 2112.0685 | 2238.754
Scenario 3: Aggressive Fuel Sub | PG&E | Com | BldgEnv | Com - Refrig. Warehouse | Total Resource Cost Test | Energy Efficiency | 977.0368 | 1081.0549 | 1186.7878 | 1294.3071 | 1404.2286 | 1519.8006 | 1626.2387 | 1734.7399 | 1784.0924 | 1889.7823 | 1996.7253 | 2112.0685 | 2238.754
Scenario 3: Aggressive Fuel Sub | PG&E | Com | BldgEnv | Com - Restaurant | Participant Cost Test | Energy Efficiency | 1276.7686 | 1275.5249 | 1286.4748 | 1281.4243 | 1259.9366 | 1219.6464 | 1169.7862 | 1079.5779 | 902.7908 | 765.3206 | 607.1165 | 65.3615 | 2156.0358
Scenario 3: Aggressive Fuel Sub | PG&E | Com | BldgEnv | Com - Restaurant | Program Administrator Cost Test | Energy Efficiency | 999.0724 | 1083.9147 | 1192.4914 | 1304.5735 | 1421.8989 | 1544.8595 | 1684.3371 | 1825.0622 | 1967.8552 | 2123.7423 | 2285.2104 | 155.3693 | 27328.6423
Scenario 3: Aggressive Fuel Sub | PG&E | Com | BldgEnv | Com - Restaurant | Rate Impact Measure Test | Energy Efficiency | 999.0724 | 1083.9147 | 1192.4914 | 1304.5735 | 1421.8989 | 1544.8595 | 1684.3371 | 1825.0622 | 1967.8552 | 2123.7423 | 2285.2104 | 155.3693 | 27328.6423
Scenario 3: Aggressive Fuel Sub | PG&E | Com | BldgEnv | Com - Restaurant | Total Resource Cost Test | Energy Efficiency | 1047.3069 | 1132.7207 | 1242.7787 | 1356.2056 | 1474.74 | 1598.7338 | 1739.4747 | 1881.2214 | 1967.8552 | 2123.7423 | 2285.2104 | 155.3693 | 27328.6423
Scenario 3: Aggressive Fuel Sub | PG&E | Com | BldgEnv | Com - Retail | Participant Cost Test | Energy Efficiency | 147312.0116 | 150255.791 | 8213.2214 | 125893.8326 | 187727.3581 | 110321.8647 | 94707.3737 | 72375.4067 | 5066.0339 | 4301.3633 | 3430.0225 | 2428.703 | 1298.7195
Scenario 3: Aggressive Fuel Sub | PG&E | Com | BldgEnv | Com - Retail | Program Administrator Cost Test | Energy Efficiency | 57744.443 | 61121.3956 | 6421.4187 | 51973.8848 | 120258.3151 | 53337.8425 | 49427.3087 | 43436.3575 | 11548.3775 | 12512.1279 | 13563.8171 | 14657.6174 | 15895.4045
Scenario 3: Aggressive Fuel Sub | PG&E | Com | BldgEnv | Com - Retail | Rate Impact Measure Test | Energy Efficiency | 57744.443 | 61121.3956 | 6421.4187 | 51973.8848 | 120258.3151 | 53337.8425 | 49427.3087 | 43436.3575 | 11548.3775 | 12512.1279 | 13563.8171 | 14657.6174 | 15895.4045
Scenario 3: Aggressive Fuel Sub | PG&E | Com | BldgEnv | Com - Retail | Total Resource Cost Test | Energy Efficiency | 99580.9379 | 103461.5256 | 8319.3468 | 87024.7963 | 169742.3848 | 83350.8644 | 75067.3022 | 64167.6209 | 11548.3775 | 12512.1279 | 13563.8171 | 14657.6174 | 15895.4045
Scenario 3: Aggressive Fuel Sub | PG&E | Com | BldgEnv | Com - School | Participant Cost Test | Energy Efficiency | 6947.2337 | 7034.2607 | 7055.1543 | 6972.964 | 6756.7752 | 6498.0329 | 6139.9394 | 5675.995 | 4158.2269 | 3503.1329 | 2765.06 | 1946.5271 | 1023.5807
Scenario 3: Aggressive Fuel Sub | PG&E | Com | BldgEnv | Com - School | Program Administrator Cost Test | Energy Efficiency | 5234.5675 | 5756.191 | 6293.7543 | 6825.0447 | 7317.2919 | 7881.7703 | 8435.0342 | 9033.626 | 9644.616 | 10296.3567 | 10979.3188 | 11736.7651 | 12485.2359
Scenario 3: Aggressive Fuel Sub | PG&E | Com | BldgEnv | Com - School | Rate Impact Measure Test | Energy Efficiency | 5234.5675 | 5756.191 | 6293.7543 | 6825.0447 | 7317.2919 | 7881.7703 | 8435.0342 | 9033.626 | 9644.616 | 10296.3567 | 10979.3188 | 11736.7651 | 12485.2359
Scenario 3: Aggressive Fuel Sub | PG&E | Com | BldgEnv | Com - School | Total Resource Cost Test | Energy Efficiency | 6039.6005 | 6591.9719 | 7157.7694 | 7711.9148 | 8217.4441 | 8797.8135 | 9361.886 | 9972.0574 | 9644.616 | 10296.3567 | 10979.3188 | 11736.7651 | 12485.2359
Scenario 3: Aggressive Fuel Sub | PG&E | Com | BldgEnv | Com - Warehouse | Participant Cost Test | Energy Efficiency | 894276.4468 | 891809.5412 | 853302.271 | 780436.0416 | 679879.2732 | 561725.4908 | 434892.0329 | 289860.436 | 124986.1401 | 48229.8599 | 17283.9634 | 12207.3512 | 6472.3736
Scenario 3: Aggressive Fuel Sub | PG&E | Com | BldgEnv | Com - Warehouse | Program Administrator Cost Test | Energy Efficiency | 529222.0121 | 546428.2112 | 541525.4464 | 514385.9958 | 467906.0677 | 407658.4246 | 336326.55 | 261146.6056 | 185873.0982 | 115224.7874 | 81994.2368 | 87910.0203 | 94302.8405
Scenario 3: Aggressive Fuel Sub | PG&E | Com | BldgEnv | Com - Warehouse | Rate Impact Measure Test | Energy Efficiency | 529222.0121 | 546428.2112 | 541525.4464 | 514385.9958 | 467906.0677 | 407658.4246 | 336326.55 | 261146.6056 | 185873.0982 | 115224.7874 | 81994.2368 | 87910.0203 | 94302.8405
Scenario 3: Aggressive Fuel Sub | PG&E | Com | BldgEnv | Com - Warehouse | Total Resource Cost Test | Energy Efficiency | 700114.9524 | 714449.8276 | 700010.7453 | 657495.1355 | 591281.6415 | 508998.3141 | 414871.2361 | 317960.4425 | 185873.0982 | 115224.7874 | 81994.2368 | 87910.0203 | 94302.8405
Scenario 3: Aggressive Fuel Sub | PG&E | Com | ComRefrig | Com - College | Participant Cost Test | Energy Efficiency | 4054.1585 | 2383.5657 | 1227.1622 | 506.6362 | 187.9918 | 58.5674 | 0 | 712.9872 | 793.0567 | 638.7406 | 925.6936 | 751.2716 | 410.3274
Scenario 3: Aggressive Fuel Sub | PG&E | Com | ComRefrig | Com - College | Program Administrator Cost Test | Energy Efficiency | 1066.3422 | 672.8943 | 367.6776 | 157.4503 | 60.6791 | 21.1747 | 0 | 311.229 | 407.8526 | 400.8944 | 757.6516 | 884.517 | 873.2567
Scenario 3: Aggressive Fuel Sub | PG&E | Com | ComRefrig | Com - College | Rate Impact Measure Test | Energy Efficiency | 1066.3422 | 672.8943 | 367.6776 | 157.4503 | 60.6791 | 21.1747 | 0 | 311.229 | 407.8526 | 400.8944 | 757.6516 | 884.517 | 873.2567
Scenario 3: Aggressive Fuel Sub | PG&E | Com | ComRefrig | Com - College | Total Resource Cost Test | Energy Efficiency | 1066.3422 | 672.8943 | 367.6776 | 157.4503 | 60.6791 | 21.1747 | 0 | 311.229 | 407.8526 | 400.8944 | 757.6516 | 884.517 | 873.2567
Scenario 3: Aggressive Fuel Sub | PG&E | Com | ComRefrig | Com - Grocery | Participant Cost Test | Energy Efficiency | 2913766.0961 | 1239414.7126 | 440682.4719 | 133198.3276 | 0 | 0 | 0 | 850445.0864 | 992138.8763 | 799033.3188 | 1126569.3929 | 949548.315 | 520965.6274
Scenario 3: Aggressive Fuel Sub | PG&E | Com | ComRefrig | Com - Grocery | Program Administrator Cost Test | Energy Efficiency | 755655.8017 | 337665.3908 | 123025.8617 | 39668.2242 | 0 | 0 | 0 | 371231.3233 | 510236.4269 | 501499.3655 | 922084.4279 | 1117960.5683 | 1108717.0256
Scenario 3: Aggressive Fuel Sub | PG&E | Com | ComRefrig | Com - Grocery | Rate Impact Measure Test | Energy Efficiency | 755655.8017 | 337665.3908 | 123025.8617 | 39668.2242 | 0 | 0 | 0 | 371231.3233 | 510236.4269 | 501499.3655 | 922084.4279 | 1117960.5683 | 1108717.0256
Scenario 3: Aggressive Fuel Sub | PG&E | Com | ComRefrig | Com - Grocery | Total Resource Cost Test | Energy Efficiency | 755655.8017 | 337665.3908 | 123025.8617 | 39668.2242 | 0 | 0 | 0 | 371231.3233 | 510236.4269 | 501499.3655 | 922084.4279 | 1117960.5683 | 1108717.0256
Scenario 3: Aggressive Fuel Sub | PG&E | Com | ComRefrig | Com - Health | Participant Cost Test | Energy Efficiency | 0 | 0 | 0 | 0 | 0 | 0 | 0 | 0 | 0 | 0 | 0 | 0 | 0
Scenario 3: Aggressive Fuel Sub | PG&E | Com | ComRefrig | Com - Health | Program Administrator Cost Test | Energy Efficiency | 0 | 0 | 0 | 0 | 0 | 0 | 0 | 0 | 0 | 0 | 0 | 0 | 0
Scenario 3: Aggressive Fuel Sub | PG&E | Com | ComRefrig | Com - Health | Rate Impact Measure Test | Energy Efficiency | 0 | 0 | 0 | 0 | 0 | 0 | 0 | 0 | 0 | 0 | 0 | 0 | 0
Scenario 3: Aggressive Fuel Sub | PG&E | Com | ComRefrig | Com - Health | Total Resource Cost Test | Energy Efficiency | 0 | 0 | 0 | 0 | 0 | 0 | 0 | 0 | 0 | 0 | 0 | 0 | 0
Scenario 3: Aggressive Fuel Sub | PG&E | Com | ComRefrig | Com - Refrig. Warehouse | Participant Cost Test | Energy Efficiency | 8674.807 | 4844.2554 | 2308.348 | 793.2048 | 303.6651 | 47.8466 | 0 | 1820.9957 | 2301.2933 | 1863.1079 | 2564.0162 | 2231.2293 | 1228.3573
Scenario 3: Aggressive Fuel Sub | PG&E | Com | ComRefrig | Com - Refrig. Warehouse | Program Administrator Cost Test | Energy Efficiency | 2277.6278 | 1363.556 | 686.8637 | 238.4882 | 98.0156 | 17.2987 | 0 | 794.8904 | 1183.5074 | 1169.3473 | 2098.6662 | 2626.961 | 2614.1853
Scenario 3: Aggressive Fuel Sub | PG&E | Com | ComRefrig | Com - Refrig. Warehouse | Rate Impact Measure Test | Energy Efficiency | 2277.6278 | 1363.556 | 686.8637 | 238.4882 | 98.0156 | 17.2987 | 0 | 794.8904 | 1183.5074 | 1169.3473 | 2098.6662 | 2626.961 | 2614.1853
Scenario 3: Aggressive Fuel Sub | PG&E | Com | ComRefrig | Com - Refrig. Warehouse | Total Resource Cost Test | Energy Efficiency | 2277.6278 | 1363.556 | 686.8637 | 238.4882 | 98.0156 | 17.2987 | 0 | 794.8904 | 1183.5074 | 1169.3473 | 2098.6662 | 2626.961 | 2614.1853
Scenario 3: Aggressive Fuel Sub | PG&E | Com | ComRefrig | Com - Restaurant | Participant Cost Test | Energy Efficiency | 103150.8216 | 45480.0036 | 16411.7808 | 5561.6374 | 0 | 0 | 0 | 29152.5071 | 31840.7798 | 25509.2938 | 37011.8973 | 18950.5021 | 64263.376
Scenario 3: Aggressive Fuel Sub | PG&E | Com | ComRefrig | Com - Restaurant | Program Administrator Cost Test | Energy Efficiency | 26764.3843 | 12421.5336 | 4581.6968 | 1656.3292 | 0 | 0 | 0 | 12725.4822 | 16375.052 | 16010.4646 | 30292.9849 | 22311.5677 | 136765.0749
Scenario 3: Aggressive Fuel Sub | PG&E | Com | ComRefrig | Com - Restaurant | Rate Impact Measure Test | Energy Efficiency | 26764.3843 | 12421.5336 | 4581.6968 | 1656.3292 | 0 | 0 | 0 | 12725.4822 | 16375.052 | 16010.4646 | 30292.9849 | 22311.5677 | 136765.0749
Scenario 3: Aggressive Fuel Sub | PG&E | Com | ComRefrig | Com - Restaurant | Total Resource Cost Test | Energy Efficiency | 26764.3843 | 12421.5336 | 4581.6968 | 1656.3292 | 0 | 0 | 0 | 12725.4822 | 16375.052 | 16010.4646 | 30292.9849 | 22311.5677 | 136765.0749
Scenario 3: Aggressive Fuel Sub | PG&E | Com | ComRefrig | Com - Retail | Participant Cost Test | Energy Efficiency | 1349556.5152 | 596976.8783 | 0 | 133388.6918 | 33399.7188 | 0 | 0 | 347919.4825 | 398022.5427 | 321172.7552 | 459152.8704 | 383492.4697 | 210799.2035
Scenario 3: Aggressive Fuel Sub | PG&E | Com | ComRefrig | Com - Retail | Program Administrator Cost Test | Energy Efficiency | 350529.8704 | 163588.3427 | 0 | 39724.9171 | 10780.6047 | 0 | 0 | 151871.781 | 204694.7306 | 201578.4939 | 375807.8952 | 451508.5718 | 448621.7348
Scenario 3: Aggressive Fuel Sub | PG&E | Com | ComRefrig | Com - Retail | Rate Impact Measure Test | Energy Efficiency | 350529.8704 | 163588.3427 | 0 | 39724.9171 | 10780.6047 | 0 | 0 | 151871.781 | 204694.7306 | 201578.4939 | 375807.8952 | 451508.5718 | 448621.7348
Scenario 3: Aggressive Fuel Sub | PG&E | Com | ComRefrig | Com - Retail | Total Resource Cost Test | Energy Efficiency | 350529.8704 | 163588.3427 | 0 | 39724.9171 | 10780.6047 | 0 | 0 | 151871.781 | 204694.7306 | 201578.4939 | 375807.8952 | 451508.5718 | 448621.7348
Scenario 3: Aggressive Fuel Sub | PG&E | Com | ComRefrig | Com - School | Participant Cost Test | Energy Efficiency | 13.5822 | 0 | 0 | 0 | 0 | 0 | 0 | 1198.2089 | 1764.1559 | 1420.9321 | 1807.9371 | 1693.0607 | 928.7663
Scenario 3: Aggressive Fuel Sub | PG&E | Com | ComRefrig | Com - School | Program Administrator Cost Test | Energy Efficiency | 3.3324 | 0 | 0 | 0 | 0 | 0 | 0 | 523.0352 | 907.2688 | 891.8233 | 1479.9053 | 1993.3425 | 1976.5968
Scenario 3: Aggressive Fuel Sub | PG&E | Com | ComRefrig | Com - School | Rate Impact Measure Test | Energy Efficiency | 3.3324 | 0 | 0 | 0 | 0 | 0 | 0 | 523.0352 | 907.2688 | 891.8233 | 1479.9053 | 1993.3425 | 1976.5968
Scenario 3: Aggressive Fuel Sub | PG&E | Com | ComRefrig | Com - School | Total Resource Cost Test | Energy Efficiency | 3.3324 | 0 | 0 | 0 | 0 | 0 | 0 | 523.0352 | 907.2688 | 891.8233 | 1479.9053 | 1993.3425 | 1976.5968
Scenario 3: Aggressive Fuel Sub | PG&E | Com | FoodServ | Com - College | Participant Cost Test | Energy Efficiency | 471595.2 | 482979.6534 | 462872.8332 | 487142.0705 | 427539.1369 | 399038.2872 | 382953.7052 | 350559.1969 | 312943.1595 | 269891.811 | 223465.6802 | 169504.4259 | 110545.4779
Scenario 3: Aggressive Fuel Sub | PG&E | Com | FoodServ | Com - College | Participant Cost Test | Fuel Substitution | 432.723 | 488.1837 | 536.5597 | 584.1393 | 630.0884 | 680.4829 | 743.6516 | 811.6146 | 891.3425 | 975.8032 | 1065.1524 | 1161.3177 | 1268.9652
Scenario 3: Aggressive Fuel Sub | PG&E | Com | FoodServ | Com - College | Program Administrator Cost Test | Energy Efficiency | 271693.7823 | 287573.627 | 296456.1111 | 348615.59 | 333685.1057 | 349389.0256 | 372676.7579 | 391653.6454 | 413468.6695 | 435528.588 | 460766.8607 | 483146.6324 | 508599.5676
Scenario 3: Aggressive Fuel Sub | PG&E | Com | FoodServ | Com - College | Program Administrator Cost Test | Fuel Substitution | 4196.3007 | 4886.049 | 5637.5171 | 6452.2691 | 7330.8 | 8355.9619 | 9684.664 | 11237.4103 | 13175.5631 | 15445.4878 | 18108.79 | 21246.94 | 25015.3054
Scenario 3: Aggressive Fuel Sub | PG&E | Com | FoodServ | Com - College | Rate Impact Measure Test | Energy Efficiency | 271693.7823 | 287573.627 | 296456.1111 | 348615.59 | 333685.1057 | 349389.0256 | 372676.7579 | 391653.6454 | 413468.6695 | 435528.588 | 460766.8607 | 483146.6324 | 508599.5676
Scenario 3: Aggressive Fuel Sub | PG&E | Com | FoodServ | Com - College | Rate Impact Measure Test | Fuel Substitution | 5479.7227 | 6228.807 | 6996.434 | 7801.3117 | 8645.3832 | 9612.4578 | 10884.0891 | 12352.0663 | 14195.6961 | 16331.3335 | 18829.9481 | 21762.1655 | 25292.3671
Scenario 3: Aggressive Fuel Sub | PG&E | Com | FoodServ | Com - College | Total Resource Cost Test | Energy Efficiency | 271693.7823 | 287573.627 | 296456.1111 | 348615.59 | 333685.1057 | 349389.0256 | 372676.7579 | 391653.6454 | 413468.6695 | 435528.588 | 460766.8607 | 483146.6324 | 508599.5676
Scenario 3: Aggressive Fuel Sub | PG&E | Com | FoodServ | Com - College | Total Resource Cost Test | Fuel Substitution | 4196.3007 | 4886.049 | 5637.5171 | 6452.2691 | 7330.8 | 8355.9619 | 9684.664 | 11237.4103 | 13175.5631 | 15445.4878 | 18108.79 | 21246.94 | 25015.3054
Scenario 3: Aggressive Fuel Sub | PG&E | Com | FoodServ | Com - Grocery | Participant Cost Test | Energy Efficiency | 3004970.1851 | 3089693.6209 | 3081074.067 | 2968708.7347 | 2818866.469 | 2656661.4854 | 2516582.478 | 2313454.9059 | 2056085.7927 | 1773699.9621 | 1500121.7298 | 1171287.6436 | 783900.1199
Scenario 3: Aggressive Fuel Sub | PG&E | Com | FoodServ | Com - Grocery | Participant Cost Test | Fuel Substitution | 4114.9002 | 4586.4508 | 5030.3307 | 5465.8555 | 5886.2288 | 6312.9313 | 6771.2142 | 7239.607 | 7734.8593 | 8243.1776 | 8761.2907 | 9301.326 | 9875.2663
Scenario 3: Aggressive Fuel Sub | PG&E | Com | FoodServ | Com - Grocery | Program Administrator Cost Test | Energy Efficiency | 1547986.355 | 1640954.0488 | 1738899.8621 | 1838458.3748 | 1935146.4129 | 2045805.4561 | 2175967.8057 | 2300854.5896 | 2415128.2377 | 2538280.8951 | 2719857.064 | 2899766.0854 | 3067611.9085
Scenario 3: Aggressive Fuel Sub | PG&E | Com | FoodServ | Com - Grocery | Program Administrator Cost Test | Fuel Substitution | 42201.2706 | 49147.9374 | 56691.1324 | 64831.8181 | 73548.8836 | 83156.8094 | 94169.4281 | 106422.247 | 120381.8114 | 136053.3346 | 153617.9975 | 173489.6 | 196205.4408
Scenario 3: Aggressive Fuel Sub | PG&E | Com | FoodServ | Com - Grocery | Rate Impact Measure Test | Energy Efficiency | 1547986.355 | 1640954.0488 | 1738899.8621 | 1838458.3748 | 1935146.4129 | 2045805.4561 | 2175967.8057 | 2300854.5896 | 2415128.2377 | 2538280.8951 | 2719857.064 | 2899766.0854 | 3067611.9085
Scenario 3: Aggressive Fuel Sub | PG&E | Com | FoodServ | Com - Grocery | Rate Impact Measure Test | Fuel Substitution | 54574.366 | 61978.492 | 69599.7915 | 77559.4726 | 85855.4836 | 94737.1623 | 104887.4045 | 116043.1793 | 128813.5838 | 143052.2067 | 159060.6857 | 177195.8336 | 198105.6743
Scenario 3: Aggressive Fuel Sub | PG&E | Com | FoodServ | Com - Grocery | Total Resource Cost Test | Energy Efficiency | 1547986.355 | 1640954.0488 | 1738899.8621 | 1838458.3748 | 1935146.4129 | 2045805.4561 | 2175967.8057 | 2300854.5896 | 2415128.2377 | 2538280.8951 | 2719857.064 | 2899766.0854 | 3067611.9085
Scenario 3: Aggressive Fuel Sub | PG&E | Com | FoodServ | Com - Grocery | Total Resource Cost Test | Fuel Substitution | 42201.2706 | 49147.9374 | 56691.1324 | 64831.8181 | 73548.8836 | 83156.8094 | 94169.4281 | 106422.247 | 120381.8114 | 136053.3346 | 153617.9975 | 173489.6 | 196205.4408
Scenario 3: Aggressive Fuel Sub | PG&E | Com | FoodServ | Com - Health | Participant Cost Test | Energy Efficiency | 1199629.6022 | 1232636.6696 | 1244989.8274 | 1190839.6541 | 1139203.9084 | 1062725.6774 | 1084386.0947 | 977534.2366 | 867566.3857 | 741061.95 | 610920.8342 | 472514.0034 | 312520.2286
Scenario 3: Aggressive Fuel Sub | PG&E | Com | FoodServ | Com - Health | Participant Cost Test | Fuel Substitution | 1261.48 | 1440.9717 | 1602.0465 | 1775.0177 | 1948.5243 | 2132.3649 | 2320.2951 | 2513.363 | 2709.0863 | 2908.1739 | 3109.625 | 3321.3809 | 3615.717
Scenario 3: Aggressive Fuel Sub | PG&E | Com | FoodServ | Com - Health | Program Administrator Cost Test | Energy Efficiency | 675097.2648 | 715796.5878 | 773028.7682 | 810368.6299 | 858342.4556 | 894377.2036 | 1016824.9671 | 1040364.9326 | 1091733.8979 | 1138279.5427 | 1194130.5261 | 1269793.3419 | 1342903.6286
Scenario 3: Aggressive Fuel Sub | PG&E | Com | FoodServ | Com - Health | Program Administrator Cost Test | Fuel Substitution | 12031.1975 | 14180.3249 | 16564.1341 | 19332.2049 | 22400.568 | 25914.3073 | 29884.095 | 34381.5559 | 39487.0985 | 45328.8465 | 52032.0699 | 59816.4068 | 70073.991
Scenario 3: Aggressive Fuel Sub | PG&E | Com | FoodServ | Com - Health | Rate Impact Measure Test | Energy Efficiency | 675097.2648 | 715796.5878 | 773028.7682 | 810368.6299 | 858342.4556 | 894377.2036 | 1016824.9671 | 1040364.9326 | 1091733.8979 | 1138279.5427 | 1194130.5261 | 1269793.3419 | 1342903.6286
Scenario 3: Aggressive Fuel Sub | PG&E | Com | FoodServ | Com - Health | Rate Impact Measure Test | Fuel Substitution | 15421.9767 | 17755.2813 | 20219.8074 | 23028.7136 | 26069.481 | 29466.6905 | 33249.2594 | 37472.9016 | 42250.6037 | 47670.6275 | 53892.6117 | 61112.8775 | 70758.861
Scenario 3: Aggressive Fuel Sub | PG&E | Com | FoodServ | Com - Health | Total Resource Cost Test | Energy Efficiency | 675097.2648 | 715796.5878 | 773028.7682 | 810368.6299 | 858342.4556 | 894377.2036 | 1016824.9671 | 1040364.9326 | 1091733.8979 | 1138279.5427 | 1194130.5261 | 1269793.3419 | 1342903.6286
Scenario 3: Aggressive Fuel Sub | PG&E | Com | FoodServ | Com - Health | Total Resource Cost Test | Fuel Substitution | 12031.1975 | 14180.3249 | 16564.1341 | 19332.2049 | 22400.568 | 25914.3073 | 29884.095 | 34381.5559 | 39487.0985 | 45328.8465 | 52032.0699 | 59816.4068 | 70073.991
Scenario 3: Aggressive Fuel Sub | PG&E | Com | FoodServ | Com - Lodging | Participant Cost Test | Energy Efficiency | 1232486.6629 | 1273686.7268 | 1277593.6351 | 1242878.7597 | 1198563.8418 | 1134267.0187 | 1084607.288 | 1005651.9469 | 898276.2819 | 778590.1627 | 653904.1278 | 505158.1117 | 341997.4993
Scenario 3: Aggressive Fuel Sub | PG&E | Com | FoodServ | Com - Lodging | Participant Cost Test | Fuel Substitution | 1226.6519 | 1377.7897 | 1516.2932 | 1664.4193 | 1811.6066 | 1965.0043 | 2118.4063 | 2274.2038 | 2430.9649 | 2589.6693 | 2750.3903 | 2932.7986 | 3268.8446
Scenario 3: Aggressive Fuel Sub | PG&E | Com | FoodServ | Com - Lodging | Program Administrator Cost Test | Energy Efficiency | 614780.272 | 656599.2694 | 699988.8196 | 741794.7117 | 791482.0398 | 839185.3161 | 898304.1969 | 954929.7308 | 1006799.5444 | 1063686.2165 | 1138005.2571 | 1207117.7559 | 1321473.9975
Scenario 3: Aggressive Fuel Sub | PG&E | Com | FoodServ | Com - Lodging | Program Administrator Cost Test | Fuel Substitution | 12414.827 | 14522.9749 | 16806.4589 | 19428.4021 | 22298.354 | 25527.1507 | 29087.3903 | 33049.7613 | 37461.1827 | 42406.1221 | 47968.1569 | 54448.6622 | 64659.7926
Scenario 3: Aggressive Fuel Sub | PG&E | Com | FoodServ | Com - Lodging | Rate Impact Measure Test | Energy Efficiency | 614780.272 | 656599.2694 | 699988.8196 | 741794.7117 | 791482.0398 | 839185.3161 | 898304.1969 | 954929.7308 | 1006799.5444 | 1063686.2165 | 1138005.2571 | 1207117.7559 | 1321473.9975
Scenario 3: Aggressive Fuel Sub | PG&E | Com | FoodServ | Com - Lodging | Rate Impact Measure Test | Fuel Substitution | 16177.0542 | 18460.8257 | 20794.1321 | 23418.8813 | 26218.7473 | 29280.6422 | 32598.3112 | 36233.5298 | 40269.0062 | 44752.371 | 49805.396 | 55710.279 | 65330.4228
Scenario 3: Aggressive Fuel Sub | PG&E | Com | FoodServ | Com - Lodging | Total Resource Cost Test | Energy Efficiency | 614780.272 | 656599.2694 | 699988.8196 | 741794.7117 | 791482.0398 | 839185.3161 | 898304.1969 | 954929.7308 | 1006799.5444 | 1063686.2165 | 1138005.2571 | 1207117.7559 | 1321473.9975
Scenario 3: Aggressive Fuel Sub | PG&E | Com | FoodServ | Com - Lodging | Total Resource Cost Test | Fuel Substitution | 12414.827 | 14522.9749 | 16806.4589 | 19428.4021 | 22298.354 | 25527.1507 | 29087.3903 | 33049.7613 | 37461.1827 | 42406.1221 | 47968.1569 | 54448.6622 | 64659.7926
Scenario 3: Aggressive Fuel Sub | PG&E | Com | FoodServ | Com - Office (Large) | Participant Cost Test | Energy Efficiency | 27832.4324 | 27742.7735 | 27884.0606 | 27896.8045 | 26089.8078 | 24038.8138 | 21899.1308 | 19490.7375 | 16889.1761 | 14176.6756 | 11283.8541 | 8189.8575 | 4878.8378
Scenario 3: Aggressive Fuel Sub | PG&E | Com | FoodServ | Com - Office (Large) | Program Administrator Cost Test | Energy Efficiency | 5731.2658 | 5939.243 | 6156.3236 | 6339.9913 | 6600.8829 | 6920.9538 | 7196.1557 | 7415.0616 | 7583.4454 | 7762.7096 | 7992.7135 | 8176.3025 | 8357.749
Scenario 3: Aggressive Fuel Sub | PG&E | Com | FoodServ | Com - Office (Large) | Rate Impact Measure Test | Energy Efficiency | 5731.2658 | 5939.243 | 6156.3236 | 6339.9913 | 6600.8829 | 6920.9538 | 7196.1557 | 7415.0616 | 7583.4454 | 7762.7096 | 7992.7135 | 8176.3025 | 8357.749
Scenario 3: Aggressive Fuel Sub | PG&E | Com | FoodServ | Com - Office (Large) | Total Resource Cost Test | Energy Efficiency | 5731.2658 | 5939.243 | 6156.3236 | 6339.9913 | 6600.8829 | 6920.9538 | 7196.1557 | 7415.0616 | 7583.4454 | 7762.7096 | 7992.7135 | 8176.3025 | 8357.749
Scenario 3: Aggressive Fuel Sub | PG&E | Com | FoodServ | Com - Office (Small) | Participant Cost Test | Energy Efficiency | 6345.6493 | 6393.6255 | 6472.8895 | 3647.6976 | 26276.6433 | 5524.0181 | 5062.0619 | 4548.9565 | 3988.9099 | 3375.6472 | 2711.5511 | 1985.0261 | 1192.0184
Scenario 3: Aggressive Fuel Sub | PG&E | Com | FoodServ | Com - Office (Small) | Program Administrator Cost Test | Energy Efficiency | 1306.6987 | 1368.7635 | 1429.1033 | 828.9971 | 6648.1534 | 1590.406 | 1663.4169 | 1730.6063 | 1791.069 | 1848.4001 | 1920.6781 | 1981.7407 | 2042.0008
Scenario 3: Aggressive Fuel Sub | PG&E | Com | FoodServ | Com - Office (Small) | Rate Impact Measure Test | Energy Efficiency | 1306.6987 | 1368.7635 | 1429.1033 | 828.9971 | 6648.1534 | 1590.406 | 1663.4169 | 1730.6063 | 1791.069 | 1848.4001 | 1920.6781 | 1981.7407 | 2042.0008
Scenario 3: Aggressive Fuel Sub | PG&E | Com | FoodServ | Com - Office (Small) | Total Resource Cost Test | Energy Efficiency | 1306.6987 | 1368.7635 | 1429.1033 | 828.9971 | 6648.1534 | 1590.406 | 1663.4169 | 1730.6063 | 1791.069 | 1848.4001 | 1920.6781 | 1981.7407 | 2042.0008
Scenario 3: Aggressive Fuel Sub | PG&E | Com | FoodServ | Com - Other | Participant Cost Test | Energy Efficiency | 3618080.8227 | 3723963.9459 | 3658848.6584 | 3536355.2617 | 3376003.4633 | 3198546.1692 | 3037735.2442 | 2796542.4833 | 2491720.6426 | 2156134.6056 | 1791761.6249 | 1375116.7852 | 906225.767
Scenario 3: Aggressive Fuel Sub | PG&E | Com | FoodServ | Com - Other | Participant Cost Test | Fuel Substitution | 4324.8848 | 4866.8867 | 5390.2111 | 5914.9292 | 6434.618 | 6954.1175 | 7515.3231 | 8097.5698 | 8706.973 | 9337.2576 | 9980.8209 | 10646.6625 | 11345.486
Scenario 3: Aggressive Fuel Sub | PG&E | Com | FoodServ | Com - Other | Program Administrator Cost Test | Energy Efficiency | 2089871.4387 | 2222507.9581 | 2360859.4515 | 2498807.5384 | 2636934.0389 | 2795396.4777 | 2978202.2762 | 3149707.9471 | 3306935.9839 | 3481183.3316 | 3684536.0962 | 3891471.1594 | 4107637.7931
Scenario 3: Aggressive Fuel Sub | PG&E | Com | FoodServ | Com - Other | Program Administrator Cost Test | Fuel Substitution | 46393.7685 | 54590.7189 | 63614.7408 | 73500.879 | 84262.511 | 96017.5119 | 109527.7513 | 124685.4954 | 141834.9955 | 161145.0318 | 182776.6672 | 207137.8318 | 234793.5273
Scenario 3: Aggressive Fuel Sub | PG&E | Com | FoodServ | Com - Other | Rate Impact Measure Test | Energy Efficiency | 2089871.4387 | 2222507.9581 | 2360859.4515 | 2498807.5384 | 2636934.0389 | 2795396.4777 | 2978202.2762 | 3149707.9471 | 3306935.9839 | 3481183.3316 | 3684536.0962 | 3891471.1594 | 4107637.7931
Scenario 3: Aggressive Fuel Sub | PG&E | Com | FoodServ | Com - Other | Rate Impact Measure Test | Fuel Substitution | 64125.5234 | 73473.7208 | 82978.0382 | 92978.1794 | 103490.6625 | 114484.554 | 126946.0346 | 140644.3202 | 156066.297 | 173197.5691 | 192334.6048 | 213799.1488 | 238284.1673
Scenario 3: Aggressive Fuel Sub | PG&E | Com | FoodServ | Com - Other | Total Resource Cost Test | Energy Efficiency | 2089871.4387 | 2222507.9581 | 2360859.4515 | 2498807.5384 | 2636934.0389 | 2795396.4777 | 2978202.2762 | 3149707.9471 | 3306935.9839 | 3481183.3316 | 3684536.0962 | 3891471.1594 | 4107637.7931
Scenario 3: Aggressive Fuel Sub | PG&E | Com | FoodServ | Com - Other | Total Resource Cost Test | Fuel Substitution | 46393.7685 | 54590.7189 | 63614.7408 | 73500.879 | 84262.511 | 96017.5119 | 109527.7513 | 124685.4954 | 141834.9955 | 161145.0318 | 182776.6672 | 207137.8318 | 234793.5273
Scenario 3: Aggressive Fuel Sub | PG&E | Com | FoodServ | Com - Restaurant | Participant Cost Test | Energy Efficiency | 7784063.5718 | 7950769.2656 | 7875481.6808 | 7566077.9045 | 7180550.322 | 6727864.451 | 6334481.1412 | 5785327.1376 | 5134561.8832 | 4422094.3865 | 3717455.5212 | 1788251.1779 | 7640665.622
Scenario 3: Aggressive Fuel Sub | PG&E | Com | FoodServ | Com - Restaurant | Participant Cost Test | Fuel Substitution | 11846.8129 | 13245.0519 | 14591.862 | 15927.5759 | 17234.027 | 18535.3344 | 19873.5188 | 21227.5124 | 22607.4165 | 23996.7378 | 25385.5854 | 23810.8519 | 25946.1348
Scenario 3: Aggressive Fuel Sub | PG&E | Com | FoodServ | Com - Restaurant | Program Administrator Cost Test | Energy Efficiency | 4145216.1151 | 4372583.1385 | 4615322.0942 | 4857151.7803 | 5104105.5457 | 5358125.69 | 5667101.9265 | 5953801.5761 | 6233224.9765 | 6533205.6141 | 6956076.6784 | 4575065.3092 | 30945323.466
Scenario 3: Aggressive Fuel Sub | PG&E | Com | FoodServ | Com - Restaurant | Program Administrator Cost Test | Fuel Substitution | 124608.8161 | 145854.3176 | 169069.5692 | 194297.7941 | 221514.7132 | 251154.3285 | 284167.7944 | 320587.9617 | 361054.9054 | 405805.7468 | 455211.699 | 453401.6942 | 524075.3973
Scenario 3: Aggressive Fuel Sub | PG&E | Com | FoodServ | Com - Restaurant | Rate Impact Measure Test | Energy Efficiency | 4145216.1151 | 4372583.1385 | 4615322.0942 | 4857151.7803 | 5104105.5457 | 5358125.69 | 5667101.9265 | 5953801.5761 | 6233224.9765 | 6533205.6141 | 6956076.6784 | 4575065.3092 | 30945323.466
Scenario 3: Aggressive Fuel Sub | PG&E | Com | FoodServ | Com - Restaurant | Rate Impact Measure Test | Fuel Substitution | 165479.5017 | 188759.7043 | 212628.097 | 237653.1505 | 263848.5583 | 291331.7293 | 321521.1719 | 354266.7987 | 390604.2235 | 430369.836 | 474326.6984 | 465000.5102 | 530172.4712
Scenario 3: Aggressive Fuel Sub | PG&E | Com | FoodServ | Com - Restaurant | Total Resource Cost Test | Energy Efficiency | 4145216.1151 | 4372583.1385 | 4615322.0942 | 4857151.7803 | 5104105.5457 | 5358125.69 | 5667101.9265 | 5953801.5761 | 6233224.9765 | 6533205.6141 | 6956076.6784 | 4575065.3092 | 30945323.466
Scenario 3: Aggressive Fuel Sub | PG&E | Com | FoodServ | Com - Restaurant | Total Resource Cost Test | Fuel Substitution | 124608.8161 | 145854.3176 | 169069.5692 | 194297.7941 | 221514.7132 | 251154.3285 | 284167.7944 | 320587.9617 | 361054.9054 | 405805.7468 | 455211.699 | 453401.6942 | 524075.3973
Scenario 3: Aggressive Fuel Sub | PG&E | Com | FoodServ | Com - Retail | Participant Cost Test | Energy Efficiency | 42029.2448 | 43546.6629 | 45163.0205 | 11229.8096 | 323174.8329 | 40757.1403 | 40729.6284 | 38269.7546 | 34734.8749 | 30413.4629 | 25316.1332 | 19299.7127 | 12410.2088
Scenario 3: Aggressive Fuel Sub | PG&E | Com | FoodServ | Com - Retail | Program Administrator Cost Test | Energy Efficiency | 13841.2438 | 15536.1419 | 17443.3836 | 2552.1524 | 172577.8874 | 21604.6262 | 25007.5587 | 27462.2019 | 29699.8896 | 32013.2928 | 34538.0383 | 36990.2756 | 39586.9365
Scenario 3: Aggressive Fuel Sub | PG&E | Com | FoodServ | Com - Retail | Rate Impact Measure Test | Energy Efficiency | 13841.2438 | 15536.1419 | 17443.3836 | 2552.1524 | 172577.8874 | 21604.6262 | 25007.5587 | 27462.2019 | 29699.8896 | 32013.2928 | 34538.0383 | 36990.2756 | 39586.9365
Scenario 3: Aggressive Fuel Sub | PG&E | Com | FoodServ | Com - Retail | Total Resource Cost Test | Energy Efficiency | 13841.2438 | 15536.1419 | 17443.3836 | 2552.1524 | 172577.8874 | 21604.6262 | 25007.5587 | 27462.2019 | 29699.8896 | 32013.2928 | 34538.0383 | 36990.2756 | 39586.9365
Scenario 3: Aggressive Fuel Sub | PG&E | Com | FoodServ | Com - School | Participant Cost Test | Energy Efficiency | 1569288.0441 | 1598511.4705 | 1562855.0577 | 1503905.0768 | 1424099.8242 | 1337441.5665 | 1261768.7638 | 1163457.1259 | 1033967.4487 | 890294.3227 | 734554.1655 | 561441.505 | 364679.31
Scenario 3: Aggressive Fuel Sub | PG&E | Com | FoodServ | Com - School | Participant Cost Test | Fuel Substitution | 575.9418 | 635.0149 | 701.0766 | 776.3358 | 860.8205 | 952.0703 | 1048.2878 | 1151.4362 | 1261.7275 | 1380.971 | 1523.2261 | 1746.2856 | 2026.0462
Scenario 3: Aggressive Fuel Sub | PG&E | Com | FoodServ | Com - School | Program Administrator Cost Test | Energy Efficiency | 816702.6257 | 863633.0242 | 910899.7876 | 957674.4536 | 1002982.7547 | 1055905.6542 | 1117503.612 | 1180823.647 | 1239424.7773 | 1302131.9395 | 1374877.2257 | 1453620.0194 | 1529233.7725
Scenario 3: Aggressive Fuel Sub | PG&E | Com | FoodServ | Com - School | Program Administrator Cost Test | Fuel Substitution | 5485.6435 | 6221.6178 | 7236.8617 | 8474.328 | 9971.5362 | 11717.2154 | 13735.6484 | 16089.1451 | 18843.712 | 22093.0321 | 26054.0302 | 31821.0267 | 39621.0851
Scenario 3: Aggressive Fuel Sub | PG&E | Com | FoodServ | Com - School | Rate Impact Measure Test | Energy Efficiency | 816702.6257 | 863633.0242 | 910899.7876 | 957674.4536 | 1002982.7547 | 1055905.6542 | 1117503.612 | 1180823.647 | 1239424.7773 | 1302131.9395 | 1374877.2257 | 1453620.0194 | 1529233.7725
Scenario 3: Aggressive Fuel Sub | PG&E | Com | FoodServ | Com - School | Rate Impact Measure Test | Fuel Substitution | 7104.4666 | 7869.9323 | 8923.6538 | 10194.3352 | 11714.8323 | 13440.8203 | 15403.5438 | 17656.5977 | 20278.6475 | 23340.4054 | 27071.8271 | 32563.2164 | 40033.6312
Scenario 3: Aggressive Fuel Sub | PG&E | Com | FoodServ | Com - School | Total Resource Cost Test | Energy Efficiency | 816702.6257 | 863633.0242 | 910899.7876 | 957674.4536 | 1002982.7547 | 1055905.6542 | 1117503.612 | 1180823.647 | 1239424.7773 | 1302131.9395 | 1374877.2257 | 1453620.0194 | 1529233.7725
Scenario 3: Aggressive Fuel Sub | PG&E | Com | FoodServ | Com - School | Total Resource Cost Test | Fuel Substitution | 5485.6435 | 6221.6178 | 7236.8617 | 8474.328 | 9971.5362 | 11717.2154 | 13735.6484 | 16089.1451 | 18843.712 | 22093.0321 | 26054.0302 | 31821.0267 | 39621.0851
Scenario 3: Aggressive Fuel Sub | PG&E | Com | HVAC | Com - College | Participant Cost Test | Energy Efficiency | 1449306.1545 | 1374672.5502 | 1123563.3659 | 1925307.849 | 1038430.0226 | 580906.7341 | 453532.7979 | 384655.4347 | 287374.1403 | 243617.9583 | 194105.4398 | 137973.6975 | 80367.8227
Scenario 3: Aggressive Fuel Sub | PG&E | Com | HVAC | Com - College | Participant Cost Test | Fuel Substitution | 125413.843 | 144530.3805 | 149218.1984 | 152782.6538 | 154080.1379 | 0 | 0 | 0 | 0 | 0 | 0 | 0 | 0
Scenario 3: Aggressive Fuel Sub | PG&E | Com | HVAC | Com - College | Program Administrator Cost Test | Energy Efficiency | 421386.2065 | 435481.5136 | 404231.9458 | 654779.861 | 451435.4642 | 328011.2116 | 337980.6502 | 345045.4067 | 364152.8713 | 383760.7534 | 402374.3436 | 414080.7832 | 433069.8714
Scenario 3: Aggressive Fuel Sub | PG&E | Com | HVAC | Com - College | Program Administrator Cost Test | Fuel Substitution | 292106.0317 | 339865.8415 | 374751.0678 | 408229.5462 | 439772.7458 | 0 | 0 | 0 | 0 | 0 | 0 | 0 | 0
Scenario 3: Aggressive Fuel Sub | PG&E | Com | HVAC | Com - College | Rate Impact Measure Test | Energy Efficiency | 421386.2065 | 435481.5136 | 404231.9458 | 654779.861 | 451435.4642 | 328011.2116 | 337980.6502 | 345045.4067 | 364152.8713 | 383760.7534 | 402374.3436 | 414080.7832 | 433069.8714
Scenario 3: Aggressive Fuel Sub | PG&E | Com | HVAC | Com - College | Rate Impact Measure Test | Fuel Substitution | 299337.4213 | 344937.9925 | 378053.5652 | 410680.358 | 441396.4937 | 0 | 0 | 0 | 0 | 0 | 0 | 0 | 0
Scenario 3: Aggressive Fuel Sub | PG&E | Com | HVAC | Com - College | Total Resource Cost Test | Energy Efficiency | 607273.546 | 621727.5292 | 549995.0058 | 1032831.8295 | 623100.0079 | 438122.0516 | 389521.0437 | 394831.5329 | 364152.8713 | 383760.7534 | 402374.3436 | 414080.7832 | 433069.8714
Scenario 3: Aggressive Fuel Sub | PG&E | Com | HVAC | Com - College | Total Resource Cost Test | Fuel Substitution | 327626.2997 | 379335.948 | 416115.6271 | 451048.6126 | 483582.2085 | 0 | 0 | 0 | 0 | 0 | 0 | 0 | 0
Scenario 3: Aggressive Fuel Sub | PG&E | Com | HVAC | Com - Grocery | Participant Cost Test | Energy Efficiency | 3333351.5961 | 3434381.4107 | 3491052.2215 | 3484121.2721 | 3407958.428 | 3528822.6177 | 3347017.6699 | 3119295.5684 | 2396788.4967 | 2052051.3899 | 1662253.824 | 1226808.8838 | 751767.5528
Scenario 3: Aggressive Fuel Sub | PG&E | Com | HVAC | Com - Grocery | Participant Cost Test | Fuel Substitution | 599852.5147 | 631027.6539 | 653778.2614 | 663273.2208 | 567345.6533 | 57259.794 | 53790.4209 | 48628.9253 | 40573.691 | 33836.2932 | 26707.1503 | 19255.2159 | 11592.3468
Scenario 3: Aggressive Fuel Sub | PG&E | Com | HVAC | Com - Grocery | Program Administrator Cost Test | Energy Efficiency | 831942.0407 | 924642.6496 | 1013159.6958 | 1094966.0048 | 1174535.0524 | 1363401.0174 | 1454396.372 | 1545987.1934 | 1517326.5848 | 1592624.7962 | 1669938.2984 | 1738388.0286 | 1807091.4667
Scenario 3: Aggressive Fuel Sub | PG&E | Com | HVAC | Com - Grocery | Program Administrator Cost Test | Fuel Substitution | 1949613.1282 | 2173130.3049 | 2392726.3067 | 2603711.7161 | 2801157.3394 | 34852.704 | 36826.2703 | 37995.8461 | 38617.1899 | 38986.8471 | 39382.9638 | 39421.8706 | 39352.8387
Scenario 3: Aggressive Fuel Sub | PG&E | Com | HVAC | Com - Grocery | Rate Impact Measure Test | Energy Efficiency | 831942.0407 | 924642.6496 | 1013159.6958 | 1094966.0048 | 1174535.0524 | 1363401.0174 | 1454396.372 | 1545987.1934 | 1517326.5848 | 1592624.7962 | 1669938.2984 | 1738388.0286 | 1807091.4667
Scenario 3: Aggressive Fuel Sub | PG&E | Com | HVAC | Com - Grocery | Rate Impact Measure Test | Fuel Substitution | 2136439.002 | 2345949.3939 | 2552081.1346 | 2746305.0224 | 2925093.9673 | 34852.704 | 36826.2703 | 37995.8461 | 38617.1899 | 38986.8471 | 39382.9638 | 39421.8706 | 39352.8387
Scenario 3: Aggressive Fuel Sub | PG&E | Com | HVAC | Com - Grocery | Total Resource Cost Test | Energy Efficiency | 955251.0417 | 1057428.3073 | 1154681.9717 | 1244153.9068 | 1329988.9124 | 1556602.7114 | 1652716.1924 | 1749004.8546 | 1517326.5848 | 1592624.7962 | 1669938.2984 | 1738388.0286 | 1807091.4667
Scenario 3: Aggressive Fuel Sub | PG&E | Com | HVAC | Com - Grocery | Total Resource Cost Test | Fuel Substitution | 2203236.1014 | 2441668.1533 | 2673522.4921 | 2889330.2376 | 2992333.8981 | 36693.1122 | 38719.1846 | 39902.9084 | 38617.1899 | 38986.8471 | 39382.9638 | 39421.8706 | 39352.8387
Scenario 3: Aggressive Fuel Sub | PG&E | Com | HVAC | Com - Health | Participant Cost Test | Energy Efficiency | 6113281.8763 | 6243340.7498 | 6349951.082 | 6247223.767 | 6092192.568 | 5446640.4259 | 5126249.3263 | 4792673.3216 | 3947109.7937 | 3347302.2913 | 2690727.3169 | 2015666.1208 | 1286208.7089
Scenario 3: Aggressive Fuel Sub | PG&E | Com | HVAC | Com - Health | Participant Cost Test | Fuel Substitution | 359535.8002 | 375905.3228 | 386964.7871 | 392192.5598 | 391493.6641 | 26291.3449 | 24973.149 | 22807.9509 | 19093.0863 | 16032.9161 | 12733.3186 | 9232.7978 | 5588.48
Scenario 3: Aggressive Fuel Sub | PG&E | Com | HVAC | Com - Health | Program Administrator Cost Test | Energy Efficiency | 1664718.8283 | 1819344.8114 | 1988518.6601 | 2106526.143 | 2242188.1415 | 2242374.8739 | 2374920.7003 | 2504851.1438 | 2625415.8619 | 2728082.5277 | 2818699.5307 | 2935862.4722 | 3052513.7138
Scenario 3: Aggressive Fuel Sub | PG&E | Com | HVAC | Com - Health | Program Administrator Cost Test | Fuel Substitution | 712245.8966 | 797579.4552 | 881141.1741 | 961440.4962 | 1037557.2904 | 15918.7515 | 16998.8691 | 17706.6856 | 18172.0528 | 18473.0809 | 18776.4653 | 18902.2524 | 18971.0064
Scenario 3: Aggressive Fuel Sub | PG&E | Com | HVAC | Com - Health | Rate Impact Measure Test | Energy Efficiency | 1664718.8283 | 1819344.8114 | 1988518.6601 | 2106526.143 | 2242188.1415 | 2242374.8739 | 2374920.7003 | 2504851.1438 | 2625415.8619 | 2728082.5277 | 2818699.5307 | 2935862.4722 | 3052513.7138
Scenario 3: Aggressive Fuel Sub | PG&E | Com | HVAC | Com - Health | Rate Impact Measure Test | Fuel Substitution | 750916.4706 | 831669.443 | 911122.5739 | 986639.6164 | 1057768.1331 | 15918.7515 | 16998.8691 | 17706.6856 | 18172.0528 | 18473.0809 | 18776.4653 | 18902.2524 | 18971.0064
Scenario 3: Aggressive Fuel Sub | PG&E | Com | HVAC | Com - Health | Total Resource Cost Test | Energy Efficiency | 2137626.8856 | 2315469.7955 | 2509243.7583 | 2639191.3389 | 2786262.511 | 2721713.8746 | 2822607.1408 | 2957858.6083 | 2625415.8619 | 2728082.5277 | 2818699.5307 | 2935862.4722 | 3052513.7138
Scenario 3: Aggressive Fuel Sub | PG&E | Com | HVAC | Com - Health | Total Resource Cost Test | Fuel Substitution | 785782.9621 | 875898.9411 | 963436.0294 | 1046837.0115 | 1125139.5528 | 16896.6725 | 18015.3773 | 18740.5995 | 18172.0528 | 18473.0809 | 18776.4653 | 18902.2524 | 18971.0064
Scenario 3: Aggressive Fuel Sub | PG&E | Com | HVAC | Com - Lodging | Participant Cost Test | Energy Efficiency | 3907286.9797 | 4041366.5154 | 4134494.832 | 4164050.4475 | 4159599.5491 | 3879473.3594 | 3690582.549 | 3528142.3833 | 1749836.0967 | 1494362.2856 | 1216784.095 | 1101165.1163 | 782805.091
Scenario 3: Aggressive Fuel Sub | PG&E | Com | HVAC | Com - Lodging | Participant Cost Test | Fuel Substitution | 618533.2623 | 653467.6186 | 680756.4382 | 688328.5588 | 439158.5015 | 18109.9207 | 17120.0854 | 15595.382 | 8539.2447 | 7131.1077 | 5635.7714 | 4066.8698 | 3489.7524
Scenario 3: Aggressive Fuel Sub | PG&E | Com | HVAC | Com - Lodging | Program Administrator Cost Test | Energy Efficiency | 929268.0917 | 1026705.6515 | 1120649.1091 | 1207204.9257 | 1302400.6525 | 1342661.9307 | 1432156.6492 | 1517594.1831 | 1284823.0389 | 1351269.6892 | 1424988.7521 | 1673708.7721 | 1870038.3935
Scenario 3: Aggressive Fuel Sub | PG&E | Com | HVAC | Com - Lodging | Program Administrator Cost Test | Fuel Substitution | 632646.7708 | 705416.6062 | 776397.3116 | 844190.3925 | 907548.7309 | 10418.7998 | 11021.0101 | 11380.0673 | 8127.3191 | 8216.4423 | 8310.4703 | 8326.0787 | 11846.5336
Scenario 3: Aggressive Fuel Sub | PG&E | Com | HVAC | Com - Lodging | Rate Impact Measure Test | Energy Efficiency | 929268.0917 | 1026705.6515 | 1120649.1091 | 1207204.9257 | 1302400.6525 | 1342661.9307 | 1432156.6492 | 1517594.1831 | 1284823.0389 | 1351269.6892 | 1424988.7521 | 1673708.7721 | 1870038.3935
Scenario 3: Aggressive Fuel Sub | PG&E | Com | HVAC | Com - Lodging | Rate Impact Measure Test | Fuel Substitution | 658833.4405 | 727030.7036 | 794122.8448 | 857657.7827 | 916808.4865 | 10418.7998 | 11021.0101 | 11380.0673 | 8127.3191 | 8216.4423 | 8310.4703 | 8326.0787 | 11846.5336
Scenario 3: Aggressive Fuel Sub | PG&E | Com | HVAC | Com - Lodging | Total Resource Cost Test | Energy Efficiency | 1725433.0756 | 1869221.3582 | 2004100.0927 | 2123530.9967 | 2249295.6304 | 2236378.4049 | 2268501.9698 | 2365500.4161 | 1284823.0389 | 1351269.6892 | 1424988.7521 | 1673708.7721 | 1870038.3935
Scenario 3: Aggressive Fuel Sub | PG&E | Com | HVAC | Com - Lodging | Total Resource Cost Test | Fuel Substitution | 1105956.3784 | 1206837.0784 | 1300613.2472 | 1373894.1404 | 1188508.9149 | 11961.1213 | 12609.0987 | 12981.2997 | 8127.3191 | 8216.4423 | 8310.4703 | 8326.0787 | 11846.5336
Scenario 3: Aggressive Fuel Sub | PG&E | Com | HVAC | Com - Office (Large) | Participant Cost Test | Energy Efficiency | 5669944.0767 | 5640797.969 | 5570175.4599 | 5407370.1693 | 5203464.6309 | 2243706.1044 | 1568582.5839 | 1429360.7916 | 1046452.7826 | 646837.1937 | 693190.7727 | 516348.3851 | 328441.9576
Scenario 3: Aggressive Fuel Sub | PG&E | Com | HVAC | Com - Office (Large) | Participant Cost Test | Fuel Substitution | 191.786 | 8657.6252 | 8604.3921 | 8410.7023 | 8086.8349 | 0 | 0 | 0 | 0 | 0 | 0 | 0 | 0
Scenario 3: Aggressive Fuel Sub | PG&E | Com | HVAC | Com - Office (Large) | Program Administrator Cost Test | Energy Efficiency | 1272560.9408 | 1360484.0211 | 1447501.4832 | 1519882.8205 | 1595030.8218 | 704394.1318 | 740038.7191 | 767607.9827 | 756795.0633 | 541285.8613 | 790015.5998 | 812799.0334 | 836424.4716
Scenario 3: Aggressive Fuel Sub | PG&E | Com | HVAC | Com - Office (Large) | Program Administrator Cost Test | Fuel Substitution | 519.8244 | 6978.7643 | 7514.8011 | 7999.5002 | 8445.1701 | 0 | 0 | 0 | 0 | 0 | 0 | 0 | 0
Scenario 3: Aggressive Fuel Sub | PG&E | Com | HVAC | Com - Office (Large) | Rate Impact Measure Test | Energy Efficiency | 1272560.9408 | 1360484.0211 | 1447501.4832 | 1519882.8205 | 1595030.8218 | 704394.1318 | 740038.7191 | 767607.9827 | 756795.0633 | 541285.8613 | 790015.5998 | 812799.0334 | 836424.4716
Scenario 3: Aggressive Fuel Sub | PG&E | Com | HVAC | Com - Office (Large) | Rate Impact Measure Test | Fuel Substitution | 613.7602 | 7066.4483 | 7595.9207 | 8072.6423 | 8509.5339 | 0 | 0 | 0 | 0 | 0 | 0 | 0 | 0
Scenario 3: Aggressive Fuel Sub | PG&E | Com | HVAC | Com - Office (Large) | Total Resource Cost Test | Energy Efficiency | 2537655.0187 | 2647490.9677 | 2749246.095 | 2821223.05 | 2891350.7241 | 1419790.4791 | 890108.0829 | 917908.2292 | 756795.0633 | 541285.8613 | 790015.5998 | 812799.0334 | 836424.4716
Scenario 3: Aggressive Fuel Sub | PG&E | Com | HVAC | Com - Office (Large) | Total Resource Cost Test | Fuel Substitution | 601.3505 | 8088.5214 | 8657.6887 | 9163.6438 | 9619.1277 | 0 | 0 | 0 | 0 | 0 | 0 | 0 | 0
Scenario 3: Aggressive Fuel Sub | PG&E | Com | HVAC | Com - Office (Small) | Participant Cost Test | Energy Efficiency | 1840507.2527 | 1834779.2093 | 1807624.7517 | 855289.4357 | 8203438.3523 | 419871.4734 | 419320.0564 | 390481.247 | 297934.7661 | 245617.9428 | 195959.045 | 140921.2187 | 80557.984
Scenario 3: Aggressive Fuel Sub | PG&E | Com | HVAC | Com - Office (Small) | Participant Cost Test | Fuel Substitution | 46060.8267 | 47961.6894 | 60614.9781 | 49546.8468 | 49478.3985 | 0 | 0 | 0 | 0 | 0 | 0 | 0 | 0
Scenario 3: Aggressive Fuel Sub | PG&E | Com | HVAC | Com - Office (Small) | Program Administrator Cost Test | Energy Efficiency | 533758.5427 | 575921.8929 | 616606.0766 | 278971.8435 | 3891797.4102 | 246123.5018 | 269475.6132 | 286886.5441 | 290728.0939 | 301671.0618 | 317152.186 | 332452.0687 | 348407.1378
Scenario 3: Aggressive Fuel Sub | PG&E | Com | HVAC | Com - Office (Small) | Program Administrator Cost Test | Fuel Substitution | 116099.7364 | 129080.5664 | 213302.7871 | 185908.8184 | 199053.2233 | 0 | 0 | 0 | 0 | 0 | 0 | 0 | 0
Scenario 3: Aggressive Fuel Sub | PG&E | Com | HVAC | Com - Office (Small) | Rate Impact Measure Test | Energy Efficiency | 533758.5427 | 575921.8929 | 616606.0766 | 278971.8435 | 3891797.4102 | 246123.5018 | 269475.6132 | 286886.5441 | 290728.0939 | 301671.0618 | 317152.186 | 332452.0687 | 348407.1378
Scenario 3: Aggressive Fuel Sub | PG&E | Com | HVAC | Com - Office (Small) | Rate Impact Measure Test | Fuel Substitution | 122869.1957 | 134975.99 | 223675.5242 | 193008.2557 | 204861.8465 | 0 | 0 | 0 | 0 | 0 | 0 | 0 | 0
Scenario 3: Aggressive Fuel Sub | PG&E | Com | HVAC | Com - Office (Small) | Total Resource Cost Test | Energy Efficiency | 671199.4998 | 717020.8243 | 760249.9163 | 350892.5385 | 4585541.0134 | 269839.971 | 294405.0777 | 312412.6687 | 290728.0939 | 301671.0618 | 317152.186 | 332452.0687 | 348407.1378
Scenario 3: Aggressive Fuel Sub | PG&E | Com | HVAC | Com - Office (Small) | Total Resource Cost Test | Fuel Substitution | 124440.6457 | 137897.4395 | 226907.1651 | 197177.3434 | 210513.2041 | 0 | 0 | 0 | 0 | 0 | 0 | 0 | 0
Scenario 3: Aggressive Fuel Sub | PG&E | Com | HVAC | Com - Other | Participant Cost Test | Energy Efficiency | 13087377.2947 | 10541029.2852 | 9135647.5113 | 9087449.9087 | 8871235.269 | 8618218.082 | 8260802.2295 | 7739784.002 | 4760852.9096 | 4059564.7188 | 3254936.8028 | 2337218.3534 | 1322632.8847
Scenario 3: Aggressive Fuel Sub | PG&E | Com | HVAC | Com - Other | Participant Cost Test | Fuel Substitution | 1723532.163 | 1818365.8814 | 1889366.742 | 1935522.3935 | 1890434.3039 | 0 | 0 | 0 | 0 | 0 | 0 | 0 | 0
Scenario 3: Aggressive Fuel Sub | PG&E | Com | HVAC | Com - Other | Program Administrator Cost Test | Energy Efficiency | 4625425.1497 | 4180158.6205 | 4067987.1012 | 4379557.5267 | 4668186.701 | 5039610.5664 | 5420431.428 | 5770299.833 | 5647430.1842 | 5986255.7072 | 6350933.7145 | 6706306.828 | 7091905.7019
Scenario 3: Aggressive Fuel Sub | PG&E | Com | HVAC | Com - Other | Program Administrator Cost Test | Fuel Substitution | 3897735.1726 | 4350677.318 | 4792617.078 | 5215167.5685 | 5611315.6194 | 0 | 0 | 0 | 0 | 0 | 0 | 0 | 0
Scenario 3: Aggressive Fuel Sub | PG&E | Com | HVAC | Com - Other | Rate Impact Measure Test | Energy Efficiency | 4625425.1497 | 4180158.6205 | 4067987.1012 | 4379557.5267 | 4668186.701 | 5039610.5664 | 5420431.428 | 5770299.833 | 5647430.1842 | 5986255.7072 | 6350933.7145 | 6706306.828 | 7091905.7019
Scenario 3: Aggressive Fuel Sub | PG&E | Com | HVAC | Com - Other | Rate Impact Measure Test | Fuel Substitution | 4030205.4293 | 4455120.6153 | 4873629.0998 | 5271024.7079 | 5642841.5078 | 0 | 0 | 0 | 0 | 0 | 0 | 0 | 0
Scenario 3: Aggressive Fuel Sub | PG&E | Com | HVAC | Com - Other | Total Resource Cost Test | Energy Efficiency | 6677693.0343 | 5686286.9591 | 5299293.2741 | 5654235.8078 | 5971829.2471 | 6380124.6818 | 6794931.6459 | 7165858.1937 | 5647430.1842 | 5986255.7072 | 6350933.7145 | 6706306.828 | 7091905.7019
Scenario 3: Aggressive Fuel Sub | PG&E | Com | HVAC | Com - Other | Total Resource Cost Test | Fuel Substitution | 4596692.7956 | 5092525.3662 | 5569634.2819 | 6019032.9788 | 6368037.2502 | 0 | 0 | 0 | 0 | 0 | 0 | 0 | 0
Scenario 3: Aggressive Fuel Sub | PG&E | Com | HVAC | Com - Restaurant | Participant Cost Test | Energy Efficiency | 2475265.7709 | 2559127.2762 | 2605273.9361 | 2601219.7509 | 2545719.2172 | 2442715.1269 | 2302802.4159 | 2124469.1697 | 1804865.4121 | 1572582.0003 | 1317742.154 | 672491.8499 | 2639281.3356
Scenario 3: Aggressive Fuel Sub | PG&E | Com | HVAC | Com - Restaurant | Participant Cost Test | Fuel Substitution | 87770.8006 | 91084.2218 | 93025.2464 | 93491.4353 | 92478.7371 | 27.2049 | 25.4794 | 22.9542 | 19.707 | 16.4346 | 12.9742 | 8.4193 | 5.0703
Scenario 3: Aggressive Fuel Sub | PG&E | Com | HVAC | Com - Restaurant | Program Administrator Cost Test | Energy Efficiency | 1741208.8375 | 1949668.4675 | 2159035.6502 | 2358807.3935 | 2545028.6925 | 2716626.3207 | 2879138.4935 | 3026431.2425 | 3162149.3634 | 3291887.8362 | 3415758.5387 | 2274136.4593 | 13295337.7672
Scenario 3: Aggressive Fuel Sub | PG&E | Com | HVAC | Com - Restaurant | Program Administrator Cost Test | Fuel Substitution | 198139.4289 | 220749.4474 | 242690.7417 | 263586.3606 | 283209.3721 | 16.9306 | 17.8734 | 18.4287 | 18.7564 | 18.9359 | 19.1317 | 17.2368 | 17.212
Scenario 3: Aggressive Fuel Sub | PG&E | Com | HVAC | Com - Restaurant | Rate Impact Measure Test | Energy Efficiency | 1741208.8375 | 1949668.4675 | 2159035.6502 | 2358807.3935 | 2545028.6925 | 2716626.3207 | 2879138.4935 | 3026431.2425 | 3162149.3634 | 3291887.8362 | 3415758.5387 | 2274136.4593 | 13295337.7672
Scenario 3: Aggressive Fuel Sub | PG&E | Com | HVAC | Com - Restaurant | Rate Impact Measure Test | Fuel Substitution | 210384.6407 | 231807.7202 | 252646.3635 | 272232.4042 | 290461.9316 | 16.9306 | 17.8734 | 18.4287 | 18.7564 | 18.9359 | 19.1317 | 17.2368 | 17.212
Scenario 3: Aggressive Fuel Sub | PG&E | Com | HVAC | Com - Restaurant | Total Resource Cost Test | Energy Efficiency | 1833043.9269 | 2047420.2182 | 2261914.4492 | 2465610.9814 | 2654454.4327 | 2827468.1296 | 2990580.6909 | 3137522.2034 | 3162149.3634 | 3291887.8362 | 3415758.5387 | 2274136.4593 | 13295337.7672
Scenario 3: Aggressive Fuel Sub | PG&E | Com | HVAC | Com - Restaurant | Total Resource Cost Test | Fuel Substitution | 203631.242 | 226567.6662 | 248773.3338 | 269867.7628 | 289623.9777 | 17.2131 | 18.1637 | 18.721 | 18.7564 | 18.9359 | 19.1317 | 17.2368 | 17.212
Scenario 3: Aggressive Fuel Sub | PG&E | Com | HVAC | Com - Retail | Participant Cost Test | Energy Efficiency | 5300106.3557 | 5451277.3167 | 5419170.2183 | 3739115.8542 | 17205012.1621 | 4567845.7729 | 4401648.673 | 4146183.6165 | 2533426.5361 | 2106940.485 | 1713299.5397 | 1266111.7717 | 769439.013
Scenario 3: Aggressive Fuel Sub | PG&E | Com | HVAC | Com - Retail | Participant Cost Test | Fuel Substitution | 334769.7463 | 348756.9553 | 357962.9816 | 327417.7886 | 327500.9068 | 42284.3414 | 40614.2321 | 37646.0299 | 0 | 0 | 0 | 0 | 0
Scenario 3: Aggressive Fuel Sub | PG&E | Com | HVAC | Com - Retail | Program Administrator Cost Test | Energy Efficiency | 1232932.3362 | 1362821.6494 | 1479305.8686 | 1010461.3686 | 6133625.6415 | 1585302.6663 | 1754777.6111 | 1866475.0702 | 1854116.8739 | 1928106.424 | 2040611.5725 | 2146664.2166 | 2255725.6793
Scenario 3: Aggressive Fuel Sub | PG&E | Com | HVAC | Com - Retail | Program Administrator Cost Test | Fuel Substitution | 595144.3431 | 662954.9548 | 728693.4736 | 715246.5905 | 768771.9945 | 22023.3131 | 23471.6136 | 24394.8096 | 0 | 0 | 0 | 0 | 0
Scenario 3: Aggressive Fuel Sub | PG&E | Com | HVAC | Com - Retail | Rate Impact Measure Test | Energy Efficiency | 1232932.3362 | 1362821.6494 | 1479305.8686 | 1010461.3686 | 6133625.6415 | 1585302.6663 | 1754777.6111 | 1866475.0702 | 1854116.8739 | 1928106.424 | 2040611.5725 | 2146664.2166 | 2255725.6793
Scenario 3: Aggressive Fuel Sub | PG&E | Com | HVAC | Com - Retail | Rate Impact Measure Test | Fuel Substitution | 619462.3683 | 683393.1938 | 745792.9702 | 727361.704 | 778733.0627 | 22023.3131 | 23471.6136 | 24394.8096 | 0 | 0 | 0 | 0 | 0
Scenario 3: Aggressive Fuel Sub | PG&E | Com | HVAC | Com - Retail | Total Resource Cost Test | Energy Efficiency | 2188986.8655 | 2374712.6343 | 2487624.4577 | 1752253.3023 | 9707194.9247 | 2578635.6611 | 2696225.9266 | 2831855.7314 | 1854116.8739 | 1928106.424 | 2040611.5725 | 2146664.2166 | 2255725.6793
Scenario 3: Aggressive Fuel Sub | PG&E | Com | HVAC | Com - Retail | Total Resource Cost Test | Fuel Substitution | 679876.785 | 752869.3875 | 822888.391 | 803445.1414 | 859127.7474 | 29286.9772 | 31007.1148 | 32042.3688 | 0 | 0 | 0 | 0 | 0
Scenario 3: Aggressive Fuel Sub | PG&E | Com | HVAC | Com - School | Participant Cost Test | Energy Efficiency | 3784898.4039 | 3868134.2745 | 3803864.6309 | 3877201.3552 | 3799542.1277 | 2549514.306 | 2345623.5199 | 2152406.6186 | 1396101.0197 | 1088315.2586 | 876346.1787 | 705909.1483 | 443970.309
Scenario 3: Aggressive Fuel Sub | PG&E | Com | HVAC | Com - School | Participant Cost Test | Fuel Substitution | 131484.4732 | 136009.9922 | 139587.0854 | 155283.8977 | 154473.5039 | 0 | 0 | 0 | 0 | 0 | 0 | 0 | 0
Scenario 3: Aggressive Fuel Sub | PG&E | Com | HVAC | Com - School | Program Administrator Cost Test | Energy Efficiency | 1351829.7363 | 1492059.0038 | 1594462.8757 | 1755881.2878 | 1881784.809 | 1587549.5244 | 1670697.095 | 1756977.215 | 1643886.4754 | 1625083.8558 | 1705170.7108 | 1915896.7349 | 2065676.6979
Scenario 3: Aggressive Fuel Sub | PG&E | Com | HVAC | Com - School | Program Administrator Cost Test | Fuel Substitution | 463378.1366 | 507828.1727 | 548991.4504 | 605420.9604 | 639057.8647 | 0 | 0 | 0 | 0 | 0 | 0 | 0 | 0
Scenario 3: Aggressive Fuel Sub | PG&E | Com | HVAC | Com - School | Rate Impact Measure Test | Energy Efficiency | 1351829.7363 | 1492059.0038 | 1594462.8757 | 1755881.2878 | 1881784.809 | 1587549.5244 | 1670697.095 | 1756977.215 | 1643886.4754 | 1625083.8558 | 1705170.7108 | 1915896.7349 | 2065676.6979
Scenario 3: Aggressive Fuel Sub | PG&E | Com | HVAC | Com - School | Rate Impact Measure Test | Fuel Substitution | 476558.1451 | 517220.6993 | 556497.4079 | 611350.0409 | 643450.4763 | 0 | 0 | 0 | 0 | 0 | 0 | 0 | 0
Scenario 3: Aggressive Fuel Sub | PG&E | Com | HVAC | Com - School | Total Resource Cost Test | Energy Efficiency | 1801625.9807 | 1941491.3458 | 2052360.6475 | 2235754.508 | 2371759.0076 | 1911404.6484 | 1961582.866 | 2050028.1921 | 1643886.4754 | 1625083.8558 | 1705170.7108 | 1915896.7349 | 2065676.6979
Scenario 3: Aggressive Fuel Sub | PG&E | Com | HVAC | Com - School | Total Resource Cost Test | Fuel Substitution | 488574.1028 | 534093.6998 | 576002.6345 | 634476.8273 | 668238.7825 | 0 | 0 | 0 | 0 | 0 | 0 | 0 | 0
Scenario 3: Aggressive Fuel Sub | PG&E | Com | HVAC | Com - Warehouse | Participant Cost Test | Energy Efficiency | 547253.1313 | 569833.6814 | 585574.1241 | 592090.9108 | 588542.4288 | 576860.7022 | 552180.2182 | 518879.7547 | 248745.4645 | 161958.9799 | 131310.0147 | 96781.4908 | 58574.2927
Scenario 3: Aggressive Fuel Sub | PG&E | Com | HVAC | Com - Warehouse | Participant Cost Test | Fuel Substitution | 95851.7905 | 101776.3244 | 104920.4428 | 108026.8302 | 109676.7331 | 0 | 0 | 0 | 0 | 0 | 0 | 0 | 0
Scenario 3: Aggressive Fuel Sub | PG&E | Com | HVAC | Com - Warehouse | Program Administrator Cost Test | Energy Efficiency | 137166.033 | 153569.0337 | 169580.4445 | 185015.3314 | 200649.3031 | 218768.9563 | 234515.8709 | 249979.2586 | 185604.5518 | 149188.0636 | 157503.2231 | 165386.6516 | 173359.1758
Scenario 3: Aggressive Fuel Sub | PG&E | Com | HVAC | Com - Warehouse | Program Administrator Cost Test | Fuel Substitution | 308756.4904 | 345926.4776 | 382446.2011 | 417641.1695 | 450912.3804 | 0 | 0 | 0 | 0 | 0 | 0 | 0 | 0
Scenario 3: Aggressive Fuel Sub | PG&E | Com | HVAC | Com - Warehouse | Rate Impact Measure Test | Energy Efficiency | 137166.033 | 153569.0337 | 169580.4445 | 185015.3314 | 200649.3031 | 218768.9563 | 234515.8709 | 249979.2586 | 185604.5518 | 149188.0636 | 157503.2231 | 165386.6516 | 173359.1758
Scenario 3: Aggressive Fuel Sub | PG&E | Com | HVAC | Com - Warehouse | Rate Impact Measure Test | Fuel Substitution | 326474.852 | 361497.5909 | 396100.2807 | 429071.2381 | 460027.8959 | 0 | 0 | 0 | 0 | 0 | 0 | 0 | 0
Scenario 3: Aggressive Fuel Sub | PG&E | Com | HVAC | Com - Warehouse | Total Resource Cost Test | Energy Efficiency | 209718.4123 | 232122.3122 | 253730.3202 | 274275.8537 | 294396.8025 | 316842.5192 | 335786.2509 | 354066.4072 | 185604.5518 | 149188.0636 | 157503.2231 | 165386.6516 | 173359.1758
Scenario 3: Aggressive Fuel Sub | PG&E | Com | HVAC | Com - Warehouse | Total Resource Cost Test | Fuel Substitution | 340435.0932 | 379688.8361 | 416518.2724 | 453028.6595 | 487245.9748 | 0 | 0 | 0 | 0 | 0 | 0 | 0 | 0
Scenario 3: Aggressive Fuel Sub | PG&E | Com | Lighting | Com - College | Participant Cost Test | Energy Efficiency | 0 | 0 | 0 | 0 | 0 | 0 | 0 | 0 | 0 | 0 | 0 | 0 | 0
Scenario 3: Aggressive Fuel Sub | PG&E | Com | Lighting | Com - College | Program Administrator Cost Test | Energy Efficiency | 0 | 0 | 0 | 0 | 0 | 0 | 0 | 0 | 0 | 0 | 0 | 0 | 0
Scenario 3: Aggressive Fuel Sub | PG&E | Com | Lighting | Com - College | Rate Impact Measure Test | Energy Efficiency | 0 | 0 | 0 | 0 | 0 | 0 | 0 | 0 | 0 | 0 | 0 | 0 | 0
Scenario 3: Aggressive Fuel Sub | PG&E | Com | Lighting | Com - College | Total Resource Cost Test | Energy Efficiency | 0 | 0 | 0 | 0 | 0 | 0 | 0 | 0 | 0 | 0 | 0 | 0 | 0
Scenario 3: Aggressive Fuel Sub | PG&E | Com | Lighting | Com - Grocery | Participant Cost Test | Energy Efficiency | 197974.6086 | 193710.045 | 188341.9648 | 180849.4582 | 171084.3201 | 159927.8254 | 147150.061 | 132968.6965 | 114990.3637 | 98118.2091 | 80098.2486 | 60629.9079 | 39834.5832
Scenario 3: Aggressive Fuel Sub | PG&E | Com | Lighting | Com - Grocery | Program Administrator Cost Test | Energy Efficiency | 53389.4424 | 56931.4958 | 60100.9625 | 62800.4321 | 65508.1491 | 68538.1681 | 70322.4134 | 71574.6281 | 72271.0523 | 72691.4036 | 73936.6667 | 74550.891 | 74905.1303
Scenario 3: Aggressive Fuel Sub | PG&E | Com | Lighting | Com - Grocery | Rate Impact Measure Test | Energy Efficiency | 53389.4424 | 56931.4958 | 60100.9625 | 62800.4321 | 65508.1491 | 68538.1681 | 70322.4134 | 71574.6281 | 72271.0523 | 72691.4036 | 73936.6667 | 74550.891 | 74905.1303
Scenario 3: Aggressive Fuel Sub | PG&E | Com | Lighting | Com - Grocery | Total Resource Cost Test | Energy Efficiency | 55579.4376 | 59177.9291 | 62395.6441 | 65132.4304 | 67862.4266 | 70915.9611 | 72716.6435 | 73983.1534 | 72271.0523 | 72691.4036 | 73936.6667 | 74550.891 | 74905.1303
Scenario 3: Aggressive Fuel Sub | PG&E | Com | Lighting | Com - Health | Participant Cost Test | Energy Efficiency | 498309.2125 | 488092.3821 | 480673.2114 | 459217.411 | 436412.3563 | 408355.5042 | 375962.3798 | 339638.3629 | 291733.4595 | 247226.978 | 199426.0521 | 150880.1991 | 98921.7685
Scenario 3: Aggressive Fuel Sub | PG&E | Com | Lighting | Com - Health | Program Administrator Cost Test | Energy Efficiency | 140401.949 | 149933.3103 | 160444.0441 | 166987.9881 | 175132.5302 | 183531.8469 | 188742.0513 | 192462.5497 | 194670.7514 | 195207.7413 | 196866.5878 | 199333.8247 | 201173.208
Scenario 3: Aggressive Fuel Sub | PG&E | Com | Lighting | Com - Health | Rate Impact Measure Test | Energy Efficiency | 140401.949 | 149933.3103 | 160444.0441 | 166987.9881 | 175132.5302 | 183531.8469 | 188742.0513 | 192462.5497 | 194670.7514 | 195207.7413 | 196866.5878 | 199333.8247 | 201173.208
Scenario 3: Aggressive Fuel Sub | PG&E | Com | Lighting | Com - Health | Total Resource Cost Test | Energy Efficiency | 147504.1778 | 157223.5015 | 167984.055 | 174609.0917 | 182858.7074 | 191339.2853 | 196604.1171 | 200364.2903 | 194670.7514 | 195207.7413 | 196866.5878 | 199333.8247 | 201173.208
Scenario 3: Aggressive Fuel Sub | PG&E | Com | Lighting | Com - Lodging | Participant Cost Test | Energy Efficiency | 0 | 0 | 0 | 0 | 0 | 0 | 0 | 0 | 0 | 0 | 0 | 0 | 0
Scenario 3: Aggressive Fuel Sub | PG&E | Com | Lighting | Com - Lodging | Program Administrator Cost Test | Energy Efficiency | 0 | 0 | 0 | 0 | 0 | 0 | 0 | 0 | 0 | 0 | 0 | 0 | 0
Scenario 3: Aggressive Fuel Sub | PG&E | Com | Lighting | Com - Lodging | Rate Impact Measure Test | Energy Efficiency | 0 | 0 | 0 | 0 | 0 | 0 | 0 | 0 | 0 | 0 | 0 | 0 | 0
Scenario 3: Aggressive Fuel Sub | PG&E | Com | Lighting | Com - Lodging | Total Resource Cost Test | Energy Efficiency | 0 | 0 | 0 | 0 | 0 | 0 | 0 | 0 | 0 | 0 | 0 | 0 | 0
Scenario 3: Aggressive Fuel Sub | PG&E | Com | Lighting | Com - Office (Large) | Participant Cost Test | Energy Efficiency | 544540.0723 | 545631.4808 | 543189.4523 | 530867.4256 | 513077.8595 | 486585.5132 | 455061.913 | 417609.9263 | 352483.0503 | 304618.9414 | 250496.716 | 190267.9977 | 124317.6485
Scenario 3: Aggressive Fuel Sub | PG&E | Com | Lighting | Com - Office (Large) | Program Administrator Cost Test | Energy Efficiency | 179379.8421 | 196123.0725 | 212620.3882 | 227084.6753 | 242712.5757 | 258113.6517 | 270823.3766 | 282103.0309 | 292493.4137 | 302800.9363 | 314802.5931 | 324972.4589 | 334286.0167
Scenario 3: Aggressive Fuel Sub | PG&E | Com | Lighting | Com - Office (Large) | Rate Impact Measure Test | Energy Efficiency | 179379.8421 | 196123.0725 | 212620.3882 | 227084.6753 | 242712.5757 | 258113.6517 | 270823.3766 | 282103.0309 | 292493.4137 | 302800.9363 | 314802.5931 | 324972.4589 | 334286.0167
Scenario 3: Aggressive Fuel Sub | PG&E | Com | Lighting | Com - Office (Large) | Total Resource Cost Test | Energy Efficiency | 197586.3316 | 215211.0582 | 232548.8335 | 247656.7031 | 263883.8576 | 279747.7039 | 292894.3885 | 304563.8092 | 292493.4137 | 302800.9363 | 314802.5931 | 324972.4589 | 334286.0167
Scenario 3: Aggressive Fuel Sub | PG&E | Com | Lighting | Com - Office (Small) | Participant Cost Test | Energy Efficiency | 0 | 0 | 0 | 0 | 0 | 0 | 0 | 0 | 0 | 0 | 0 | 0 | 0
Scenario 3: Aggressive Fuel Sub | PG&E | Com | Lighting | Com - Office (Small) | Program Administrator Cost Test | Energy Efficiency | 0 | 0 | 0 | 0 | 0 | 0 | 0 | 0 | 0 | 0 | 0 | 0 | 0
Scenario 3: Aggressive Fuel Sub | PG&E | Com | Lighting | Com - Office (Small) | Rate Impact Measure Test | Energy Efficiency | 0 | 0 | 0 | 0 | 0 | 0 | 0 | 0 | 0 | 0 | 0 | 0 | 0
Scenario 3: Aggressive Fuel Sub | PG&E | Com | Lighting | Com - Office (Small) | Total Resource Cost Test | Energy Efficiency | 0 | 0 | 0 | 0 | 0 | 0 | 0 | 0 | 0 | 0 | 0 | 0 | 0
Scenario 3: Aggressive Fuel Sub | PG&E | Com | Lighting | Com - Other | Participant Cost Test | Energy Efficiency | 0 | 0 | 0 | 0 | 0 | 0 | 0 | 0 | 0 | 0 | 0 | 0 | 0
Scenario 3: Aggressive Fuel Sub | PG&E | Com | Lighting | Com - Other | Program Administrator Cost Test | Energy Efficiency | 0 | 0 | 0 | 0 | 0 | 0 | 0 | 0 | 0 | 0 | 0 | 0 | 0
Scenario 3: Aggressive Fuel Sub | PG&E | Com | Lighting | Com - Other | Rate Impact Measure Test | Energy Efficiency | 0 | 0 | 0 | 0 | 0 | 0 | 0 | 0 | 0 | 0 | 0 | 0 | 0
Scenario 3: Aggressive Fuel Sub | PG&E | Com | Lighting | Com - Other | Total Resource Cost Test | Energy Efficiency | 0 | 0 | 0 | 0 | 0 | 0 | 0 | 0 | 0 | 0 | 0 | 0 | 0
Scenario 3: Aggressive Fuel Sub | PG&E | Com | Lighting | Com - Refrig. Warehouse | Participant Cost Test | Energy Efficiency | 4841.9169 | 4745.1126 | 4613.4521 | 4434.2931 | 4212.9347 | 3945.3814 | 3633.9919 | 3287.7474 | 2862.5718 | 2442.9336 | 1988.2175 | 1496.1374 | 966.8213
Scenario 3: Aggressive Fuel Sub | PG&E | Com | Lighting | Com - Refrig. Warehouse | Program Administrator Cost Test | Energy Efficiency | 1789.7258 | 1917.4961 | 2035.6898 | 2145.7251 | 2262.3991 | 2385.0643 | 2479.8567 | 2566.9569 | 2642.0204 | 2714.8896 | 2806.8739 | 2890.1193 | 2971.5603
Scenario 3: Aggressive Fuel Sub | PG&E | Com | Lighting | Com - Refrig. Warehouse | Rate Impact Measure Test | Energy Efficiency | 1789.7258 | 1917.4961 | 2035.6898 | 2145.7251 | 2262.3991 | 2385.0643 | 2479.8567 | 2566.9569 | 2642.0204 | 2714.8896 | 2806.8739 | 2890.1193 | 2971.5603
Scenario 3: Aggressive Fuel Sub | PG&E | Com | Lighting | Com - Refrig. Warehouse | Total Resource Cost Test | Energy Efficiency | 1826.4125 | 1955.1469 | 2074.122 | 2184.798 | 2301.9993 | 2425.1177 | 2520.2269 | 2607.6303 | 2642.0204 | 2714.8896 | 2806.8739 | 2890.1193 | 2971.5603
Scenario 3: Aggressive Fuel Sub | PG&E | Com | Lighting | Com - Restaurant | Participant Cost Test | Energy Efficiency | 50205.9342 | 50154.129 | 49692.5922 | 48468.4302 | 46563.956 | 86311.5309 | 87610.1298 | 78684.1077 | 68565.7357 | 35688.3683 | 24780.2246 | 12890.3546 | 43176.0131
Scenario 3: Aggressive Fuel Sub | PG&E | Com | Lighting | Com - Restaurant | Program Administrator Cost Test | Energy Efficiency | 14783.5247 | 16114.9505 | 17370.7163 | 18486.6639 | 19630.154 | 40816.5593 | 46403.5006 | 47208.7752 | 47768.2785 | 29500.2156 | 25671.1103 | 17929.9721 | 92874.5787
Scenario 3: Aggressive Fuel Sub | PG&E | Com | Lighting | Com - Restaurant | Rate Impact Measure Test | Energy Efficiency | 14783.5247 | 16114.9505 | 17370.7163 | 18486.6639 | 19630.154 | 40816.5593 | 46403.5006 | 47208.7752 | 47768.2785 | 29500.2156 | 25671.1103 | 17929.9721 | 92874.5787
Scenario 3: Aggressive Fuel Sub | PG&E | Com | Lighting | Com - Restaurant | Total Resource Cost Test | Energy Efficiency | 15004.7535 | 16346.6374 | 17611.9153 | 18735.706 | 19885.5712 | 41328.2262 | 46972.2576 | 47778.0231 | 47768.2785 | 29500.2156 | 25671.1103 | 17929.9721 | 92874.5787
Scenario 3: Aggressive Fuel Sub | PG&E | Com | Lighting | Com - Retail | Participant Cost Test | Energy Efficiency | 1194515.9872 | 1175344.4804 | 1149575.3645 | 791023.7345 | 2983490.2526 | 961166.6556 | 908538.6894 | 837120.2822 | 597729.8701 | 510221.4826 | 416224.9555 | 314175.1086 | 204608.0812
Scenario 3: Aggressive Fuel Sub | PG&E | Com | Lighting | Com - Retail | Program Administrator Cost Test | Energy Efficiency | 345241.7113 | 368939.8388 | 390877.6417 | 292027.3184 | 1208848.1117 | 432649.0032 | 453280.6711 | 466690.0642 | 477467.1949 | 487263.2188 | 501628.5474 | 513302.2668 | 524286.9062
Scenario 3: Aggressive Fuel Sub | PG&E | Com | Lighting | Com - Retail | Rate Impact Measure Test | Energy Efficiency | 345241.7113 | 368939.8388 | 390877.6417 | 292027.3184 | 1208848.1117 | 432649.0032 | 453280.6711 | 466690.0642 | 477467.1949 | 487263.2188 | 501628.5474 | 513302.2668 | 524286.9062
Scenario 3: Aggressive Fuel Sub | PG&E | Com | Lighting | Com - Retail | Total Resource Cost Test | Energy Efficiency | 494527.3627 | 521979.144 | 547115.4001 | 404936.3798 | 1659172.9311 | 587605.5642 | 611314.4627 | 625878.7819 | 477467.1949 | 487263.2188 | 501628.5474 | 513302.2668 | 524286.9062
Scenario 3: Aggressive Fuel Sub | PG&E | Com | Lighting | Com - School | Participant Cost Test | Energy Efficiency | 0 | 0 | 0 | 0 | 0 | 0 | 0 | 0 | 0 | 0 | 0 | 0 | 0
Scenario 3: Aggressive Fuel Sub | PG&E | Com | Lighting | Com - School | Program Administrator Cost Test | Energy Efficiency | 0 | 0 | 0 | 0 | 0 | 0 | 0 | 0 | 0 | 0 | 0 | 0 | 0
Scenario 3: Aggressive Fuel Sub | PG&E | Com | Lighting | Com - School | Rate Impact Measure Test | Energy Efficiency | 0 | 0 | 0 | 0 | 0 | 0 | 0 | 0 | 0 | 0 | 0 | 0 | 0
Scenario 3: Aggressive Fuel Sub | PG&E | Com | Lighting | Com - School | Total Resource Cost Test | Energy Efficiency | 0 | 0 | 0 | 0 | 0 | 0 | 0 | 0 | 0 | 0 | 0 | 0 | 0
Scenario 3: Aggressive Fuel Sub | PG&E | Com | Lighting | Com - Warehouse | Participant Cost Test | Energy Efficiency | 9694.3862 | 9824.4685 | 9868.1382 | 9787.4527 | 9574.7142 | 9245.2665 | 8883.3464 | 8401.7394 | 1933.2744 | 0 | 0 | 0 | 0
Scenario 3: Aggressive Fuel Sub | PG&E | Com | Lighting | Com - Warehouse | Program Administrator Cost Test | Energy Efficiency | 2801.5828 | 3085.5138 | 3358.9952 | 3619.4297 | 3889.659 | 4177.8225 | 4455.0841 | 4716.1147 | 1507.9933 | 0 | 0 | 0 | 0
Scenario 3: Aggressive Fuel Sub | PG&E | Com | Lighting | Com - Warehouse | Rate Impact Measure Test | Energy Efficiency | 2801.5828 | 3085.5138 | 3358.9952 | 3619.4297 | 3889.659 | 4177.8225 | 4455.0841 | 4716.1147 | 1507.9933 | 0 | 0 | 0 | 0
Scenario 3: Aggressive Fuel Sub | PG&E | Com | Lighting | Com - Warehouse | Total Resource Cost Test | Energy Efficiency | 3847.3066 | 4190.6188 | 4518.7031 | 4828.7941 | 5142.3724 | 5471.9354 | 5799.4122 | 6109.6925 | 1507.9933 | 0 | 0 | 0 | 0
Scenario 3: Aggressive Fuel Sub | PG&E | Com | WaterHeat | Com - College | Participant Cost Test | Energy Efficiency | 1005159.6046 | 1553654.9571 | 1320211.5739 | 2402222.2528 | 2055741.7915 | 2098221.2776 | 2460091.4009 | 2850481.6763 | 2168019.7213 | 2316224.6999 | 1987266.9947 | 1362208.9745 | 721274.0368
Scenario 3: Aggressive Fuel Sub | PG&E | Com | WaterHeat | Com - College | Participant Cost Test | Fuel Substitution | 441062.0429 | 542662.8197 | 687269.952 | 726539.3718 | 683642.6454 | 3134882.8032 | 3630093.8773 | 4008015.6649 | 3828801.0742 | 4062416.8813 | 4025698.0358 | 3409905.121 | 2164385.2825
Scenario 3: Aggressive Fuel Sub | PG&E | Com | WaterHeat | Com - College | Program Administrator Cost Test | Energy Efficiency | 566271.2087 | 787040.1358 | 688577.755 | 1638038.8126 | 1135682.2938 | 765447.3949 | 950837.6572 | 1140240.2636 | 1308598.0035 | 1435588.7989 | 1490249.4148 | 1455961.702 | 1334617.393
Scenario 3: Aggressive Fuel Sub | PG&E | Com | WaterHeat | Com - College | Program Administrator Cost Test | Fuel Substitution | 1735364.828 | 2247157.3018 | 2885012.6748 | 3678964.3045 | 4662555.7503 | 1939988.7098 | 2549890.862 | 3257280.6802 | 4042545.148 | 5288127.821 | 6917602.1664 | 8605425.6175 | 10369516.0163
Scenario 3: Aggressive Fuel Sub | PG&E | Com | WaterHeat | Com - College | Rate Impact Measure Test | Energy Efficiency | 566271.2087 | 787040.1358 | 688577.755 | 1638038.8126 | 1135682.2938 | 765447.3949 | 950837.6572 | 1140240.2636 | 1308598.0035 | 1435588.7989 | 1490249.4148 | 1455961.702 | 1334617.393
Scenario 3: Aggressive Fuel Sub | PG&E | Com | WaterHeat | Com - College | Rate Impact Measure Test | Fuel Substitution | 2075700.762 | 2621401.8756 | 3295211.7723 | 4118415.8267 | 5123232.0404 | 1939988.7098 | 2549890.862 | 3257280.6802 | 4042545.148 | 5288127.821 | 6917602.1664 | 8605425.6175 | 10369516.0163
Scenario 3: Aggressive Fuel Sub | PG&E | Com | WaterHeat | Com - College | Total Resource Cost Test | Energy Efficiency | 896927.0267 | 1311303.0138 | 1125474.8793 | 2419445.3402 | 1811872.1309 | 1492237.2669 | 1751778.4254 | 2052660.593 | 1308598.0035 | 1435588.7989 | 1490249.4148 | 1455961.702 | 1334617.393
Scenario 3: Aggressive Fuel Sub | PG&E | Com | WaterHeat | Com - College | Total Resource Cost Test | Fuel Substitution | 2123875.1534 | 2725159.869 | 3493410.0664 | 4309962.3745 | 5231205.8288 | 2184403.2571 | 2855560.5686 | 3604902.5142 | 4042545.148 | 5288127.821 | 6917602.1664 | 8605425.6175 | 10369516.0163
Scenario 3: Aggressive Fuel Sub | PG&E | Com | WaterHeat | Com - Grocery | Participant Cost Test | Energy Efficiency | 490834.8539 | 590356.5354 | 708429.1226 | 846335.2539 | 1003869.4803 | 1138339.277 | 1323633.2065 | 1519914.5327 | 1288741.7681 | 1415563.5796 | 1284300.1715 | 957638.3262 | 566407.598
Scenario 3: Aggressive Fuel Sub | PG&E | Com | WaterHeat | Com - Grocery | Participant Cost Test | Fuel Substitution | 10086.2188 | 12308.3138 | 15032.1491 | 18356.9946 | 22371.8794 | 0 | 0 | 0 | 0 | 0 | 0 | 0 | 0
Scenario 3: Aggressive Fuel Sub | PG&E | Com | WaterHeat | Com - Grocery | Program Administrator Cost Test | Energy Efficiency | 207888.8484 | 252467.604 | 306696.6366 | 371906.712 | 448850.6614 | 473667.5091 | 571230.3754 | 676832.6641 | 784897.1041 | 887930.1228 | 975627.3667 | 1037191.2674 | 1063391.5232
Scenario 3: Aggressive Fuel Sub | PG&E | Com | WaterHeat | Com - Grocery | Program Administrator Cost Test | Fuel Substitution | 80544.6288 | 103441.0285 | 132987.8691 | 171014.0027 | 219544.6128 | 0 | 0 | 0 | 0 | 0 | 0 | 0 | 0
Scenario 3: Aggressive Fuel Sub | PG&E | Com | WaterHeat | Com - Grocery | Rate Impact Measure Test | Energy Efficiency | 207888.8484 | 252467.604 | 306696.6366 | 371906.712 | 448850.6614 | 473667.5091 | 571230.3754 | 676832.6641 | 784897.1041 | 887930.1228 | 975627.3667 | 1037191.2674 | 1063391.5232
Scenario 3: Aggressive Fuel Sub | PG&E | Com | WaterHeat | Com - Grocery | Rate Impact Measure Test | Fuel Substitution | 84381.8818 | 106786.4219 | 135859.0536 | 173105.9677 | 220549.4137 | 0 | 0 | 0 | 0 | 0 | 0 | 0 | 0
Scenario 3: Aggressive Fuel Sub | PG&E | Com | WaterHeat | Com - Grocery | Total Resource Cost Test | Energy Efficiency | 343401.6913 | 414081.7701 | 498550.7182 | 598235.1861 | 713589.5151 | 773667.1841 | 908287.0082 | 1056760.548 | 784897.1041 | 887930.1228 | 975627.3667 | 1037191.2674 | 1063391.5232
Scenario 3: Aggressive Fuel Sub | PG&E | Com | WaterHeat | Com - Grocery | Total Resource Cost Test | Fuel Substitution | 88022.6269 | 112566.5043 | 144132.8166 | 184624.0151 | 236131.2903 | 0 | 0 | 0 | 0 | 0 | 0 | 0 | 0
Scenario 3: Aggressive Fuel Sub | PG&E | Com | WaterHeat | Com - Health | Participant Cost Test | Energy Efficiency | 2219193.8647 | 2498369.8372 | 2821309.2666 | 3192395.6845 | 3434988.2715 | 2965190.5016 | 3322061.3176 | 3676047.8249 | 2796325.3017 | 2835785.4214 | 2311891.1624 | 1512343.7916 | 769924.3414
Scenario 3: Aggressive Fuel Sub | PG&E | Com | WaterHeat | Com - Health | Participant Cost Test | Fuel Substitution | 969566.1796 | 1202609.5616 | 1546872.5704 | 1667946.5091 | 1727539.3846 | 8354228.187 | 9732702.2624 | 10914719.2253 | 10308205.3554 | 10913888.5131 | 10876606.1519 | 9225353.6088 | 5797608.2481
Scenario 3: Aggressive Fuel Sub | PG&E | Com | WaterHeat | Com - Health | Program Administrator Cost Test | Energy Efficiency | 1425771.4843 | 1629126.7676 | 1888703.2991 | 2159142.916 | 2411222.7979 | 1130693.2853 | 1347600.0436 | 1541665.2805 | 1688864.1574 | 1759650.7557 | 1736461.8127 | 1619850.6537 | 1429267.4039
Scenario 3: Aggressive Fuel Sub | PG&E | Com | WaterHeat | Com - Health | Program Administrator Cost Test | Fuel Substitution | 4654938.9373 | 6062723.3042 | 7829906.0292 | 10040098.4175 | 12791480.5669 | 5168679.0448 | 6839937.622 | 8792376.644 | 10973400.4617 | 14347821.803 | 18927295.9924 | 23705572.9031 | 28724810.4137
Scenario 3: Aggressive Fuel Sub | PG&E | Com | WaterHeat | Com - Health | Rate Impact Measure Test | Energy Efficiency | 1425771.4843 | 1629126.7676 | 1888703.2991 | 2159142.916 | 2411222.7979 | 1130693.2853 | 1347600.0436 | 1541665.2805 | 1688864.1574 | 1759650.7557 | 1736461.8127 | 1619850.6537 | 1429267.4039
Scenario 3: Aggressive Fuel Sub | PG&E | Com | WaterHeat | Com - Health | Rate Impact Measure Test | Fuel Substitution | 5449648.0549 | 6936171.0025 | 8786189.8265 | 11065762.6305 | 13876811.2955 | 5168679.0448 | 6839937.622 | 8792376.644 | 10973400.4617 | 14347821.803 | 18927295.9924 | 23705572.9031 | 28724810.4137
Scenario 3: Aggressive Fuel Sub | PG&E | Com | WaterHeat | Com - Health | Total Resource Cost Test | Energy Efficiency | 2070351.2506 | 2364570.7269 | 2706844.2518 | 3091337.1325 | 3416179.8228 | 2069269.491 | 2317953.1187 | 2596595.8052 | 1688864.1574 | 1759650.7557 | 1736461.8127 | 1619850.6537 | 1429267.4039
Scenario 3: Aggressive Fuel Sub | PG&E | Com | WaterHeat | Com - Health | Total Resource Cost Test | Fuel Substitution | 5514204.9676 | 7127384.9442 | 9205427.6059 | 11490807.5008 | 14235722.9963 | 5865898.3505 | 7711238.3898 | 9896614.1892 | 10973400.4617 | 14347821.803 | 18927295.9924 | 23705572.9031 | 28724810.4137
Scenario 3: Aggressive Fuel Sub | PG&E | Com | WaterHeat | Com - Lodging | Participant Cost Test | Energy Efficiency | 14712793.2915 | 15198379.8764 | 15588627.734 | 15975910.3392 | 16358221.2099 | 9007856.1228 | 6179351.1097 | 6246722.3608 | 2038477.39 | 1876239.3974 | 3794.2165 | 878112.0197 | 407301.1254
Scenario 3: Aggressive Fuel Sub | PG&E | Com | WaterHeat | Com - Lodging | Participant Cost Test | Fuel Substitution | 3885594.1 | 4789677.682 | 6017713.9867 | 6402051.3266 | 6499285.3043 | 10487903.5044 | 10324138.3709 | 11707766.161 | 9649038.2114 | 10350508.9621 | 10302639.4597 | 8721336.523 | 5454299.0355
Scenario 3: Aggressive Fuel Sub | PG&E | Com | WaterHeat | Com - Lodging | Program Administrator Cost Test | Energy Efficiency | 6692584.8946 | 7211493.0075 | 7763712.6734 | 8307800.3482 | 8921885.7413 | 1385956.9089 | 1535026.0328 | 1629009.6667 | 1230973.0273 | 1173925.2271 | 5002.4587 | 949243.6484 | 765813.7121
Scenario 3: Aggressive Fuel Sub | PG&E | Com | WaterHeat | Com - Lodging | Program Administrator Cost Test | Fuel Substitution | 4652488.8159 | 6034281.733 | 7770643.8743 | 9946852.7994 | 12662060.1805 | 4898694.2718 | 6451122.2749 | 8265072.984 | 10291961.5516 | 13640232.7887 | 17985570.8689 | 22515290.8363 | 27267511.4132
Scenario 3: Aggressive Fuel Sub | PG&E | Com | WaterHeat | Com - Lodging | Rate Impact Measure Test | Energy Efficiency | 6692584.8946 | 7211493.0075 | 7763712.6734 | 8307800.3482 | 8921885.7413 | 1385956.9089 | 1535026.0328 | 1629009.6667 | 1230973.0273 | 1173925.2271 | 5002.4587 | 949243.6484 | 765813.7121
Scenario 3: Aggressive Fuel Sub | PG&E | Com | WaterHeat | Com - Lodging | Rate Impact Measure Test | Fuel Substitution | 5525019.8693 | 6993048.7153 | 8821562.6095 | 11071961.4235 | 13840019.6881 | 4898694.2718 | 6451122.2749 | 8265072.984 | 10291961.5516 | 13640232.7887 | 17985570.8689 | 22515290.8363 | 27267511.4132
Scenario 3: Aggressive Fuel Sub | PG&E | Com | WaterHeat | Com - Lodging | Total Resource Cost Test | Energy Efficiency | 15031157.3008 | 15936331.1187 | 16788416.9069 | 17676278.7153 | 18639094.8509 | 8022840.0263 | 5165332.6108 | 5256019.023 | 1230973.0273 | 1173925.2271 | 5002.4587 | 949243.6484 | 765813.7121
Scenario 3: Aggressive Fuel Sub | PG&E | Com | WaterHeat | Com - Lodging | Total Resource Cost Test | Fuel Substitution | 8438593.2243 | 10700092.3756 | 13634976.9766 | 16159918.717 | 18929670.9069 | 8138873.6042 | 8429687.5059 | 10766091.5902 | 10291961.5516 | 13640232.7887 | 17985570.8689 | 22515290.8363 | 27267511.4132
Scenario 3: Aggressive Fuel Sub | PG&E | Com | WaterHeat | Com - Office (Large) | Participant Cost Test | Energy Efficiency | 7229202.6997 | 7644004.4411 | 7648158.2128 | 7164949.709 | 6201202.5192 | 3983699.142 | 2401565.0443 | 1142699.0205 | 81018.5604 | 2554.817 | 2506.6315 | 2195.4315 | 1473.4413
Scenario 3: Aggressive Fuel Sub | PG&E | Com | WaterHeat | Com - Office (Large) | Participant Cost Test | Fuel Substitution | 351134.1208 | 430656.829 | 553754.5966 | 567395.1045 | 505969.09 | 2174317.0455 | 2501651.6167 | 2777350.1033 | 2539195.6158 | 2775843.5682 | 2752184.2431 | 2330752.6933 | 1479239.6612
Scenario 3: Aggressive Fuel Sub | PG&E | Com | WaterHeat | Com - Office (Large) | Program Administrator Cost Test | Energy Efficiency | 2637015.0433 | 2883344.106 | 3028719.7019 | 3024256.1219 | 2865487.6122 | 1255075.1778 | 829450.5303 | 409362.2894 | 48670.5361 | 2011.1373 | 2610.2946 | 3371.7026 | 4347.5046
Scenario 3: Aggressive Fuel Sub | PG&E | Com | WaterHeat | Com - Office (Large) | Program Administrator Cost Test | Fuel Substitution | 978210.9866 | 1262759.9514 | 1615205.5469 | 2050478.1063 | 2585923.0481 | 1313844.3605 | 1710432.3696 | 2169624.5853 | 2678314.0104 | 3608993.8471 | 4721780.3115 | 5868482.3855 | 7056250.9079
Scenario 3: Aggressive Fuel Sub | PG&E | Com | WaterHeat | Com - Office (Large) | Rate Impact Measure Test | Energy Efficiency | 2637015.0433 | 2883344.106 | 3028719.7019 | 3024256.1219 | 2865487.6122 | 1255075.1778 | 829450.5303 | 409362.2894 | 48670.5361 | 2011.1373 | 2610.2946 | 3371.7026 | 4347.5046
Scenario 3: Aggressive Fuel Sub | PG&E | Com | WaterHeat | Com - Office (Large) | Rate Impact Measure Test | Fuel Substitution | 1186531.3189 | 1492265.1715 | 1867228.2187 | 2321665.3118 | 2872297.5136 | 1313844.3605 | 1710432.3696 | 2169624.5853 | 2678314.0104 | 3608993.8471 | 4721780.3115 | 5868482.3855 | 7056250.9079
Scenario 3: Aggressive Fuel Sub | PG&E | Com | WaterHeat | Com - Office (Large) | Total Resource Cost Test | Energy Efficiency | 5664800.559 | 6064324.1047 | 6177278.6761 | 5947427.8111 | 5374253.3834 | 2986909.3843 | 1780948.0374 | 854711.2373 | 48670.5361 | 2011.1373 | 2610.2946 | 3371.7026 | 4347.5046
Scenario 3: Aggressive Fuel Sub | PG&E | Com | WaterHeat | Com - Office (Large) | Total Resource Cost Test | Fuel Substitution | 1299955.1048 | 1657367.343 | 2125153.2455 | 2564623.2839 | 3027257.0919 | 1529349.1098 | 1980489.4319 | 2506812.2883 | 2678314.0104 | 3608993.8471 | 4721780.3115 | 5868482.3855 | 7056250.9079
Scenario 3: Aggressive Fuel Sub | PG&E | Com | WaterHeat | Com - Office (Small) | Participant Cost Test | Energy Efficiency | 1128318.5786 | 1440774.8982 | 14124.8298 | 1558158.1897 | 1940946.4985 | 2228666.589 | 2528103.7068 | 2731904.1578 | 2185506.46 | 2100111.4787 | 1593668.7867 | 950853.5064 | 430892.1202
Scenario 3: Aggressive Fuel Sub | PG&E | Com | WaterHeat | Com - Office (Small) | Participant Cost Test | Fuel Substitution | 27227.6699 | 33461.0788 | 40695.856 | 41058.085 | 51868.1945 | 488929.3808 | 564308.4855 | 624852.3879 | 632156.9333 | 698368.8801 | 693096.2415 | 588074.2746 | 374802.5466
Scenario 3: Aggressive Fuel Sub | PG&E | Com | WaterHeat | Com - Office (Small) | Program Administrator Cost Test | Energy Efficiency | 429112.3624 | 564380.9379 | 27632.7287 | 646498.1892 | 913454.5385 | 958208.1372 | 1122077.0041 | 1251864.3536 | 1318678.6889 | 1301027.8653 | 1194449.3459 | 1015680.9754 | 796714.1889
Scenario 3: Aggressive Fuel Sub | PG&E | Com | WaterHeat | Com - Office (Small) | Program Administrator Cost Test | Fuel Substitution | 258778.5729 | 334695.5101 | 428730.3596 | 455473.4567 | 605293.2707 | 318544.8824 | 418861.8999 | 535853.9631 | 666023.8443 | 906695.3768 | 1186916.5685 | 1476701.6242 | 1778828.3294
Scenario 3: Aggressive Fuel Sub | PG&E | Com | WaterHeat | Com - Office (Small) | Rate Impact Measure Test | Energy Efficiency | 429112.3624 | 564380.9379 | 27632.7287 | 646498.1892 | 913454.5385 | 958208.1372 | 1122077.0041 | 1251864.3536 | 1318678.6889 | 1301027.8653 | 1194449.3459 | 1015680.9754 | 796714.1889
Scenario 3: Aggressive Fuel Sub | PG&E | Com | WaterHeat | Com - Office (Small) | Rate Impact Measure Test | Fuel Substitution | 315605.5683 | 397541.5935 | 497962.4457 | 517914.3443 | 673377.2684 | 318544.8824 | 418861.8999 | 535853.9631 | 666023.8443 | 906695.3768 | 1186916.5685 | 1476701.6242 | 1778828.3294
Scenario 3: Aggressive Fuel Sub | PG&E | Com | WaterHeat | Com - Office (Small) | Total Resource Cost Test | Energy Efficiency | 712085.7096 | 919117.8436 | 29275.004 | 1016363.544 | 1361080.0916 | 1468629.8316 | 1689989.3197 | 1853687.1478 | 1318678.6889 | 1301027.8653 | 1194449.3459 | 1015680.9754 | 796714.1889
Scenario 3: Aggressive Fuel Sub | PG&E | Com | WaterHeat | Com - Office (Small) | Total Resource Cost Test | Fuel Substitution | 278255.6164 | 358631.6254 | 457835.0207 | 484837.0772 | 642377.4775 | 332196.6481 | 436218.6473 | 557446.2999 | 666023.8443 | 906695.3768 | 1186916.5685 | 1476701.6242 | 1778828.3294
Scenario 3: Aggressive Fuel Sub | PG&E | Com | WaterHeat | Com - Other | Participant Cost Test | Energy Efficiency | 4852895.7145 | 5816949.9897 | 6789432.3932 | 8097496.2946 | 9582372.4014 | 9781987.5515 | 11312211.392 | 12878637.2446 | 8626614.3175 | 9159317.0963 | 7859869.017 | 5422058.4708 | 2904392.7035
Scenario 3: Aggressive Fuel Sub | PG&E | Com | WaterHeat | Com - Other | Participant Cost Test | Fuel Substitution | 6037699.9064 | 7406320.843 | 8700429.1368 | 9232753.3075 | 9325274.7532 | 31361870.5898 | 36388485.1499 | 40814022.5141 | 35883387.9875 | 37895781.1732 | 37492931.553 | 31674283.6395 | 19985663.5544
Scenario 3: Aggressive Fuel Sub | PG&E | Com | WaterHeat | Com - Other | Program Administrator Cost Test | Energy Efficiency | 2355567.6445 | 2864180.6177 | 3477785.7412 | 4206026.3386 | 5053681.0476 | 3226083.3144 | 3918285.1293 | 4623319.2243 | 5226403.146 | 5707805.5238 | 5932029.5031 | 5837824.3076 | 5424748.817
Scenario 3: Aggressive Fuel Sub | PG&E | Com | WaterHeat | Com - Other | Program Administrator Cost Test | Fuel Substitution | 17258373.6207 | 22265907.2868 | 28502396.7562 | 36251847.5649 | 45842125.0839 | 18303916.8632 | 24014609.7704 | 30637493.8036 | 37979010.5354 | 49471227.3921 | 64661615.4746 | 80361953.0661 | 96722892.4822
Scenario 3: Aggressive Fuel Sub | PG&E | Com | WaterHeat | Com - Other | Rate Impact Measure Test | Energy Efficiency | 2355567.6445 | 2864180.6177 | 3477785.7412 | 4206026.3386 | 5053681.0476 | 3226083.3144 | 3918285.1293 | 4623319.2243 | 5226403.146 | 5707805.5238 | 5932029.5031 | 5837824.3076 | 5424748.817
Scenario 3: Aggressive Fuel Sub | PG&E | Com | WaterHeat | Com - Other | Rate Impact Measure Test | Fuel Substitution | 20871427.5554 | 26241602.8048 | 32864202.342 | 40933172.1924 | 50763342.5092 | 18303916.8632 | 24014609.7704 | 30637493.8036 | 37979010.5354 | 49471227.3921 | 64661615.4746 | 80361953.0661 | 96722892.4822
Scenario 3: Aggressive Fuel Sub | PG&E | Com | WaterHeat | Com - Other | Total Resource Cost Test | Energy Efficiency | 4373853.3849 | 5281829.1979 | 6190998.431 | 7431523.6424 | 8853701.402 | 7268954.8792 | 8429988.2191 | 9679339.8287 | 5226403.146 | 5707805.5238 | 5932029.5031 | 5837824.3076 | 5424748.817
Scenario 3: Aggressive Fuel Sub | PG&E | Com | WaterHeat | Com - Other | Total Resource Cost Test | Fuel Substitution | 22792425.9466 | 29050230.2927 | 36440729.3417 | 44556927.0201 | 54050012.8805 | 22445322.4388 | 29155868.4411 | 37096479.9905 | 37979010.5354 | 49471227.3921 | 64661615.4746 | 80361953.0661 | 96722892.4822
Scenario 3: Aggressive Fuel Sub | PG&E | Com | WaterHeat | Com - Refrig. Warehouse | Participant Cost Test | Energy Efficiency | 94030.9018 | 120962.9375 | 154926.262 | 199629.2341 | 251925.8508 | 304588.8891 | 372101.3788 | 444898.6799 | 468539.1831 | 529801.7426 | 488825.9345 | 366362.8699 | 215248.6659
Scenario 3: Aggressive Fuel Sub | PG&E | Com | WaterHeat | Com - Refrig. Warehouse | Participant Cost Test | Fuel Substitution | 2362.0141 | 2928.3361 | 3650.7675 | 4622.1946 | 5874.2744 | 71215.9746 | 82216.7777 | 91019.3165 | 94256.0182 | 100985.6588 | 100686.0317 | 85387.9639 | 53570.9752
Scenario 3: Aggressive Fuel Sub | PG&E | Com | WaterHeat | Com - Refrig. Warehouse | Program Administrator Cost Test | Energy Efficiency | 46463.4077 | 60494.387 | 78549.3012 | 102975.4304 | 132418.4821 | 152942.8681 | 192154.1139 | 236357.0805 | 282828.8399 | 328363.5101 | 366490.5368 | 391497.0623 | 398226.5507
Scenario 3: Aggressive Fuel Sub | PG&E | Com | WaterHeat | Com - Refrig. Warehouse | Program Administrator Cost Test | Fuel Substitution | 45223.7399 | 58717.2603 | 75714.1985 | 97071.2873 | 123767.0536 | 47557.8452 | 62711.6161 | 80487.8637 | 100407.8571 | 132872.6322 | 175407.5908 | 219773.1372 | 266258.0915
Scenario 3: Aggressive Fuel Sub | PG&E | Com | WaterHeat | Com - Refrig. Warehouse | Rate Impact Measure Test | Energy Efficiency | 46463.4077 | 60494.387 | 78549.3012 | 102975.4304 | 132418.4821 | 152942.8681 | 192154.1139 | 236357.0805 | 282828.8399 | 328363.5101 | 366490.5368 | 391497.0623 | 398226.5507
Scenario 3: Aggressive Fuel Sub | PG&E | Com | WaterHeat | Com - Refrig. Warehouse | Rate Impact Measure Test | Fuel Substitution | 52260.9094 | 66346.5494 | 84018.3148 | 105984.9266 | 133211.8982 | 47557.8452 | 62711.6161 | 80487.8637 | 100407.8571 | 132872.6322 | 175407.5908 | 219773.1372 | 266258.0915
Scenario 3: Aggressive Fuel Sub | PG&E | Com | WaterHeat | Com - Refrig. Warehouse | Total Resource Cost Test | Energy Efficiency | 56643.2219 | 73398.2204 | 94872.8424 | 123808.5209 | 158295.9552 | 183893.0703 | 229073.9391 | 279469.154 | 282828.8399 | 328363.5101 | 366490.5368 | 391497.0623 | 398226.5507
Scenario 3: Aggressive Fuel Sub | PG&E | Com | WaterHeat | Com - Refrig. Warehouse | Total Resource Cost Test | Fuel Substitution | 46527.8971 | 60326.1995 | 77685.3208 | 99471.7531 | 126673.4822 | 48352.1826 | 63724.3845 | 81751.8671 | 100407.8571 | 132872.6322 | 175407.5908 | 219773.1372 | 266258.0915
Scenario 3: Aggressive Fuel Sub | PG&E | Com | WaterHeat | Com - Restaurant | Participant Cost Test | Energy Efficiency | 751294.4591 | 874206.998 | 1013921.5624 | 1166260.8593 | 1320392.078 | 969482.8915 | 1078584.9347 | 1145842.9691 | 1045704.4572 | 977401.5661 | 63145.9756 | 468592.453 | 266750.3606
Scenario 3: Aggressive Fuel Sub | PG&E | Com | WaterHeat | Com - Restaurant | Participant Cost Test | Fuel Substitution | 476520.1658 | 590456.172 | 721696.845 | 874433.0163 | 1050827.08 | 16075675.1444 | 18402231.6638 | 20187812.0127 | 20730298.246 | 21880264.9735 | 21585971.537 | 16375882.6246 | 11067642.2508
Scenario 3: Aggressive Fuel Sub | PG&E | Com | WaterHeat | Com - Restaurant | Program Administrator Cost Test | Energy Efficiency | 787363.1962 | 950768.0072 | 1143683.0546 | 1365285.4458 | 1611932.5024 | 505439.3905 | 576927.5638 | 630125.7263 | 653118.8599 | 638796.6261 | 86682.434 | 534196.441 | 594771.7396
Scenario 3: Aggressive Fuel Sub | PG&E | Com | WaterHeat | Com - Restaurant | Program Administrator Cost Test | Fuel Substitution | 8001444.6655 | 10312251.0267 | 13159333.8732 | 16657757.2669 | 20939483.0074 | 10666979.3185 | 13937872.1012 | 17710727.4669 | 21876366.937 | 28464049.0748 | 37062017.0833 | 41277862.0491 | 52902744.7958
Scenario 3: Aggressive Fuel Sub | PG&E | Com | WaterHeat | Com - Restaurant | Rate Impact Measure Test | Energy Efficiency | 787363.1962 | 950768.0072 | 1143683.0546 | 1365285.4458 | 1611932.5024 | 505439.3905 | 576927.5638 | 630125.7263 | 653118.8599 | 638796.6261 | 86682.434 | 534196.441 | 594771.7396
Scenario 3: Aggressive Fuel Sub | PG&E | Com | WaterHeat | Com - Restaurant | Rate Impact Measure Test | Fuel Substitution | 9494733.3802 | 11948596.6009 | 14946566.0266 | 18566057.6791 | 22934863.6454 | 10666979.3185 | 13937872.1012 | 17710727.4669 | 21876366.937 | 28464049.0748 | 37062017.0833 | 41277862.0491 | 52902744.7958
Scenario 3: Aggressive Fuel Sub | PG&E | Com | WaterHeat | Com - Restaurant | Total Resource Cost Test | Energy Efficiency | 845171.0995 | 1019744.6045 | 1225514.3891 | 1461363.9173 | 1722525.0185 | 601752.6661 | 681828.0495 | 739116.3836 | 653118.8599 | 638796.6261 | 86682.434 | 534196.441 | 594771.7396
Scenario 3: Aggressive Fuel Sub | PG&E | Com | WaterHeat | Com - Restaurant | Total Resource Cost Test | Fuel Substitution | 8230679.3938 | 10592970.5914 | 13499638.6141 | 17066864.9685 | 21427724.1628 | 10844174.5149 | 14161737.1289 | 17987346.3948 | 21876366.937 | 28464049.0748 | 37062017.0833 | 41277862.0491 | 52902744.7958
Scenario 3: Aggressive Fuel Sub | PG&E | Com | WaterHeat | Com - Retail | Participant Cost Test | Energy Efficiency | 2872626.9218 | 3671516.7904 | 3547705.6346 | 5142823.7175 | 6333167.7245 | 7483842.664 | 8700568.5092 | 9783040.1213 | 6232993.4739 | 6503160.1065 | 5466060.0547 | 3684940.8539 | 1926422.2417
Scenario 3: Aggressive Fuel Sub | PG&E | Com | WaterHeat | Com - Retail | Participant Cost Test | Fuel Substitution | 66036.806 | 72528.2641 | 158244.0252 | 197931.6513 | 268224.282 | 1260624.7096 | 1494574.2003 | 1724559.1243 | 1131383.4247 | 1213096.6326 | 1201354.2722 | 1016900.3939 | 645321.5517
Scenario 3: Aggressive Fuel Sub | PG&E | Com | WaterHeat | Com - Retail | Program Administrator Cost Test | Energy Efficiency | 786994.1137 | 1042087.4479 | 1054511.0307 | 1562509.3029 | 2075021.9138 | 2394640.1115 | 2888692.0313 | 3370386.6883 | 3761106.9482 | 4029043.8812 | 4097136.6125 | 3936569.5187 | 3562363.4086
Scenario 3: Aggressive Fuel Sub | PG&E | Com | WaterHeat | Com - Retail | Program Administrator Cost Test | Fuel Substitution | 429810.4859 | 554002.715 | 706756.5296 | 817954.9446 | 1044399.3262 | 575404.4399 | 754689.6195 | 962945.8077 | 1193966.0403 | 1578172.587 | 2062761.0601 | 2563409.0089 | 3085133.0878
Scenario 3: Aggressive Fuel Sub | PG&E | Com | WaterHeat | Com - Retail | Rate Impact Measure Test | Energy Efficiency | 786994.1137 | 1042087.4479 | 1054511.0307 | 1562509.3029 | 2075021.9138 | 2394640.1115 | 2888692.0313 | 3370386.6883 | 3761106.9482 | 4029043.8812 | 4097136.6125 | 3936569.5187 | 3562363.4086
Scenario 3: Aggressive Fuel Sub | PG&E | Com | WaterHeat | Com - Retail | Rate Impact Measure Test | Fuel Substitution | 537025.5546 | 672986.7163 | 838169.9141 | 948015.7942 | 1184448.699 | 575404.4399 | 754689.6195 | 962945.8077 | 1193966.0403 | 1578172.587 | 2062761.0601 | 2563409.0089 | 3085133.0878
Scenario 3: Aggressive Fuel Sub | PG&E | Com | WaterHeat | Com - Retail | Total Resource Cost Test | Energy Efficiency | 2097721.3912 | 2695694.3521 | 2624492.6983 | 3813937.9222 | 4801615.9062 | 5584662.7291 | 6544188.7764 | 7420721.4657 | 3761106.9482 | 4029043.8812 | 4097136.6125 | 3936569.5187 | 3562363.4086
Scenario 3: Aggressive Fuel Sub | PG&E | Com | WaterHeat | Com - Retail | Total Resource Cost Test | Fuel Substitution | 483155.5416 | 610987.2487 | 846163.6674 | 995184.2774 | 1287525.8741 | 978436.9328 | 1264984.2204 | 1604943.4618 | 1193966.0403 | 1578172.587 | 2062761.0601 | 2563409.0089 | 3085133.0878
Scenario 3: Aggressive Fuel Sub | PG&E | Com | WaterHeat | Com - School | Participant Cost Test | Energy Efficiency | 2977870.3321 | 3349246.5023 | 3632628.8967 | 3757834.4667 | 3664692.0834 | 2762708.3076 | 2260060.9824 | 1652775.5239 | 792792.2699 | 386263.573 | 56153.7321 | 13988.5426 | 8467.3308
Scenario 3: Aggressive Fuel Sub | PG&E | Com | WaterHeat | Com - School | Participant Cost Test | Fuel Substitution | 209574.4107 | 256923.1619 | 312027.0397 | 376003.2844 | 1016491.9686 | 6977133.0242 | 8085329.9357 | 9076961.6092 | 7376246.0756 | 8025576.2522 | 7932137.9206 | 6714325.6356 | 4282962.3686
Scenario 3: Aggressive Fuel Sub | PG&E | Com | WaterHeat | Com - School | Program Administrator Cost Test | Energy Efficiency | 1530213.9131 | 1768003.1139 | 1991497.9606 | 2170757.4827 | 2275259.7762 | 1152918.2371 | 975476.1564 | 738822.4654 | 484261.0309 | 248488.9859 | 53119.6045 | 27198.8586 | 29506.2201
Scenario 3: Aggressive Fuel Sub | PG&E | Com | WaterHeat | Com - School | Program Administrator Cost Test | Fuel Substitution | 2984225.3107 | 3850261.813 | 4921534.566 | 6243049.6372 | 7866463.7199 | 3816993.513 | 4966140.1883 | 6288950.2225 | 7747580.3401 | 10382709.2847 | 13524685.1074 | 16760366.1453 | 20116393.8321
Scenario 3: Aggressive Fuel Sub | PG&E | Com | WaterHeat | Com - School | Rate Impact Measure Test | Energy Efficiency | 1530213.9131 | 1768003.1139 | 1991497.9606 | 2170757.4827 | 2275259.7762 | 1152918.2371 | 975476.1564 | 738822.4654 | 484261.0309 | 248488.9859 | 53119.6045 | 27198.8586 | 29506.2201
Scenario 3: Aggressive Fuel Sub | PG&E | Com | WaterHeat | Com - School | Rate Impact Measure Test | Fuel Substitution | 3559633.6125 | 4479946.1603 | 5608861.7641 | 6976373.9893 | 8632351.4436 | 3816993.513 | 4966140.1883 | 6288950.2225 | 7747580.3401 | 10382709.2847 | 13524685.1074 | 16760366.1453 | 20116393.8321
Scenario 3: Aggressive Fuel Sub | PG&E | Com | WaterHeat | Com - School | Total Resource Cost Test | Energy Efficiency | 2267486.2483 | 2597328.0498 | 2886486.578 | 3088059.1583 | 3158527.8631 | 1856760.8704 | 1540314.7243 | 1143705.8148 | 484261.0309 | 248488.9859 | 53119.6045 | 27198.8586 | 29506.2201
Scenario 3: Aggressive Fuel Sub | PG&E | Com | WaterHeat | Com - School | Total Resource Cost Test | Fuel Substitution | 3103289.7018 | 3996224.9702 | 5098818.22 | 6456716.3744 | 8688741.9328 | 5086007.9919 | 6550267.9853 | 8266330.233 | 7747580.3401 | 10382709.2847 | 13524685.1074 | 16760366.1453 | 20116393.8321
Scenario 3: Aggressive Fuel Sub | PG&E | Com | WaterHeat | Com - Warehouse | Participant Cost Test | Energy Efficiency | 1885668.7451 | 2397072.0465 | 3016674.9595 | 3750717.449 | 4604786.1344 | 5499997.1417 | 6457736.3197 | 7380671.2076 | 5091007.6048 | 5470980.0515 | 4763132.0968 | 3350647.7698 | 1841882.9378
Scenario 3: Aggressive Fuel Sub | PG&E | Com | WaterHeat | Com - Warehouse | Participant Cost Test | Fuel Substitution | 4897.656 | 6077.57 | 13057.217 | 17576.0997 | 23292.9441 | 93602.3622 | 110934.6939 | 128173.4132 | 89006.0401 | 96340.1852 | 95909.7403 | 81534.0235 | 51879.6775
Scenario 3: Aggressive Fuel Sub | PG&E | Com | WaterHeat | Com - Warehouse | Program Administrator Cost Test | Energy Efficiency | 560720.8255 | 733975.2017 | 952215.9385 | 1221568.3135 | 1548994.7349 | 1875403.187 | 2285405.1818 | 2707371.1377 | 3073838.2716 | 3391738.269 | 3570438.9316 | 3578335.8174 | 3405243.6109
Scenario 3: Aggressive Fuel Sub | PG&E | Com | WaterHeat | Com - Warehouse | Program Administrator Cost Test | Fuel Substitution | 46051.8268 | 60221.3324 | 78028.7125 | 100367.759 | 128287.9614 | 44478.7603 | 58703.0214 | 75365.9261 | 94002.9739 | 125453.9753 | 164887.09 | 205909.5271 | 248888.6774
Scenario 3: Aggressive Fuel Sub | PG&E | Com | WaterHeat | Com - Warehouse | Rate Impact Measure Test | Energy Efficiency | 560720.8255 | 733975.2017 | 952215.9385 | 1221568.3135 | 1548994.7349 | 1875403.187 | 2285405.1818 | 2707371.1377 | 3073838.2716 | 3391738.269 | 3570438.9316 | 3578335.8174 | 3405243.6109
Scenario 3: Aggressive Fuel Sub | PG&E | Com | WaterHeat | Com - Warehouse | Rate Impact Measure Test | Fuel Substitution | 54725.3133 | 69876.2469 | 88722.1733 | 111919.5947 | 140482.2981 | 44478.7603 | 58703.0214 | 75365.9261 | 94002.9739 | 125453.9753 | 164887.09 | 205909.5271 | 248888.6774
Scenario 3: Aggressive Fuel Sub | PG&E | Com | WaterHeat | Com - Warehouse | Total Resource Cost Test | Energy Efficiency | 1349290.332 | 1723342.3055 | 2179713.7398 | 2725534.3459 | 3368828.6581 | 4020256.2362 | 4758289.2468 | 5488334.0183 | 3073838.2716 | 3391738.269 | 3570438.9316 | 3578335.8174 | 3405243.6109
Scenario 3: Aggressive Fuel Sub | PG&E | Com | WaterHeat | Com - Warehouse | Total Resource Cost Test | Fuel Substitution | 49549.8407 | 64560.512 | 88946.438 | 115330.0565 | 148408.3253 | 71822.9997 | 93120.172 | 118867.6478 | 94002.9739 | 125453.9753 | 164887.09 | 205909.5271 | 248888.6774
Scenario 3: Aggressive Fuel Sub | PG&E | Com | WholeBlg | Com - College | Participant Cost Test | Energy Efficiency | 255285.8798 | 262419.9472 | 268268.5191 | 274279.9438 | 281792.4364 | 294278.3323 | 307511.1923 | 319989.5393 | 331855.572 | 348319.882 | 358868.7405 | 363480.1557 | 374942.7058
Scenario 3: Aggressive Fuel Sub | PG&E | Com | WholeBlg | Com - College | Program Administrator Cost Test | Energy Efficiency | 234532.1551 | 241770.6264 | 248049.5386 | 254371.4958 | 262924.4312 | 277204.2478 | 292469.1283 | 307760.2308 | 322765.6184 | 343226.0591 | 358800.6915 | 369075.2751 | 387037.9606
Scenario 3: Aggressive Fuel Sub | PG&E | Com | WholeBlg | Com - College | Rate Impact Measure Test | Energy Efficiency | 234532.1551 | 241770.6264 | 248049.5386 | 254371.4958 | 262924.4312 | 277204.2478 | 292469.1283 | 307760.2308 | 322765.6184 | 343226.0591 | 358800.6915 | 369075.2751 | 387037.9606
Scenario 3: Aggressive Fuel Sub | PG&E | Com | WholeBlg | Com - College | Total Resource Cost Test | Energy Efficiency | 234532.1551 | 241770.6264 | 248049.5386 | 254371.4958 | 262924.4312 | 277204.2478 | 292469.1283 | 307760.2308 | 322765.6184 | 343226.0591 | 358800.6915 | 369075.2751 | 387037.9606
Scenario 3: Aggressive Fuel Sub | PG&E | Com | WholeBlg | Com - Grocery | Participant Cost Test | Energy Efficiency | 1390557.5323 | 1431751.8593 | 1468215.6375 | 1502354.0465 | 1558143.8211 | 1665024.5087 | 1771642.2163 | 1931306.8685 | 2040860.438 | 2192109.5204 | 2307715.549 | 2378888.0711 | 2438783.2878
Scenario 3: Aggressive Fuel Sub | PG&E | Com | WholeBlg | Com - Grocery | Program Administrator Cost Test | Energy Efficiency | 1390557.5323 | 1431751.8593 | 1468215.6375 | 1502354.0465 | 1558143.8211 | 1665024.5087 | 1771642.2163 | 1931306.8685 | 2040860.438 | 2192109.5204 | 2307715.549 | 2378888.0711 | 2438783.2878
Scenario 3: Aggressive Fuel Sub | PG&E | Com | WholeBlg | Com - Grocery | Rate Impact Measure Test | Energy Efficiency | 1390557.5323 | 1431751.8593 | 1468215.6375 | 1502354.0465 | 1558143.8211 | 1665024.5087 | 1771642.2163 | 1931306.8685 | 2040860.438 | 2192109.5204 | 2307715.549 | 2378888.0711 | 2438783.2878
Scenario 3: Aggressive Fuel Sub | PG&E | Com | WholeBlg | Com - Grocery | Total Resource Cost Test | Energy Efficiency | 1390557.5323 | 1431751.8593 | 1468215.6375 | 1502354.0465 | 1558143.8211 | 1665024.5087 | 1771642.2163 | 1931306.8685 | 2040860.438 | 2192109.5204 | 2307715.549 | 2378888.0711 | 2438783.2878
Scenario 3: Aggressive Fuel Sub | PG&E | Com | WholeBlg | Com - Health | Participant Cost Test | Energy Efficiency | 1701413.4036 | 1764860.6052 | 1822764.3199 | 1879030.5526 | 1960392.1307 | 2098778.983 | 2240250.471 | 2401830.9538 | 2546692.5616 | 2745319.052 | 2900201.4655 | 3006597.5155 | 3108186.3326
Scenario 3: Aggressive Fuel Sub | PG&E | Com | WholeBlg | Com - Health | Program Administrator Cost Test | Energy Efficiency | 1701413.4036 | 1764860.6052 | 1822764.3199 | 1879030.5526 | 1960392.1307 | 2098778.983 | 2240250.471 | 2401830.9538 | 2546692.5616 | 2745319.052 | 2900201.4655 | 3006597.5155 | 3108186.3326
Scenario 3: Aggressive Fuel Sub | PG&E | Com | WholeBlg | Com - Health | Rate Impact Measure Test | Energy Efficiency | 1701413.4036 | 1764860.6052 | 1822764.3199 | 1879030.5526 | 1960392.1307 | 2098778.983 | 2240250.471 | 2401830.9538 | 2546692.5616 | 2745319.052 | 2900201.4655 | 3006597.5155 | 3108186.3326
Scenario 3: Aggressive Fuel Sub | PG&E | Com | WholeBlg | Com - Health | Total Resource Cost Test | Energy Efficiency | 1701413.4036 | 1764860.6052 | 1822764.3199 | 1879030.5526 | 1960392.1307 | 2098778.983 | 2240250.471 | 2401830.9538 | 2546692.5616 | 2745319.052 | 2900201.4655 | 3006597.5155 | 3108186.3326
Scenario 3: Aggressive Fuel Sub | PG&E | Com | WholeBlg | Com - Lodging | Participant Cost Test | Energy Efficiency | 274207.0471 | 284226.2377 | 293471.256 | 302641.2221 | 315245.1372 | 335332.1714 | 356056.2392 | 375783.3606 | 397520.3478 | 426066.9352 | 449967.908 | 468058.357 | 485550.65
Scenario 3: Aggressive Fuel Sub | PG&E | Com | WholeBlg | Com - Lodging | Program Administrator Cost Test | Energy Efficiency | 274207.0471 | 284226.2377 | 293471.256 | 302641.2221 | 315245.1372 | 335332.1714 | 356056.2392 | 375783.3606 | 397520.3478 | 426066.9352 | 449967.908 | 468058.357 | 485550.65
Scenario 3: Aggressive Fuel Sub | PG&E | Com | WholeBlg | Com - Lodging | Rate Impact Measure Test | Energy Efficiency | 274207.0471 | 284226.2377 | 293471.256 | 302641.2221 | 315245.1372 | 335332.1714 | 356056.2392 | 375783.3606 | 397520.3478 | 426066.9352 | 449967.908 | 468058.357 | 485550.65
Scenario 3: Aggressive Fuel Sub | PG&E | Com | WholeBlg | Com - Lodging | Total Resource Cost Test | Energy Efficiency | 274207.0471 | 284226.2377 | 293471.256 | 302641.2221 | 315245.1372 | 335332.1714 | 356056.2392 | 375783.3606 | 397520.3478 | 426066.9352 | 449967.908 | 468058.357 | 485550.65
Scenario 3: Aggressive Fuel Sub | PG&E | Com | WholeBlg | Com - Office (Large) | Participant Cost Test | Energy Efficiency | 2330302.6529 | 2402240.4638 | 2464636.3568 | 2522319.312 | 2614082.5627 | 2786646.0854 | 2965700.4903 | 3073891.4992 | 3248448.408 | 3490869.0784 | 3677383.9844 | 3798992.8158 | 3936050.5589
Scenario 3: Aggressive Fuel Sub | PG&E | Com | WholeBlg | Com - Office (Large) | Program Administrator Cost Test | Energy Efficiency | 2330302.6529 | 2402240.4638 | 2464636.3568 | 2522319.312 | 2614082.5627 | 2786646.0854 | 2965700.4903 | 3073891.4992 | 3248448.408 | 3490869.0784 | 3677383.9844 | 3798992.8158 | 3936050.5589
Scenario 3: Aggressive Fuel Sub | PG&E | Com | WholeBlg | Com - Office (Large) | Rate Impact Measure Test | Energy Efficiency | 2330302.6529 | 2402240.4638 | 2464636.3568 | 2522319.312 | 2614082.5627 | 2786646.0854 | 2965700.4903 | 3073891.4992 | 3248448.408 | 3490869.0784 | 3677383.9844 | 3798992.8158 | 3936050.5589
Scenario 3: Aggressive Fuel Sub | PG&E | Com | WholeBlg | Com - Office (Large) | Total Resource Cost Test | Energy Efficiency | 2330302.6529 | 2402240.4638 | 2464636.3568 | 2522319.312 | 2614082.5627 | 2786646.0854 | 2965700.4903 | 3073891.4992 | 3248448.408 | 3490869.0784 | 3677383.9844 | 3798992.8158 | 3936050.5589
Scenario 3: Aggressive Fuel Sub | PG&E | Com | WholeBlg | Com - Office (Small) | Participant Cost Test | Energy Efficiency | 412631.1838 | 425685.4071 | 437396.4004 | 448406.257 | 465658.675 | 497419.6223 | 529935.1259 | 576503.8628 | 609432.6515 | 654498.8164 | 689487.4075 | 712233.0204 | 735809.5722
Scenario 3: Aggressive Fuel Sub | PG&E | Com | WholeBlg | Com - Office (Small) | Program Administrator Cost Test | Energy Efficiency | 412631.1838 | 425685.4071 | 437396.4004 | 448406.257 | 465658.675 | 497419.6223 | 529935.1259 | 576503.8628 | 609432.6515 | 654498.8164 | 689487.4075 | 712233.0204 | 735809.5722
Scenario 3: Aggressive Fuel Sub | PG&E | Com | WholeBlg | Com - Office (Small) | Rate Impact Measure Test | Energy Efficiency | 412631.1838 | 425685.4071 | 437396.4004 | 448406.257 | 465658.675 | 497419.6223 | 529935.1259 | 576503.8628 | 609432.6515 | 654498.8164 | 689487.4075 | 712233.0204 | 735809.5722
Scenario 3: Aggressive Fuel Sub | PG&E | Com | WholeBlg | Com - Office (Small) | Total Resource Cost Test | Energy Efficiency | 412631.1838 | 425685.4071 | 437396.4004 | 448406.257 | 465658.675 | 497419.6223 | 529935.1259 | 576503.8628 | 609432.6515 | 654498.8164 | 689487.4075 | 712233.0204 | 735809.5722
Scenario 3: Aggressive Fuel Sub | PG&E | Com | WholeBlg | Com - Other | Participant Cost Test | Energy Efficiency | 1911503.3557 | 2060966.9764 | 2199578.2224 | 2321296.3169 | 2486741.8678 | 2751551.2506 | 3005415.9712 | 3169793.7252 | 3395821.4471 | 3685590.1246 | 3933689.7825 | 4122450.2444 | 4280155.9825
Scenario 3: Aggressive Fuel Sub | PG&E | Com | WholeBlg | Com - Other | Program Administrator Cost Test | Energy Efficiency | 1911503.3557 | 2060966.9764 | 2199578.2224 | 2321296.3169 | 2486741.8678 | 2751551.2506 | 3005415.9712 | 3169793.7252 | 3395821.4471 | 3685590.1246 | 3933689.7825 | 4122450.2444 | 4280155.9825
Scenario 3: Aggressive Fuel Sub | PG&E | Com | WholeBlg | Com - Other | Rate Impact Measure Test | Energy Efficiency | 1911503.3557 | 2060966.9764 | 2199578.2224 | 2321296.3169 | 2486741.8678 | 2751551.2506 | 3005415.9712 | 3169793.7252 | 3395821.4471 | 3685590.1246 | 3933689.7825 | 4122450.2444 | 4280155.9825
Scenario 3: Aggressive Fuel Sub | PG&E | Com | WholeBlg | Com - Other | Total Resource Cost Test | Energy Efficiency | 1911503.3557 | 2060966.9764 | 2199578.2224 | 2321296.3169 | 2486741.8678 | 2751551.2506 | 3005415.9712 | 3169793.7252 | 3395821.4471 | 3685590.1246 | 3933689.7825 | 4122450.2444 | 4280155.9825
Scenario 3: Aggressive Fuel Sub | PG&E | Com | WholeBlg | Com - Refrig. Warehouse | Participant Cost Test | Energy Efficiency | 200946.5592 | 209377.8237 | 217345.3071 | 224917.9259 | 235914.077 | 254749.9913 | 273563.0333 | 308348.4386 | 328903.9093 | 355716.2167 | 377917.4438 | 392916.6381 | 400298.0785
Scenario 3: Aggressive Fuel Sub | PG&E | Com | WholeBlg | Com - Refrig. Warehouse | Program Administrator Cost Test | Energy Efficiency | 200946.5592 | 209377.8237 | 217345.3071 | 224917.9259 | 235914.077 | 254749.9913 | 273563.0333 | 308348.4386 | 328903.9093 | 355716.2167 | 377917.4438 | 392916.6381 | 400298.0785
Scenario 3: Aggressive Fuel Sub | PG&E | Com | WholeBlg | Com - Refrig. Warehouse | Rate Impact Measure Test | Energy Efficiency | 200946.5592 | 209377.8237 | 217345.3071 | 224917.9259 | 235914.077 | 254749.9913 | 273563.0333 | 308348.4386 | 328903.9093 | 355716.2167 | 377917.4438 | 392916.6381 | 400298.0785
Scenario 3: Aggressive Fuel Sub | PG&E | Com | WholeBlg | Com - Refrig. Warehouse | Total Resource Cost Test | Energy Efficiency | 200946.5592 | 209377.8237 | 217345.3071 | 224917.9259 | 235914.077 | 254749.9913 | 273563.0333 | 308348.4386 | 328903.9093 | 355716.2167 | 377917.4438 | 392916.6381 | 400298.0785
Scenario 3: Aggressive Fuel Sub | PG&E | Com | WholeBlg | Com - Restaurant | Participant Cost Test | Energy Efficiency | 669708.8514 | 692784.3645 | 714456.203 | 735375.599 | 764533.221 | 811577.0466 | 858722.8417 | 910288.1214 | 958288.4536 | 1024298.7775 | 1074721.37 | 1092536.5165 | 1249458.6777
Scenario 3: Aggressive Fuel Sub | PG&E | Com | WholeBlg | Com - Restaurant | Program Administrator Cost Test | Energy Efficiency | 648861.1048 | 671562.5658 | 692612.5807 | 713212.8483 | 742552.4773 | 790571.6537 | 839049.8221 | 892617.4306 | 943274.4663 | 1012646.5182 | 1067216.552 | 1092536.5165 | 1282374.2627
Scenario 3: Aggressive Fuel Sub | PG&E | Com | WholeBlg | Com - Restaurant | Rate Impact Measure Test | Energy Efficiency | 648861.1048 | 671562.5658 | 692612.5807 | 713212.8483 | 742552.4773 | 790571.6537 | 839049.8221 | 892617.4306 | 943274.4663 | 1012646.5182 | 1067216.552 | 1092536.5165 | 1282374.2627
Scenario 3: Aggressive Fuel Sub | PG&E | Com | WholeBlg | Com - Restaurant | Total Resource Cost Test | Energy Efficiency | 648861.1048 | 671562.5658 | 692612.5807 | 713212.8483 | 742552.4773 | 790571.6537 | 839049.8221 | 892617.4306 | 943274.4663 | 1012646.5182 | 1067216.552 | 1092536.5165 | 1282374.2627
Scenario 3: Aggressive Fuel Sub | PG&E | Com | WholeBlg | Com - Retail | Participant Cost Test | Energy Efficiency | 960734.614 | 987081.5027 | 1010758.7507 | 860179.931 | 2472320.3416 | 1102342.5957 | 1155704.524 | 1218172.9468 | 1259792.5399 | 1319337.9164 | 1353252.4106 | 1357805.1588 | 1375019.6309
Scenario 3: Aggressive Fuel Sub | PG&E | Com | WholeBlg | Com - Retail | Program Administrator Cost Test | Energy Efficiency | 869266.9933 | 893690.9201 | 915595.7127 | 860179.931 | 1650762.9953 | 1025696.7983 | 1090814.9231 | 1169552.9898 | 1232533.3666 | 1318879.4034 | 1385458.3753 | 1428355.3499 | 1491419.2
Scenario 3: Aggressive Fuel Sub | PG&E | Com | WholeBlg | Com - Retail | Rate Impact Measure Test | Energy Efficiency | 869266.9933 | 893690.9201 | 915595.7127 | 860179.931 | 1650762.9953 | 1025696.7983 | 1090814.9231 | 1169552.9898 | 1232533.3666 | 1318879.4034 | 1385458.3753 | 1428355.3499 | 1491419.2
Scenario 3: Aggressive Fuel Sub | PG&E | Com | WholeBlg | Com - Retail | Total Resource Cost Test | Energy Efficiency | 869266.9933 | 893690.9201 | 915595.7127 | 860179.931 | 1650762.9953 | 1025696.7983 | 1090814.9231 | 1169552.9898 | 1232533.3666 | 1318879.4034 | 1385458.3753 | 1428355.3499 | 1491419.2
Scenario 3: Aggressive Fuel Sub | PG&E | Com | WholeBlg | Com - School | Participant Cost Test | Energy Efficiency | 411741.9704 | 425949.2282 | 438992.8322 | 451922.225 | 468811.8547 | 495032.0358 | 522462.293 | 556588.7962 | 584814.6343 | 621797.0194 | 652636.5704 | 676103.7513 | 706797.941
Scenario 3: Aggressive Fuel Sub | PG&E | Com | WholeBlg | Com - School | Program Administrator Cost Test | Energy Efficiency | 411741.9704 | 425949.2282 | 438992.8322 | 451922.225 | 468811.8547 | 495032.0358 | 522462.293 | 556588.7962 | 584814.6343 | 621797.0194 | 652636.5704 | 676103.7513 | 706797.941
Scenario 3: Aggressive Fuel Sub | PG&E | Com | WholeBlg | Com - School | Rate Impact Measure Test | Energy Efficiency | 411741.9704 | 425949.2282 | 438992.8322 | 451922.225 | 468811.8547 | 495032.0358 | 522462.293 | 556588.7962 | 584814.6343 | 621797.0194 | 652636.5704 | 676103.7513 | 706797.941
Scenario 3: Aggressive Fuel Sub | PG&E | Com | WholeBlg | Com - School | Total Resource Cost Test | Energy Efficiency | 411741.9704 | 425949.2282 | 438992.8322 | 451922.225 | 468811.8547 | 495032.0358 | 522462.293 | 556588.7962 | 584814.6343 | 621797.0194 | 652636.5704 | 676103.7513 | 706797.941
Scenario 3: Aggressive Fuel Sub | PG&E | Com | WholeBlg | Com - Warehouse | Participant Cost Test | Energy Efficiency | 970606.8454 | 1007308.2803 | 1041864.008 | 1074431.5208 | 1044768.7324 | 1125317.5927 | 1206494.0261 | 1371815.7523 | 1460502.4035 | 1577786.2783 | 1673188.97 | 1737184.1891 | 1780585.4369
Scenario 3: Aggressive Fuel Sub | PG&E | Com | WholeBlg | Com - Warehouse | Program Administrator Cost Test | Energy Efficiency | 915813.9218 | 951260.6044 | 984093.1404 | 1015063.1398 | 1044768.7324 | 1125317.5927 | 1206494.0261 | 1371815.7523 | 1460502.4035 | 1577786.2783 | 1673188.97 | 1737184.1891 | 1780585.4369
Scenario 3: Aggressive Fuel Sub | PG&E | Com | WholeBlg | Com - Warehouse | Rate Impact Measure Test | Energy Efficiency | 915813.9218 | 951260.6044 | 984093.1404 | 1015063.1398 | 1044768.7324 | 1125317.5927 | 1206494.0261 | 1371815.7523 | 1460502.4035 | 1577786.2783 | 1673188.97 | 1737184.1891 | 1780585.4369
Scenario 3: Aggressive Fuel Sub | PG&E | Com | WholeBlg | Com - Warehouse | Total Resource Cost Test | Energy Efficiency | 915813.9218 | 951260.6044 | 984093.1404 | 1015063.1398 | 1044768.7324 | 1125317.5927 | 1206494.0261 | 1371815.7523 | 1460502.4035 | 1577786.2783 | 1673188.97 | 1737184.1891 | 1780585.4369
Scenario 3: Aggressive Fuel Sub | PG&E | Ind | WholeBlg | Ind - All Other Industrial | Participant Cost Test | Energy Efficiency | 308854.2836 | 317135.7849 | 323125.2751 | 328587.8157 | 336487.1838 | 352276.9643 | 369437.8525 | 387026.4789 | 404433.502 | 423253.9578 | 442858.9968 | 459483.8126 | 477393.9396
Scenario 3: Aggressive Fuel Sub | PG&E | Ind | WholeBlg | Ind - All Other Industrial | Program Administrator Cost Test | Energy Efficiency | 308854.2836 | 317135.7849 | 323125.2751 | 328587.8157 | 336487.1838 | 352276.9643 | 369437.8525 | 387026.4789 | 404433.502 | 423253.9578 | 442858.9968 | 459483.8126 | 477393.9396
Scenario 3: Aggressive Fuel Sub | PG&E | Ind | WholeBlg | Ind - All Other Industrial | Rate Impact Measure Test | Energy Efficiency | 308854.2836 | 317135.7849 | 323125.2751 | 328587.8157 | 336487.1838 | 352276.9643 | 369437.8525 | 387026.4789 | 404433.502 | 423253.9578 | 442858.9968 | 459483.8126 | 477393.9396
Scenario 3: Aggressive Fuel Sub | PG&E | Ind | WholeBlg | Ind - All Other Industrial | Total Resource Cost Test | Energy Efficiency | 308854.2836 | 317135.7849 | 323125.2751 | 328587.8157 | 336487.1838 | 352276.9643 | 369437.8525 | 387026.4789 | 404433.502 | 423253.9578 | 442858.9968 | 459483.8126 | 477393.9396
Scenario 3: Aggressive Fuel Sub | PG&E | Ind | WholeBlg | Ind - Chemicals | Participant Cost Test | Energy Efficiency | 5728790.4564 | 6029910.1592 | 6332685.3201 | 6645293.3346 | 6982619.1196 | 7366491.0178 | 7770713.8 | 8192500.2019 | 8636438.2932 | 9109982.808 | 9610031.3478 | 10119546.7027 | 10659317.4391
Scenario 3: Aggressive Fuel Sub | PG&E | Ind | WholeBlg | Ind - Chemicals | Program Administrator Cost Test | Energy Efficiency | 5728790.4564 | 6029910.1592 | 6332685.3201 | 6645293.3346 | 6982619.1196 | 7366491.0178 | 7770713.8 | 8192500.2019 | 8636438.2932 | 9109982.808 | 9610031.3478 | 10119546.7027 | 10659317.4391
Scenario 3: Aggressive Fuel Sub | PG&E | Ind | WholeBlg | Ind - Chemicals | Rate Impact Measure Test | Energy Efficiency | 5728790.4564 | 6029910.1592 | 6332685.3201 | 6645293.3346 | 6982619.1196 | 7366491.0178 | 7770713.8 | 8192500.2019 | 8636438.2932 | 9109982.808 | 9610031.3478 | 10119546.7027 | 10659317.4391
Scenario 3: Aggressive Fuel Sub | PG&E | Ind | WholeBlg | Ind - Chemicals | Total Resource Cost Test | Energy Efficiency | 5728790.4564 | 6029910.1592 | 6332685.3201 | 6645293.3346 | 6982619.1196 | 7366491.0178 | 7770713.8 | 8192500.2019 | 8636438.2932 | 9109982.808 | 9610031.3478 | 10119546.7027 | 10659317.4391
Scenario 3: Aggressive Fuel Sub | PG&E | Ind | WholeBlg | Ind - Electronics | Participant Cost Test | Energy Efficiency | 1924335.5969 | 1964162.7981 | 1984573.1424 | 1998552.8251 | 2030434.569 | 2126206.1273 | 2231300.675 | 2336953.1001 | 2437911.4541 | 2546785.0542 | 2657482.2118 | 2737923.8021 | 2824206.0059
Scenario 3: Aggressive Fuel Sub | PG&E | Ind | WholeBlg | Ind - Electronics | Program Administrator Cost Test | Energy Efficiency | 1924335.5969 | 1964162.7981 | 1984573.1424 | 1998552.8251 | 2030434.569 | 2126206.1273 | 2231300.675 | 2336953.1001 | 2437911.4541 | 2546785.0542 | 2657482.2118 | 2737923.8021 | 2824206.0059
Scenario 3: Aggressive Fuel Sub | PG&E | Ind | WholeBlg | Ind - Electronics | Rate Impact Measure Test | Energy Efficiency | 1924335.5969 | 1964162.7981 | 1984573.1424 | 1998552.8251 | 2030434.569 | 2126206.1273 | 2231300.675 | 2336953.1001 | 2437911.4541 | 2546785.0542 | 2657482.2118 | 2737923.8021 | 2824206.0059
Scenario 3: Aggressive Fuel Sub | PG&E | Ind | WholeBlg | Ind - Electronics | Total Resource Cost Test | Energy Efficiency | 1924335.5969 | 1964162.7981 | 1984573.1424 | 1998552.8251 | 2030434.569 | 2126206.1273 | 2231300.675 | 2336953.1001 | 2437911.4541 | 2546785.0542 | 2657482.2118 | 2737923.8021 | 2824206.0059
Scenario 3: Aggressive Fuel Sub | PG&E | Ind | WholeBlg | Ind - Fabricated Metals | Participant Cost Test | Energy Efficiency | 606693.625 | 631901.576 | 653891.2795 | 673139.634 | 695717.1217 | 730577.9218 | 767382.8321 | 805002.0463 | 842742.2484 | 883238.8363 | 925159.3672 | 962138.0227 | 1001160.8346
Scenario 3: Aggressive Fuel Sub | PG&E | Ind | WholeBlg | Ind - Fabricated Metals | Program Administrator Cost Test | Energy Efficiency | 606693.625 | 631901.576 | 653891.2795 | 673139.634 | 695717.1217 | 730577.9218 | 767382.8321 | 805002.0463 | 842742.2484 | 883238.8363 | 925159.3672 | 962138.0227 | 1001160.8346
Scenario 3: Aggressive Fuel Sub | PG&E | Ind | WholeBlg | Ind - Fabricated Metals | Rate Impact Measure Test | Energy Efficiency | 606693.625 | 631901.576 | 653891.2795 | 673139.634 | 695717.1217 | 730577.9218 | 767382.8321 | 805002.0463 | 842742.2484 | 883238.8363 | 925159.3672 | 962138.0227 | 1001160.8346
Scenario 3: Aggressive Fuel Sub | PG&E | Ind | WholeBlg | Ind - Fabricated Metals | Total Resource Cost Test | Energy Efficiency | 606693.625 | 631901.576 | 653891.2795 | 673139.634 | 695717.1217 | 730577.9218 | 767382.8321 | 805002.0463 | 842742.2484 | 883238.8363 | 925159.3672 | 962138.0227 | 1001160.8346
Scenario 3: Aggressive Fuel Sub | PG&E | Ind | WholeBlg | Ind - Food | Participant Cost Test | Energy Efficiency | 11160928.9025 | 11685271.7686 | 12204191.7177 | 12737019.0178 | 13314534.9195 | 13994471.466 | 14718690.0713 | 15476632.0153 | 16267921.8983 | 17111524.5015 | 17999945.5572 | 18896491.4749 | 19846198.4823
Scenario 3: Aggressive Fuel Sub | PG&E | Ind | WholeBlg | Ind - Food | Program Administrator Cost Test | Energy Efficiency | 11160928.9025 | 11685271.7686 | 12204191.7177 | 12737019.0178 | 13314534.9195 | 13994471.466 | 14718690.0713 | 15476632.0153 | 16267921.8983 | 17111524.5015 | 17999945.5572 | 18896491.4749 | 19846198.4823
Scenario 3: Aggressive Fuel Sub | PG&E | Ind | WholeBlg | Ind - Food | Rate Impact Measure Test | Energy Efficiency | 11160928.9025 | 11685271.7686 | 12204191.7177 | 12737019.0178 | 13314534.9195 | 13994471.466 | 14718690.0713 | 15476632.0153 | 16267921.8983 | 17111524.5015 | 17999945.5572 | 18896491.4749 | 19846198.4823
Scenario 3: Aggressive Fuel Sub | PG&E | Ind | WholeBlg | Ind - Food | Total Resource Cost Test | Energy Efficiency | 11160928.9025 | 11685271.7686 | 12204191.7177 | 12737019.0178 | 13314534.9195 | 13994471.466 | 14718690.0713 | 15476632.0153 | 16267921.8983 | 17111524.5015 | 17999945.5572 | 18896491.4749 | 19846198.4823
Scenario 3: Aggressive Fuel Sub | PG&E | Ind | WholeBlg | Ind - Industrial Machinery | Participant Cost Test | Energy Efficiency | 407108.4335 | 421811.4871 | 433553.0479 | 442343.0252 | 453439.5219 | 475534.854 | 499536.4093 | 523903.0151 | 547889.5497 | 573845.77 | 600430.1433 | 621870.7823 | 644496.2042
Scenario 3: Aggressive Fuel Sub | PG&E | Ind | WholeBlg | Ind - Industrial Machinery | Program Administrator Cost Test | Energy Efficiency | 407108.4335 | 421811.4871 | 433553.0479 | 442343.0252 | 453439.5219 | 475534.854 | 499536.4093 | 523903.0151 | 547889.5497 | 573845.77 | 600430.1433 | 621870.7823 | 644496.2042
Scenario 3: Aggressive Fuel Sub | PG&E | Ind | WholeBlg | Ind - Industrial Machinery | Rate Impact Measure Test | Energy Efficiency | 407108.4335 | 421811.4871 | 433553.0479 | 442343.0252 | 453439.5219 | 475534.854 | 499536.4093 | 523903.0151 | 547889.5497 | 573845.77 | 600430.1433 | 621870.7823 | 644496.2042
Scenario 3: Aggressive Fuel Sub | PG&E | Ind | WholeBlg | Ind - Industrial Machinery | Total Resource Cost Test | Energy Efficiency | 407108.4335 | 421811.4871 | 433553.0479 | 442343.0252 | 453439.5219 | 475534.854 | 499536.4093 | 523903.0151 | 547889.5497 | 573845.77 | 600430.1433 | 621870.7823 | 644496.2042
Scenario 3: Aggressive Fuel Sub | PG&E | Ind | WholeBlg | Ind - Lumber & Furniture | Participant Cost Test | Energy Efficiency | 292924.9796 | 298019.9083 | 300196.0654 | 301531.1301 | 305594.2814 | 318890.695 | 333265.769 | 347669.2273 | 361345.0812 | 376161.2189 | 391242.7568 | 401960.3742 | 413516.5457
Scenario 3: Aggressive Fuel Sub | PG&E | Ind | WholeBlg | Ind - Lumber & Furniture | Program Administrator Cost Test | Energy Efficiency | 292924.9796 | 298019.9083 | 300196.0654 | 301531.1301 | 305594.2814 | 318890.695 | 333265.769 | 347669.2273 | 361345.0812 | 376161.2189 | 391242.7568 | 401960.3742 | 413516.5457
Scenario 3: Aggressive Fuel Sub | PG&E | Ind | WholeBlg | Ind - Lumber & Furniture | Rate Impact Measure Test | Energy Efficiency | 292924.9796 | 298019.9083 | 300196.0654 | 301531.1301 | 305594.2814 | 318890.695 | 333265.769 | 347669.2273 | 361345.0812 | 376161.2189 | 391242.7568 | 401960.3742 | 413516.5457
Scenario 3: Aggressive Fuel Sub | PG&E | Ind | WholeBlg | Ind - Lumber & Furniture | Total Resource Cost Test | Energy Efficiency | 292924.9796 | 298019.9083 | 300196.0654 | 301531.1301 | 305594.2814 | 318890.695 | 333265.769 | 347669.2273 | 361345.0812 | 376161.2189 | 391242.7568 | 401960.3742 | 413516.5457
Scenario 3: Aggressive Fuel Sub | PG&E | Ind | WholeBlg | Ind - Paper | Participant Cost Test | Energy Efficiency | 421571.1547 | 440804.1001 | 460148.9466 | 480568.2192 | 503135.9329 | 530513.2316 | 559893.2791 | 591253.5869 | 624547.2634 | 660943.1347 | 700069.3141 | 739811.0938 | 782462.5304
Scenario 3: Aggressive Fuel Sub | PG&E | Ind | WholeBlg | Ind - Paper | Program Administrator Cost Test | Energy Efficiency | 421571.1547 | 440804.1001 | 460148.9466 | 480568.2192 | 503135.9329 | 530513.2316 | 559893.2791 | 591253.5869 | 624547.2634 | 660943.1347 | 700069.3141 | 739811.0938 | 782462.5304
Scenario 3: Aggressive Fuel Sub | PG&E | Ind | WholeBlg | Ind - Paper | Rate Impact Measure Test | Energy Efficiency | 421571.1547 | 440804.1001 | 460148.9466 | 480568.2192 | 503135.9329 | 530513.2316 | 559893.2791 | 591253.5869 | 624547.2634 | 660943.1347 | 700069.3141 | 739811.0938 | 782462.5304
Scenario 3: Aggressive Fuel Sub | PG&E | Ind | WholeBlg | Ind - Paper | Total Resource Cost Test | Energy Efficiency | 421571.1547 | 440804.1001 | 460148.9466 | 480568.2192 | 503135.9329 | 530513.2316 | 559893.2791 | 591253.5869 | 624547.2634 | 660943.1347 | 700069.3141 | 739811.0938 | 782462.5304
Scenario 3: Aggressive Fuel Sub | PG&E | Ind | WholeBlg | Ind - Petroleum | Participant Cost Test | Energy Efficiency | 15660077.3085 | 16439502.9592 | 17240577.9481 | 18079667.178 | 18973675.8711 | 19958437.645 | 20996227.2923 | 22082341.4138 | 23229646.5362 | 24449995.4128 | 25732342.8701 | 27049194.3423 | 28443652.5429
Scenario 3: Aggressive Fuel Sub | PG&E | Ind | WholeBlg | Ind - Petroleum | Program Administrator Cost Test | Energy Efficiency | 15660077.3085 | 16439502.9592 | 17240577.9481 | 18079667.178 | 18973675.8711 | 19958437.645 | 20996227.2923 | 22082341.4138 | 23229646.5362 | 24449995.4128 | 25732342.8701 | 27049194.3423 | 28443652.5429
Scenario 3: Aggressive Fuel Sub | PG&E | Ind | WholeBlg | Ind - Petroleum | Rate Impact Measure Test | Energy Efficiency | 15660077.3085 | 16439502.9592 | 17240577.9481 | 18079667.178 | 18973675.8711 | 19958437.645 | 20996227.2923 | 22082341.4138 | 23229646.5362 | 24449995.4128 | 25732342.8701 | 27049194.3423 | 28443652.5429
Scenario 3: Aggressive Fuel Sub | PG&E | Ind | WholeBlg | Ind - Petroleum | Total Resource Cost Test | Energy Efficiency | 15660077.3085 | 16439502.9592 | 17240577.9481 | 18079667.178 | 18973675.8711 | 19958437.645 | 20996227.2923 | 22082341.4138 | 23229646.5362 | 24449995.4128 | 25732342.8701 | 27049194.3423 | 28443652.5429
Scenario 3: Aggressive Fuel Sub | PG&E | Ind | WholeBlg | Ind - Plastics | Participant Cost Test | Energy Efficiency | 368371.0403 | 383402.916 | 395323.2692 | 406390.3403 | 421520.9952 | 448423.1461 | 476452.4375 | 503974.3845 | 531761.4171 | 562034.1414 | 593629.1217 | 620531.2687 | 649309.8741
Scenario 3: Aggressive Fuel Sub | PG&E | Ind | WholeBlg | Ind - Plastics | Program Administrator Cost Test | Energy Efficiency | 368371.0403 | 383402.916 | 395323.2692 | 406390.3403 | 421520.9952 | 448423.1461 | 476452.4375 | 503974.3845 | 531761.4171 | 562034.1414 | 593629.1217 | 620531.2687 | 649309.8741
Scenario 3: Aggressive Fuel Sub | PG&E | Ind | WholeBlg | Ind - Plastics | Rate Impact Measure Test | Energy Efficiency | 368371.0403 | 383402.916 | 395323.2692 | 406390.3403 | 421520.9952 | 448423.1461 | 476452.4375 | 503974.3845 | 531761.4171 | 562034.1414 | 593629.1217 | 620531.2687 | 649309.8741
Scenario 3: Aggressive Fuel Sub | PG&E | Ind | WholeBlg | Ind - Plastics | Total Resource Cost Test | Energy Efficiency | 368371.0403 | 383402.916 | 395323.2692 | 406390.3403 | 421520.9952 | 448423.1461 | 476452.4375 | 503974.3845 | 531761.4171 | 562034.1414 | 593629.1217 | 620531.2687 | 649309.8741
Scenario 3: Aggressive Fuel Sub | PG&E | Ind | WholeBlg | Ind - Primary Metals | Participant Cost Test | Energy Efficiency | 639846.5778 | 670030.3299 | 699555.6471 | 729263.7178 | 761880.5074 | 802686.465 | 846450.0697 | 892223.2693 | 939544.9885 | 989977.6446 | 1042856.384 | 1094673.9369 | 1149569.8005
Scenario 3: Aggressive Fuel Sub | PG&E | Ind | WholeBlg | Ind - Primary Metals | Program Administrator Cost Test | Energy Efficiency | 639846.5778 | 670030.3299 | 699555.6471 | 729263.7178 | 761880.5074 | 802686.465 | 846450.0697 | 892223.2693 | 939544.9885 | 989977.6446 | 1042856.384 | 1094673.9369 | 1149569.8005
Scenario 3: Aggressive Fuel Sub | PG&E | Ind | WholeBlg | Ind - Primary Metals | Rate Impact Measure Test | Energy Efficiency | 639846.5778 | 670030.3299 | 699555.6471 | 729263.7178 | 761880.5074 | 802686.465 | 846450.0697 | 892223.2693 | 939544.9885 | 989977.6446 | 1042856.384 | 1094673.9369 | 1149569.8005
Scenario 3: Aggressive Fuel Sub | PG&E | Ind | WholeBlg | Ind - Primary Metals | Total Resource Cost Test | Energy Efficiency | 639846.5778 | 670030.3299 | 699555.6471 | 729263.7178 | 761880.5074 | 802686.465 | 846450.0697 | 892223.2693 | 939544.9885 | 989977.6446 | 1042856.384 | 1094673.9369 | 1149569.8005
Scenario 3: Aggressive Fuel Sub | PG&E | Ind | WholeBlg | Ind - Printing & Publishing | Participant Cost Test | Energy Efficiency | 242270.3786 | 247990.027 | 251789.7785 | 255136.567 | 260404.0575 | 272287.9604 | 285205.6183 | 298343.9526 | 311246.5358 | 325202.3929 | 339537.2915 | 350981.2759 | 363267.6445
Scenario 3: Aggressive Fuel Sub | PG&E | Ind | WholeBlg | Ind - Printing & Publishing | Program Administrator Cost Test | Energy Efficiency | 242270.3786 | 247990.027 | 251789.7785 | 255136.567 | 260404.0575 | 272287.9604 | 285205.6183 | 298343.9526 | 311246.5358 | 325202.3929 | 339537.2915 | 350981.2759 | 363267.6445
Scenario 3: Aggressive Fuel Sub | PG&E | Ind | WholeBlg | Ind - Printing & Publishing | Rate Impact Measure Test | Energy Efficiency | 242270.3786 | 247990.027 | 251789.7785 | 255136.567 | 260404.0575 | 272287.9604 | 285205.6183 | 298343.9526 | 311246.5358 | 325202.3929 | 339537.2915 | 350981.2759 | 363267.6445
Scenario 3: Aggressive Fuel Sub | PG&E | Ind | WholeBlg | Ind - Printing & Publishing | Total Resource Cost Test | Energy Efficiency | 242270.3786 | 247990.027 | 251789.7785 | 255136.567 | 260404.0575 | 272287.9604 | 285205.6183 | 298343.9526 | 311246.5358 | 325202.3929 | 339537.2915 | 350981.2759 | 363267.6445
Scenario 3: Aggressive Fuel Sub | PG&E | Ind | WholeBlg | Ind - Stone-Glass-Clay | Participant Cost Test | Energy Efficiency | 4482065.2458 | 4751615.4607 | 5018236.1188 | 5291009.4758 | 5582659.7898 | 5906542.692 | 6245480.3602 | 6602235.5681 | 6977134.366 | 7377231.3782 | 7802222.4322 | 8241653.1584 | 8707450.9799
Scenario 3: Aggressive Fuel Sub | PG&E | Ind | WholeBlg | Ind - Stone-Glass-Clay | Program Administrator Cost Test | Energy Efficiency | 4482065.2458 | 4751615.4607 | 5018236.1188 | 5291009.4758 | 5582659.7898 | 5906542.692 | 6245480.3602 | 6602235.5681 | 6977134.366 | 7377231.3782 | 7802222.4322 | 8241653.1584 | 8707450.9799
Scenario 3: Aggressive Fuel Sub | PG&E | Ind | WholeBlg | Ind - Stone-Glass-Clay | Rate Impact Measure Test | Energy Efficiency | 4482065.2458 | 4751615.4607 | 5018236.1188 | 5291009.4758 | 5582659.7898 | 5906542.692 | 6245480.3602 | 6602235.5681 | 6977134.366 | 7377231.3782 | 7802222.4322 | 8241653.1584 | 8707450.9799
Scenario 3: Aggressive Fuel Sub | PG&E | Ind | WholeBlg | Ind - Stone-Glass-Clay | Total Resource Cost Test | Energy Efficiency | 4482065.2458 | 4751615.4607 | 5018236.1188 | 5291009.4758 | 5582659.7898 | 5906542.692 | 6245480.3602 | 6602235.5681 | 6977134.366 | 7377231.3782 | 7802222.4322 | 8241653.1584 | 8707450.9799
Scenario 3: Aggressive Fuel Sub | PG&E | Ind | WholeBlg | Ind - Textiles | Participant Cost Test | Energy Efficiency | 22043.6723 | 22695.6342 | 23231.92 | 23717.0331 | 24332.6653 | 25398.0168 | 26543.5173 | 27712.4494 | 28879.1124 | 30135.3865 | 31440.0189 | 32588.9293 | 33820.9005
Scenario 3: Aggressive Fuel Sub | PG&E | Ind | WholeBlg | Ind - Textiles | Program Administrator Cost Test | Energy Efficiency | 22043.6723 | 22695.6342 | 23231.92 | 23717.0331 | 24332.6653 | 25398.0168 | 26543.5173 | 27712.4494 | 28879.1124 | 30135.3865 | 31440.0189 | 32588.9293 | 33820.9005
Scenario 3: Aggressive Fuel Sub | PG&E | Ind | WholeBlg | Ind - Textiles | Rate Impact Measure Test | Energy Efficiency | 22043.6723 | 22695.6342 | 23231.92 | 23717.0331 | 24332.6653 | 25398.0168 | 26543.5173 | 27712.4494 | 28879.1124 | 30135.3865 | 31440.0189 | 32588.9293 | 33820.9005
Scenario 3: Aggressive Fuel Sub | PG&E | Ind | WholeBlg | Ind - Textiles | Total Resource Cost Test | Energy Efficiency | 22043.6723 | 22695.6342 | 23231.92 | 23717.0331 | 24332.6653 | 25398.0168 | 26543.5173 | 27712.4494 | 28879.1124 | 30135.3865 | 31440.0189 | 32588.9293 | 33820.9005
Scenario 3: Aggressive Fuel Sub | PG&E | Ind | WholeBlg | Ind - Transportation Equipment | Participant Cost Test | Energy Efficiency | 593228.9426 | 612949.6356 | 631177.6332 | 647747.3356 | 667536.6315 | 699081.7686 | 733479.1741 | 768964.3858 | 804792.7147 | 843194.8702 | 882860.2574 | 918043.725 | 955196.3748
Scenario 3: Aggressive Fuel Sub | PG&E | Ind | WholeBlg | Ind - Transportation Equipment | Program Administrator Cost Test | Energy Efficiency | 593228.9426 | 612949.6356 | 631177.6332 | 647747.3356 | 667536.6315 | 699081.7686 | 733479.1741 | 768964.3858 | 804792.7147 | 843194.8702 | 882860.2574 | 918043.725 | 955196.3748
Scenario 3: Aggressive Fuel Sub | PG&E | Ind | WholeBlg | Ind - Transportation Equipment | Rate Impact Measure Test | Energy Efficiency | 593228.9426 | 612949.6356 | 631177.6332 | 647747.3356 | 667536.6315 | 699081.7686 | 733479.1741 | 768964.3858 | 804792.7147 | 843194.8702 | 882860.2574 | 918043.725 | 955196.3748
Scenario 3: Aggressive Fuel Sub | PG&E | Ind | WholeBlg | Ind - Transportation Equipment | Total Resource Cost Test | Energy Efficiency | 593228.9426 | 612949.6356 | 631177.6332 | 647747.3356 | 667536.6315 | 699081.7686 | 733479.1741 | 768964.3858 | 804792.7147 | 843194.8702 | 882860.2574 | 918043.725 | 955196.3748
Scenario 3: Aggressive Fuel Sub | PG&E | Res | AppPlug | Res - Multi Family | Participant Cost Test | Energy Efficiency | 0 | 0 | 222491.3876 | 275208.2963 | 259973.1515 | 242093.4042 | 222226.5429 | 195124.5181 | 171827.4841 | 146592.0643 | 119559.5199 | 90447.5877 | 57922.0031
Scenario 3: Aggressive Fuel Sub | PG&E | Res | AppPlug | Res - Multi Family | Participant Cost Test | Fuel Substitution | 10.0963 | 11.036 | 11.8229 | 12.5407 | 13.1425 | 0 | 0 | 0 | 0 | 0 | 0 | 0 | 0
Scenario 3: Aggressive Fuel Sub | PG&E | Res | AppPlug | Res - Multi Family | Program Administrator Cost Test | Energy Efficiency | 0 | 0 | 46239.8711 | 62822.6438 | 65918.2966 | 69234.6805 | 72422.1625 | 73650.6343 | 76739.4888 | 79947.9698 | 83610.9814 | 87550.6362 | 90317.6925
Scenario 3: Aggressive Fuel Sub | PG&E | Res | AppPlug | Res - Multi Family | Program Administrator Cost Test | Fuel Substitution | 59.8279 | 67.9978 | 76.9599 | 86.7359 | 97.3619 | 0 | 0 | 0 | 0 | 0 | 0 | 0 | 0
Scenario 3: Aggressive Fuel Sub | PG&E | Res | AppPlug | Res - Multi Family | Rate Impact Measure Test | Energy Efficiency | 0 | 0 | 46239.8711 | 62822.6438 | 65918.2966 | 69234.6805 | 72422.1625 | 73650.6343 | 76739.4888 | 79947.9698 | 83610.9814 | 87550.6362 | 90317.6925
Scenario 3: Aggressive Fuel Sub | PG&E | Res | AppPlug | Res - Multi Family | Rate Impact Measure Test | Fuel Substitution | 59.8279 | 67.9978 | 76.9599 | 86.7359 | 97.3619 | 0 | 0 | 0 | 0 | 0 | 0 | 0 | 0
Scenario 3: Aggressive Fuel Sub | PG&E | Res | AppPlug | Res - Multi Family | Total Resource Cost Test | Energy Efficiency | 0 | 0 | 46239.8711 | 62822.6438 | 65918.2966 | 69234.6805 | 72422.1625 | 73650.6343 | 76739.4888 | 79947.9698 | 83610.9814 | 87550.6362 | 90317.6925
Scenario 3: Aggressive Fuel Sub | PG&E | Res | AppPlug | Res - Multi Family | Total Resource Cost Test | Fuel Substitution | 59.8279 | 67.9978 | 76.9599 | 86.7359 | 97.3619 | 0 | 0 | 0 | 0 | 0 | 0 | 0 | 0
Scenario 3: Aggressive Fuel Sub | PG&E | Res | AppPlug | Res - Single Family | Participant Cost Test | Energy Efficiency | 0 | 0 | 0 | 0 | 0 | 0 | 0 | 0 | 0 | 0 | 0 | 182829.1936 | 134035.8453
Scenario 3: Aggressive Fuel Sub | PG&E | Res | AppPlug | Res - Single Family | Participant Cost Test | Fuel Substitution | 70.5892 | 77.0703 | 82.5752 | 87.6661 | 92.0778 | 0 | 0 | 0 | 0 | 0 | 0 | 0 | 0
Scenario 3: Aggressive Fuel Sub | PG&E | Res | AppPlug | Res - Single Family | Program Administrator Cost Test | Energy Efficiency | 0 | 0 | 0 | 0 | 0 | 0 | 0 | 0 | 0 | 0 | 0 | 197143.7957 | 237478.217
Scenario 3: Aggressive Fuel Sub | PG&E | Res | AppPlug | Res - Single Family | Program Administrator Cost Test | Fuel Substitution | 374.37 | 424.7769 | 479.7617 | 539.6657 | 604.8677 | 0 | 0 | 0 | 0 | 0 | 0 | 0 | 0
Scenario 3: Aggressive Fuel Sub | PG&E | Res | AppPlug | Res - Single Family | Rate Impact Measure Test | Energy Efficiency | 0 | 0 | 0 | 0 | 0 | 0 | 0 | 0 | 0 | 0 | 0 | 197143.7957 | 237478.217
Scenario 3: Aggressive Fuel Sub | PG&E | Res | AppPlug | Res - Single Family | Rate Impact Measure Test | Fuel Substitution | 374.37 | 424.7769 | 479.7617 | 539.6657 | 604.8677 | 0 | 0 | 0 | 0 | 0 | 0 | 0 | 0
Scenario 3: Aggressive Fuel Sub | PG&E | Res | AppPlug | Res - Single Family | Total Resource Cost Test | Energy Efficiency | 0 | 0 | 0 | 0 | 0 | 0 | 0 | 0 | 0 | 0 | 0 | 197143.7957 | 237478.217
Scenario 3: Aggressive Fuel Sub | PG&E | Res | AppPlug | Res - Single Family | Total Resource Cost Test | Fuel Substitution | 374.37 | 424.7769 | 479.7617 | 539.6657 | 604.8677 | 0 | 0 | 0 | 0 | 0 | 0 | 0 | 0
Scenario 3: Aggressive Fuel Sub | PG&E | Res | BROs | Income Qualified - Multi Family IQ | Participant Cost Test | Energy Efficiency | 1925010.1581 | 2131990.5869 | 2332505.3919 | 2395934.5671 | 2413049.2415 | 2815219.7904 | 3068163.7585 | 3308919.6346 | 3574804.1631 | 3570692.8855 | 3864978.0549 | 3719606.2831 | 4001190.0617
Scenario 3: Aggressive Fuel Sub | PG&E | Res | BROs | Income Qualified - Multi Family IQ | Program Administrator Cost Test | Energy Efficiency | 1925010.1581 | 2131990.5869 | 2332505.3919 | 2395934.5671 | 2413049.2415 | 2815219.7904 | 3068163.7585 | 3308919.6346 | 3574804.1631 | 3570692.8855 | 3864978.0549 | 3719606.2831 | 4001190.0617
Scenario 3: Aggressive Fuel Sub | PG&E | Res | BROs | Income Qualified - Multi Family IQ | Rate Impact Measure Test | Energy Efficiency | 1925010.1581 | 2131990.5869 | 2332505.3919 | 2395934.5671 | 2413049.2415 | 2815219.7904 | 3068163.7585 | 3308919.6346 | 3574804.1631 | 3570692.8855 | 3864978.0549 | 3719606.2831 | 4001190.0617
Scenario 3: Aggressive Fuel Sub | PG&E | Res | BROs | Income Qualified - Multi Family IQ | Total Resource Cost Test | Energy Efficiency | 1925010.1581 | 2131990.5869 | 2332505.3919 | 2395934.5671 | 2413049.2415 | 2815219.7904 | 3068163.7585 | 3308919.6346 | 3574804.1631 | 3570692.8855 | 3864978.0549 | 3719606.2831 | 4001190.0617
Scenario 3: Aggressive Fuel Sub | PG&E | Res | BROs | Income Qualified - Single Family IQ | Participant Cost Test | Energy Efficiency | 7075722.268 | 7814736.2513 | 8519532.6361 | 8710741.4231 | 8727781.7418 | 10161305.6794 | 11049006.865 | 11877437.5868 | 12789563.2131 | 12706316.4419 | 13700167.8466 | 13276655.6147 | 14237199.448
Scenario 3: Aggressive Fuel Sub | PG&E | Res | BROs | Income Qualified - Single Family IQ | Program Administrator Cost Test | Energy Efficiency | 7075722.268 | 7814736.2513 | 8519532.6361 | 8710741.4231 | 8727781.7418 | 10161305.6794 | 11049006.865 | 11877437.5868 | 12789563.2131 | 12706316.4419 | 13700167.8466 | 13276655.6147 | 14237199.448
Scenario 3: Aggressive Fuel Sub | PG&E | Res | BROs | Income Qualified - Single Family IQ | Rate Impact Measure Test | Energy Efficiency | 7075722.268 | 7814736.2513 | 8519532.6361 | 8710741.4231 | 8727781.7418 | 10161305.6794 | 11049006.865 | 11877437.5868 | 12789563.2131 | 12706316.4419 | 13700167.8466 | 13276655.6147 | 14237199.448
Scenario 3: Aggressive Fuel Sub | PG&E | Res | BROs | Income Qualified - Single Family IQ | Total Resource Cost Test | Energy Efficiency | 7075722.268 | 7814736.2513 | 8519532.6361 | 8710741.4231 | 8727781.7418 | 10161305.6794 | 11049006.865 | 11877437.5868 | 12789563.2131 | 12706316.4419 | 13700167.8466 | 13276655.6147 | 14237199.448
Scenario 3: Aggressive Fuel Sub | PG&E | Res | BROs | Res - Multi Family | Participant Cost Test | Energy Efficiency | 19035785.855 | 20934720.2434 | 22768347.5405 | 23404596.5875 | 23646201.2882 | 27258507.3025 | 29589423.7973 | 31807402.4891 | 34249169.501 | 34351727.7303 | 37042575.8612 | 39979858.3778 | 43162855.6131
Scenario 3: Aggressive Fuel Sub | PG&E | Res | BROs | Res - Multi Family | Program Administrator Cost Test | Energy Efficiency | 19035785.855 | 20934720.2434 | 22768347.5405 | 23404596.5875 | 23646201.2882 | 27258507.3025 | 29589423.7973 | 31807402.4891 | 34249169.501 | 34351727.7303 | 37042575.8612 | 39979858.3778 | 43162855.6131
Scenario 3: Aggressive Fuel Sub | PG&E | Res | BROs | Res - Multi Family | Rate Impact Measure Test | Energy Efficiency | 19035785.855 | 20934720.2434 | 22768347.5405 | 23404596.5875 | 23646201.2882 | 27258507.3025 | 29589423.7973 | 31807402.4891 | 34249169.501 | 34351727.7303 | 37042575.8612 | 39979858.3778 | 43162855.6131
Scenario 3: Aggressive Fuel Sub | PG&E | Res | BROs | Res - Multi Family | Total Resource Cost Test | Energy Efficiency | 19035785.855 | 20934720.2434 | 22768347.5405 | 23404596.5875 | 23646201.2882 | 27258507.3025 | 29589423.7973 | 31807402.4891 | 34249169.501 | 34351727.7303 | 37042575.8612 | 39979858.3778 | 43162855.6131
Scenario 3: Aggressive Fuel Sub | PG&E | Res | BROs | Res - Single Family | Participant Cost Test | Energy Efficiency | 4866331.1106 | 5370740.3555 | 5862147.7539 | 6037415.3672 | 6107872.8002 | 7074682.042 | 7695070.786 | 8291132.1781 | 8948659.7243 | 8984374.6053 | 9715854.0326 | 10514585.2768 | 11379947.1767
Scenario 3: Aggressive Fuel Sub | PG&E | Res | BROs | Res - Single Family | Program Administrator Cost Test | Energy Efficiency | 4866331.1106 | 5370740.3555 | 5862147.7539 | 6037415.3672 | 6107872.8002 | 7074682.042 | 7695070.786 | 8291132.1781 | 8948659.7243 | 8984374.6053 | 9715854.0326 | 10514585.2768 | 11379947.1767
Scenario 3: Aggressive Fuel Sub | PG&E | Res | BROs | Res - Single Family | Rate Impact Measure Test | Energy Efficiency | 4866331.1106 | 5370740.3555 | 5862147.7539 | 6037415.3672 | 6107872.8002 | 7074682.042 | 7695070.786 | 8291132.1781 | 8948659.7243 | 8984374.6053 | 9715854.0326 | 10514585.2768 | 11379947.1767
Scenario 3: Aggressive Fuel Sub | PG&E | Res | BROs | Res - Single Family | Total Resource Cost Test | Energy Efficiency | 4866331.1106 | 5370740.3555 | 5862147.7539 | 6037415.3672 | 6107872.8002 | 7074682.042 | 7695070.786 | 8291132.1781 | 8948659.7243 | 8984374.6053 | 9715854.0326 | 10514585.2768 | 11379947.1767
Scenario 3: Aggressive Fuel Sub | PG&E | Res | BldgEnv | Res - Single Family | Participant Cost Test | Energy Efficiency | 378283.5378 | 469055.4856 | 501502.2883 | 498461.8334 | 478573.9117 | 451551.5628 | 420775.4168 | 386784.413 | 77288.3079 | 0 | 0 | 0 | 0
Scenario 3: Aggressive Fuel Sub | PG&E | Res | BldgEnv | Res - Single Family | Program Administrator Cost Test | Energy Efficiency | 77391.4945 | 101931.9154 | 116112.8504 | 123233.1529 | 126601.6538 | 128058.2931 | 128375.7476 | 127679.6699 | 126771.6416 | 0 | 0 | 0 | 0
Scenario 3: Aggressive Fuel Sub | PG&E | Res | BldgEnv | Res - Single Family | Rate Impact Measure Test | Energy Efficiency | 77626.0015 | 102043.6114 | 116133.7182 | 123233.1529 | 126601.6538 | 128058.2931 | 128375.7476 | 127679.6699 | 126771.6416 | 0 | 0 | 0 | 0
Scenario 3: Aggressive Fuel Sub | PG&E | Res | BldgEnv | Res - Single Family | Total Resource Cost Test | Energy Efficiency | 337098.9169 | 424753.6223 | 464448.3258 | 473674.7471 | 467968.2078 | 455606.0523 | 439576.2884 | 420864.514 | 126771.6416 | 0 | 0 | 0 | 0
Scenario 3: Aggressive Fuel Sub | PG&E | Res | HVAC | Res - Multi Family | Participant Cost Test | Energy Efficiency | 508536.571 | 533488.9984 | 886839.874 | 549004.2276 | 538258.6304 | 517501.6047 | 488340.5604 | 418359.8798 | 376107.6908 | 326241.2667 | 269488.2774 | 272199.673 | 164882.9698
Scenario 3: Aggressive Fuel Sub | PG&E | Res | HVAC | Res - Multi Family | Participant Cost Test | Fuel Substitution | 2933.334 | 397.8315 | 409.7154 | 418.1528 | 453.1407 | 461.2461 | 445.41 | 418.0988 | 380.757 | 339.592 | 284.463 | 217.0504 | 139.9948
Scenario 3: Aggressive Fuel Sub | PG&E | Res | HVAC | Res - Multi Family | Program Administrator Cost Test | Energy Efficiency | 195215.1526 | 224343.3938 | 459149.1013 | 279132.0053 | 305300.4708 | 330202.6842 | 352299.8171 | 346539.9328 | 365273.5176 | 383281.0623 | 404418.9635 | 514099.1639 | 504255.7208
Scenario 3: Aggressive Fuel Sub | PG&E | Res | HVAC | Res - Multi Family | Program Administrator Cost Test | Fuel Substitution | 863.8919 | 1254.1824 | 1381.3858 | 1515.2647 | 1779.3688 | 515.5195 | 555.8811 | 592.1529 | 625.124 | 667.9258 | 706.174 | 735.3986 | 758.8527
Scenario 3: Aggressive Fuel Sub | PG&E | Res | HVAC | Res - Multi Family | Rate Impact Measure Test | Energy Efficiency | 195215.1526 | 224343.3938 | 459149.1013 | 279132.0053 | 305300.4708 | 330202.6842 | 352299.8171 | 346539.9328 | 365273.5176 | 383281.0623 | 404418.9635 | 514099.1639 | 504255.7208
Scenario 3: Aggressive Fuel Sub | PG&E | Res | HVAC | Res - Multi Family | Rate Impact Measure Test | Fuel Substitution | 863.8919 | 1254.1824 | 1381.3858 | 1515.2647 | 1779.3688 | 515.5195 | 555.8811 | 592.1529 | 625.124 | 667.9258 | 706.174 | 735.3986 | 758.8527
Scenario 3: Aggressive Fuel Sub | PG&E | Res | HVAC | Res - Multi Family | Total Resource Cost Test | Energy Efficiency | 195215.1526 | 224343.3938 | 459149.1013 | 279132.0053 | 305300.4708 | 330202.6842 | 352299.8171 | 346539.9328 | 365273.5176 | 383281.0623 | 404418.9635 | 514099.1639 | 504255.7208
Scenario 3: Aggressive Fuel Sub | PG&E | Res | HVAC | Res - Multi Family | Total Resource Cost Test | Fuel Substitution | 863.8919 | 1254.1824 | 1381.3858 | 1515.2647 | 1779.3688 | 515.5195 | 555.8811 | 592.1529 | 625.124 | 667.9258 | 706.174 | 735.3986 | 758.8527
Scenario 3: Aggressive Fuel Sub | PG&E | Res | HVAC | Res - Single Family | Participant Cost Test | Energy Efficiency | 11517193.9623 | 13289464.822 | 16164644.2787 | 15036993.687 | 12944670.9796 | 6095861.8975 | 6063107.2716 | 5975612.3864 | 799890.0122 | 521585.7683 | 429881.4516 | 766358.5311 | 508841.7141
Scenario 3: Aggressive Fuel Sub | PG&E | Res | HVAC | Res - Single Family | Participant Cost Test | Fuel Substitution | 80110.3068 | 21776.26 | 24387.3886 | 25547.0528 | 22616.8792 | 10351.1028 | 10442.1231 | 10461.716 | 300.632 | 271.9601 | 230.6016 | 177.603 | 115.6875
Scenario 3: Aggressive Fuel Sub | PG&E | Res | HVAC | Res - Single Family | Program Administrator Cost Test | Energy Efficiency | 2306876.8802 | 2786384.8985 | 4214575.1429 | 3394000.4076 | 3618582.0833 | 1532646.6224 | 1612646.3336 | 1684240.7986 | 755974.5754 | 612779.4604 | 645119.7536 | 1255138.6932 | 1295209.8128
Scenario 3: Aggressive Fuel Sub | PG&E | Res | HVAC | Res - Single Family | Program Administrator Cost Test | Fuel Substitution | 47564.0458 | 53017.0384 | 62969.6317 | 69408.8916 | 76211.7313 | 6351.0583 | 6857.9802 | 7379.3768 | 493.5754 | 534.9042 | 572.4641 | 601.7452 | 627.0932
Scenario 3: Aggressive Fuel Sub | PG&E | Res | HVAC | Res - Single Family | Rate Impact Measure Test | Energy Efficiency | 2306876.8802 | 2786384.8985 | 4214575.1429 | 3394000.4076 | 3618582.0833 | 1532646.6224 | 1612646.3336 | 1684240.7986 | 755974.5754 | 612779.4604 | 645119.7536 | 1255138.6932 | 1295209.8128
Scenario 3: Aggressive Fuel Sub | PG&E | Res | HVAC | Res - Single Family | Rate Impact Measure Test | Fuel Substitution | 50500.9447 | 55738.0599 | 65500.9994 | 71701.1654 | 78231.1326 | 6351.0583 | 6857.9802 | 7379.3768 | 493.5754 | 534.9042 | 572.4641 | 601.7452 | 627.0932
Scenario 3: Aggressive Fuel Sub | PG&E | Res | HVAC | Res - Single Family | Total Resource Cost Test | Energy Efficiency | 10163158.3134 | 12020074.3765 | 14383131.5769 | 14184111.788 | 12401551.3198 | 5119449.8966 | 5314002.7303 | 5486864.0497 | 755974.5754 | 612779.4604 | 645119.7536 | 1255138.6932 | 1295209.8128
Scenario 3: Aggressive Fuel Sub | PG&E | Res | HVAC | Res - Single Family | Total Resource Cost Test | Fuel Substitution | 62042.0451 | 68336.7608 | 79763.4086 | 86959.541 | 90460.8319 | 11019.737 | 11805.0195 | 12630.7692 | 493.5754 | 534.9042 | 572.4641 | 601.7452 | 627.0932
Scenario 3: Aggressive Fuel Sub | PG&E | Res | WaterHeat | Res - Multi Family | Participant Cost Test | Energy Efficiency | 1390412.4272 | 1916911.9138 | 2078664.8969 | 2093016.8222 | 2015339.7262 | 1549320.421 | 1433424.3158 | 1226931.4508 | 1080265.7201 | 915867.2637 | 735413.6554 | 536616.7423 | 303208.8199
Scenario 3: Aggressive Fuel Sub | PG&E | Res | WaterHeat | Res - Multi Family | Participant Cost Test | Fuel Substitution | 211922.5151 | 169769.2052 | 182987.201 | 196760.6724 | 210663.9177 | 121060.4431 | 127885.1535 | 128865.4041 | 123014.5559 | 113930.9607 | 100647.2117 | 78181.027 | 46322.6966
Scenario 3: Aggressive Fuel Sub | PG&E | Res | WaterHeat | Res - Multi Family | Program Administrator Cost Test | Energy Efficiency | 1118779.9179 | 1391864.1424 | 1579174.8166 | 1718319.8714 | 1840486.0271 | 1009313.3788 | 1047355.7042 | 1015277.3547 | 1045233.6141 | 1075842.9958 | 1114383.3005 | 1160008.3504 | 1158044.5452
Scenario 3: Aggressive Fuel Sub | PG&E | Res | WaterHeat | Res - Multi Family | Program Administrator Cost Test | Fuel Substitution | 5669129.3042 | 6449554.1031 | 7312653.8592 | 8267061.4608 | 9308293.9337 | 92589.0872 | 111017.0879 | 129195.6879 | 145853.7826 | 165972.5566 | 192108.5935 | 216503.3118 | 236342.2264
Scenario 3: Aggressive Fuel Sub | PG&E | Res | WaterHeat | Res - Multi Family | Rate Impact Measure Test | Energy Efficiency | 1118779.9179 | 1391864.1424 | 1579174.8166 | 1718319.8714 | 1840486.0271 | 1009313.3788 | 1047355.7042 | 1015277.3547 | 1045233.6141 | 1075842.9958 | 1114383.3005 | 1160008.3504 | 1158044.5452
Scenario 3: Aggressive Fuel Sub | PG&E | Res | WaterHeat | Res - Multi Family | Rate Impact Measure Test | Fuel Substitution | 9091346.2704 | 9925075.902 | 10829539.8656 | 11776506.4687 | 12756457.0613 | 92589.0872 | 111017.0879 | 129195.6879 | 145853.7826 | 165972.5566 | 192108.5935 | 216503.3118 | 236342.2264
Scenario 3: Aggressive Fuel Sub | PG&E | Res | WaterHeat | Res - Multi Family | Total Resource Cost Test | Energy Efficiency | 1118779.9179 | 1391864.1424 | 1579174.8166 | 1718319.8714 | 1840486.0271 | 1009313.3788 | 1047355.7042 | 1015277.3547 | 1045233.6141 | 1075842.9958 | 1114383.3005 | 1160008.3504 | 1158044.5452
Scenario 3: Aggressive Fuel Sub | PG&E | Res | WaterHeat | Res - Multi Family | Total Resource Cost Test | Fuel Substitution | 5669129.3042 | 6449554.1031 | 7312653.8592 | 8267061.4608 | 9308293.9337 | 92589.0872 | 111017.0879 | 129195.6879 | 145853.7826 | 165972.5566 | 192108.5935 | 216503.3118 | 236342.2264
Scenario 3: Aggressive Fuel Sub | PG&E | Res | WaterHeat | Res - Single Family | Participant Cost Test | Energy Efficiency | 11942180.4715 | 13310310.2867 | 11781838.8902 | 12053881.8028 | 11890128.0923 | 6193205.7424 | 5759208.6526 | 5256599.8049 | 3989211.234 | 3366143.7437 | 2694441.4514 | 1957039.2991 | 1144753.7997
Scenario 3: Aggressive Fuel Sub | PG&E | Res | WaterHeat | Res - Single Family | Participant Cost Test | Fuel Substitution | 253304.5041 | 53096.9941 | 66640.8507 | 80079.3201 | 94034.0007 | 1155315.4346 | 1250274.1017 | 1300783.6919 | 874684.0845 | 799132.1973 | 702793.3154 | 546265.0808 | 324135.2821
Scenario 3: Aggressive Fuel Sub | PG&E | Res | WaterHeat | Res - Single Family | Program Administrator Cost Test | Energy Efficiency | 6198011.3403 | 7432628.5058 | 8460437.9102 | 9309952.2574 | 10059560.4152 | 3796586.897 | 3909001.636 | 4006060.3826 | 4074481.2285 | 4179636.0037 | 4314240.9532 | 4458104.1054 | 4609542.5704
Scenario 3: Aggressive Fuel Sub | PG&E | Res | WaterHeat | Res - Single Family | Program Administrator Cost Test | Fuel Substitution | 274886.0378 | 400442.2375 | 528911.4736 | 669386.7347 | 828274.1082 | 661805.456 | 792039.6108 | 919971.8828 | 1037080.3792 | 1164161.2875 | 1341444.3689 | 1512748.0881 | 1653764.9989
Scenario 3: Aggressive Fuel Sub | PG&E | Res | WaterHeat | Res - Single Family | Rate Impact Measure Test | Energy Efficiency | 6198011.3403 | 7432628.5058 | 8460437.9102 | 9309952.2574 | 10059560.4152 | 3796586.897 | 3909001.636 | 4006060.3826 | 4074481.2285 | 4179636.0037 | 4314240.9532 | 4458104.1054 | 4609542.5704
Scenario 3: Aggressive Fuel Sub | PG&E | Res | WaterHeat | Res - Single Family | Rate Impact Measure Test | Fuel Substitution | 298700.4792 | 428864.9144 | 560074.8207 | 701266.3466 | 859237.7651 | 661805.456 | 792039.6108 | 919971.8828 | 1037080.3792 | 1164161.2875 | 1341444.3689 | 1512748.0881 | 1653764.9989
Scenario 3: Aggressive Fuel Sub | PG&E | Res | WaterHeat | Res - Single Family | Total Resource Cost Test | Energy Efficiency | 10387582.8793 | 12233850.483 | 11340373.9699 | 12380400.1827 | 13281025.5464 | 4410054.7222 | 4542246.0295 | 4657975.6827 | 4074481.2285 | 4179636.0037 | 4314240.9532 | 4458104.1054 | 4609542.5704
Scenario 3: Aggressive Fuel Sub | PG&E | Res | WaterHeat | Res - Single Family | Total Resource Cost Test | Fuel Substitution | 302938.375 | 439368.8877 | 577778.7365 | 728113.2187 | 897237.2311 | 951808.7439 | 1129930.681 | 1303135.5647 | 1037080.3792 | 1164161.2875 | 1341444.3689 | 1512748.0881 | 1653764.9989
Scenario 3: Aggressive Fuel Sub | PG&E | Res | WholeBlg | Res - Multi Family | Participant Cost Test | Energy Efficiency | 0 | 0 | 27435.2125 | 26877.5899 | 24945.2816 | 22891.073 | 4997775.0856 | 4318196.2947 | 3570854.808 | 2879323.4781 | 2198378.2257 | 2639442.2761 | 1689192.2407
Scenario 3: Aggressive Fuel Sub | PG&E | Res | WholeBlg | Res - Multi Family | Program Administrator Cost Test | Energy Efficiency | 0 | 0 | 18463.843 | 19973.4099 | 20688.0163 | 21340.3673 | 5300917.036 | 5238705.762 | 5047767.7692 | 4873001.2451 | 4670319.4982 | 7522604.7622 | 7228644.482
Scenario 3: Aggressive Fuel Sub | PG&E | Res | WholeBlg | Res - Multi Family | Rate Impact Measure Test | Energy Efficiency | 0 | 0 | 18463.843 | 19973.4099 | 20688.0163 | 21340.3673 | 5300917.036 | 5238705.762 | 5047767.7692 | 4873001.2451 | 4670319.4982 | 7522604.7622 | 7228644.482
Scenario 3: Aggressive Fuel Sub | PG&E | Res | WholeBlg | Res - Multi Family | Total Resource Cost Test | Energy Efficiency | 0 | 0 | 18463.843 | 19973.4099 | 20688.0163 | 21340.3673 | 5300917.036 | 5238705.762 | 5047767.7692 | 4873001.2451 | 4670319.4982 | 7522604.7622 | 7228644.482
Scenario 3: Aggressive Fuel Sub | PG&E | Res | WholeBlg | Res - Single Family | Participant Cost Test | Energy Efficiency | 0 | 0 | 102312.8183 | 100647.4118 | 92528.0291 | 84148.8511 | 73233.6785 | 61915.4677 | 50323.7668 | 40136.2533 | 30216.2083 | 21461.2995 | 2296273.5259
Scenario 3: Aggressive Fuel Sub | PG&E | Res | WholeBlg | Res - Single Family | Program Administrator Cost Test | Energy Efficiency | 0 | 0 | 68038.965 | 73917.9725 | 75857.9646 | 77565.9901 | 76164.5912 | 73660.2642 | 69778.8012 | 66667.8309 | 63107.472 | 60155.6749 | 9753943.7299
Scenario 3: Aggressive Fuel Sub | PG&E | Res | WholeBlg | Res - Single Family | Rate Impact Measure Test | Energy Efficiency | 0 | 0 | 68038.965 | 73917.9725 | 75857.9646 | 77565.9901 | 76164.5912 | 73660.2642 | 69778.8012 | 66667.8309 | 63107.472 | 60155.6749 | 9753943.7299
Scenario 3: Aggressive Fuel Sub | PG&E | Res | WholeBlg | Res - Single Family | Total Resource Cost Test | Energy Efficiency | 0 | 0 | 68038.965 | 73917.9725 | 75857.9646 | 77565.9901 | 76164.5912 | 73660.2642 | 69778.8012 | 66667.8309 | 63107.472 | 60155.6749 | 9753943.7299
Scenario 3: Aggressive Fuel Sub | SCE | Ag | WholeBlg | Ag - Dairies, fishing, hunting | Participant Cost Test | Energy Efficiency | 84136.0191 | 89156.9664 | 94300.2982 | 99723.0213 | 106460.8248 | 113982.1666 | 119330.0242 | 121819.6446 | 124166.7522 | 126522.2243 | 128466.004 | 128701.8184 | 129001.4676
Scenario 3: Aggressive Fuel Sub | SCE | Ag | WholeBlg | Ag - Dairies, fishing, hunting | Program Administrator Cost Test | Energy Efficiency | 84136.0191 | 89156.9664 | 94300.2982 | 99723.0213 | 106460.8248 | 113982.1666 | 119330.0242 | 121819.6446 | 124166.7522 | 126522.2243 | 128466.004 | 128701.8184 | 129001.4676
Scenario 3: Aggressive Fuel Sub | SCE | Ag | WholeBlg | Ag - Dairies, fishing, hunting | Rate Impact Measure Test | Energy Efficiency | 84136.0191 | 89156.9664 | 94300.2982 | 99723.0213 | 106460.8248 | 113982.1666 | 119330.0242 | 121819.6446 | 124166.7522 | 126522.2243 | 128466.004 | 128701.8184 | 129001.4676
Scenario 3: Aggressive Fuel Sub | SCE | Ag | WholeBlg | Ag - Dairies, fishing, hunting | Total Resource Cost Test | Energy Efficiency | 84136.0191 | 89156.9664 | 94300.2982 | 99723.0213 | 106460.8248 | 113982.1666 | 119330.0242 | 121819.6446 | 124166.7522 | 126522.2243 | 128466.004 | 128701.8184 | 129001.4676
Scenario 3: Aggressive Fuel Sub | SCE | Ag | WholeBlg | Ag - Irrigated Agriculture, vineyards, forestry and greenhouses | Participant Cost Test | Energy Efficiency | 202513.1823 | 224432.7649 | 246905.0231 | 270623.9237 | 298678.8915 | 329440.55 | 354460.2225 | 371774.8542 | 389155.4999 | 407030.122 | 423820.4975 | 435017.4848 | 446409.1681
Scenario 3: Aggressive Fuel Sub | SCE | Ag | WholeBlg | Ag - Irrigated Agriculture, vineyards, forestry and greenhouses | Program Administrator Cost Test | Energy Efficiency | 202513.1823 | 224432.7649 | 246905.0231 | 270623.9237 | 298678.8915 | 329440.55 | 354460.2225 | 371774.8542 | 389155.4999 | 407030.122 | 423820.4975 | 435017.4848 | 446409.1681
Scenario 3: Aggressive Fuel Sub | SCE | Ag | WholeBlg | Ag - Irrigated Agriculture, vineyards, forestry and greenhouses | Rate Impact Measure Test | Energy Efficiency | 202513.1823 | 224432.7649 | 246905.0231 | 270623.9237 | 298678.8915 | 329440.55 | 354460.2225 | 371774.8542 | 389155.4999 | 407030.122 | 423820.4975 | 435017.4848 | 446409.1681
Scenario 3: Aggressive Fuel Sub | SCE | Ag | WholeBlg | Ag - Irrigated Agriculture, vineyards, forestry and greenhouses | Total Resource Cost Test | Energy Efficiency | 202513.1823 | 224432.7649 | 246905.0231 | 270623.9237 | 298678.8915 | 329440.55 | 354460.2225 | 371774.8542 | 389155.4999 | 407030.122 | 423820.4975 | 435017.4848 | 446409.1681
Scenario 3: Aggressive Fuel Sub | SCE | Ag | WholeBlg | Ag - Water pumping | Participant Cost Test | Energy Efficiency | 1172026.9792 | 1233628.3655 | 1296829.1465 | 1363511.2592 | 1447584.1229 | 1542009.5959 | 1606672.241 | 1632165.3886 | 1655299.0616 | 1678124.168 | 1695289.1709 | 1689882.1049 | 1685318.0643
Scenario 3: Aggressive Fuel Sub | SCE | Ag | WholeBlg | Ag - Water pumping | Program Administrator Cost Test | Energy Efficiency | 1172026.9792 | 1233628.3655 | 1296829.1465 | 1363511.2592 | 1447584.1229 | 1542009.5959 | 1606672.241 | 1632165.3886 | 1655299.0616 | 1678124.168 | 1695289.1709 | 1689882.1049 | 1685318.0643
Scenario 3: Aggressive Fuel Sub | SCE | Ag | WholeBlg | Ag - Water pumping | Rate Impact Measure Test | Energy Efficiency | 1172026.9792 | 1233628.3655 | 1296829.1465 | 1363511.2592 | 1447584.1229 | 1542009.5959 | 1606672.241 | 1632165.3886 | 1655299.0616 | 1678124.168 | 1695289.1709 | 1689882.1049 | 1685318.0643
Scenario 3: Aggressive Fuel Sub | SCE | Ag | WholeBlg | Ag - Water pumping | Total Resource Cost Test | Energy Efficiency | 1172026.9792 | 1233628.3655 | 1296829.1465 | 1363511.2592 | 1447584.1229 | 1542009.5959 | 1606672.241 | 1632165.3886 | 1655299.0616 | 1678124.168 | 1695289.1709 | 1689882.1049 | 1685318.0643
Scenario 3: Aggressive Fuel Sub | SCE | Com | BROs | Com - Lodging | Participant Cost Test | Energy Efficiency | 2949.0817 | 6374.3208 | 9678.5163 | 12625.8315 | 17797.5051 | 26851.2888 | 35934.2238 | 42891.4511 | 50702.2106 | 61490.0655 | 72619.3798 | 80866.477 | 88599.159
Scenario 3: Aggressive Fuel Sub | SCE | Com | BROs | Com - Lodging | Program Administrator Cost Test | Energy Efficiency | 2949.0817 | 6374.3208 | 9678.5163 | 12625.8315 | 17797.5051 | 26851.2888 | 35934.2238 | 42891.4511 | 50702.2106 | 61490.0655 | 72619.3798 | 80866.477 | 88599.159
Scenario 3: Aggressive Fuel Sub | SCE | Com | BROs | Com - Lodging | Rate Impact Measure Test | Energy Efficiency | 2949.0817 | 6374.3208 | 9678.5163 | 12625.8315 | 17797.5051 | 26851.2888 | 35934.2238 | 42891.4511 | 50702.2106 | 61490.0655 | 72619.3798 | 80866.477 | 88599.159
Scenario 3: Aggressive Fuel Sub | SCE | Com | BROs | Com - Lodging | Total Resource Cost Test | Energy Efficiency | 2949.0817 | 6374.3208 | 9678.5163 | 12625.8315 | 17797.5051 | 26851.2888 | 35934.2238 | 42891.4511 | 50702.2106 | 61490.0655 | 72619.3798 | 80866.477 | 88599.159
Scenario 3: Aggressive Fuel Sub | SCE | Com | BROs | Com - Other | Participant Cost Test | Energy Efficiency | 4738.7702 | 10199.1144 | 15428.2151 | 20044.5599 | 28140.1372 | 42285.8275 | 56416.7025 | 67105.4452 | 79051.2531 | 95522.3922 | 112409.5091 | 124765.0117 | 138332.7033
Scenario 3: Aggressive Fuel Sub | SCE | Com | BROs | Com - Other | Program Administrator Cost Test | Energy Efficiency | 4738.7702 | 10199.1144 | 15428.2151 | 20044.5599 | 28140.1372 | 42285.8275 | 56416.7025 | 67105.4452 | 79051.2531 | 95522.3922 | 112409.5091 | 124765.0117 | 138332.7033
Scenario 3: Aggressive Fuel Sub | SCE | Com | BROs | Com - Other | Rate Impact Measure Test | Energy Efficiency | 4738.7702 | 10199.1144 | 15428.2151 | 20044.5599 | 28140.1372 | 42285.8275 | 56416.7025 | 67105.4452 | 79051.2531 | 95522.3922 | 112409.5091 | 124765.0117 | 138332.7033
Scenario 3: Aggressive Fuel Sub | SCE | Com | BROs | Com - Other | Total Resource Cost Test | Energy Efficiency | 4738.7702 | 10199.1144 | 15428.2151 | 20044.5599 | 28140.1372 | 42285.8275 | 56416.7025 | 67105.4452 | 79051.2531 | 95522.3922 | 112409.5091 | 124765.0117 | 138332.7033
Scenario 3: Aggressive Fuel Sub | SCE | Com | BROs | Com - Retail | Participant Cost Test | Energy Efficiency | 9473.422 | 20325.5925 | 30683.1032 | 39707.3713 | 55533.1457 | 83144.3884 | 110530.0648 | 130998.6764 | 153724.1296 | 184983.3062 | 216686.7947 | 239451.5043 | 263631.5572
Scenario 3: Aggressive Fuel Sub | SCE | Com | BROs | Com - Retail | Program Administrator Cost Test | Energy Efficiency | 9473.422 | 20325.5925 | 30683.1032 | 39707.3713 | 55533.1457 | 83144.3884 | 110530.0648 | 130998.6764 | 153724.1296 | 184983.3062 | 216686.7947 | 239451.5043 | 263631.5572
Scenario 3: Aggressive Fuel Sub | SCE | Com | BROs | Com - Retail | Rate Impact Measure Test | Energy Efficiency | 9473.422 | 20325.5925 | 30683.1032 | 39707.3713 | 55533.1457 | 83144.3884 | 110530.0648 | 130998.6764 | 153724.1296 | 184983.3062 | 216686.7947 | 239451.5043 | 263631.5572
Scenario 3: Aggressive Fuel Sub | SCE | Com | BROs | Com - Retail | Total Resource Cost Test | Energy Efficiency | 9473.422 | 20325.5925 | 30683.1032 | 39707.3713 | 55533.1457 | 83144.3884 | 110530.0648 | 130998.6764 | 153724.1296 | 184983.3062 | 216686.7947 | 239451.5043 | 263631.5572
Scenario 3: Aggressive Fuel Sub | SCE | Com | BldgEnv | Com - College | Participant Cost Test | Energy Efficiency | 25407.7989 | 27220.318 | 28232.954 | 28267.5265 | 27224.8509 | 25267.0095 | 22515.6024 | 18066.0007 | 711.223 | 0 | 0 | 0 | 0
Scenario 3: Aggressive Fuel Sub | SCE | Com | BldgEnv | Com - College | Program Administrator Cost Test | Energy Efficiency | 185.6284 | 208.7487 | 225.9703 | 235.7633 | 241.4663 | 240.7145 | 224.7476 | 195.6958 | 25.2017 | 0 | 0 | 0 | 0
Scenario 3: Aggressive Fuel Sub | SCE | Com | BldgEnv | Com - College | Rate Impact Measure Test | Energy Efficiency | 185.6284 | 208.7487 | 225.9703 | 235.7633 | 241.4663 | 240.7145 | 224.7476 | 195.6958 | 25.2017 | 0 | 0 | 0 | 0
Scenario 3: Aggressive Fuel Sub | SCE | Com | BldgEnv | Com - College | Total Resource Cost Test | Energy Efficiency | 7641.1983 | 8103.7797 | 8317.4297 | 8239.6569 | 7857.8241 | 7218.3442 | 6362.6959 | 5367.978 | 25.2017 | 0 | 0 | 0 | 0
Scenario 3: Aggressive Fuel Sub | SCE | Com | BldgEnv | Com - Grocery | Participant Cost Test | Energy Efficiency | 1932.8115 | 2001.868 | 2032.7879 | 2057.3087 | 2077.8976 | 2061.8299 | 2004.7788 | 1915.8741 | 1345.1429 | 0 | 0 | 0 | 0
Scenario 3: Aggressive Fuel Sub | SCE | Com | BldgEnv | Com - Grocery | Program Administrator Cost Test | Energy Efficiency | 33.9197 | 37.5467 | 40.7862 | 44.3668 | 48.8965 | 53.5384 | 57.2533 | 60.6046 | 63.6705 | 0 | 0 | 0 | 0
Scenario 3: Aggressive Fuel Sub | SCE | Com | BldgEnv | Com - Grocery | Rate Impact Measure Test | Energy Efficiency | 33.9197 | 37.5467 | 40.7862 | 44.3668 | 48.8965 | 53.5384 | 57.2533 | 60.6046 | 63.6705 | 0 | 0 | 0 | 0
Scenario 3: Aggressive Fuel Sub | SCE | Com | BldgEnv | Com - Grocery | Total Resource Cost Test | Energy Efficiency | 348.6925 | 368.9122 | 385.2846 | 403.793 | 426.1158 | 446.1684 | 462.1798 | 480.2543 | 63.6705 | 0 | 0 | 0 | 0
Scenario 3: Aggressive Fuel Sub | SCE | Com | BldgEnv | Com - Health | Participant Cost Test | Energy Efficiency | 34838.7215 | 31390.7138 | 3887.2191 | 3511.7633 | 3144.2125 | 2744.5604 | 2381.9344 | 2062.1217 | 1363.6242 | 0 | 0 | 0 | 0
Scenario 3: Aggressive Fuel Sub | SCE | Com | BldgEnv | Com - Health | Program Administrator Cost Test | Energy Efficiency | 481.5375 | 458.2954 | 93.2916 | 88.9573 | 85.8453 | 81.8927 | 77.7703 | 74.6665 | 76.9384 | 0 | 0 | 0 | 0
Scenario 3: Aggressive Fuel Sub | SCE | Com | BldgEnv | Com - Health | Rate Impact Measure Test | Energy Efficiency | 481.5375 | 458.2954 | 93.2916 | 88.9573 | 85.8453 | 81.8927 | 77.7703 | 74.6665 | 76.9384 | 0 | 0 | 0 | 0
Scenario 3: Aggressive Fuel Sub | SCE | Com | BldgEnv | Com - Health | Total Resource Cost Test | Energy Efficiency | 9339.6815 | 8326.0014 | 928.1091 | 843.651 | 767.0313 | 689.8062 | 628.1516 | 589.8096 | 76.9384 | 0 | 0 | 0 | 0
Scenario 3: Aggressive Fuel Sub | SCE | Com | BldgEnv | Com - Lodging | Participant Cost Test | Energy Efficiency | 1353.009 | 1654.8212 | 2018.7449 | 2456.8356 | 2984.2587 | 3618.157 | 4376.5854 | 5050.9812 | 11.1202 | 0 | 0 | 0 | 0
Scenario 3: Aggressive Fuel Sub | SCE | Com | BldgEnv | Com - Lodging | Program Administrator Cost Test | Energy Efficiency | 28.1153 | 36.1972 | 46.1458 | 58.5272 | 75.6635 | 98.3477 | 123.9392 | 150.9339 | 2.7505 | 0 | 0 | 0 | 0
Scenario 3: Aggressive Fuel Sub | SCE | Com | BldgEnv | Com - Lodging | Rate Impact Measure Test | Energy Efficiency | 28.1153 | 36.1972 | 46.1458 | 58.5272 | 75.6635 | 98.3477 | 123.9392 | 150.9339 | 2.7505 | 0 | 0 | 0 | 0
Scenario 3: Aggressive Fuel Sub | SCE | Com | BldgEnv | Com - Lodging | Total Resource Cost Test | Energy Efficiency | 726.7632 | 884.0708 | 1072.8819 | 1299.057 | 1570.9861 | 1895.9923 | 2278.4397 | 2723.9527 | 2.7505 | 0 | 0 | 0 | 0
Scenario 3: Aggressive Fuel Sub | SCE | Com | BldgEnv | Com - Office (Large) | Participant Cost Test | Energy Efficiency | 26137.0308 | 26279.5168 | 26086.9469 | 25724.5857 | 25335.8561 | 24682.7333 | 23614.7069 | 22195.8855 | 12935.5789 | 0 | 0 | 0 | 0
Scenario 3: Aggressive Fuel Sub | SCE | Com | BldgEnv | Com - Office (Large) | Program Administrator Cost Test | Energy Efficiency | 954.3651 | 1021.5671 | 1080.8609 | 1140.4307 | 1218.5482 | 1301.419 | 1358.7739 | 1397.0443 | 1420.3789 | 0 | 0 | 0 | 0
Scenario 3: Aggressive Fuel Sub | SCE | Com | BldgEnv | Com - Office (Large) | Rate Impact Measure Test | Energy Efficiency | 954.3651 | 1021.5671 | 1080.8609 | 1140.4307 | 1218.5482 | 1301.419 | 1358.7739 | 1397.0443 | 1420.3789 | 0 | 0 | 0 | 0
Scenario 3: Aggressive Fuel Sub | SCE | Com | BldgEnv | Com - Office (Large) | Total Resource Cost Test | Energy Efficiency | 7472.1397 | 7704.1613 | 7884.1221 | 8061.5302 | 8295.1819 | 8512.2446 | 8639.3865 | 8744.6678 | 1420.3789 | 0 | 0 | 0 | 0
Scenario 3: Aggressive Fuel Sub | SCE | Com | BldgEnv | Com - Office (Small) | Participant Cost Test | Energy Efficiency | 982.3053 | 1006.1542 | 1017.9805 | 1017.6895 | 103.6398 | 10213.2945 | 863.7226 | 811.5405 | 590.6115 | 0 | 0 | 0 | 0
Scenario 3: Aggressive Fuel Sub | SCE | Com | BldgEnv | Com - Office (Small) | Program Administrator Cost Test | Energy Efficiency | 35.6777 | 39.0515 | 42.3208 | 45.5411 | 2.9428 | 577.0529 | 51.2918 | 53.5572 | 55.6779 | 0 | 0 | 0 | 0
Scenario 3: Aggressive Fuel Sub | SCE | Com | BldgEnv | Com - Office (Small) | Rate Impact Measure Test | Energy Efficiency | 35.6777 | 39.0515 | 42.3208 | 45.5411 | 2.9428 | 577.0529 | 51.2918 | 53.5572 | 55.6779 | 0 | 0 | 0 | 0
Scenario 3: Aggressive Fuel Sub | SCE | Com | BldgEnv | Com - Office (Small) | Total Resource Cost Test | Energy Efficiency | 163.8912 | 173.235 | 181.9797 | 190.2448 | 21.398 | 2158.1666 | 195.7614 | 201.4879 | 55.6779 | 0 | 0 | 0 | 0
Scenario 3: Aggressive Fuel Sub | SCE | Com | BldgEnv | Com - Other | Participant Cost Test | Energy Efficiency | 78774.0421 | 71416.984 | 61294.3119 | 49472.3632 | 37096.1123 | 25110.4983 | 14182.7932 | 8692.6149 | 5171.566 | 0 | 0 | 0 | 0
Scenario 3: Aggressive Fuel Sub | SCE | Com | BldgEnv | Com - Other | Program Administrator Cost Test | Energy Efficiency | 894.0995 | 886.6974 | 844.2391 | 776.9491 | 706.3551 | 630.7052 | 547.491 | 514.1805 | 537.7073 | 0 | 0 | 0 | 0
Scenario 3: Aggressive Fuel Sub | SCE | Com | BldgEnv | Com - Other | Rate Impact Measure Test | Energy Efficiency | 894.0995 | 886.6974 | 844.2391 | 776.9491 | 706.3551 | 630.7052 | 547.491 | 514.1805 | 537.7073 | 0 | 0 | 0 | 0
Scenario 3: Aggressive Fuel Sub | SCE | Com | BldgEnv | Com - Other | Total Resource Cost Test | Energy Efficiency | 28627.8334 | 25679.3794 | 21809.1884 | 17433.41 | 12987.6595 | 8802.3528 | 5106.9052 | 3429.2045 | 537.7073 | 0 | 0 | 0 | 0
Scenario 3: Aggressive Fuel Sub | SCE | Com | BldgEnv | Com - Refrig. Warehouse | Participant Cost Test | Energy Efficiency | 282.8533 | 27.1568 | 27.1807 | 26.3307 | 25.6849 | 25.0078 | 24.1233 | 22.6136 | 18.9035 | 0 | 0 | 0 | 0
Scenario 3: Aggressive Fuel Sub | SCE | Com | BldgEnv | Com - Refrig. Warehouse | Program Administrator Cost Test | Energy Efficiency | 9.8324 | 1.0039 | 1.0788 | 1.129 | 1.2087 | 1.31 | 1.409 | 1.4805 | 1.5631 | 0 | 0 | 0 | 0
Scenario 3: Aggressive Fuel Sub | SCE | Com | BldgEnv | Com - Refrig. Warehouse | Rate Impact Measure Test | Energy Efficiency | 9.8324 | 1.0039 | 1.0788 | 1.129 | 1.2087 | 1.31 | 1.409 | 1.4805 | 1.5631 | 0 | 0 | 0 | 0
Scenario 3: Aggressive Fuel Sub | SCE | Com | BldgEnv | Com - Refrig. Warehouse | Total Resource Cost Test | Energy Efficiency | 24.3589 | 2.4608 | 2.5968 | 2.6717 | 2.8012 | 2.968 | 3.1421 | 3.2751 | 1.5631 | 0 | 0 | 0 | 0
Scenario 3: Aggressive Fuel Sub | SCE | Com | BldgEnv | Com - Restaurant | Participant Cost Test | Energy Efficiency | 0 | 0 | 0 | 0 | 0 | 0 | 0 | 0 | 0 | 0 | 0 | 0 | 0
Scenario 3: Aggressive Fuel Sub | SCE | Com | BldgEnv | Com - Restaurant | Program Administrator Cost Test | Energy Efficiency | 0 | 0 | 0 | 0 | 0 | 0 | 0 | 0 | 0 | 0 | 0 | 0 | 0
Scenario 3: Aggressive Fuel Sub | SCE | Com | BldgEnv | Com - Restaurant | Rate Impact Measure Test | Energy Efficiency | 0 | 0 | 0 | 0 | 0 | 0 | 0 | 0 | 0 | 0 | 0 | 0 | 0
Scenario 3: Aggressive Fuel Sub | SCE | Com | BldgEnv | Com - Restaurant | Total Resource Cost Test | Energy Efficiency | 0 | 0 | 0 | 0 | 0 | 0 | 0 | 0 | 0 | 0 | 0 | 0 | 0
Scenario 3: Aggressive Fuel Sub | SCE | Com | BldgEnv | Com - Retail | Participant Cost Test | Energy Efficiency | 3276.2267 | 3357.7728 | 3377.2935 | 3383.5565 | 3373.595 | 3297.268 | 3162.958 | 2989.1633 | 1642.5107 | 0 | 0 | 0 | 0
Scenario 3: Aggressive Fuel Sub | SCE | Com | BldgEnv | Com - Retail | Program Administrator Cost Test | Energy Efficiency | 93.1828 | 101.6162 | 108.7859 | 116.4347 | 125.7253 | 134.3452 | 140.1105 | 144.2645 | 146.5653 | 0 | 0 | 0 | 0
Scenario 3: Aggressive Fuel Sub | SCE | Com | BldgEnv | Com - Retail | Rate Impact Measure Test | Energy Efficiency | 93.1828 | 101.6162 | 108.7859 | 116.4347 | 125.7253 | 134.3452 | 140.1105 | 144.2645 | 146.5653 | 0 | 0 | 0 | 0
Scenario 3: Aggressive Fuel Sub | SCE | Com | BldgEnv | Com - Retail | Total Resource Cost Test | Energy Efficiency | 1026.6919 | 1074.5158 | 1109.5519 | 1147.379 | 1189.0856 | 1217.2251 | 1231.4556 | 1246.5632 | 146.5653 | 0 | 0 | 0 | 0
Scenario 3: Aggressive Fuel Sub | SCE | Com | BldgEnv | Com - School | Participant Cost Test | Energy Efficiency | 1505.5992 | 1522.0073 | 1526.4642 | 1510.6258 | 1472.0841 | 1423.5777 | 1350.1623 | 1255.1571 | 870.5239 | 0 | 0 | 0 | 0
Scenario 3: Aggressive Fuel Sub | SCE | Com | BldgEnv | Com - School | Program Administrator Cost Test | Energy Efficiency | 52.9459 | 57.1466 | 61.3211 | 65.2108 | 69.2667 | 73.8913 | 77.0738 | 79.323 | 81.5716 | 0 | 0 | 0 | 0
Scenario 3: Aggressive Fuel Sub | SCE | Com | BldgEnv | Com - School | Rate Impact Measure Test | Energy Efficiency | 52.9459 | 57.1466 | 61.3211 | 65.2108 | 69.2667 | 73.8913 | 77.0738 | 79.323 | 81.5716 | 0 | 0 | 0 | 0
Scenario 3: Aggressive Fuel Sub | SCE | Com | BldgEnv | Com - School | Total Resource Cost Test | Energy Efficiency | 285.7598 | 297.3321 | 308.7462 | 318.5426 | 326.6831 | 335.7064 | 341.0399 | 345.8548 | 81.5716 | 0 | 0 | 0 | 0
Scenario 3: Aggressive Fuel Sub | SCE | Com | BldgEnv | Com - Warehouse | Participant Cost Test | Energy Efficiency | 16264.1715 | 18661.8773 | 21017.6813 | 23274.4735 | 25294.8398 | 26835.1953 | 27770.0089 | 26511.5193 | 1484.5693 | 0 | 0 | 0 | 0
Scenario 3: Aggressive Fuel Sub | SCE | Com | BldgEnv | Com - Warehouse | Program Administrator Cost Test | Energy Efficiency | 300.2877 | 359.8647 | 420.6789 | 484.0252 | 558.7146 | 633.3976 | 683.5013 | 701.4045 | 148.502 | 0 | 0 | 0 | 0
Scenario 3: Aggressive Fuel Sub | SCE | Com | BldgEnv | Com - Warehouse | Rate Impact Measure Test | Energy Efficiency | 300.2877 | 359.8647 | 420.6789 | 484.0252 | 558.7146 | 633.3976 | 683.5013 | 701.4045 | 148.502 | 0 | 0 | 0 | 0
Scenario 3: Aggressive Fuel Sub | SCE | Com | BldgEnv | Com - Warehouse | Total Resource Cost Test | Energy Efficiency | 5690.936 | 6508.5995 | 7307.0446 | 8062.7395 | 8739.1258 | 9249.6255 | 9532.3413 | 9559.8885 | 148.502 | 0 | 0 | 0 | 0
Scenario 3: Aggressive Fuel Sub | SCE | Com | ComRefrig | Com - College | Participant Cost Test | Energy Efficiency | 3031.2643 | 1956.1758 | 1140.5886 | 580.7444 | 227.1068 | 94.0458 | 11691.5219 | 13661.6088 | 11436.9865 | 9190.381 | 6966.0292 | 4802.8748 | 2478.7065
Scenario 3: Aggressive Fuel Sub | SCE | Com | ComRefrig | Com - College | Program Administrator Cost Test | Energy Efficiency | 886.0277 | 622.1166 | 395.5874 | 219.6378 | 92.6758 | 42.8839 | 6443.9808 | 8694.5143 | 8612.7413 | 8480.9782 | 8434.0149 | 8514.2239 | 8451.2922
Scenario 3: Aggressive Fuel Sub | SCE | Com | ComRefrig | Com - College | Rate Impact Measure Test | Energy Efficiency | 886.0277 | 622.1166 | 395.5874 | 219.6378 | 92.6758 | 42.8839 | 6443.9808 | 8694.5143 | 8612.7413 | 8480.9782 | 8434.0149 | 8514.2239 | 8451.2922
Scenario 3: Aggressive Fuel Sub | SCE | Com | ComRefrig | Com - College | Total Resource Cost Test | Energy Efficiency | 886.0277 | 622.1166 | 395.5874 | 219.6378 | 92.6758 | 42.8839 | 6443.9808 | 8694.5143 | 8612.7413 | 8480.9782 | 8434.0149 | 8514.2239 | 8451.2922
Scenario 3: Aggressive Fuel Sub | SCE | Com | ComRefrig | Com - Grocery | Participant Cost Test | Energy Efficiency | 4316786.7304 | 2337970.8437 | 974945.8582 | 376457.5727 | 112217.7478 | 0 | 0 | 0 | 0 | 0 | 0 | 0 | 0
Scenario 3: Aggressive Fuel Sub | SCE | Com | ComRefrig | Com - Grocery | Program Administrator Cost Test | Energy Efficiency | 1254370.6794 | 734732.1211 | 327456.19 | 135735.7016 | 45129.7552 | 0 | 0 | 0 | 0 | 0 | 0 | 0 | 0
Scenario 3: Aggressive Fuel Sub | SCE | Com | ComRefrig | Com - Grocery | Rate Impact Measure Test | Energy Efficiency | 1254370.6794 | 734732.1211 | 327456.19 | 135735.7016 | 45129.7552 | 0 | 0 | 0 | 0 | 0 | 0 | 0 | 0
Scenario 3: Aggressive Fuel Sub | SCE | Com | ComRefrig | Com - Grocery | Total Resource Cost Test | Energy Efficiency | 1254370.6794 | 734732.1211 | 327456.19 | 135735.7016 | 45129.7552 | 0 | 0 | 0 | 0 | 0 | 0 | 0 | 0
Scenario 3: Aggressive Fuel Sub | SCE | Com | ComRefrig | Com - Health | Participant Cost Test | Energy Efficiency | 0 | 0 | 0 | 0 | 0 | 0 | 77774.4599 | 94264.6277 | 78489.3541 | 62499.4784 | 46761.5761 | 31712.2609 | 16457.0153
Scenario 3: Aggressive Fuel Sub | SCE | Com | ComRefrig | Com - Health | Program Administrator Cost Test | Energy Efficiency | 0 | 0 | 0 | 0 | 0 | 0 | 42872.796 | 59991.8478 | 59107.2219 | 57675.1618 | 56615.8739 | 56217.4328 | 56111.1391
Scenario 3: Aggressive Fuel Sub | SCE | Com | ComRefrig | Com - Health | Rate Impact Measure Test | Energy Efficiency | 0 | 0 | 0 | 0 | 0 | 0 | 42872.796 | 59991.8478 | 59107.2219 | 57675.1618 | 56615.8739 | 56217.4328 | 56111.1391
Scenario 3: Aggressive Fuel Sub | SCE | Com | ComRefrig | Com - Health | Total Resource Cost Test | Energy Efficiency | 0 | 0 | 0 | 0 | 0 | 0 | 42872.796 | 59991.8478 | 59107.2219 | 57675.1618 | 56615.8739 | 56217.4328 | 56111.1391
Scenario 3: Aggressive Fuel Sub | SCE | Com | ComRefrig | Com - Refrig. Warehouse | Participant Cost Test | Energy Efficiency | 7211.0305 | 5026.8483 | 3174.4274 | 1798.8093 | 879.0823 | 312.295 | 127.2771 | 26.4163 | 0 | 0 | 0 | 0 | 0
Scenario 3: Aggressive Fuel Sub | SCE | Com | ComRefrig | Com - Refrig. Warehouse | Program Administrator Cost Test | Energy Efficiency | 2116.3009 | 1607.4245 | 1109.6323 | 689.5827 | 371.6595 | 143.2205 | 65.8454 | 15.6037 | 0 | 0 | 0 | 0 | 0
Scenario 3: Aggressive Fuel Sub | SCE | Com | ComRefrig | Com - Refrig. Warehouse | Rate Impact Measure Test | Energy Efficiency | 2116.3009 | 1607.4245 | 1109.6323 | 689.5827 | 371.6595 | 143.2205 | 65.8454 | 15.6037 | 0 | 0 | 0 | 0 | 0
Scenario 3: Aggressive Fuel Sub | SCE | Com | ComRefrig | Com - Refrig. Warehouse | Total Resource Cost Test | Energy Efficiency | 2116.3009 | 1607.4245 | 1109.6323 | 689.5827 | 371.6595 | 143.2205 | 65.8454 | 15.6037 | 0 | 0 | 0 | 0 | 0
Scenario 3: Aggressive Fuel Sub | SCE | Com | ComRefrig | Com - Restaurant | Participant Cost Test | Energy Efficiency | 173668.1298 | 93660.9484 | 38885.5641 | 14424.4087 | 4137.4037 | 0 | 0 | 0 | 0 | 0 | 0 | 0 | 0
Scenario 3: Aggressive Fuel Sub | SCE | Com | ComRefrig | Com - Restaurant | Program Administrator Cost Test | Energy Efficiency | 50516.4061 | 29482.5901 | 13098.1736 | 5200.8709 | 1663.9081 | 0 | 0 | 0 | 0 | 0 | 0 | 0 | 0
Scenario 3: Aggressive Fuel Sub | SCE | Com | ComRefrig | Com - Restaurant | Rate Impact Measure Test | Energy Efficiency | 50516.4061 | 29482.5901 | 13098.1736 | 5200.8709 | 1663.9081 | 0 | 0 | 0 | 0 | 0 | 0 | 0 | 0
Scenario 3: Aggressive Fuel Sub | SCE | Com | ComRefrig | Com - Restaurant | Total Resource Cost Test | Energy Efficiency | 50516.4061 | 29482.5901 | 13098.1736 | 5200.8709 | 1663.9081 | 0 | 0 | 0 | 0 | 0 | 0 | 0 | 0
Scenario 3: Aggressive Fuel Sub | SCE | Com | ComRefrig | Com - Retail | Participant Cost Test | Energy Efficiency | 2091720.4345 | 1159464.0975 | 513748.1591 | 189340.7654 | 64427.8478 | 0 | 0 | 0 | 0 | 0 | 0 | 0 | 0
Scenario 3: Aggressive Fuel Sub | SCE | Com | ComRefrig | Com - Retail | Program Administrator Cost Test | Energy Efficiency | 608306.0667 | 365114.057 | 173842.2979 | 68268.7864 | 25910.4558 | 0 | 0 | 0 | 0 | 0 | 0 | 0 | 0
Scenario 3: Aggressive Fuel Sub | SCE | Com | ComRefrig | Com - Retail | Rate Impact Measure Test | Energy Efficiency | 608306.0667 | 365114.057 | 173842.2979 | 68268.7864 | 25910.4558 | 0 | 0 | 0 | 0 | 0 | 0 | 0 | 0
Scenario 3: Aggressive Fuel Sub | SCE | Com | ComRefrig | Com - Retail | Total Resource Cost Test | Energy Efficiency | 608306.0667 | 365114.057 | 173842.2979 | 68268.7864 | 25910.4558 | 0 | 0 | 0 | 0 | 0 | 0 | 0 | 0
Scenario 3: Aggressive Fuel Sub | SCE | Com | ComRefrig | Com - School | Participant Cost Test | Energy Efficiency | 578.5949 | 74.8894 | 0 | 0 | 0 | 0 | 0 | 0 | 0 | 0 | 0 | 0 | 0
Scenario 3: Aggressive Fuel Sub | SCE | Com | ComRefrig | Com - School | Program Administrator Cost Test | Energy Efficiency | 159.9779 | 22.5052 | 0 | 0 | 0 | 0 | 0 | 0 | 0 | 0 | 0 | 0 | 0
Scenario 3: Aggressive Fuel Sub | SCE | Com | ComRefrig | Com - School | Rate Impact Measure Test | Energy Efficiency | 159.9779 | 22.5052 | 0 | 0 | 0 | 0 | 0 | 0 | 0 | 0 | 0 | 0 | 0
Scenario 3: Aggressive Fuel Sub | SCE | Com | ComRefrig | Com - School | Total Resource Cost Test | Energy Efficiency | 159.9779 | 22.5052 | 0 | 0 | 0 | 0 | 0 | 0 | 0 | 0 | 0 | 0 | 0
Scenario 3: Aggressive Fuel Sub | SCE | Com | FoodServ | Com - College | Participant Cost Test | Energy Efficiency | 48148.5728 | 74137.0659 | 80005.0333 | 79974.1854 | 80930.8649 | 79928.0735 | 75486.8168 | 68852.8074 | 66676.1325 | 59632.634 | 49225.9706 | 39233.7304 | 26304.2701
Scenario 3: Aggressive Fuel Sub | SCE | Com | FoodServ | Com - College | Participant Cost Test | Fuel Substitution | 527.0766 | 602.5202 | 673.7047 | 744.8923 | 814.5593 | 882.9039 | 950.0715 | 1016.1841 | 1083.2832 | 1148.4204 | 1209.0581 | 1264.5421 | 1311.842
Scenario 3: Aggressive Fuel Sub | SCE | Com | FoodServ | Com - College | Program Administrator Cost Test | Energy Efficiency | 11677.5279 | 19518.7601 | 22980.303 | 25207.5136 | 27545.0133 | 30306.2527 | 32191.397 | 33102.8081 | 36946.6115 | 39019.8041 | 39813.0417 | 41869.3114 | 42386.0732
Scenario 3: Aggressive Fuel Sub | SCE | Com | FoodServ | Com - College | Program Administrator Cost Test | Fuel Substitution | 6715.7381 | 7995.2367 | 9376.156 | 10874.4578 | 12502.9645 | 14276.4639 | 16216.1573 | 18338.569 | 20690.1826 | 23265.3376 | 26064.8405 | 29108.0295 | 32397.0907
Scenario 3: Aggressive Fuel Sub | SCE | Com | FoodServ | Com - College | Rate Impact Measure Test | Energy Efficiency | 11677.5279 | 19518.7601 | 22980.303 | 25207.5136 | 27545.0133 | 30306.2527 | 32191.397 | 33102.8081 | 36946.6115 | 39019.8041 | 39813.0417 | 41869.3114 | 42386.0732
Scenario 3: Aggressive Fuel Sub | SCE | Com | FoodServ | Com - College | Rate Impact Measure Test | Fuel Substitution | 9109.5293 | 10655.9263 | 12139.3121 | 13670.9229 | 15284.679 | 16989.7404 | 18805.0324 | 20742.6914 | 22848.1599 | 25116.2712 | 27549.0859 | 30158.761 | 32956.608
Scenario 3: Aggressive Fuel Sub | SCE | Com | FoodServ | Com - College | Total Resource Cost Test | Energy Efficiency | 11677.5279 | 19518.7601 | 22980.303 | 25207.5136 | 27545.0133 | 30306.2527 | 32191.397 | 33102.8081 | 36946.6115 | 39019.8041 | 39813.0417 | 41869.3114 | 42386.0732
Scenario 3: Aggressive Fuel Sub | SCE | Com | FoodServ | Com - College | Total Resource Cost Test | Fuel Substitution | 6715.7381 | 7995.2367 | 9376.156 | 10874.4578 | 12502.9645 | 14276.4639 | 16216.1573 | 18338.569 | 20690.1826 | 23265.3376 | 26064.8405 | 29108.0295 | 32397.0907
Scenario 3: Aggressive Fuel Sub | SCE | Com | FoodServ | Com - Grocery | Participant Cost Test | Energy Efficiency | 214175.4152 | 432676.8164 | 484948.2566 | 477975.8866 | 502028.8032 | 495175.6934 | 459093.6312 | 419213.2219 | 417826.8966 | 385107.1576 | 319163.159 | 246086.4573 | 166101.3812
Scenario 3: Aggressive Fuel Sub | SCE | Com | FoodServ | Com - Grocery | Participant Cost Test | Fuel Substitution | 5393.1237 | 6064.2364 | 6700.3378 | 7322.3964 | 7926.2361 | 8517.1034 | 9102.1791 | 9682.8215 | 10269.903 | 10841.4039 | 11389.0316 | 11906.9897 | 12382.8851
Scenario 3: Aggressive Fuel Sub | SCE | Com | FoodServ | Com - Grocery | Program Administrator Cost Test | Energy Efficiency | 51944.2061 | 113915.1338 | 139336.7922 | 150845.1757 | 169448.2194 | 184876.8072 | 193009.0429 | 198908.2324 | 229071.4799 | 249412.6482 | 255267.7868 | 259059.0354 | 262781.0905
Scenario 3: Aggressive Fuel Sub | SCE | Com | FoodServ | Com - Grocery | Program Administrator Cost Test | Fuel Substitution | 70085.0688 | 82600.1993 | 95949.1646 | 110261.1861 | 125653.6003 | 142295.0376 | 160433.221 | 180193.6911 | 201925.2691 | 225521.6175 | 251084.2677 | 278709.8027 | 308501.6953
Scenario 3: Aggressive Fuel Sub | SCE | Com | FoodServ | Com - Grocery | Rate Impact Measure Test | Energy Efficiency | 51944.2061 | 113915.1338 | 139336.7922 | 150845.1757 | 169448.2194 | 184876.8072 | 193009.0429 | 198908.2324 | 229071.4799 | 249412.6482 | 255267.7868 | 259059.0354 | 262781.0905
Scenario 3: Aggressive Fuel Sub | SCE | Com | FoodServ | Com - Grocery | Rate Impact Measure Test | Fuel Substitution | 94655.9575 | 109592.5253 | 123681.0732 | 138020.9389 | 152972.3728 | 168667.5479 | 185352.0558 | 203118.1596 | 222326.2327 | 242876.1486 | 264893.8631 | 288409.3429 | 313631.548
Scenario 3: Aggressive Fuel Sub | SCE | Com | FoodServ | Com - Grocery | Total Resource Cost Test | Energy Efficiency | 51944.2061 | 113915.1338 | 139336.7922 | 150845.1757 | 169448.2194 | 184876.8072 | 193009.0429 | 198908.2324 | 229071.4799 | 249412.6482 | 255267.7868 | 259059.0354 | 262781.0905
Scenario 3: Aggressive Fuel Sub | SCE | Com | FoodServ | Com - Grocery | Total Resource Cost Test | Fuel Substitution | 70085.0688 | 82600.1993 | 95949.1646 | 110261.1861 | 125653.6003 | 142295.0376 | 160433.221 | 180193.6911 | 201925.2691 | 225521.6175 | 251084.2677 | 278709.8027 | 308501.6953
Scenario 3: Aggressive Fuel Sub | SCE | Com | FoodServ | Com - Health | Participant Cost Test | Energy Efficiency | 147601.555 | 212893.5552 | 231030.2806 | 223849.6307 | 224580.0856 | 215396.0828 | 201772.3137 | 182388.9353 | 168583.6717 | 146031.3271 | 117676.9086 | 90967.3022 | 61776.4934
Scenario 3: Aggressive Fuel Sub | SCE | Com | FoodServ | Com - Health | Participant Cost Test | Fuel Substitution | 1572.5209 | 1798.8955 | 2010.5531 | 2221.2441 | 2425.8998 | 2626.1983 | 2824.0855 | 3024.5065 | 3223.4192 | 3411.4468 | 3582.866 | 3735.6974 | 3861.0214
Scenario 3: Aggressive Fuel Sub | SCE | Com | FoodServ | Com - Health | Program Administrator Cost Test | Energy Efficiency | 35797.9723 | 56043.737 | 66325.6883 | 70507.4776 | 77252.8838 | 82717.5491 | 87103.0503 | 88737.7789 | 94386.1883 | 96564.5532 | 96272.8047 | 98344.0596 | 101235.8584
Scenario 3: Aggressive Fuel Sub | SCE | Com | FoodServ | Com - Health | Program Administrator Cost Test | Fuel Substitution | 19698.5096 | 23419.9558 | 27422.3432 | 31741.4901 | 36416.0228 | 41505.2254 | 47078.6558 | 53247.355 | 60048.1207 | 67456.8066 | 75500.6755 | 84243.8677 | 93732.5106
Scenario 3: Aggressive Fuel Sub | SCE | Com | FoodServ | Com - Health | Rate Impact Measure Test | Energy Efficiency | 35797.9723 | 56043.737 | 66325.6883 | 70507.4776 | 77252.8838 | 82717.5491 | 87103.0503 | 88737.7789 | 94386.1883 | 96564.5532 | 96272.8047 | 98344.0596 | 101235.8584
Scenario 3: Aggressive Fuel Sub | SCE | Com | FoodServ | Com - Health | Rate Impact Measure Test | Fuel Substitution | 26263.1113 | 30695.624 | 34958.7779 | 39344.8334 | 43955.1623 | 48837.9936 | 54054.7894 | 59709.0219 | 65832.9729 | 72405.0257 | 79457.6295 | 87036.8971 | 95216.6509
Scenario 3: Aggressive Fuel Sub | SCE | Com | FoodServ | Com - Health | Total Resource Cost Test | Energy Efficiency | 35797.9723 | 56043.737 | 66325.6883 | 70507.4776 | 77252.8838 | 82717.5491 | 87103.0503 | 88737.7789 | 94386.1883 | 96564.5532 | 96272.8047 | 98344.0596 | 101235.8584
Scenario 3: Aggressive Fuel Sub | SCE | Com | FoodServ | Com - Health | Total Resource Cost Test | Fuel Substitution | 19698.5096 | 23419.9558 | 27422.3432 | 31741.4901 | 36416.0228 | 41505.2254 | 47078.6558 | 53247.355 | 60048.1207 | 67456.8066 | 75500.6755 | 84243.8677 | 93732.5106
Scenario 3: Aggressive Fuel Sub | SCE | Com | FoodServ | Com - Lodging | Participant Cost Test | Energy Efficiency | 124923.7725 | 363821.4412 | 447870.6111 | 440959.8542 | 439228.6892 | 423809.6266 | 392108.0999 | 355535.0977 | 317410.3986 | 273364.7899 | 223425.9154 | 169386.453 | 111088.7761
Scenario 3: Aggressive Fuel Sub | SCE | Com | FoodServ | Com - Lodging | Participant Cost Test | Fuel Substitution | 1441.9385 | 1633.4062 | 1814.4471 | 1992.9884 | 2167.5835 | 2339.3817 | 2509.7295 | 2680.984 | 2851.152 | 3015.0371 | 3169.6119 | 3312.7403 | 3439.6749
Scenario 3: Aggressive Fuel Sub | SCE | Com | FoodServ | Com - Lodging | Program Administrator Cost Test | Energy Efficiency | 30297.9041 | 94308.4981 | 125622.3279 | 135021.8968 | 147911.4806 | 159696.0676 | 166799.4153 | 171103.2797 | 176300.0867 | 179921.0309 | 182940.5074 | 184794.8629 | 186550.3141
Scenario 3: Aggressive Fuel Sub | SCE | Com | FoodServ | Com - Lodging | Program Administrator Cost Test | Fuel Substitution | 18589.817 | 22006.8204 | 25668.6737 | 29608.6922 | 33875.0289 | 38514.3468 | 43572.8946 | 49132.0709 | 55223.6511 | 61847.1043 | 69034.7168 | 76816.5733 | 85236.0032
Scenario 3: Aggressive Fuel Sub | SCE | Com | FoodServ | Com - Lodging | Rate Impact Measure Test | Energy Efficiency | 30297.9041 | 94308.4981 | 125622.3279 | 135021.8968 | 147911.4806 | 159696.0676 | 166799.4153 | 171103.2797 | 176300.0867 | 179921.0309 | 182940.5074 | 184794.8629 | 186550.3141
Scenario 3: Aggressive Fuel Sub | SCE | Com | FoodServ | Com - Lodging | Rate Impact Measure Test | Fuel Substitution | 25174.3462 | 29276.0302 | 33170.3025 | 37150.5072 | 41330.6202 | 45744.9307 | 50430.1034 | 55464.9819 | 60877.2173 | 66670.7713 | 72883.7278 | 79527.5905 | 86673.5988
Scenario 3: Aggressive Fuel Sub | SCE | Com | FoodServ | Com - Lodging | Total Resource Cost Test | Energy Efficiency | 30297.9041 | 94308.4981 | 125622.3279 | 135021.8968 | 147911.4806 | 159696.0676 | 166799.4153 | 171103.2797 | 176300.0867 | 179921.0309 | 182940.5074 | 184794.8629 | 186550.3141
Scenario 3: Aggressive Fuel Sub | SCE | Com | FoodServ | Com - Lodging | Total Resource Cost Test | Fuel Substitution | 18589.817 | 22006.8204 | 25668.6737 | 29608.6922 | 33875.0289 | 38514.3468 | 43572.8946 | 49132.0709 | 55223.6511 | 61847.1043 | 69034.7168 | 76816.5733 | 85236.0032
Scenario 3: Aggressive Fuel Sub | SCE | Com | FoodServ | Com - Office (Large) | Participant Cost Test | Energy Efficiency | 0 | 15989.9703 | 27886.9048 | 27770.0032 | 25916.6284 | 23936.3559 | 21747.9802 | 19435.1614 | 16894.9963 | 14184.0309 | 11335.5135 | 8266.7309 | 4989.1784
Scenario 3: Aggressive Fuel Sub | SCE | Com | FoodServ | Com - Office (Large) | Program Administrator Cost Test | Energy Efficiency | 0 | 3720.8117 | 6838.9774 | 7171.6379 | 7604.5782 | 8057.3428 | 8363.1455 | 8561.7912 | 8714.8906 | 8818.4685 | 8979.0865 | 9065.6454 | 9158.3601
Scenario 3: Aggressive Fuel Sub | SCE | Com | FoodServ | Com - Office (Large) | Rate Impact Measure Test | Energy Efficiency | 0 | 3720.8117 | 6838.9774 | 7171.6379 | 7604.5782 | 8057.3428 | 8363.1455 | 8561.7912 | 8714.8906 | 8818.4685 | 8979.0865 | 9065.6454 | 9158.3601
Scenario 3: Aggressive Fuel Sub | SCE | Com | FoodServ | Com - Office (Large) | Total Resource Cost Test | Energy Efficiency | 0 | 3720.8117 | 6838.9774 | 7171.6379 | 7604.5782 | 8057.3428 | 8363.1455 | 8561.7912 | 8714.8906 | 8818.4685 | 8979.0865 | 9065.6454 | 9158.3601
Scenario 3: Aggressive Fuel Sub | SCE | Com | FoodServ | Com - Office (Small) | Participant Cost Test | Energy Efficiency | 0 | 4455.309 | 6626.9914 | 6667.188 | 3552.9468 | 25336.0786 | 5154.2724 | 4640.2536 | 4075.8622 | 3458.7753 | 2788.1587 | 2053.1738 | 1249.6153
Scenario 3: Aggressive Fuel Sub | SCE | Com | FoodServ | Com - Office (Small) | Program Administrator Cost Test | Energy Efficiency | 0 | 1036.7352 | 1625.2017 | 1721.8096 | 1042.5223 | 8528.5109 | 1982.0659 | 2044.1756 | 2102.4387 | 2150.3832 | 2208.5562 | 2251.5969 | 2293.85
Scenario 3: Aggressive Fuel Sub | SCE | Com | FoodServ | Com - Office (Small) | Rate Impact Measure Test | Energy Efficiency | 0 | 1036.7352 | 1625.2017 | 1721.8096 | 1042.5223 | 8528.5109 | 1982.0659 | 2044.1756 | 2102.4387 | 2150.3832 | 2208.5562 | 2251.5969 | 2293.85
Scenario 3: Aggressive Fuel Sub | SCE | Com | FoodServ | Com - Office (Small) | Total Resource Cost Test | Energy Efficiency | 0 | 1036.7352 | 1625.2017 | 1721.8096 | 1042.5223 | 8528.5109 | 1982.0659 | 2044.1756 | 2102.4387 | 2150.3832 | 2208.5562 | 2251.5969 | 2293.85
Scenario 3: Aggressive Fuel Sub | SCE | Com | FoodServ | Com - Other | Participant Cost Test | Energy Efficiency | 209425.6035 | 1070623.3053 | 1276303.9381 | 1253732.5759 | 1361097.47 | 1363403.6874 | 1264380.4391 | 1145594.7531 | 1054742.0693 | 930833.5371 | 766335.8821 | 588068.6712 | 396036.3645
Scenario 3: Aggressive Fuel Sub | SCE | Com | FoodServ | Com - Other | Participant Cost Test | Fuel Substitution | 5530.9222 | 6266.3655 | 6965.9591 | 7650.8188 | 8265.593 | 8964.1258 | 9606.7022 | 10243.8063 | 10861.5365 | 11454.2246 | 12014.2332 | 12536.3667 | 13018.9839
Scenario 3: Aggressive Fuel Sub | SCE | Com | FoodServ | Com - Other | Program Administrator Cost Test | Energy Efficiency | 50792.2288 | 286370.119 | 375956.8171 | 409092.1252 | 465189.9045 | 510187.3019 | 532938.3702 | 544758.3698 | 577264.1812 | 600520.9299 | 610294.0219 | 616241.9242 | 622574.4856
Scenario 3: Aggressive Fuel Sub | SCE | Com | FoodServ | Com - Other | Program Administrator Cost Test | Fuel Substitution | 74660.8745 | 88653.0515 | 103600.337 | 119635.4166 | 136031.4411 | 155445.6556 | 175633.4559 | 197565.4828 | 221240.9103 | 246768.6744 | 274250.8264 | 303792.0478 | 335800.2678
Scenario 3: Aggressive Fuel Sub | SCE | Com | FoodServ | Com - Other | Rate Impact Measure Test | Energy Efficiency | 50792.2288 | 286370.119 | 375956.8171 | 409092.1252 | 465189.9045 | 510187.3019 | 532938.3702 | 544758.3698 | 577264.1812 | 600520.9299 | 610294.0219 | 616241.9242 | 622574.4856
Scenario 3: Aggressive Fuel Sub | SCE | Com | FoodServ | Com - Other | Rate Impact Measure Test | Fuel Substitution | 106508.1922 | 124038.2987 | 140263.3345 | 156633.9336 | 172467.9605 | 191045.7942 | 209440.1848 | 228808.4246 | 249139.8797 | 270577.6116 | 293249.6664 | 317183.2606 | 342906.0429
Scenario 3: Aggressive Fuel Sub | SCE | Com | FoodServ | Com - Other | Total Resource Cost Test | Energy Efficiency | 50792.2288 | 286370.119 | 375956.8171 | 409092.1252 | 465189.9045 | 510187.3019 | 532938.3702 | 544758.3698 | 577264.1812 | 600520.9299 | 610294.0219 | 616241.9242 | 622574.4856
Scenario 3: Aggressive Fuel Sub | SCE | Com | FoodServ | Com - Other | Total Resource Cost Test | Fuel Substitution | 74660.8745 | 88653.0515 | 103600.337 | 119635.4166 | 136031.4411 | 155445.6556 | 175633.4559 | 197565.4828 | 221240.9103 | 246768.6744 | 274250.8264 | 303792.0478 | 335800.2678
Scenario 3: Aggressive Fuel Sub | SCE | Com | FoodServ | Com - Restaurant | Participant Cost Test | Energy Efficiency | 1095881.7441 | 2936330.7436 | 3433158.141 | 3376698.5491 | 3705022.5981 | 3731463.8389 | 3436997.7483 | 3111780.7738 | 2842388.4212 | 2485787.3069 | 2037472.1803 | 1549954.7425 | 1024533.5742
Scenario 3: Aggressive Fuel Sub | SCE | Com | FoodServ | Com - Restaurant | Participant Cost Test | Fuel Substitution | 23141.5456 | 26055.5815 | 28829.9866 | 31542.1337 | 34180.4679 | 36787.1698 | 39355.0545 | 41902.1235 | 44444.9916 | 46913.8532 | 49280.9467 | 51525.3773 | 53645.5976
Scenario 3: Aggressive Fuel Sub | SCE | Com | FoodServ | Com - Restaurant | Program Administrator Cost Test | Energy Efficiency | 265785.4408 | 773125.0594 | 986838.1463 | 1066842.2737 | 1220162.7459 | 1340016.1153 | 1390857.2846 | 1421953.5449 | 1499237.9121 | 1551508.0346 | 1576925.9032 | 1591030.9962 | 1605708.3292
Scenario 3: Aggressive Fuel Sub | SCE | Com | FoodServ | Com - Restaurant | Program Administrator Cost Test | Fuel Substitution | 306086.7313 | 361523.0744 | 420702.4307 | 484165.7409 | 552450.5585 | 626629.2004 | 707006.1758 | 794508.815 | 890029.617 | 993451.9443 | 1105248.1352 | 1225874.9968 | 1357013.9237
Scenario 3: Aggressive Fuel Sub | SCE | Com | FoodServ | Com - Restaurant | Rate Impact Measure Test | Energy Efficiency | 265785.4408 | 773125.0594 | 986838.1463 | 1066842.2737 | 1220162.7459 | 1340016.1153 | 1390857.2846 | 1421953.5449 | 1499237.9121 | 1551508.0346 | 1576925.9032 | 1591030.9962 | 1605708.3292
Scenario 3: Aggressive Fuel Sub | SCE | Com | FoodServ | Com - Restaurant | Rate Impact Measure Test | Fuel Substitution | 422722.9858 | 490164.4117 | 553259.2182 | 617241.4466 | 683748.0578 | 753732.0881 | 827311.5437 | 905379.5594 | 988811.1853 | 1077574.3682 | 1172250.3954 | 1272995.816 | 1381984.4929
Scenario 3: Aggressive Fuel Sub | SCE | Com | FoodServ | Com - Restaurant | Total Resource Cost Test | Energy Efficiency | 265785.4408 | 773125.0594 | 986838.1463 | 1066842.2737 | 1220162.7459 | 1340016.1153 | 1390857.2846 | 1421953.5449 | 1499237.9121 | 1551508.0346 | 1576925.9032 | 1591030.9962 | 1605708.3292
Scenario 3: Aggressive Fuel Sub | SCE | Com | FoodServ | Com - Restaurant | Total Resource Cost Test | Fuel Substitution | 306086.7313 | 361523.0744 | 420702.4307 | 484165.7409 | 552450.5585 | 626629.2004 | 707006.1758 | 794508.815 | 890029.617 | 993451.9443 | 1105248.1352 | 1225874.9968 | 1357013.9237
Scenario 3: Aggressive Fuel Sub | SCE | Com | FoodServ | Com - Retail | Participant Cost Test | Energy Efficiency | 67575.9007 | 86229.3791 | 93386.844 | 92559.9945 | 89657.9387 | 85160.6887 | 79219.5551 | 72664.0112 | 64740.9357 | 55711.0347 | 45808.6461 | 34722.5423 | 22594.2148
Scenario 3: Aggressive Fuel Sub | SCE | Com | FoodServ | Com - Retail | Program Administrator Cost Test | Energy Efficiency | 16389.2597 | 22171.5016 | 25747.4777 | 27665.1634 | 29936.2025 | 32121.421 | 33654.3259 | 34882.4826 | 35878.5028 | 36684.405 | 37631.389 | 38213.5055 | 38808.8466
Scenario 3: Aggressive Fuel Sub | SCE | Com | FoodServ | Com - Retail | Rate Impact Measure Test | Energy Efficiency | 16389.2597 | 22171.5016 | 25747.4777 | 27665.1634 | 29936.2025 | 32121.421 | 33654.3259 | 34882.4826 | 35878.5028 | 36684.405 | 37631.389 | 38213.5055 | 38808.8466
Scenario 3: Aggressive Fuel Sub | SCE | Com | FoodServ | Com - Retail | Total Resource Cost Test | Energy Efficiency | 16389.2597 | 22171.5016 | 25747.4777 | 27665.1634 | 29936.2025 | 32121.421 | 33654.3259 | 34882.4826 | 35878.5028 | 36684.405 | 37631.389 | 38213.5055 | 38808.8466
Scenario 3: Aggressive Fuel Sub | SCE | Com | FoodServ | Com - School | Participant Cost Test | Energy Efficiency | 190199.6286 | 412173.5965 | 491604.5705 | 477731.7446 | 464639.3653 | 441595.0287 | 402743.0101 | 360909.6577 | 322303.1293 | 277990.1447 | 225910.0675 | 171484.0286 | 113225.1856
Scenario 3: Aggressive Fuel Sub | SCE | Com | FoodServ | Com - School | Participant Cost Test | Fuel Substitution | 895.4169 | 1023.5797 | 1143.8947 | 1264.004 | 1381.3978 | 1496.9984 | 1610.1426 | 1723.9645 | 1838.7484 | 1948.8091 | 2051.2902 | 2144.6081 | 2224.0754
Scenario 3: Aggressive Fuel Sub | SCE | Com | FoodServ | Com - School | Program Administrator Cost Test | Energy Efficiency | 46129.3314 | 108483.148 | 141163.4114 | 150716.3741 | 161693.6423 | 171899.9426 | 176598.9752 | 178644.6865 | 183600.9922 | 187029.3544 | 188221.4629 | 188931.7204 | 188973.2343
Scenario 3: Aggressive Fuel Sub | SCE | Com | FoodServ | Com - School | Program Administrator Cost Test | Fuel Substitution | 11339.076 | 13495.3822 | 15819.2588 | 18337.6391 | 21075.1084 | 24066.2683 | 27330.9736 | 30933.354 | 34915.4958 | 39265.6211 | 44001.7246 | 49147.4013 | 54719.8296
Scenario 3: Aggressive Fuel Sub | SCE | Com | FoodServ | Com - School | Rate Impact Measure Test | Energy Efficiency | 46129.3314 | 108483.148 | 141163.4114 | 150716.3741 | 161693.6423 | 171899.9426 | 176598.9752 | 178644.6865 | 183600.9922 | 187029.3544 | 188221.4629 | 188931.7204 | 188973.2343
Scenario 3: Aggressive Fuel Sub | SCE | Com | FoodServ | Com - School | Rate Impact Measure Test | Fuel Substitution | 15293.9383 | 17892.2124 | 20385.7105 | 22958.4088 | 25671.0609 | 28550.5592 | 31609.5984 | 34907.4654 | 38482.4383 | 42325.1814 | 46455.568 | 50884.5414 | 55645.1378
Scenario 3: Aggressive Fuel Sub | SCE | Com | FoodServ | Com - School | Total Resource Cost Test | Energy Efficiency | 46129.3314 | 108483.148 | 141163.4114 | 150716.3741 | 161693.6423 | 171899.9426 | 176598.9752 | 178644.6865 | 183600.9922 | 187029.3544 | 188221.4629 | 188931.7204 | 188973.2343
Scenario 3: Aggressive Fuel Sub | SCE | Com | FoodServ | Com - School | Total Resource Cost Test | Fuel Substitution | 11339.076 | 13495.3822 | 15819.2588 | 18337.6391 | 21075.1084 | 24066.2683 | 27330.9736 | 30933.354 | 34915.4958 | 39265.6211 | 44001.7246 | 49147.4013 | 54719.8296
Scenario 3: Aggressive Fuel Sub | SCE | Com | HVAC | Com - College | Participant Cost Test | Energy Efficiency | 149890.6917 | 151788.8155 | 155410.6644 | 157900.2302 | 154253.1123 | 153080.4813 | 148885.4891 | 139808.4764 | 112118.9946 | 96407.52 | 78674.5427 | 60438.7101 | 35986.8343
Scenario 3: Aggressive Fuel Sub | SCE | Com | HVAC | Com - College | Participant Cost Test | Fuel Substitution | 34490.1272 | 33735.9412 | 32421.3717 | 30685.5447 | 28657.4811 | 0 | 0 | 0 | 0 | 0 | 0 | 0 | 0
Scenario 3: Aggressive Fuel Sub | SCE | Com | HVAC | Com - College | Program Administrator Cost Test | Energy Efficiency | 40594.8859 | 44312.4664 | 48847.6734 | 53640.4228 | 57676.0533 | 63502.9841 | 68428.1925 | 71598.0103 | 74514.9141 | 76824.309 | 79549.5796 | 84623.2344 | 86786.8276
Scenario 3: Aggressive Fuel Sub | SCE | Com | HVAC | Com - College | Program Administrator Cost Test | Fuel Substitution | 31276.8681 | 33251.2475 | 34930.0237 | 36378.2166 | 37739.9077 | 0 | 0 | 0 | 0 | 0 | 0 | 0 | 0
Scenario 3: Aggressive Fuel Sub | SCE | Com | HVAC | Com - College | Rate Impact Measure Test | Energy Efficiency | 40594.8859 | 44312.4664 | 48847.6734 | 53640.4228 | 57676.0533 | 63502.9841 | 68428.1925 | 71598.0103 | 74514.9141 | 76824.309 | 79549.5796 | 84623.2344 | 86786.8276
Scenario 3: Aggressive Fuel Sub | SCE | Com | HVAC | Com - College | Rate Impact Measure Test | Fuel Substitution | 31570.3848 | 33522.4538 | 35174.0107 | 36592.8202 | 37926.5387 | 0 | 0 | 0 | 0 | 0 | 0 | 0 | 0
Scenario 3: Aggressive Fuel Sub | SCE | Com | HVAC | Com - College | Total Resource Cost Test | Energy Efficiency | 50336.8299 | 54615.3477 | 60010.5895 | 65751.7671 | 70327.8741 | 77134.0174 | 82976.1061 | 86771.1545 | 74514.9141 | 76824.309 | 79549.5796 | 84623.2344 | 86786.8276
Scenario 3: Aggressive Fuel Sub | SCE | Com | HVAC | Com - College | Total Resource Cost Test | Fuel Substitution | 35233.0108 | 37252.3998 | 38932.5613 | 40350.3481 | 41642.2652 | 0 | 0 | 0 | 0 | 0 | 0 | 0 | 0
Scenario 3: Aggressive Fuel Sub | SCE | Com | HVAC | Com - Grocery | Participant Cost Test | Energy Efficiency | 487986.4669 | 733492.0711 | 794220.8346 | 822393.2818 | 841852.4031 | 847857.9612 | 838477.8919 | 814954.4827 | 729289.2475 | 664236.9899 | 580756.1614 | 473434.2462 | 340455.9416
Scenario 3: Aggressive Fuel Sub | SCE | Com | HVAC | Com - Grocery | Participant Cost Test | Fuel Substitution | 661277.6012 | 645308.1613 | 620600.4634 | 589970.3357 | 554775.1269 | 100239.7619 | 90564.7605 | 79754.1524 | 64743.1854 | 52811.911 | 40573.0037 | 28050.6235 | 15279.074
Scenario 3: Aggressive Fuel Sub | SCE | Com | HVAC | Com - Grocery | Program Administrator Cost Test | Energy Efficiency | 103246.2247 | 166893.3253 | 195783.3885 | 220628.7266 | 248973.1715 | 280194.8037 | 308668.4855 | 334696.8481 | 358860.4234 | 384267.0925 | 412049.6101 | 437701.6877 | 463902.0674
Scenario 3: Aggressive Fuel Sub | SCE | Com | HVAC | Com - Grocery | Program Administrator Cost Test | Fuel Substitution | 2081030.549 | 2163438.8505 | 2225628.1225 | 2275708.9589 | 2319724.3931 | 78251.4086 | 79842.1034 | 79826.5823 | 79375.6657 | 78604.04 | 77870.2332 | 76624.5619 | 75377.4849
Scenario 3: Aggressive Fuel Sub | SCE | Com | HVAC | Com - Grocery | Rate Impact Measure Test | Energy Efficiency | 103246.2247 | 166893.3253 | 195783.3885 | 220628.7266 | 248973.1715 | 280194.8037 | 308668.4855 | 334696.8481 | 358860.4234 | 384267.0925 | 412049.6101 | 437701.6877 | 463902.0674
Scenario 3: Aggressive Fuel Sub | SCE | Com | HVAC | Com - Grocery | Rate Impact Measure Test | Fuel Substitution | 2331596.1805 | 2392938.8744 | 2429410.2126 | 2452034.1821 | 2470521.988 | 78251.4086 | 79842.1034 | 79826.5823 | 79375.6657 | 78604.04 | 77870.2332 | 76624.5619 | 75377.4849
Scenario 3: Aggressive Fuel Sub | SCE | Com | HVAC | Com - Grocery | Total Resource Cost Test | Energy Efficiency | 117199.2681 | 188143.8216 | 219756.4354 | 246808.6466 | 277438.3897 | 310923.4406 | 341618.8783 | 369933.973 | 358860.4234 | 384267.0925 | 412049.6101 | 437701.6877 | 463902.0674
Scenario 3: Aggressive Fuel Sub | SCE | Com | HVAC | Com - Grocery | Total Resource Cost Test | Fuel Substitution | 2265468.2778 | 2345603.1103 | 2403650.27 | 2448583.0778 | 2486173.657 | 81859.6118 | 83420.0268 | 83347.757 | 79375.6657 | 78604.04 | 77870.2332 | 76624.5619 | 75377.4849
Scenario 3: Aggressive Fuel Sub | SCE | Com | HVAC | Com - Health | Participant Cost Test | Energy Efficiency | 242861.8453 | 243230.4255 | 592229.9015 | 678289.5051 | 765700.1759 | 778723.5646 | 769756.9026 | 740628.7311 | 238394.7747 | 124006.0659 | 99823.6521 | 74743.4508 | 47173.4886
Scenario 3: Aggressive Fuel Sub | SCE | Com | HVAC | Com - Health | Participant Cost Test | Fuel Substitution | 340582.1632 | 332347.4261 | 318905.8569 | 301714.4397 | 282229.8523 | 83432.5509 | 76197.5671 | 67776.8577 | 55064.0911 | 45236.8096 | 34978.1029 | 24328.0968 | 13321.1557
Scenario 3: Aggressive Fuel Sub | SCE | Com | HVAC | Com - Health | Program Administrator Cost Test | Energy Efficiency | 92678.5318 | 100683.4793 | 188084.4517 | 224455.5777 | 269159.721 | 301206.3966 | 327610.0924 | 347867.2466 | 183159.8588 | 144043.42 | 146035.299 | 149033.0935 | 152556.4395
Scenario 3: Aggressive Fuel Sub | SCE | Com | HVAC | Com - Health | Program Administrator Cost Test | Fuel Substitution | 542589.517 | 568198.0216 | 588460.6369 | 605124.9921 | 620494.1537 | 64744.4666 | 66738.7921 | 67345.5666 | 67506.5645 | 67326.8657 | 67129.4856 | 66453.1697 | 65715.62
Scenario 3: Aggressive Fuel Sub | SCE | Com | HVAC | Com - Health | Rate Impact Measure Test | Energy Efficiency | 92678.5318 | 100683.4793 | 188084.4517 | 224455.5777 | 269159.721 | 301206.3966 | 327610.0924 | 347867.2466 | 183159.8588 | 144043.42 | 146035.299 | 149033.0935 | 152556.4395
Scenario 3: Aggressive Fuel Sub | SCE | Com | HVAC | Com - Health | Rate Impact Measure Test | Fuel Substitution | 578069.6715 | 600466.0007 | 616745.4106 | 629125.2427 | 640587.9251 | 64744.4666 | 66738.7921 | 67345.5666 | 67506.5645 | 67326.8657 | 67129.4856 | 66453.1697 | 65715.62
Scenario 3: Aggressive Fuel Sub | SCE | Com | HVAC | Com - Health | Total Resource Cost Test | Energy Efficiency | 100338.6749 | 108677.1749 | 210871.5383 | 252277.6984 | 302666.8376 | 337783.3716 | 367022.7419 | 389633.2645 | 183159.8588 | 144043.42 | 146035.299 | 149033.0935 | 152556.4395
Scenario 3: Aggressive Fuel Sub | SCE | Com | HVAC | Com - Health | Total Resource Cost Test | Fuel Substitution | 598642.611 | 623982.3894 | 643396.6836 | 658861.2512 | 672807.8247 | 68222.4382 | 70222.9956 | 70806.3687 | 67506.5645 | 67326.8657 | 67129.4856 | 66453.1697 | 65715.62
Scenario 3: Aggressive Fuel Sub | SCE | Com | HVAC | Com - Lodging | Participant Cost Test | Energy Efficiency | 619526.1263 | 662523.5444 | 697467.2894 | 918482.3313 | 1051728.9279 | 1147090.6421 | 1151978.0592 | 1138267.0924 | 271799.689 | 68446.5424 | 55961.7588 | 42096.044 | 26821.3485
Scenario 3: Aggressive Fuel Sub | SCE | Com | HVAC | Com - Lodging | Participant Cost Test | Fuel Substitution | 371062.9533 | 284997.4587 | 273828.0052 | 262489.9685 | 223945.9237 | 37771.3848 | 34411.698 | 30606.5505 | 23014.5335 | 18800.9609 | 14461.9983 | 10009.3258 | 5457.3259
Scenario 3: Aggressive Fuel Sub | SCE | Com | HVAC | Com - Lodging | Program Administrator Cost Test | Energy Efficiency | 131673.2615 | 149971.8055 | 168672.8407 | 229512.0724 | 281788.092 | 334821.5238 | 367885.0522 | 396846.7665 | 156996.0842 | 78060.856 | 80061.005 | 81518.3745 | 82932.6655
Scenario 3: Aggressive Fuel Sub | SCE | Com | HVAC | Com - Lodging | Program Administrator Cost Test | Fuel Substitution | 356957.2738 | 371766.8864 | 383108.7195 | 392207.0929 | 400254.5834 | 27684.1981 | 28314.9285 | 28369.7843 | 28215.1211 | 27982.0023 | 27755.4181 | 27341.0302 | 26922.1081
Scenario 3: Aggressive Fuel Sub | SCE | Com | HVAC | Com - Lodging | Rate Impact Measure Test | Energy Efficiency | 131673.2615 | 149971.8055 | 168672.8407 | 229512.0724 | 281788.092 | 334821.5238 | 367885.0522 | 396846.7665 | 156996.0842 | 78060.856 | 80061.005 | 81518.3745 | 82932.6655
Scenario 3: Aggressive Fuel Sub | SCE | Com | HVAC | Com - Lodging | Rate Impact Measure Test | Fuel Substitution | 402219.7596 | 413357.2775 | 420226.6263 | 424533.7626 | 428079.6364 | 27684.1981 | 28314.9285 | 28369.7843 | 28215.1211 | 27982.0023 | 27755.4181 | 27341.0302 | 26922.1081
Scenario 3: Aggressive Fuel Sub | SCE | Com | HVAC | Com - Lodging | Total Resource Cost Test | Energy Efficiency | 194341.7007 | 219415.368 | 245001.836 | 334137.4422 | 407805.1879 | 479287.3793 | 523254.912 | 563154.7035 | 156996.0842 | 78060.856 | 80061.005 | 81518.3745 | 82932.6655
Scenario 3: Aggressive Fuel Sub | SCE | Com | HVAC | Com - Lodging | Total Resource Cost Test | Fuel Substitution | 603915.2517 | 536427.8256 | 542246.1908 | 547005.6099 | 524361.4244 | 31267.8204 | 31877.0399 | 31882.8845 | 28215.1211 | 27982.0023 | 27755.4181 | 27341.0302 | 26922.1081
Scenario 3: Aggressive Fuel Sub | SCE | Com | HVAC | Com - Office (Large) | Participant Cost Test | Energy Efficiency | 87112.6921 | 85862.9148 | 83502.1921 | 80398.4361 | 76990.4252 | 72884.9914 | 67881.4049 | 62311.3136 | 51791.1572 | 44753.9685 | 37275.5493 | 29136.7929 | 20433.0568
Scenario 3: Aggressive Fuel Sub | SCE | Com | HVAC | Com - Office (Large) | Participant Cost Test | Fuel Substitution | 403.5078 | 386.2421 | 365.0699 | 341.8834 | 317.9201 | 0 | 0 | 0 | 0 | 0 | 0 | 0 | 0
Scenario 3: Aggressive Fuel Sub | SCE | Com | HVAC | Com - Office (Large) | Program Administrator Cost Test | Energy Efficiency | 31620.4767 | 33731.3407 | 35617.2385 | 37400.149 | 39541.338 | 41777.829 | 43244.7502 | 44149.3129 | 44803.0363 | 45296.386 | 45960.5257 | 46243.8276 | 46564.9684
Scenario 3: Aggressive Fuel Sub | SCE | Com | HVAC | Com - Office (Large) | Program Administrator Cost Test | Fuel Substitution | 1365.0437 | 1380.2317 | 1380.998 | 1373.1062 | 1360.7902 | 0 | 0 | 0 | 0 | 0 | 0 | 0 | 0
Scenario 3: Aggressive Fuel Sub | SCE | Com | HVAC | Com - Office (Large) | Rate Impact Measure Test | Energy Efficiency | 31620.4767 | 33731.3407 | 35617.2385 | 37400.149 | 39541.338 | 41777.829 | 43244.7502 | 44149.3129 | 44803.0363 | 45296.386 | 45960.5257 | 46243.8276 | 46564.9684
Scenario 3: Aggressive Fuel Sub | SCE | Com | HVAC | Com - Office (Large) | Rate Impact Measure Test | Fuel Substitution | 1668.6458 | 1653.4393 | 1620.4124 | 1578.3567 | 1534.7278 | 0 | 0 | 0 | 0 | 0 | 0 | 0 | 0
Scenario 3: Aggressive Fuel Sub | SCE | Com | HVAC | Com - Office (Large) | Total Resource Cost Test | Energy Efficiency | 35380.7336 | 37570.5086 | 39514.5799 | 41348.6742 | 43546.6887 | 45828.8929 | 47319.3818 | 48243.8225 | 44803.0363 | 45296.386 | 45960.5257 | 46243.8276 | 46564.9684
Scenario 3: Aggressive Fuel Sub | SCE | Com | HVAC | Com - Office (Large) | Total Resource Cost Test | Fuel Substitution | 1589.1412 | 1595.4788 | 1585.5405 | 1566.1949 | 1542.3918 | 0 | 0 | 0 | 0 | 0 | 0 | 0 | 0
Scenario 3: Aggressive Fuel Sub | SCE | Com | HVAC | Com - Office (Small) | Participant Cost Test | Energy Efficiency | 135364.0715 | 138070.7597 | 138912.064 | 137868.6104 | 20538.1212 | 1255263.8892 | 114109.1394 | 106690.4644 | 89666.44 | 77474.588 | 63208.4649 | 46598.7874 | 27618.1851
Scenario 3: Aggressive Fuel Sub | SCE | Com | HVAC | Com - Office (Small) | Participant Cost Test | Fuel Substitution | 9844.5402 | 9579.8325 | 9154.1931 | 8608.8677 | 7933.6209 | 0 | 0 | 0 | 0 | 0 | 0 | 0 | 0
Scenario 3: Aggressive Fuel Sub | SCE | Com | HVAC | Com - Office (Small) | Program Administrator Cost Test | Energy Efficiency | 35104.5745 | 38660.2406 | 42147.081 | 45558.899 | 10783.4362 | 469382.6244 | 52470.4548 | 55047.1366 | 57462.0049 | 59636.2657 | 61920.7398 | 63717.8855 | 65468.6144
Scenario 3: Aggressive Fuel Sub | SCE | Com | HVAC | Com - Office (Small) | Program Administrator Cost Test | Fuel Substitution | 9986.8561 | 10557.8155 | 11028.4637 | 11420.7288 | 11458.3485 | 0 | 0 | 0 | 0 | 0 | 0 | 0 | 0
Scenario 3: Aggressive Fuel Sub | SCE | Com | HVAC | Com - Office (Small) | Rate Impact Measure Test | Energy Efficiency | 35104.5745 | 38660.2406 | 42147.081 | 45558.899 | 10783.4362 | 469382.6244 | 52470.4548 | 55047.1366 | 57462.0049 | 59636.2657 | 61920.7398 | 63717.8855 | 65468.6144
Scenario 3: Aggressive Fuel Sub | SCE | Com | HVAC | Com - Office (Small) | Rate Impact Measure Test | Fuel Substitution | 10239.4099 | 10790.4133 | 11236.9611 | 11603.4981 | 11593.2515 | 0 | 0 | 0 | 0 | 0 | 0 | 0 | 0
Scenario 3: Aggressive Fuel Sub | SCE | Com | HVAC | Com - Office (Small) | Total Resource Cost Test | Energy Efficiency | 40608.1242 | 44522.5601 | 48356.6405 | 52103.9405 | 11287.0017 | 545357.6897 | 59282.0514 | 62142.6627 | 57462.0049 | 59636.2657 | 61920.7398 | 63717.8855 | 65468.6144
Scenario 3: Aggressive Fuel Sub | SCE | Com | HVAC | Com - Office (Small) | Total Resource Cost Test | Fuel Substitution | 10737.8793 | 11313.0662 | 11779.6193 | 12161.8251 | 12164.4284 | 0 | 0 | 0 | 0 | 0 | 0 | 0 | 0
Scenario 3: Aggressive Fuel Sub | SCE | Com | HVAC | Com - Other | Participant Cost Test | Energy Efficiency | 3081381.4498 | 3232337.5804 | 3350196.1154 | 3412111.4885 | 3428088.6462 | 3390804.5216 | 3312116.2293 | 3155423.7791 | 2066487.8915 | 1795689.3389 | 1463915.0897 | 1057790.2327 | 575840.5794
Scenario 3: Aggressive Fuel Sub | SCE | Com | HVAC | Com - Other | Participant Cost Test | Fuel Substitution | 996266.3395 | 1222962.849 | 1176863.7371 | 1118685.766 | 1082224.9053 | 440.4167 | 398.9076 | 352.901 | 275.1743 | 225.0263 | 173.4427 | 120.3722 | 65.8469
Scenario 3: Aggressive Fuel Sub | SCE | Com | HVAC | Com - Other | Program Administrator Cost Test | Energy Efficiency | 540313.6925 | 611274.3041 | 686017.5818 | 759821.687 | 842052.8743 | 931647.7499 | 1014796.9387 | 1078764.8913 | 1092984.7107 | 1156353.0424 | 1224116.0988 | 1282196.502 | 1342711.9428
Scenario 3: Aggressive Fuel Sub | SCE | Com | HVAC | Com - Other | Program Administrator Cost Test | Fuel Substitution | 2022824.399 | 2323616.7638 | 2398872.3983 | 2459862.8823 | 2554933.2114 | 332.2457 | 338.7404 | 338.7631 | 337.3536 | 334.9112 | 332.8687 | 328.8013 | 324.8344
Scenario 3: Aggressive Fuel Sub | SCE | Com | HVAC | Com - Other | Rate Impact Measure Test | Energy Efficiency | 540313.6925 | 611274.3041 | 686017.5818 | 759821.687 | 842052.8743 | 931647.7499 | 1014796.9387 | 1078764.8913 | 1092984.7107 | 1156353.0424 | 1224116.0988 | 1282196.502 | 1342711.9428
Scenario 3: Aggressive Fuel Sub | SCE | Com | HVAC | Com - Other | Rate Impact Measure Test | Fuel Substitution | 2268002.5983 | 2548713.2638 | 2599390.0271 | 2633982.5638 | 2704334.3122 | 332.2457 | 338.7404 | 338.7631 | 337.3536 | 334.9112 | 332.8687 | 328.8013 | 324.8344
Scenario 3: Aggressive Fuel Sub | SCE | Com | HVAC | Com - Other | Total Resource Cost Test | Energy Efficiency | 961833.529 | 1063609.6584 | 1168521.7466 | 1269163.973 | 1375740.9103 | 1487090.2652 | 1592202.6123 | 1673257.0603 | 1092984.7107 | 1156353.0424 | 1224116.0988 | 1282196.502 | 1342711.9428
Scenario 3: Aggressive Fuel Sub | SCE | Com | HVAC | Com - Other | Total Resource Cost Test | Fuel Substitution | 2367335.4732 | 2700111.7642 | 2768380.145 | 2820075.5932 | 2906620.1459 | 362.3637 | 368.583 | 368.1402 | 337.3536 | 334.9112 | 332.8687 | 328.8013 | 324.8344
Scenario 3: Aggressive Fuel Sub | SCE | Com | HVAC | Com - Restaurant | Participant Cost Test | Energy Efficiency | 103454.1971 | 107040.5571 | 109366.0694 | 110405.2321 | 110366.3673 | 107118.62 | 101619.7664 | 94752.0048 | 81832.0275 | 70409.258 | 57026.2653 | 41308.078 | 23380.8316
Scenario 3: Aggressive Fuel Sub | SCE | Com | HVAC | Com - Restaurant | Participant Cost Test | Fuel Substitution | 42319.3646 | 41077.9082 | 39135.4788 | 36676.421 | 33897.8068 | 62.9371 | 56.5925 | 49.6029 | 41.5013 | 33.8658 | 26.0439 | 18.0329 | 9.8412
Scenario 3: Aggressive Fuel Sub | SCE | Com | HVAC | Com - Restaurant | Program Administrator Cost Test | Energy Efficiency | 22237.5109 | 24779.954 | 27363.1479 | 30006.002 | 33045.7323 | 35928.6296 | 38183.6053 | 40077.4706 | 41836.2047 | 43379.344 | 45016.3305 | 46205.337 | 47384.4412
Scenario 3: Aggressive Fuel Sub | SCE | Com | HVAC | Com - Restaurant | Program Administrator Cost Test | Fuel Substitution | 39676.4336 | 41995.6299 | 43913.2876 | 45517.4361 | 47010.9174 | 50.3692 | 51.2752 | 51.1913 | 50.8791 | 50.4032 | 49.9831 | 49.2576 | 48.5483
Scenario 3: Aggressive Fuel Sub | SCE | Com | HVAC | Com - Restaurant | Rate Impact Measure Test | Energy Efficiency | 22237.5109 | 24779.954 | 27363.1479 | 30006.002 | 33045.7323 | 35928.6296 | 38183.6053 | 40077.4706 | 41836.2047 | 43379.344 | 45016.3305 | 46205.337 | 47384.4412
Scenario 3: Aggressive Fuel Sub | SCE | Com | HVAC | Com - Restaurant | Rate Impact Measure Test | Fuel Substitution | 40088.878 | 42375.0941 | 44252.7448 | 45814.2365 | 47267.5177 | 50.3692 | 51.2752 | 51.1913 | 50.8791 | 50.4032 | 49.9831 | 49.2576 | 48.5483
Scenario 3: Aggressive Fuel Sub | SCE | Com | HVAC | Com - Restaurant | Total Resource Cost Test | Energy Efficiency | 24686.073 | 27429.2571 | 30216.5029 | 33069.1741 | 36330.1018 | 39378.9693 | 41773.7434 | 43817.0015 | 41836.2047 | 43379.344 | 45016.3305 | 46205.337 | 47384.4412
Scenario 3: Aggressive Fuel Sub | SCE | Com | HVAC | Com - Restaurant | Total Resource Cost Test | Fuel Substitution | 40788.9369 | 43116.2825 | 45029.8678 | 46621.1717 | 48095.876 | 51.1041 | 52.0022 | 51.9057 | 50.8791 | 50.4032 | 49.9831 | 49.2576 | 48.5483
Scenario 3: Aggressive Fuel Sub | SCE | Com | HVAC | Com - Retail | Participant Cost Test | Energy Efficiency | 1694896.6834 | 1824133.3569 | 2424097.7072 | 2774948.9518 | 2915142.7767 | 2983352.8319 | 3005177.8633 | 3009218.0843 | 649420.0086 | 158436.7369 | 127484.6344 | 91541.0776 | 51237.7606
Scenario 3: Aggressive Fuel Sub | SCE | Com | HVAC | Com - Retail | Participant Cost Test | Fuel Substitution | 152349.2858 | 148796.7472 | 142824.1313 | 135073.4003 | 125859.1815 | 130831.3719 | 121306.174 | 109883.6447 | 3969.9085 | 3243.7698 | 2492.0846 | 1720.6836 | 25.4212
Scenario 3: Aggressive Fuel Sub | SCE | Com | HVAC | Com - Retail | Program Administrator Cost Test | Energy Efficiency | 297232.6282 | 343058.9362 | 486181.7915 | 599340.9334 | 687073.4506 | 775925.8791 | 857316.1164 | 935026.0743 | 318142.0613 | 127295.6662 | 131804.8046 | 134764.6505 | 137558.6364
Scenario 3: Aggressive Fuel Sub | SCE | Com | HVAC | Com - Retail | Program Administrator Cost Test | Fuel Substitution | 105022.6772 | 111152.9858 | 116165.2696 | 120294.6828 | 123878.8499 | 85885.1391 | 88556.9942 | 89270.1157 | 4866.9628 | 4827.7687 | 4782.7739 | 4700.116 | 125.4072
Scenario 3: Aggressive Fuel Sub | SCE | Com | HVAC | Com - Retail | Rate Impact Measure Test | Energy Efficiency | 297232.6282 | 343058.9362 | 486181.7915 | 599340.9334 | 687073.4506 | 775925.8791 | 857316.1164 | 935026.0743 | 318142.0613 | 127295.6662 | 131804.8046 | 134764.6505 | 137558.6364
Scenario 3: Aggressive Fuel Sub | SCE | Com | HVAC | Com - Retail | Rate Impact Measure Test | Fuel Substitution | 106064.4262 | 112114.2497 | 117028.1647 | 121052.0148 | 124534.3528 | 85885.1391 | 88556.9942 | 89270.1157 | 4866.9628 | 4827.7687 | 4782.7739 | 4700.116 | 125.4072
Scenario 3: Aggressive Fuel Sub | SCE | Com | HVAC | Com - Retail | Total Resource Cost Test | Energy Efficiency | 549174.565 | 620810.3316 | 860619.8896 | 1042147.5975 | 1173023.1183 | 1299606.4374 | 1417832.8639 | 1540527.8336 | 318142.0613 | 127295.6662 | 131804.8046 | 134764.6505 | 137558.6364
Scenario 3: Aggressive Fuel Sub | SCE | Com | HVAC | Com - Retail | Total Resource Cost Test | Fuel Substitution | 133218.2707 | 139595.221 | 144543.3514 | 148382.6343 | 151386.7338 | 110654.7805 | 113378.3995 | 113899.4219 | 4866.9628 | 4827.7687 | 4782.7739 | 4700.116 | 125.4072
Scenario 3: Aggressive Fuel Sub | SCE | Com | HVAC | Com - School | Participant Cost Test | Energy Efficiency | 247379.528 | 250944.1576 | 252188.968 | 249601.7925 | 243005.2942 | 234475.5679 | 227710.5045 | 205876.2886 | 154926.8049 | 132448.5546 | 106041.2464 | 76344.9034 | 42144.1367
Scenario 3: Aggressive Fuel Sub | SCE | Com | HVAC | Com - School | Participant Cost Test | Fuel Substitution | 12714.5944 | 12273.5104 | 11657.4864 | 10917.5121 | 27005.5719 | 0 | 0 | 0 | 0 | 0 | 0 | 0 | 0
Scenario 3: Aggressive Fuel Sub | SCE | Com | HVAC | Com - School | Program Administrator Cost Test | Energy Efficiency | 46977.4989 | 51430.0065 | 55925.243 | 60153.5705 | 64511.5712 | 69504.2243 | 74601.7156 | 75907.4216 | 78730.8205 | 81453.293 | 84012.9731 | 86410.3449 | 88266.7169
Scenario 3: Aggressive Fuel Sub | SCE | Com | HVAC | Com - School | Program Administrator Cost Test | Fuel Substitution | 19964.2123 | 20822.0995 | 21480.8508 | 21989.5744 | 44636.8699 | 0 | 0 | 0 | 0 | 0 | 0 | 0 | 0
Scenario 3: Aggressive Fuel Sub | SCE | Com | HVAC | Com - School | Rate Impact Measure Test | Energy Efficiency | 46977.4989 | 51430.0065 | 55925.243 | 60153.5705 | 64511.5712 | 69504.2243 | 74601.7156 | 75907.4216 | 78730.8205 | 81453.293 | 84012.9731 | 86410.3449 | 88266.7169
Scenario 3: Aggressive Fuel Sub | SCE | Com | HVAC | Com - School | Rate Impact Measure Test | Fuel Substitution | 20510.3316 | 21316.3368 | 21915.5061 | 22362.9348 | 44953.9164 | 0 | 0 | 0 | 0 | 0 | 0 | 0 | 0
Scenario 3: Aggressive Fuel Sub | SCE | Com | HVAC | Com - School | Total Resource Cost Test | Energy Efficiency | 71495.16 | 77238.4118 | 83042.1857 | 88439.1129 | 93751.6054 | 99749.8611 | 106375.0543 | 107651.4618 | 78730.8205 | 81453.293 | 84012.9731 | 86410.3449 | 88266.7169
Scenario 3: Aggressive Fuel Sub | SCE | Com | HVAC | Com - School | Total Resource Cost Test | Fuel Substitution | 21819.265 | 22662.4678 | 23286.2939 | 23746.2249 | 48490.9297 | 0 | 0 | 0 | 0 | 0 | 0 | 0 | 0
Scenario 3: Aggressive Fuel Sub | SCE | Com | HVAC | Com - Warehouse | Participant Cost Test | Energy Efficiency | 9883.505 | 10100.66 | 10172.1123 | 10162.3359 | 10369.1455 | 10156.3265 | 9788.4653 | 9316.7097 | 5658.2951 | 5016.3928 | 4294.2096 | 3476.6085 | 2575.3096
Scenario 3: Aggressive Fuel Sub | SCE | Com | HVAC | Com - Warehouse | Participant Cost Test | Fuel Substitution | 149158.2234 | 146550.0526 | 141925.7082 | 135869.7795 | 128848.2858 | 49.9119 | 45.9071 | 41.326 | 0 | 0 | 0 | 0 | 0
Scenario 3: Aggressive Fuel Sub | SCE | Com | HVAC | Com - Warehouse | Program Administrator Cost Test | Energy Efficiency | 2872.638 | 3148.8317 | 3406.7438 | 3668.5247 | 4040.8 | 4354.1911 | 4596.7215 | 4783.3323 | 4483.5022 | 4610.5619 | 4745.9499 | 4840.5501 | 4939.776
Scenario 3: Aggressive Fuel Sub | SCE | Com | HVAC | Com - Warehouse | Program Administrator Cost Test | Fuel Substitution | 387929.552 | 405527.5757 | 419495.9776 | 431149.4072 | 441658.5189 | 33.702 | 34.5518 | 34.7162 | 0 | 0 | 0 | 0 | 0
Scenario 3: Aggressive Fuel Sub | SCE | Com | HVAC | Com - Warehouse | Rate Impact Measure Test | Energy Efficiency | 2872.638 | 3148.8317 | 3406.7438 | 3668.5247 | 4040.8 | 4354.1911 | 4596.7215 | 4783.3323 | 4483.5022 | 4610.5619 | 4745.9499 | 4840.5501 | 4939.776
Scenario 3: Aggressive Fuel Sub | SCE | Com | HVAC | Com - Warehouse | Rate Impact Measure Test | Fuel Substitution | 420325.3583 | 435073.0357 | 445499.7682 | 453334.9684 | 460341.7826 | 33.702 | 34.5518 | 34.7162 | 0 | 0 | 0 | 0 | 0
Scenario 3: Aggressive Fuel Sub | SCE | Com | HVAC | Com - Warehouse | Total Resource Cost Test | Energy Efficiency | 4062.2016 | 4403.9873 | 4720.355 | 5041.0348 | 5511.1503 | 5879.4478 | 6170.6542 | 6404.5292 | 4483.5022 | 4610.5619 | 4745.9499 | 4840.5501 | 4939.776
Scenario 3: Aggressive Fuel Sub | SCE | Com | HVAC | Com - Warehouse | Total Resource Cost Test | Fuel Substitution | 434619.4143 | 452105.5285 | 465479.0732 | 476237.7487 | 485664.5255 | 41.9944 | 42.814 | 42.8877 | 0 | 0 | 0 | 0 | 0
Scenario 3: Aggressive Fuel Sub | SCE | Com | Lighting | Com - College | Participant Cost Test | Energy Efficiency | 0 | 37889.0545 | 49987.413 | 50458.4078 | 49694.6603 | 48624.4132 | 46634.9487 | 43506.9708 | 37414.6841 | 32343.9559 | 26462.1645 | 19952.1086 | 12215.8613
Scenario 3: Aggressive Fuel Sub | SCE | Com | Lighting | Com - College | Program Administrator Cost Test | Energy Efficiency | 0 | 17426.4367 | 25395.9432 | 28491.3865 | 31530.9564 | 34898.7583 | 37813.9722 | 40131.9208 | 42333.037 | 44249.3633 | 46442.513 | 49160.9207 | 51706.7276
Scenario 3: Aggressive Fuel Sub | SCE | Com | Lighting | Com - College | Rate Impact Measure Test | Energy Efficiency | 0 | 17426.4367 | 25395.9432 | 28491.3865 | 31530.9564 | 34898.7583 | 37813.9722 | 40131.9208 | 42333.037 | 44249.3633 | 46442.513 | 49160.9207 | 51706.7276
Scenario 3: Aggressive Fuel Sub | SCE | Com | Lighting | Com - College | Total Resource Cost Test | Energy Efficiency | 0 | 18523.7113 | 26916.6798 | 30119.0778 | 33244.3896 | 36709.4327 | 39714.6933 | 42106.4769 | 42333.037 | 44249.3633 | 46442.513 | 49160.9207 | 51706.7276
Scenario 3: Aggressive Fuel Sub | SCE | Com | Lighting | Com - Grocery | Participant Cost Test | Energy Efficiency | 270514.7182 | 272939.3836 | 270302.5047 | 264156.0286 | 255481.1176 | 243047.6987 | 226792.2614 | 207744.37 | 179524.0093 | 153298.4521 | 123980.7068 | 91063.8213 | 54687.5223
Scenario 3: Aggressive Fuel Sub | SCE | Com | Lighting | Com - Grocery | Program Administrator Cost Test | Energy Efficiency | 118344.0155 | 131276.913 | 143737.9476 | 156294.9182 | 170071.7948 | 183284.8773 | 193559.1129 | 202145.2097 | 210088.8897 | 216901.4587 | 224943.4781 | 231692.733 | 238146.6206
Scenario 3: Aggressive Fuel Sub | SCE | Com | Lighting | Com - Grocery | Rate Impact Measure Test | Energy Efficiency | 118344.0155 | 131276.913 | 143737.9476 | 156294.9182 | 170071.7948 | 183284.8773 | 193559.1129 | 202145.2097 | 210088.8897 | 216901.4587 | 224943.4781 | 231692.733 | 238146.6206
Scenario 3: Aggressive Fuel Sub | SCE | Com | Lighting | Com - Grocery | Total Resource Cost Test | Energy Efficiency | 122663.4633 | 135817.7969 | 148466.1038 | 161199.7064 | 175148.3149 | 188508.2194 | 198903.03 | 207607.9676 | 210088.8897 | 216901.4587 | 224943.4781 | 231692.733 | 238146.6206
Scenario 3: Aggressive Fuel Sub | SCE | Com | Lighting | Com - Health | Participant Cost Test | Energy Efficiency | 306036.7555 | 309485.606 | 309159.4632 | 301318.0288 | 291447.7192 | 276901.8781 | 259649.9444 | 237165.074 | 201844.2848 | 171116.1452 | 137044.7881 | 100809.8402 | 60692.6223
Scenario 3: Aggressive Fuel Sub | SCE | Com | Lighting | Com - Health | Program Administrator Cost Test | Energy Efficiency | 129557.3866 | 143980.0136 | 158922.6678 | 172214.9225 | 187260.203 | 201358.3015 | 213453.3612 | 221984.4751 | 229907.532 | 235666.4127 | 242108.43 | 249973.7251 | 258347.9189
Scenario 3: Aggressive Fuel Sub | SCE | Com | Lighting | Com - Health | Rate Impact Measure Test | Energy Efficiency | 129557.3866 | 143980.0136 | 158922.6678 | 172214.9225 | 187260.203 | 201358.3015 | 213453.3612 | 221984.4751 | 229907.532 | 235666.4127 | 242108.43 | 249973.7251 | 258347.9189
Scenario 3: Aggressive Fuel Sub | SCE | Com | Lighting | Com - Health | Total Resource Cost Test | Energy Efficiency | 136617.6003 | 151416.1141 | 166728.3909 | 180284.8217 | 195606.918 | 209927.5167 | 222253.941 | 230943.1809 | 229907.532 | 235666.4127 | 242108.43 | 249973.7251 | 258347.9189
Scenario 3: Aggressive Fuel Sub | SCE | Com | Lighting | Com - Lodging | Participant Cost Test | Energy Efficiency | 0 | 0 | 0 | 0 | 0 | 0 | 0 | 0 | 0 | 0 | 0 | 0 | 0
Scenario 3: Aggressive Fuel Sub | SCE | Com | Lighting | Com - Lodging | Program Administrator Cost Test | Energy Efficiency | 0 | 0 | 0 | 0 | 0 | 0 | 0 | 0 | 0 | 0 | 0 | 0 | 0
Scenario 3: Aggressive Fuel Sub | SCE | Com | Lighting | Com - Lodging | Rate Impact Measure Test | Energy Efficiency | 0 | 0 | 0 | 0 | 0 | 0 | 0 | 0 | 0 | 0 | 0 | 0 | 0
Scenario 3: Aggressive Fuel Sub | SCE | Com | Lighting | Com - Lodging | Total Resource Cost Test | Energy Efficiency | 0 | 0 | 0 | 0 | 0 | 0 | 0 | 0 | 0 | 0 | 0 | 0 | 0
Scenario 3: Aggressive Fuel Sub | SCE | Com | Lighting | Com - Office (Large) | Participant Cost Test | Energy Efficiency | 0 | 132424.6262 | 227603.5009 | 226325.7525 | 222708.9298 | 215649.4095 | 204467.771 | 189984.2427 | 158195.836 | 135730.902 | 110262.1981 | 81132.0305 | 48599.5807
Scenario 3: Aggressive Fuel Sub | SCE | Com | Lighting | Com - Office (Large) | Program Administrator Cost Test | Energy Efficiency | 0 | 58827.8195 | 111586.4361 | 123184.2664 | 136033.0674 | 148768.0427 | 159051.8686 | 167709.4395 | 175328.7128 | 181900.182 | 189612.3227 | 196005.7332 | 202144.8315
Scenario 3: Aggressive Fuel Sub | SCE | Com | Lighting | Com - Office (Large) | Rate Impact Measure Test | Energy Efficiency | 0 | 58827.8195 | 111586.4361 | 123184.2664 | 136033.0674 | 148768.0427 | 159051.8686 | 167709.4395 | 175328.7128 | 181900.182 | 189612.3227 | 196005.7332 | 202144.8315
Scenario 3: Aggressive Fuel Sub | SCE | Com | Lighting | Com - Office (Large) | Total Resource Cost Test | Energy Efficiency | 0 | 64576.2815 | 121956.0649 | 134105.6047 | 147505.003 | 160746.5357 | 171458.8759 | 180515.0178 | 175328.7128 | 181900.182 | 189612.3227 | 196005.7332 | 202144.8315
Scenario 3: Aggressive Fuel Sub | SCE | Com | Lighting | Com - Office (Small) | Participant Cost Test | Energy Efficiency | 0 | 0 | 0 | 0 | 0 | 0 | 0 | 0 | 0 | 0 | 0 | 0 | 0
Scenario 3: Aggressive Fuel Sub | SCE | Com | Lighting | Com - Office (Small) | Program Administrator Cost Test | Energy Efficiency | 0 | 0 | 0 | 0 | 0 | 0 | 0 | 0 | 0 | 0 | 0 | 0 | 0
Scenario 3: Aggressive Fuel Sub | SCE | Com | Lighting | Com - Office (Small) | Rate Impact Measure Test | Energy Efficiency | 0 | 0 | 0 | 0 | 0 | 0 | 0 | 0 | 0 | 0 | 0 | 0 | 0
Scenario 3: Aggressive Fuel Sub | SCE | Com | Lighting | Com - Office (Small) | Total Resource Cost Test | Energy Efficiency | 0 | 0 | 0 | 0 | 0 | 0 | 0 | 0 | 0 | 0 | 0 | 0 | 0
Scenario 3: Aggressive Fuel Sub | SCE | Com | Lighting | Com - Other | Participant Cost Test | Energy Efficiency | 0 | 0 | 0 | 0 | 0 | 0 | 0 | 0 | 0 | 0 | 0 | 0 | 0
Scenario 3: Aggressive Fuel Sub | SCE | Com | Lighting | Com - Other | Program Administrator Cost Test | Energy Efficiency | 0 | 0 | 0 | 0 | 0 | 0 | 0 | 0 | 0 | 0 | 0 | 0 | 0
Scenario 3: Aggressive Fuel Sub | SCE | Com | Lighting | Com - Other | Rate Impact Measure Test | Energy Efficiency | 0 | 0 | 0 | 0 | 0 | 0 | 0 | 0 | 0 | 0 | 0 | 0 | 0
Scenario 3: Aggressive Fuel Sub | SCE | Com | Lighting | Com - Other | Total Resource Cost Test | Energy Efficiency | 0 | 0 | 0 | 0 | 0 | 0 | 0 | 0 | 0 | 0 | 0 | 0 | 0
Scenario 3: Aggressive Fuel Sub | SCE | Com | Lighting | Com - Refrig. Warehouse | Participant Cost Test | Energy Efficiency | 20707.3662 | 6137.7988 | 6074.6992 | 5887.7628 | 5655.9344 | 5366.1495 | 5010.4292 | 4571.8566 | 4001.4935 | 3420.9746 | 2762.2502 | 2029.9256 | 1212.6839
Scenario 3: Aggressive Fuel Sub | SCE | Com | Lighting | Com - Refrig. Warehouse | Program Administrator Cost Test | Energy Efficiency | 8544.2586 | 2784.2606 | 3046.2732 | 3284.7255 | 3550.3292 | 3816.8355 | 4035.5521 | 4202.2623 | 4368.0195 | 4515.6787 | 4679.5104 | 4833.5653 | 4979.4944
Scenario 3: Aggressive Fuel Sub | SCE | Com | Lighting | Com - Refrig. Warehouse | Rate Impact Measure Test | Energy Efficiency | 8544.2586 | 2784.2606 | 3046.2732 | 3284.7255 | 3550.3292 | 3816.8355 | 4035.5521 | 4202.2623 | 4368.0195 | 4515.6787 | 4679.5104 | 4833.5653 | 4979.4944
Scenario 3: Aggressive Fuel Sub | SCE | Com | Lighting | Com - Refrig. Warehouse | Total Resource Cost Test | Energy Efficiency | 8721.5096 | 2839.0013 | 3103.2308 | 3343.3192 | 3610.5701 | 3878.6695 | 4098.8898 | 4266.8211 | 4368.0195 | 4515.6787 | 4679.5104 | 4833.5653 | 4979.4944
Scenario 3: Aggressive Fuel Sub | SCE | Com | Lighting | Com - Restaurant | Participant Cost Test | Energy Efficiency | 178645.2661 | 180810.7855 | 180178.7022 | 176909.9041 | 171609.4348 | 163268.9614 | 152358.1634 | 139358.9656 | 122325.2158 | 104537.5753 | 84528.1454 | 62031.3704 | 37105.0855
Scenario 3: Aggressive Fuel Sub | SCE | Com | Lighting | Com - Restaurant | Program Administrator Cost Test | Energy Efficiency | 76089.6508 | 84684.6513 | 93318.8595 | 101975.1148 | 111343.0674 | 120079.9204 | 126939.041 | 132560.4072 | 137833.7734 | 142427.0672 | 147747.3916 | 152240.5312 | 156508.4859
Scenario 3: Aggressive Fuel Sub | SCE | Com | Lighting | Com - Restaurant | Rate Impact Measure Test | Energy Efficiency | 76089.6508 | 84684.6513 | 93318.8595 | 101975.1148 | 111343.0674 | 120079.9204 | 126939.041 | 132560.4072 | 137833.7734 | 142427.0672 | 147747.3916 | 152240.5312 | 156508.4859
Scenario 3: Aggressive Fuel Sub | SCE | Com | Lighting | Com - Restaurant | Total Resource Cost Test | Energy Efficiency | 77333.6599 | 85996.821 | 94693.9741 | 103408.7336 | 112832.0012 | 121613.0682 | 128509.2069 | 134165.4201 | 137833.7734 | 142427.0672 | 147747.3916 | 152240.5312 | 156508.4859
Scenario 3: Aggressive Fuel Sub | SCE | Com | Lighting | Com - Retail | Participant Cost Test | Energy Efficiency | 1323124.2436 | 1342377.4798 | 1339068.2423 | 1320084.9483 | 1289151.6949 | 1240933.7692 | 1175835.5969 | 1098014.5048 | 762396.7356 | 650117.0547 | 524566.4648 | 383947.0367 | 228905.4976
Scenario 3: Aggressive Fuel Sub | SCE | Com | Lighting | Com - Retail | Program Administrator Cost Test | Energy Efficiency | 479583.5523 | 531941.4968 | 582471.7308 | 633218.8402 | 688416.5846 | 741074.9805 | 782017.7867 | 815520.2102 | 845979.7998 | 872300.0833 | 903138.2646 | 928634.2888 | 953077.1786
Scenario 3: Aggressive Fuel Sub | SCE | Com | Lighting | Com - Retail | Rate Impact Measure Test | Energy Efficiency | 479583.5523 | 531941.4968 | 582471.7308 | 633218.8402 | 688416.5846 | 741074.9805 | 782017.7867 | 815520.2102 | 845979.7998 | 872300.0833 | 903138.2646 | 928634.2888 | 953077.1786
Scenario 3: Aggressive Fuel Sub | SCE | Com | Lighting | Com - Retail | Total Resource Cost Test | Energy Efficiency | 668164.442 | 730177.5867 | 788903.3194 | 847322.2225 | 909824.0267 | 968638.6848 | 1014662.3205 | 1052998.5727 | 845979.7998 | 872300.0833 | 903138.2646 | 928634.2888 | 953077.1786
Scenario 3: Aggressive Fuel Sub | SCE | Com | Lighting | Com - School | Participant Cost Test | Energy Efficiency | 0 | 0 | 0 | 0 | 0 | 0 | 0 | 0 | 0 | 0 | 0 | 0 | 0
Scenario 3: Aggressive Fuel Sub | SCE | Com | Lighting | Com - School | Program Administrator Cost Test | Energy Efficiency | 0 | 0 | 0 | 0 | 0 | 0 | 0 | 0 | 0 | 0 | 0 | 0 | 0
Scenario 3: Aggressive Fuel Sub | SCE | Com | Lighting | Com - School | Rate Impact Measure Test | Energy Efficiency | 0 | 0 | 0 | 0 | 0 | 0 | 0 | 0 | 0 | 0 | 0 | 0 | 0
Scenario 3: Aggressive Fuel Sub | SCE | Com | Lighting | Com - School | Total Resource Cost Test | Energy Efficiency | 0 | 0 | 0 | 0 | 0 | 0 | 0 | 0 | 0 | 0 | 0 | 0 | 0
Scenario 3: Aggressive Fuel Sub | SCE | Com | Lighting | Com - Warehouse | Participant Cost Test | Energy Efficiency | 24104.2107 | 25321.9154 | 26061.4287 | 26475.4378 | 26639.2074 | 57959.9873 | 61877.2184 | 57807.8191 | 9401.7771 | 0 | 0 | 0 | 0
Scenario 3: Aggressive Fuel Sub | SCE | Com | Lighting | Com - Warehouse | Program Administrator Cost Test | Energy Efficiency | 9008.2856 | 10354.8831 | 11711.2782 | 13137.613 | 14739.416 | 35360.2812 | 42075.5286 | 44024.8259 | 10389.5475 | 0 | 0 | 0 | 0
Scenario 3: Aggressive Fuel Sub | SCE | Com | Lighting | Com - Warehouse | Rate Impact Measure Test | Energy Efficiency | 9008.2856 | 10354.8831 | 11711.2782 | 13137.613 | 14739.416 | 35360.2812 | 42075.5286 | 44024.8259 | 10389.5475 | 0 | 0 | 0 | 0
Scenario 3: Aggressive Fuel Sub | SCE | Com | Lighting | Com - Warehouse | Total Resource Cost Test | Energy Efficiency | 11972.6978 | 13584.3257 | 15184.7962 | 16855.1092 | 18706.6328 | 44728.5672 | 52900.4142 | 55106.5296 | 10389.5475 | 0 | 0 | 0 | 0
Scenario 3: Aggressive Fuel Sub | SCE | Com | WaterHeat | Com - College | Participant Cost Test | Energy Efficiency | 1503.3411 | 1736.3798 | 1991.1742 | 2259.667 | 2526.2266 | 2806.1624 | 3069.1535 | 3283.9944 | 3189.6051 | 3164.2314 | 2954.3239 | 2484.863 | 1588.3843
Scenario 3: Aggressive Fuel Sub | SCE | Com | WaterHeat | Com - College | Participant Cost Test | Fuel Substitution | 921972.9911 | 905393.4775 | 837268.9055 | 767994.5703 | 568643.5216 | 2024010.2018 | 2265175.0857 | 2357617.6774 | 2048353.3959 | 1796157.7756 | 1441187.8725 | 1018287.3513 | 550483.2363
Scenario 3: Aggressive Fuel Sub | SCE | Com | WaterHeat | Com - College | Program Administrator Cost Test | Energy Efficiency | 371.0542 | 472.2541 | 600.6034 | 761.314 | 962.3093 | 1217.1512 | 1512.3472 | 1848.6133 | 2252.8254 | 2731.9606 | 3334.5601 | 4083.462 | 4953.2152
Scenario 3: Aggressive Fuel Sub | SCE | Com | WaterHeat | Com - College | Program Administrator Cost Test | Fuel Substitution | 3362316.0935 | 3475779.4561 | 3597276.4337 | 3730312.2376 | 3875403.4461 | 1414961.4736 | 1802485.8075 | 2144007.1327 | 2404140.7484 | 2574603.6626 | 2695267.2304 | 2760421.217 | 2792898.5648
Scenario 3: Aggressive Fuel Sub | SCE | Com | WaterHeat | Com - College | Rate Impact Measure Test | Energy Efficiency | 371.0542 | 472.2541 | 600.6034 | 761.314 | 962.3093 | 1217.1512 | 1512.3472 | 1848.6133 | 2252.8254 | 2731.9606 | 3334.5601 | 4083.462 | 4953.2152
Scenario 3: Aggressive Fuel Sub | SCE | Com | WaterHeat | Com - College | Rate Impact Measure Test | Fuel Substitution | 4325715.3893 | 4368081.0695 | 4410894.1467 | 4461253.5068 | 4527458.4641 | 1414961.4736 | 1802485.8075 | 2144007.1327 | 2404140.7484 | 2574603.6626 | 2695267.2304 | 2760421.217 | 2792898.5648
Scenario 3: Aggressive Fuel Sub | SCE | Com | WaterHeat | Com - College | Total Resource Cost Test | Energy Efficiency | 425.6321 | 537.9372 | 679.7945 | 856.7095 | 1076.465 | 1354.3615 | 1677.0169 | 2045.4965 | 2252.8254 | 2731.9606 | 3334.5601 | 4083.462 | 4953.2152
Scenario 3: Aggressive Fuel Sub | SCE | Com | WaterHeat | Com - College | Total Resource Cost Test | Fuel Substitution | 4178206.8967 | 4277096.5228 | 4332337.9605 | 4397765.0661 | 4344990.6327 | 1573200.6535 | 1985845.07 | 2348021.592 | 2404140.7484 | 2574603.6626 | 2695267.2304 | 2760421.217 | 2792898.5648
Scenario 3: Aggressive Fuel Sub | SCE | Com | WaterHeat | Com - Grocery | Participant Cost Test | Energy Efficiency | 5985.0327 | 6910.0461 | 7879.4217 | 8898.4444 | 9971.4447 | 11030.7157 | 12006.0238 | 12837.6283 | 12666.664 | 12575.6149 | 11738.0154 | 9766.2299 | 6177.4938
Scenario 3: Aggressive Fuel Sub | SCE | Com | WaterHeat | Com - Grocery | Participant Cost Test | Fuel Substitution | 16571.5397 | 16137.4698 | 15746.3912 | 15433.2768 | 15188.8246 | 0 | 0 | 0 | 0 | 0 | 0 | 0 | 0
Scenario 3: Aggressive Fuel Sub | SCE | Com | WaterHeat | Com - Grocery | Program Administrator Cost Test | Energy Efficiency | 1494.5409 | 1902.4284 | 2407.4987 | 3039.4693 | 3854.9152 | 4861.9478 | 6021.7843 | 7371.7768 | 8996.3698 | 10931.9081 | 13367.0489 | 16258.8154 | 19747.9501
Scenario 3: Aggressive Fuel Sub | SCE | Com | WaterHeat | Com - Grocery | Program Administrator Cost Test | Fuel Substitution | 126768.6703 | 130050.391 | 133716.1948 | 138140.3248 | 143346.6027 | 0 | 0 | 0 | 0 | 0 | 0 | 0 | 0
Scenario 3: Aggressive Fuel Sub | SCE | Com | WaterHeat | Com - Grocery | Rate Impact Measure Test | Energy Efficiency | 1494.5409 | 1902.4284 | 2407.4987 | 3039.4693 | 3854.9152 | 4861.9478 | 6021.7843 | 7371.7768 | 8996.3698 | 10931.9081 | 13367.0489 | 16258.8154 | 19747.9501
Scenario 3: Aggressive Fuel Sub | SCE | Com | WaterHeat | Com - Grocery | Rate Impact Measure Test | Fuel Substitution | 142849.6449 | 144524.0606 | 146426.9721 | 149056.8886 | 152664.9277 | 0 | 0 | 0 | 0 | 0 | 0 | 0 | 0
Scenario 3: Aggressive Fuel Sub | SCE | Com | WaterHeat | Com - Grocery | Total Resource Cost Test | Energy Efficiency | 1658.3224 | 2099.5635 | 2643.9994 | 3323.2215 | 4195.6176 | 5270.2958 | 6510.285 | 7956.7183 | 8996.3698 | 10931.9081 | 13367.0489 | 16258.8154 | 19747.9501
Scenario 3: Aggressive Fuel Sub | SCE | Com | WaterHeat | Com - Grocery | Total Resource Cost Test | Fuel Substitution | 139028.1233 | 141988.7236 | 145365.2117 | 149557.7028 | 154583.1374 | 0 | 0 | 0 | 0 | 0 | 0 | 0 | 0
Scenario 3: Aggressive Fuel Sub | SCE | Com | WaterHeat | Com - Health | Participant Cost Test | Energy Efficiency | 9445.5822 | 10960.5165 | 12606.431 | 14252.1838 | 16012.3409 | 17740.2336 | 19409.9843 | 20759.8998 | 20325.7312 | 20124.9515 | 18701.921 | 15589.7829 | 9877.1637
Scenario 3: Aggressive Fuel Sub | SCE | Com | WaterHeat | Com - Health | Participant Cost Test | Fuel Substitution | 1931888.4349 | 1903469.9 | 1755805.5661 | 1630019.8221 | 1396203.5418 | 5092636.1788 | 5723736.8866 | 5991472.2554 | 5117490.2778 | 4504346.411 | 3619155.52 | 2551833.4933 | 1362206.2864
Scenario 3: Aggressive Fuel Sub | SCE | Com | WaterHeat | Com - Health | Program Administrator Cost Test | Energy Efficiency | 2349.3986 | 3005.2255 | 3835.2612 | 4846.0203 | 6160.2229 | 7778.2388 | 9679.3921 | 11844.5581 | 14453.8181 | 17520.7879 | 21339.2129 | 26028.4308 | 31749.8822
Scenario 3: Aggressive Fuel Sub | SCE | Com | WaterHeat | Com - Health | Program Administrator Cost Test | Fuel Substitution | 8490354.3775 | 8794617.6702 | 9121116.6983 | 9478515.0462 | 9870652.5244 | 3487445.952 | 4475875.6647 | 5366079.1512 | 6058672.9847 | 6523934.6465 | 6858559.415 | 7049014.6146 | 7155753.3406
Scenario 3: Aggressive Fuel Sub | SCE | Com | WaterHeat | Com - Health | Rate Impact Measure Test | Energy Efficiency | 2349.3986 | 3005.2255 | 3835.2612 | 4846.0203 | 6160.2229 | 7778.2388 | 9679.3921 | 11844.5581 | 14453.8181 | 17520.7879 | 21339.2129 | 26028.4308 | 31749.8822
Scenario 3: Aggressive Fuel Sub | SCE | Com | WaterHeat | Com - Health | Rate Impact Measure Test | Fuel Substitution | 10795597.0164 | 10932118.0098 | 11071585.2356 | 11231274.6366 | 11434827.1304 | 3487445.952 | 4475875.6647 | 5366079.1512 | 6058672.9847 | 6523934.6465 | 6858559.415 | 7049014.6146 | 7155753.3406
Scenario 3: Aggressive Fuel Sub | SCE | Com | WaterHeat | Com - Health | Total Resource Cost Test | Energy Efficiency | 2648.9156 | 3367.5023 | 4273.5588 | 5372.3216 | 6793.6031 | 8538.2313 | 10592.8654 | 12937.9275 | 14453.8181 | 17520.7879 | 21339.2129 | 26028.4308 | 31749.8822
Scenario 3: Aggressive Fuel Sub | SCE | Com | WaterHeat | Com - Health | Total Resource Cost Test | Fuel Substitution | 10213630.9743 | 10490072.6368 | 10669231.7328 | 10900745.9209 | 11058535.6785 | 4009419.8224 | 5064623.0474 | 6007831.4303 | 6058672.9847 | 6523934.6465 | 6858559.415 | 7049014.6146 | 7155753.3406
Scenario 3: Aggressive Fuel Sub | SCE | Com | WaterHeat | Com - Lodging | Participant Cost Test | Energy Efficiency | 2000.2027 | 2330.3166 | 2686.7469 | 3059.5049 | 3457.848 | 3862.9912 | 4254.1631 | 4602.6921 | 4207.7584 | 4189.3283 | 3918.3446 | 3264.6211 | 2059.789
Scenario 3: Aggressive Fuel Sub | SCE | Com | WaterHeat | Com - Lodging | Participant Cost Test | Fuel Substitution | 7319326.9166 | 7188762.0955 | 6682633.748 | 6065611.2244 | 5022100.0949 | 6585203.846 | 6628265.0384 | 6994813.8197 | 5198178.7467 | 4581118.0681 | 3683665.4479 | 2595274.4225 | 1378893.5063
Scenario 3: Aggressive Fuel Sub | SCE | Com | WaterHeat | Com - Lodging | Program Administrator Cost Test | Energy Efficiency | 476.4578 | 610.8156 | 779.6375 | 989.416 | 1260.8639 | 1598.4338 | 1991.0918 | 2446.8098 | 2995.8493 | 3652.7264 | 4479.7008 | 5466.2821 | 6658.0884
Scenario 3: Aggressive Fuel Sub | SCE | Com | WaterHeat | Com - Lodging | Program Administrator Cost Test | Fuel Substitution | 8457872.8286 | 8747373.9152 | 9057922.0934 | 9425924.5183 | 9931577.0835 | 3515015.6389 | 4532688.9693 | 5451193.3529 | 6168030.5489 | 6653438.153 | 7005973.1615 | 7206820.8248 | 7316672.1647
Scenario 3: Aggressive Fuel Sub | SCE | Com | WaterHeat | Com - Lodging | Rate Impact Measure Test | Energy Efficiency | 476.4578 | 610.8156 | 779.6375 | 989.416 | 1260.8639 | 1598.4338 | 1991.0918 | 2446.8098 | 2995.8493 | 3652.7264 | 4479.7008 | 5466.2821 | 6658.0884
Scenario 3: Aggressive Fuel Sub | SCE | Com | WaterHeat | Com - Lodging | Rate Impact Measure Test | Fuel Substitution | 10873942.2741 | 10985149.9631 | 11098383.6304 | 11264946.5442 | 11597369.1618 | 3515015.6389 | 4532688.9693 | 5451193.3529 | 6168030.5489 | 6653438.153 | 7005973.1615 | 7206820.8248 | 7316672.1647
Scenario 3: Aggressive Fuel Sub | SCE | Com | WaterHeat | Com - Lodging | Total Resource Cost Test | Energy Efficiency | 622.8276 | 788.2493 | 994.3362 | 1248.351 | 1573.2551 | 1974.7779 | 2443.8867 | 2991.0752 | 2995.8493 | 3652.7264 | 4479.7008 | 5466.2821 | 6658.0884
Scenario 3: Aggressive Fuel Sub | SCE | Com | WaterHeat | Com - Lodging | Total Resource Cost Test | Fuel Substitution | 15592984.324 | 15753028.3384 | 15558306.7681 | 15309279.0679 | 14769353.4252 | 5500181.648 | 5969376.3048 | 7021751.2352 | 6168030.5489 | 6653438.153 | 7005973.1615 | 7206820.8248 | 7316672.1647
Scenario 3: Aggressive Fuel Sub | SCE | Com | WaterHeat | Com - Office (Large) | Participant Cost Test | Energy Efficiency | 5509.719 | 6405.6398 | 7344.2608 | 8323.6971 | 9359.1848 | 10393.6906 | 11350.4998 | 12173.173 | 11585.7238 | 11481.5057 | 10713.3717 | 8928.0036 | 5714.2506
Scenario 3: Aggressive Fuel Sub | SCE | Com | WaterHeat | Com - Office (Large) | Participant Cost Test | Fuel Substitution | 829592.8995 | 808239.8626 | 772542.9013 | 708126.8253 | 553078.3363 | 1620429.6855 | 1827005.8355 | 1915732.0892 | 1579574.0615 | 1387360.0867 | 1113780.4617 | 786440.1115 | 425045.5111
Scenario 3: Aggressive Fuel Sub | SCE | Com | WaterHeat | Com - Office (Large) | Program Administrator Cost Test | Energy Efficiency | 1343.5651 | 1720.3555 | 2186.0783 | 2765.1347 | 3511.7716 | 4435.125 | 5493.6261 | 6716.5014 | 8170.4857 | 9894.393 | 12062.6895 | 14619.5273 | 17699.2291
Scenario 3: Aggressive Fuel Sub | SCE | Com | WaterHeat | Com - Office (Large) | Program Administrator Cost Test | Fuel Substitution | 2189927.3635 | 2248254.2528 | 2358745.1143 | 2489688.2779 | 2633370.5125 | 1070783.9213 | 1376409.4483 | 1646213.6837 | 1851448.4033 | 1985381.3999 | 2078551.96 | 2125416.3158 | 2144255.4433
Scenario 3: Aggressive Fuel Sub | SCE | Com | WaterHeat | Com - Office (Large) | Rate Impact Measure Test | Energy Efficiency | 1343.5651 | 1720.3555 | 2186.0783 | 2765.1347 | 3511.7716 | 4435.125 | 5493.6261 | 6716.5014 | 8170.4857 | 9894.393 | 12062.6895 | 14619.5273 | 17699.2291
Scenario 3: Aggressive Fuel Sub | SCE | Com | WaterHeat | Com - Office (Large) | Rate Impact Measure Test | Fuel Substitution | 2837008.2823 | 2842988.4507 | 2908605.7531 | 2992905.3757 | 3090846.535 | 1070783.9213 | 1376409.4483 | 1646213.6837 | 1851448.4033 | 1985381.3999 | 2078551.96 | 2125416.3158 | 2144255.4433
Scenario 3: Aggressive Fuel Sub | SCE | Com | WaterHeat | Com - Office (Large) | Total Resource Cost Test | Energy Efficiency | 1603.8886 | 2035.5448 | 2565.7688 | 3221.545 | 4060.5338 | 5093.7281 | 6281.5726 | 7658.7837 | 8170.4857 | 9894.393 | 12062.6895 | 14619.5273 | 17699.2291
Scenario 3: Aggressive Fuel Sub | SCE | Com | WaterHeat | Com - Office (Large) | Total Resource Cost Test | Fuel Substitution | 2950729.9802 | 2989457.1189 | 3064548.709 | 3130989.9673 | 3119419.6955 | 1278021.1962 | 1612114.9254 | 1906471.3161 | 1851448.4033 | 1985381.3999 | 2078551.96 | 2125416.3158 | 2144255.4433
Scenario 3: Aggressive Fuel Sub | SCE | Com | WaterHeat | Com - Office (Small) | Participant Cost Test | Energy Efficiency | 1195.9528 | 1381.0879 | 1577.007 | 1780.1579 | 1351.288 | 6268.339 | 2302.6364 | 2519.1608 | 2549.0835 | 2561.2951 | 2412.3192 | 2026.8961 | 1307.6939
Scenario 3: Aggressive Fuel Sub | SCE | Com | WaterHeat | Com - Office (Small) | Participant Cost Test | Fuel Substitution | 60412.1759 | 59174.6751 | 57958.0451 | 56888.1561 | 48481.9825 | 330986.7217 | 373491.1749 | 389632.9118 | 357779.4126 | 314196.1839 | 252403.5984 | 178556.2719 | 96927.8595
Scenario 3: Aggressive Fuel Sub | SCE | Com | WaterHeat | Com - Office (Small) | Program Administrator Cost Test | Energy Efficiency | 299.0612 | 380.7552 | 482.5007 | 608.882 | 523.1131 | 2766.64 | 1156.5155 | 1448.6234 | 1794.8909 | 2203.0708 | 2709.4654 | 3307.1613 | 4023.0822
Scenario 3: Aggressive Fuel Sub | SCE | Com | WaterHeat | Com - Office (Small) | Program Administrator Cost Test | Fuel Substitution | 552163.1145 | 569797.1095 | 588565.6566 | 608930.4527 | 547172.8729 | 243080.2455 | 312131.8593 | 372775.8288 | 418812.5192 | 448911.2778 | 470058.5439 | 481104.8639 | 486217.1894
Scenario 3: Aggressive Fuel Sub | SCE | Com | WaterHeat | Com - Office (Small) | Rate Impact Measure Test | Energy Efficiency | 299.0612 | 380.7552 | 482.5007 | 608.882 | 523.1131 | 2766.64 | 1156.5155 | 1448.6234 | 1794.8909 | 2203.0708 | 2709.4654 | 3307.1613 | 4023.0822
Scenario 3: Aggressive Fuel Sub | SCE | Com | WaterHeat | Com - Office (Small) | Rate Impact Measure Test | Fuel Substitution | 720640.6283 | 725566.6559 | 730393.9244 | 736187.0933 | 645466.6661 | 243080.2455 | 312131.8593 | 372775.8288 | 418812.5192 | 448911.2778 | 470058.5439 | 481104.8639 | 486217.1894
Scenario 3: Aggressive Fuel Sub | SCE | Com | WaterHeat | Com - Office (Small) | Total Resource Cost Test | Energy Efficiency | 325.7743 | 412.9147 | 521.1349 | 655.2141 | 560.7977 | 2956.0401 | 1232.9868 | 1542.3155 | 1794.8909 | 2203.0708 | 2709.4654 | 3307.1613 | 4023.0822
Scenario 3: Aggressive Fuel Sub | SCE | Com | WaterHeat | Com - Office (Small) | Total Resource Cost Test | Fuel Substitution | 595312.8635 | 612063.2221 | 629949.2272 | 649550.1758 | 581790.3206 | 252979.1131 | 324410.321 | 387120.0206 | 418812.5192 | 448911.2778 | 470058.5439 | 481104.8639 | 486217.1894
Scenario 3: Aggressive Fuel Sub | SCE | Com | WaterHeat | Com - Other | Participant Cost Test | Energy Efficiency | 77647.943 | 90076.6377 | 103386.565 | 117324.9027 | 131897.5198 | 146572.2063 | 160711.9837 | 172850.4047 | 163552.0934 | 162867.2778 | 152463.6997 | 127373.6888 | 81215.3032
Scenario 3: Aggressive Fuel Sub | SCE | Com | WaterHeat | Com - Other | Participant Cost Test | Fuel Substitution | 14964188.5615 | 14698127.2634 | 13542558.7897 | 12496997.6771 | 10518767.9758 | 26760307.0961 | 29978610.556 | 31382911.1285 | 24959846.2014 | 21961550.7158 | 17665257.1072 | 12488932.8421 | 6728269.1071
Scenario 3: Aggressive Fuel Sub | SCE | Com | WaterHeat | Com - Other | Program Administrator Cost Test | Energy Efficiency | 18871.8559 | 24109.0708 | 30664.5981 | 38830.4111 | 49296.5033 | 62282.3453 | 77432.3191 | 94895.0381 | 115864.2957 | 141135.7951 | 172913.3427 | 210786.0696 | 256661.0083
Scenario 3: Aggressive Fuel Sub | SCE | Com | WaterHeat | Com - Other | Program Administrator Cost Test | Fuel Substitution | 42507365.9913 | 43939354.1669 | 45475693.1943 | 47159655.7494 | 48672035.2185 | 17075618.6948 | 21827662.1521 | 26078502.2041 | 29369767.9863 | 31577711.9034 | 33171111.4043 | 34055323.2403 | 34515863.6891
Scenario 3: Aggressive Fuel Sub | SCE | Com | WaterHeat | Com - Other | Rate Impact Measure Test | Energy Efficiency | 18871.8559 | 24109.0708 | 30664.5981 | 38830.4111 | 49296.5033 | 62282.3453 | 77432.3191 | 94895.0381 | 115864.2957 | 141135.7951 | 172913.3427 | 210786.0696 | 256661.0083
Scenario 3: Aggressive Fuel Sub | SCE | Com | WaterHeat | Com - Other | Rate Impact Measure Test | Fuel Substitution | 55495077.5607 | 55973791.1305 | 56459284.5593 | 57040791.4388 | 57453158.4793 | 17075618.6948 | 21827662.1521 | 26078502.2041 | 29369767.9863 | 31577711.9034 | 33171111.4043 | 34055323.2403 | 34515863.6891
Scenario 3: Aggressive Fuel Sub | SCE | Com | WaterHeat | Com - Other | Total Resource Cost Test | Energy Efficiency | 22931.8319 | 29013.4945 | 36578.2466 | 45946.8923 | 57849.6962 | 72551.5552 | 89763.768 | 109677.1212 | 115864.2957 | 141135.7951 | 172913.3427 | 210786.0696 | 256661.0083
Scenario 3: Aggressive Fuel Sub | SCE | Com | WaterHeat | Com - Other | Total Resource Cost Test | Fuel Substitution | 56153952.8699 | 57337557.1444 | 57739394.4602 | 58397326.3702 | 57958359.154 | 21358426.0678 | 26643386.2102 | 31322620.4382 | 29369767.9863 | 31577711.9034 | 33171111.4043 | 34055323.2403 | 34515863.6891
Scenario 3: Aggressive Fuel Sub | SCE | Com | WaterHeat | Com - Refrig. Warehouse | Participant Cost Test | Energy Efficiency | 967.9094 | 445.8917 | 518.4384 | 589.9348 | 663.5353 | 736.0938 | 803.008 | 856.3299 | 873.3241 | 868.2362 | 809.8779 | 674.0068 | 425.0698
Scenario 3: Aggressive Fuel Sub | SCE | Com | WaterHeat | Com - Refrig. Warehouse | Participant Cost Test | Fuel Substitution | 2674.4113 | 2638.3073 | 2346.3729 | 2575.8842 | 2591.009 | 26841.4291 | 30438.3355 | 31899.7146 | 30121.8516 | 26532.8232 | 21318.3374 | 15014.6676 | 7992.4643
Scenario 3: Aggressive Fuel Sub | SCE | Com | WaterHeat | Com - Refrig. Warehouse | Program Administrator Cost Test | Energy Efficiency | 246.4738 | 125.2919 | 161.8486 | 206.1696 | 262.8968 | 333.2079 | 414.7591 | 508.2107 | 621.2947 | 756.2837 | 924.7186 | 1126.4408 | 1369.0265
Scenario 3: Aggressive Fuel Sub | SCE | Com | WaterHeat | Com - Refrig. Warehouse | Program Administrator Cost Test | Fuel Substitution | 49394.432 | 51062.0453 | 47572.7992 | 54590.1784 | 57618.821 | 20244.9321 | 26195.7329 | 31542.8783 | 35688.7576 | 38465.2393 | 40449.5845 | 41550.7061 | 42131.2122
Scenario 3: Aggressive Fuel Sub | SCE | Com | WaterHeat | Com - Refrig. Warehouse | Rate Impact Measure Test | Energy Efficiency | 246.4738 | 125.2919 | 161.8486 | 206.1696 | 262.8968 | 333.2079 | 414.7591 | 508.2107 | 621.2947 | 756.2837 | 924.7186 | 1126.4408 | 1369.0265
Scenario 3: Aggressive Fuel Sub | SCE | Com | WaterHeat | Com - Refrig. Warehouse | Rate Impact Measure Test | Fuel Substitution | 61954.6669 | 62681.3388 | 57079.6396 | 63929.1735 | 66085.044 | 20244.9321 | 26195.7329 | 31542.8783 | 35688.7576 | 38465.2393 | 40449.5845 | 41550.7061 | 42131.2122
Scenario 3: Aggressive Fuel Sub | SCE | Com | WaterHeat | Com - Refrig. Warehouse | Total Resource Cost Test | Energy Efficiency | 255.0541 | 129.4162 | 166.8992 | 212.2838 | 270.2779 | 342.0981 | 425.4473 | 521.0209 | 621.2947 | 756.2837 | 924.7186 | 1126.4408 | 1369.0265
Scenario 3: Aggressive Fuel Sub | SCE | Com | WaterHeat | Com - Refrig. Warehouse | Total Resource Cost Test | Fuel Substitution | 50867.8894 | 52507.7011 | 48850.9247 | 55982.351 | 59011.9632 | 20566.2366 | 26597.3397 | 32015.9144 | 35688.7576 | 38465.2393 | 40449.5845 | 41550.7061 | 42131.2122
Scenario 3: Aggressive Fuel Sub | SCE | Com | WaterHeat | Com - Restaurant | Participant Cost Test | Energy Efficiency | 22442.9762 | 26053.7415 | 29891.5196 | 33898.0796 | 38075.189 | 42112.1943 | 45801.0979 | 48857.4209 | 49829.7825 | 49562.1027 | 46361.7753 | 38735.2711 | 24815.551
Scenario 3: Aggressive Fuel Sub | SCE | Com | WaterHeat | Com - Restaurant | Participant Cost Test | Fuel Substitution | 1863275.217 | 1830205.1025 | 1804422.8956 | 1806029.3018 | 1817550.778 | 20614148.2818 | 23155382.4983 | 24088341.1531 | 22656815.6612 | 19939727.8369 | 16058385.6982 | 11384058.6309 | 6176807.5496
Scenario 3: Aggressive Fuel Sub | SCE | Com | WaterHeat | Com - Restaurant | Program Administrator Cost Test | Energy Efficiency | 5695.8284 | 7294.7393 | 9295.8681 | 11797.3236 | 15016.8537 | 18966.7171 | 23522.3695 | 28807.1894 | 35170.3929 | 42754.7964 | 52270.477 | 63551.5993 | 77145.6957
Scenario 3: Aggressive Fuel Sub | SCE | Com | WaterHeat | Com - Restaurant | Program Administrator Cost Test | Fuel Substitution | 30200842.3483 | 31252683.9311 | 32468902.3068 | 34256262.3858 | 36352162.4006 | 15442221.6284 | 19778344.0182 | 23617976.1196 | 26575876.4977 | 28560161.0689 | 30002916.827 | 30817475.4568 | 31257070.336
Scenario 3: Aggressive Fuel Sub | SCE | Com | WaterHeat | Com - Restaurant | Rate Impact Measure Test | Energy Efficiency | 5695.8284 | 7294.7393 | 9295.8681 | 11797.3236 | 15016.8537 | 18966.7171 | 23522.3695 | 28807.1894 | 35170.3929 | 42754.7964 | 52270.477 | 63551.5993 | 77145.6957
Scenario 3: Aggressive Fuel Sub | SCE | Com | WaterHeat | Com - Restaurant | Rate Impact Measure Test | Fuel Substitution | 38188713.7728 | 38642832.9306 | 39214975.9015 | 40405457.1088 | 41941284.873 | 15442221.6284 | 19778344.0182 | 23617976.1196 | 26575876.4977 | 28560161.0689 | 30002916.827 | 30817475.4568 | 31257070.336
Scenario 3: Aggressive Fuel Sub | SCE | Com | WaterHeat | Com - Restaurant | Total Resource Cost Test | Energy Efficiency | 5893.0313 | 7533.5561 | 9584.3748 | 12145.2797 | 15436.1672 | 19469.9997 | 24125.2353 | 29529.3616 | 35170.3929 | 42754.7964 | 52270.477 | 63551.5993 | 77145.6957
Scenario 3: Aggressive Fuel Sub | SCE | Com | WaterHeat | Com - Restaurant | Total Resource Cost Test | Fuel Substitution | 31100996.5434 | 32136871.0476 | 33340641.2298 | 35128790.4936 | 37230270.46 | 15685967.8696 | 20079913.9826 | 23970236.1052 | 26575876.4977 | 28560161.0689 | 30002916.827 | 30817475.4568 | 31257070.336
Scenario 3: Aggressive Fuel Sub | SCE | Com | WaterHeat | Com - Retail | Participant Cost Test | Energy Efficiency | 5324.3579 | 6181.5212 | 7097.7189 | 8082.0067 | 9326.5501 | 10412.6221 | 11478.516 | 12486.1448 | 9801.1651 | 9719.9122 | 9066.7751 | 7553.2965 | 4824.9533
Scenario 3: Aggressive Fuel Sub | SCE | Com | WaterHeat | Com - Retail | Participant Cost Test | Fuel Substitution | 166849.075 | 163713.9519 | 263326.1367 | 319853.7451 | 378454.0404 | 1218581.2999 | 1363424.6041 | 1440338.4786 | 839648.0336 | 738350.0773 | 593997.8018 | 420552.0424 | 227863.5555
Scenario 3: Aggressive Fuel Sub | SCE | Com | WaterHeat | Com - Retail | Program Administrator Cost Test | Energy Efficiency | 1159.9498 | 1476.6681 | 1868.7222 | 2358.3112 | 3010.9462 | 3789.5096 | 4681.4835 | 5711.9265 | 6917.4239 | 8384.3816 | 10221.5037 | 12390.9939 | 14996.3391
Scenario 3: Aggressive Fuel Sub | SCE | Com | WaterHeat | Com - Retail | Program Administrator Cost Test | Fuel Substitution | 1231504.6986 | 1273086.574 | 1317281.1347 | 1365115.1117 | 1407406.0637 | 576360.2768 | 734806.9684 | 875967.0467 | 984868.4948 | 1057528.9093 | 1109759.8541 | 1138390.2321 | 1152922.621
Scenario 3: Aggressive Fuel Sub | SCE | Com | WaterHeat | Com - Retail | Rate Impact Measure Test | Energy Efficiency | 1159.9498 | 1476.6681 | 1868.7222 | 2358.3112 | 3010.9462 | 3789.5096 | 4681.4835 | 5711.9265 | 6917.4239 | 8384.3816 | 10221.5037 | 12390.9939 | 14996.3391
Scenario 3: Aggressive Fuel Sub | SCE | Com | WaterHeat | Com - Retail | Rate Impact Measure Test | Fuel Substitution | 1626238.0226 | 1638889.0953 | 1651216.5894 | 1665616.4171 | 1674114.2185 | 576360.2768 | 734806.9684 | 875967.0467 | 984868.4948 | 1057528.9093 | 1109759.8541 | 1138390.2321 | 1152922.621
Scenario 3: Aggressive Fuel Sub | SCE | Com | WaterHeat | Com - Retail | Total Resource Cost Test | Energy Efficiency | 1953.8799 | 2432.3748 | 3015.2834 | 3733.3936 | 4728.9517 | 5831.7237 | 7105.7928 | 8592.416 | 6917.4239 | 8384.3816 | 10221.5037 | 12390.9939 | 14996.3391
Scenario 3: Aggressive Fuel Sub | SCE | Com | WaterHeat | Com - Retail | Total Resource Cost Test | Fuel Substitution | 1360145.8131 | 1399308.6143 | 1543792.3156 | 1648773.558 | 1750468.9923 | 1034637.6393 | 1249157.1993 | 1435947.4542 | 984868.4948 | 1057528.9093 | 1109759.8541 | 1138390.2321 | 1152922.621
Scenario 3: Aggressive Fuel Sub | SCE | Com | WaterHeat | Com - School | Participant Cost Test | Energy Efficiency | 5430.4923 | 6328.6437 | 7286.3718 | 8282.1073 | 9308.9821 | 10350.9581 | 11331.5941 | 12202.0422 | 11082.7252 | 11022.4796 | 10311.7147 | 8654.1035 | 5616.2681
Scenario 3: Aggressive Fuel Sub | SCE | Com | WaterHeat | Com - School | Participant Cost Test | Fuel Substitution | 413433.7725 | 404273.6872 | 402411.7309 | 403057.3729 | 838907.4739 | 4523940.3661 | 5082389.6627 | 5325180.7033 | 4022855.5606 | 3526591.5358 | 2830359.9225 | 2002436.9846 | 1089663.0617
Scenario 3: Aggressive Fuel Sub | SCE | Com | WaterHeat | Com - School | Program Administrator Cost Test | Energy Efficiency | 1281.0983 | 1641.9918 | 2091.5193 | 2647.3351 | 3351.911 | 4224.4796 | 5223.3802 | 6376.3921 | 7765.2279 | 9423.6951 | 11491.187 | 13960.1695 | 16911.685
Scenario 3: Aggressive Fuel Sub | SCE | Com | WaterHeat | Com - School | Program Administrator Cost Test | Fuel Substitution | 5740335.2084 | 5913999.3217 | 6204610.9858 | 6552370.0493 | 6930631.7289 | 2753424.6183 | 3522763.9178 | 4192151.0149 | 4695961.517 | 5022641.0794 | 5250907.4055 | 5367904.0371 | 5418650.2264
Scenario 3: Aggressive Fuel Sub | SCE | Com | WaterHeat | Com - School | Rate Impact Measure Test | Energy Efficiency | 1281.0983 | 1641.9918 | 2091.5193 | 2647.3351 | 3351.911 | 4224.4796 | 5223.3802 | 6376.3921 | 7765.2279 | 9423.6951 | 11491.187 | 13960.1695 | 16911.685
Scenario 3: Aggressive Fuel Sub | SCE | Com | WaterHeat | Com - School | Rate Impact Measure Test | Fuel Substitution | 7318963.8499 | 7368812.5269 | 7547474.0911 | 7779384.2166 | 8043813.7164 | 2753424.6183 | 3522763.9178 | 4192151.0149 | 4695961.517 | 5022641.0794 | 5250907.4055 | 5367904.0371 | 5418650.2264
Scenario 3: Aggressive Fuel Sub | SCE | Com | WaterHeat | Com - School | Total Resource Cost Test | Energy Efficiency | 1692.0373 | 2140.0322 | 2692.9231 | 3370.7515 | 4219.0541 | 5263.0391 | 6463.6883 | 7857.386 | 7765.2279 | 9423.6951 | 11491.187 | 13960.1695 | 16911.685
Scenario 3: Aggressive Fuel Sub | SCE | Com | WaterHeat | Com - School | Total Resource Cost Test | Fuel Substitution | 5971638.4209 | 6140165.3155 | 6429706.2028 | 6777792.8199 | 7591359.354 | 3632150.8995 | 4518791.6968 | 5286180.7891 | 4695961.517 | 5022641.0794 | 5250907.4055 | 5367904.0371 | 5418650.2264
Scenario 3: Aggressive Fuel Sub | SCE | Com | WaterHeat | Com - Warehouse | Participant Cost Test | Energy Efficiency | 1053.1696 | 1220.1226 | 1397.8623 | 1588.9288 | 1795.6025 | 2004.7391 | 2208.6566 | 2398.7107 | 1973.685 | 1956.904 | 1824.7035 | 1518.8289 | 968.7648
Scenario 3: Aggressive Fuel Sub | SCE | Com | WaterHeat | Com - Warehouse | Participant Cost Test | Fuel Substitution | 13554.0183 | 13285.7662 | 21789.687 | 25538.9262 | 29770.0535 | 91023.4249 | 101716.3586 | 107109.1419 | 66139.8132 | 58139.0591 | 46748.0737 | 33072.609 | 17890.4657
Scenario 3: Aggressive Fuel Sub | SCE | Com | WaterHeat | Com - Warehouse | Program Administrator Cost Test | Energy Efficiency | 234.67 | 298.3643 | 377.1473 | 475.7558 | 603.1498 | 759.402 | 938.9136 | 1146.4184 | 1394.4324 | 1690.1821 | 2060.5248 | 2497.6583 | 3024.9309
Scenario 3: Aggressive Fuel Sub | SCE | Com | WaterHeat | Com - Warehouse | Program Administrator Cost Test | Fuel Substitution | 128040.2826 | 132305.2253 | 136888.2436 | 141939.5261 | 147509.2794 | 45529.9398 | 57967.2752 | 69072.8368 | 77646.4074 | 83360.3502 | 87459.5311 | 89703.0788 | 90859.2213
Scenario 3: Aggressive Fuel Sub | SCE | Com | WaterHeat | Com - Warehouse | Rate Impact Measure Test | Energy Efficiency | 234.67 | 298.3643 | 377.1473 | 475.7558 | 603.1498 | 759.402 | 938.9136 | 1146.4184 | 1394.4324 | 1690.1821 | 2060.5248 | 2497.6583 | 3024.9309
Scenario 3: Aggressive Fuel Sub | SCE | Com | WaterHeat | Com - Warehouse | Rate Impact Measure Test | Fuel Substitution | 164848.1003 | 166391.12 | 167967.1332 | 169864.4052 | 172431.5643 | 45529.9398 | 57967.2752 | 69072.8368 | 77646.4074 | 83360.3502 | 87459.5311 | 89703.0788 | 90859.2213
Scenario 3: Aggressive Fuel Sub | SCE | Com | WaterHeat | Com - Warehouse | Total Resource Cost Test | Energy Efficiency | 371.7022 | 463.1085 | 574.5646 | 712.4205 | 887.1989 | 1099.2619 | 1344.7711 | 1631.1389 | 1394.4324 | 1690.1821 | 2060.5248 | 2497.6583 | 3024.9309
Scenario 3: Aggressive Fuel Sub | SCE | Com | WaterHeat | Com - Warehouse | Total Resource Cost Test | Fuel Substitution | 137556.4498 | 141631.2759 | 154790.61 | 163654.8437 | 173510.9662 | 76526.9647 | 92745.133 | 106814.1041 | 77646.4074 | 83360.3502 | 87459.5311 | 89703.0788 | 90859.2213
Scenario 3: Aggressive Fuel Sub | SCE | Com | WholeBlg | Com - College | Participant Cost Test | Energy Efficiency | 353123.0945 | 379972.7023 | 409852.4472 | 442527.9053 | 483731.6908 | 530551.0118 | 571798.7048 | 598773.7236 | 626144.626 | 655061.9009 | 680363.5277 | 694894.2478 | 709244.6862
Scenario 3: Aggressive Fuel Sub | SCE | Com | WholeBlg | Com - College | Program Administrator Cost Test | Energy Efficiency | 353123.0945 | 379972.7023 | 409852.4472 | 442527.9053 | 483731.6908 | 530551.0118 | 571798.7048 | 598773.7236 | 626144.626 | 655061.9009 | 680363.5277 | 694894.2478 | 709244.6862
Scenario 3: Aggressive Fuel Sub | SCE | Com | WholeBlg | Com - College | Rate Impact Measure Test | Energy Efficiency | 353123.0945 | 379972.7023 | 409852.4472 | 442527.9053 | 483731.6908 | 530551.0118 | 571798.7048 | 598773.7236 | 626144.626 | 655061.9009 | 680363.5277 | 694894.2478 | 709244.6862
Scenario 3: Aggressive Fuel Sub | SCE | Com | WholeBlg | Com - College | Total Resource Cost Test | Energy Efficiency | 353123.0945 | 379972.7023 | 409852.4472 | 442527.9053 | 483731.6908 | 530551.0118 | 571798.7048 | 598773.7236 | 626144.626 | 655061.9009 | 680363.5277 | 694894.2478 | 709244.6862
Scenario 3: Aggressive Fuel Sub | SCE | Com | WholeBlg | Com - Grocery | Participant Cost Test | Energy Efficiency | 1210794.3934 | 1303976.5091 | 1409300.8641 | 1522596.1945 | 1666594.6548 | 1829191.3356 | 1964971.7825 | 2054943.0448 | 2147640.943 | 2240657.2881 | 2327224.4038 | 2375648.4497 | 2360396.8667
Scenario 3: Aggressive Fuel Sub | SCE | Com | WholeBlg | Com - Grocery | Program Administrator Cost Test | Energy Efficiency | 1210794.3934 | 1303976.5091 | 1409300.8641 | 1522596.1945 | 1666594.6548 | 1829191.3356 | 1964971.7825 | 2054943.0448 | 2147640.943 | 2240657.2881 | 2327224.4038 | 2375648.4497 | 2360396.8667
Scenario 3: Aggressive Fuel Sub | SCE | Com | WholeBlg | Com - Grocery | Rate Impact Measure Test | Energy Efficiency | 1210794.3934 | 1303976.5091 | 1409300.8641 | 1522596.1945 | 1666594.6548 | 1829191.3356 | 1964971.7825 | 2054943.0448 | 2147640.943 | 2240657.2881 | 2327224.4038 | 2375648.4497 | 2360396.8667
Scenario 3: Aggressive Fuel Sub | SCE | Com | WholeBlg | Com - Grocery | Total Resource Cost Test | Energy Efficiency | 1210794.3934 | 1303976.5091 | 1409300.8641 | 1522596.1945 | 1666594.6548 | 1829191.3356 | 1964971.7825 | 2054943.0448 | 2147640.943 | 2240657.2881 | 2327224.4038 | 2375648.4497 | 2360396.8667
Scenario 3: Aggressive Fuel Sub | SCE | Com | WholeBlg | Com - Health | Participant Cost Test | Energy Efficiency | 1154460.968 | 1247995.8035 | 1352070.6099 | 1465043.6832 | 1607566.125 | 1768136.0784 | 1909265.3372 | 2003067.8978 | 2098784.629 | 2197685.2034 | 2287823.5773 | 2340025.5569 | 2390350.7637
Scenario 3: Aggressive Fuel Sub | SCE | Com | WholeBlg | Com - Health | Program Administrator Cost Test | Energy Efficiency | 1154460.968 | 1247995.8035 | 1352070.6099 | 1465043.6832 | 1607566.125 | 1768136.0784 | 1909265.3372 | 2003067.8978 | 2098784.629 | 2197685.2034 | 2287823.5773 | 2340025.5569 | 2390350.7637
Scenario 3: Aggressive Fuel Sub | SCE | Com | WholeBlg | Com - Health | Rate Impact Measure Test | Energy Efficiency | 1154460.968 | 1247995.8035 | 1352070.6099 | 1465043.6832 | 1607566.125 | 1768136.0784 | 1909265.3372 | 2003067.8978 | 2098784.629 | 2197685.2034 | 2287823.5773 | 2340025.5569 | 2390350.7637
Scenario 3: Aggressive Fuel Sub | SCE | Com | WholeBlg | Com - Health | Total Resource Cost Test | Energy Efficiency | 1154460.968 | 1247995.8035 | 1352070.6099 | 1465043.6832 | 1607566.125 | 1768136.0784 | 1909265.3372 | 2003067.8978 | 2098784.629 | 2197685.2034 | 2287823.5773 | 2340025.5569 | 2390350.7637
Scenario 3: Aggressive Fuel Sub | SCE | Com | WholeBlg | Com - Lodging | Participant Cost Test | Energy Efficiency | 546097.9357 | 588537.9556 | 635009.8836 | 686385.9288 | 751278.7318 | 824452.773 | 888415.0035 | 930507.7417 | 973215.8445 | 1017769.9488 | 1057936.8587 | 1080203.9155 | 1096920.2611
Scenario 3: Aggressive Fuel Sub | SCE | Com | WholeBlg | Com - Lodging | Program Administrator Cost Test | Energy Efficiency | 546097.9357 | 588537.9556 | 635009.8836 | 686385.9288 | 751278.7318 | 824452.773 | 888415.0035 | 930507.7417 | 973215.8445 | 1017769.9488 | 1057936.8587 | 1080203.9155 | 1096920.2611
Scenario 3: Aggressive Fuel Sub | SCE | Com | WholeBlg | Com - Lodging | Rate Impact Measure Test | Energy Efficiency | 546097.9357 | 588537.9556 | 635009.8836 | 686385.9288 | 751278.7318 | 824452.773 | 888415.0035 | 930507.7417 | 973215.8445 | 1017769.9488 | 1057936.8587 | 1080203.9155 | 1096920.2611
Scenario 3: Aggressive Fuel Sub | SCE | Com | WholeBlg | Com - Lodging | Total Resource Cost Test | Energy Efficiency | 546097.9357 | 588537.9556 | 635009.8836 | 686385.9288 | 751278.7318 | 824452.773 | 888415.0035 | 930507.7417 | 973215.8445 | 1017769.9488 | 1057936.8587 | 1080203.9155 | 1096920.2611
Scenario 3: Aggressive Fuel Sub | SCE | Com | WholeBlg | Com - Office (Large) | Participant Cost Test | Energy Efficiency | 2297641.1025 | 2455904.2866 | 2630657.5192 | 2817169.9558 | 3055448.9664 | 3322802.8954 | 3549982.7427 | 3684789.7664 | 3819299.0754 | 3957334.7652 | 4075429.9187 | 4125030.955 | 4224397.5289
Scenario 3: Aggressive Fuel Sub | SCE | Com | WholeBlg | Com - Office (Large) | Program Administrator Cost Test | Energy Efficiency | 2297641.1025 | 2455904.2866 | 2630657.5192 | 2817169.9558 | 3055448.9664 | 3322802.8954 | 3549982.7427 | 3684789.7664 | 3819299.0754 | 3957334.7652 | 4075429.9187 | 4125030.955 | 4224397.5289
Scenario 3: Aggressive Fuel Sub | SCE | Com | WholeBlg | Com - Office (Large) | Rate Impact Measure Test | Energy Efficiency | 2297641.1025 | 2455904.2866 | 2630657.5192 | 2817169.9558 | 3055448.9664 | 3322802.8954 | 3549982.7427 | 3684789.7664 | 3819299.0754 | 3957334.7652 | 4075429.9187 | 4125030.955 | 4224397.5289
Scenario 3: Aggressive Fuel Sub | SCE | Com | WholeBlg | Com - Office (Large) | Total Resource Cost Test | Energy Efficiency | 2297641.1025 | 2455904.2866 | 2630657.5192 | 2817169.9558 | 3055448.9664 | 3322802.8954 | 3549982.7427 | 3684789.7664 | 3819299.0754 | 3957334.7652 | 4075429.9187 | 4125030.955 | 4224397.5289
Scenario 3: Aggressive Fuel Sub | SCE | Com | WholeBlg | Com - Office (Small) | Participant Cost Test | Energy Efficiency | 403358.4742 | 432299.6696 | 464600.0643 | 499301.2784 | 543454.1349 | 593049.2478 | 634973.7939 | 660952.4812 | 687207.1733 | 714537.4265 | 738150.3047 | 749479.7271 | 760096.477
Scenario 3: Aggressive Fuel Sub | SCE | Com | WholeBlg | Com - Office (Small) | Program Administrator Cost Test | Energy Efficiency | 403358.4742 | 432299.6696 | 464600.0643 | 499301.2784 | 543454.1349 | 593049.2478 | 634973.7939 | 660952.4812 | 687207.1733 | 714537.4265 | 738150.3047 | 749479.7271 | 760096.477
Scenario 3: Aggressive Fuel Sub | SCE | Com | WholeBlg | Com - Office (Small) | Rate Impact Measure Test | Energy Efficiency | 403358.4742 | 432299.6696 | 464600.0643 | 499301.2784 | 543454.1349 | 593049.2478 | 634973.7939 | 660952.4812 | 687207.1733 | 714537.4265 | 738150.3047 | 749479.7271 | 760096.477
Scenario 3: Aggressive Fuel Sub | SCE | Com | WholeBlg | Com - Office (Small) | Total Resource Cost Test | Energy Efficiency | 403358.4742 | 432299.6696 | 464600.0643 | 499301.2784 | 543454.1349 | 593049.2478 | 634973.7939 | 660952.4812 | 687207.1733 | 714537.4265 | 738150.3047 | 749479.7271 | 760096.477
Scenario 3: Aggressive Fuel Sub | SCE | Com | WholeBlg | Com - Other | Participant Cost Test | Energy Efficiency | 1755009.1199 | 1883358.5756 | 2024498.1178 | 2179389.7519 | 2375735.986 | 2596722.1185 | 2789621.6855 | 2911635.5204 | 3034736.7951 | 3162130.9683 | 3275218.3589 | 3333189.6989 | 3425313.4393
Scenario 3: Aggressive Fuel Sub | SCE | Com | WholeBlg | Com - Other | Program Administrator Cost Test | Energy Efficiency | 1755009.1199 | 1883358.5756 | 2024498.1178 | 2179389.7519 | 2375735.986 | 2596722.1185 | 2789621.6855 | 2911635.5204 | 3034736.7951 | 3162130.9683 | 3275218.3589 | 3333189.6989 | 3425313.4393
Scenario 3: Aggressive Fuel Sub | SCE | Com | WholeBlg | Com - Other | Rate Impact Measure Test | Energy Efficiency | 1755009.1199 | 1883358.5756 | 2024498.1178 | 2179389.7519 | 2375735.986 | 2596722.1185 | 2789621.6855 | 2911635.5204 | 3034736.7951 | 3162130.9683 | 3275218.3589 | 3333189.6989 | 3425313.4393
Scenario 3: Aggressive Fuel Sub | SCE | Com | WholeBlg | Com - Other | Total Resource Cost Test | Energy Efficiency | 1755009.1199 | 1883358.5756 | 2024498.1178 | 2179389.7519 | 2375735.986 | 2596722.1185 | 2789621.6855 | 2911635.5204 | 3034736.7951 | 3162130.9683 | 3275218.3589 | 3333189.6989 | 3425313.4393
Scenario 3: Aggressive Fuel Sub | SCE | Com | WholeBlg | Com - Refrig. Warehouse | Participant Cost Test | Energy Efficiency | 135038.613 | 147385.3643 | 161202.0395 | 176660.8133 | 195897.8678 | 217271.4369 | 235477.2378 | 248606.1501 | 262292.1215 | 275948.1594 | 289295.157 | 297904.723 | 294811.7839
Scenario 3: Aggressive Fuel Sub | SCE | Com | WholeBlg | Com - Refrig. Warehouse | Program Administrator Cost Test | Energy Efficiency | 135038.613 | 147385.3643 | 161202.0395 | 176660.8133 | 195897.8678 | 217271.4369 | 235477.2378 | 248606.1501 | 262292.1215 | 275948.1594 | 289295.157 | 297904.723 | 294811.7839
Scenario 3: Aggressive Fuel Sub | SCE | Com | WholeBlg | Com - Refrig. Warehouse | Rate Impact Measure Test | Energy Efficiency | 135038.613 | 147385.3643 | 161202.0395 | 176660.8133 | 195897.8678 | 217271.4369 | 235477.2378 | 248606.1501 | 262292.1215 | 275948.1594 | 289295.157 | 297904.723 | 294811.7839
Scenario 3: Aggressive Fuel Sub | SCE | Com | WholeBlg | Com - Refrig. Warehouse | Total Resource Cost Test | Energy Efficiency | 135038.613 | 147385.3643 | 161202.0395 | 176660.8133 | 195897.8678 | 217271.4369 | 235477.2378 | 248606.1501 | 262292.1215 | 275948.1594 | 289295.157 | 297904.723 | 294811.7839
Scenario 3: Aggressive Fuel Sub | SCE | Com | WholeBlg | Com - Restaurant | Participant Cost Test | Energy Efficiency | 1380580.1772 | 1507779.321 | 1643700.8821 | 1786930.1983 | 1954264.0887 | 2123599.4812 | 2260606.1366 | 2351032.1145 | 2427738.0486 | 2484606.6642 | 2513861.3106 | 2480103.9187 | 2363259.5307
Scenario 3: Aggressive Fuel Sub | SCE | Com | WholeBlg | Com - Restaurant | Program Administrator Cost Test | Energy Efficiency | 1142173.5084 | 1253167.471 | 1377958.8548 | 1517620.5512 | 1692321.7461 | 1887310.4906 | 2062660.3038 | 2202254.6213 | 2349478.6933 | 2502231.1423 | 2656507.7888 | 2778340.4994 | 2860242.3745
Scenario 3: Aggressive Fuel Sub | SCE | Com | WholeBlg | Com - Restaurant | Rate Impact Measure Test | Energy Efficiency | 1142173.5084 | 1253167.471 | 1377958.8548 | 1517620.5512 | 1692321.7461 | 1887310.4906 | 2062660.3038 | 2202254.6213 | 2349478.6933 | 2502231.1423 | 2656507.7888 | 2778340.4994 | 2860242.3745
Scenario 3: Aggressive Fuel Sub | SCE | Com | WholeBlg | Com - Restaurant | Total Resource Cost Test | Energy Efficiency | 1142173.5084 | 1253167.471 | 1377958.8548 | 1517620.5512 | 1692321.7461 | 1887310.4906 | 2062660.3038 | 2202254.6213 | 2349478.6933 | 2502231.1423 | 2656507.7888 | 2778340.4994 | 2860242.3745
Scenario 3: Aggressive Fuel Sub | SCE | Com | WholeBlg | Com - Retail | Participant Cost Test | Energy Efficiency | 2701928.7075 | 2956372.0912 | 3205466.552 | 3462799.2113 | 3753643.7561 | 4033879.9202 | 4252074.4297 | 4387617.6336 | 4459498.376 | 4460082.0797 | 4367264.5892 | 4118628.6185 | 3756909.1691
Scenario 3: Aggressive Fuel Sub | SCE | Com | WholeBlg | Com - Retail | Program Administrator Cost Test | Energy Efficiency | 1861494.2856 | 2054400.7848 | 2266558.6326 | 2505351.38 | 2807421.4005 | 3150978.2774 | 3476971.0648 | 3759061.1597 | 4055876.6189 | 4373284.9129 | 4704891.2643 | 4997468.4594 | 5339070.6763
Scenario 3: Aggressive Fuel Sub | SCE | Com | WholeBlg | Com - Retail | Rate Impact Measure Test | Energy Efficiency | 1861494.2856 | 2054400.7848 | 2266558.6326 | 2505351.38 | 2807421.4005 | 3150978.2774 | 3476971.0648 | 3759061.1597 | 4055876.6189 | 4373284.9129 | 4704891.2643 | 4997468.4594 | 5339070.6763
Scenario 3: Aggressive Fuel Sub | SCE | Com | WholeBlg | Com - Retail | Total Resource Cost Test | Energy Efficiency | 1861494.2856 | 2054400.7848 | 2266558.6326 | 2505351.38 | 2807421.4005 | 3150978.2774 | 3476971.0648 | 3759061.1597 | 4055876.6189 | 4373284.9129 | 4704891.2643 | 4997468.4594 | 5339070.6763
Scenario 3: Aggressive Fuel Sub | SCE | Com | WholeBlg | Com - School | Participant Cost Test | Energy Efficiency | 424255.6497 | 454538.6489 | 487813.549 | 524276.8897 | 570483.6591 | 622404.5715 | 667306.1981 | 695140.6568 | 722892.4211 | 751604.6525 | 776208.7018 | 787604.9911 | 804687.8458
Scenario 3: Aggressive Fuel Sub | SCE | Com | WholeBlg | Com - School | Program Administrator Cost Test | Energy Efficiency | 424255.6497 | 454538.6489 | 487813.549 | 524276.8897 | 570483.6591 | 622404.5715 | 667306.1981 | 695140.6568 | 722892.4211 | 751604.6525 | 776208.7018 | 787604.9911 | 804687.8458
Scenario 3: Aggressive Fuel Sub | SCE | Com | WholeBlg | Com - School | Rate Impact Measure Test | Energy Efficiency | 424255.6497 | 454538.6489 | 487813.549 | 524276.8897 | 570483.6591 | 622404.5715 | 667306.1981 | 695140.6568 | 722892.4211 | 751604.6525 | 776208.7018 | 787604.9911 | 804687.8458
Scenario 3: Aggressive Fuel Sub | SCE | Com | WholeBlg | Com - School | Total Resource Cost Test | Energy Efficiency | 424255.6497 | 454538.6489 | 487813.549 | 524276.8897 | 570483.6591 | 622404.5715 | 667306.1981 | 695140.6568 | 722892.4211 | 751604.6525 | 776208.7018 | 787604.9911 | 804687.8458
Scenario 3: Aggressive Fuel Sub | SCE | Com | WholeBlg | Com - Warehouse | Participant Cost Test | Energy Efficiency | 980354.5802 | 1072577.7946 | 1167844.291 | 1273360.6725 | 1401201.4479 | 1529232.5406 | 1634173.8227 | 1704382.1985 | 1758374.0075 | 1798298.2771 | 1812489.258 | 1776128.5125 | 1716207.6226
Scenario 3: Aggressive Fuel Sub | SCE | Com | WholeBlg | Com - Warehouse | Program Administrator Cost Test | Energy Efficiency | 811046.8773 | 887953.3278 | 972994.5533 | 1070918.6974 | 1196785.7221 | 1337932.1728 | 1467859.8626 | 1573154.1136 | 1682184.971 | 1799750.7202 | 1918282.7918 | 2014262.0354 | 2127372.9433
Scenario 3: Aggressive Fuel Sub | SCE | Com | WholeBlg | Com - Warehouse | Rate Impact Measure Test | Energy Efficiency | 811046.8773 | 887953.3278 | 972994.5533 | 1070918.6974 | 1196785.7221 | 1337932.1728 | 1467859.8626 | 1573154.1136 | 1682184.971 | 1799750.7202 | 1918282.7918 | 2014262.0354 | 2127372.9433
Scenario 3: Aggressive Fuel Sub | SCE | Com | WholeBlg | Com - Warehouse | Total Resource Cost Test | Energy Efficiency | 811046.8773 | 887953.3278 | 972994.5533 | 1070918.6974 | 1196785.7221 | 1337932.1728 | 1467859.8626 | 1573154.1136 | 1682184.971 | 1799750.7202 | 1918282.7918 | 2014262.0354 | 2127372.9433
Scenario 3: Aggressive Fuel Sub | SCE | Ind | WholeBlg | Ind - All Other Industrial | Participant Cost Test | Energy Efficiency | 299695.8287 | 312349.6549 | 332115.3523 | 351922.9062 | 378129.2449 | 409426.0495 | 434552.6666 | 445484.073 | 455598.765 | 465107.5745 | 472610.5466 | 471370.2584 | 470640.2397
Scenario 3: Aggressive Fuel Sub | SCE | Ind | WholeBlg | Ind - All Other Industrial | Program Administrator Cost Test | Energy Efficiency | 299695.8287 | 312349.6549 | 332115.3523 | 351922.9062 | 378129.2449 | 409426.0495 | 434552.6666 | 445484.073 | 455598.765 | 465107.5745 | 472610.5466 | 471370.2584 | 470640.2397
Scenario 3: Aggressive Fuel Sub | SCE | Ind | WholeBlg | Ind - All Other Industrial | Rate Impact Measure Test | Energy Efficiency | 299695.8287 | 312349.6549 | 332115.3523 | 351922.9062 | 378129.2449 | 409426.0495 | 434552.6666 | 445484.073 | 455598.765 | 465107.5745 | 472610.5466 | 471370.2584 | 470640.2397
Scenario 3: Aggressive Fuel Sub | SCE | Ind | WholeBlg | Ind - All Other Industrial | Total Resource Cost Test | Energy Efficiency | 299695.8287 | 312349.6549 | 332115.3523 | 351922.9062 | 378129.2449 | 409426.0495 | 434552.6666 | 445484.073 | 455598.765 | 465107.5745 | 472610.5466 | 471370.2584 | 470640.2397
Scenario 3: Aggressive Fuel Sub | SCE | Ind | WholeBlg | Ind - Chemicals | Participant Cost Test | Energy Efficiency | 907459.9477 | 953785.2107 | 1022485.5205 | 1091778.4374 | 1181664.9537 | 1287643.8441 | 1374120.7431 | 1415049.0733 | 1453981.8123 | 1491111.8129 | 1521654.9308 | 1523438.5102 | 1526321.6263
Scenario 3: Aggressive Fuel Sub | SCE | Ind | WholeBlg | Ind - Chemicals | Program Administrator Cost Test | Energy Efficiency | 907459.9477 | 953785.2107 | 1022485.5205 | 1091778.4374 | 1181664.9537 | 1287643.8441 | 1374120.7431 | 1415049.0733 | 1453981.8123 | 1491111.8129 | 1521654.9308 | 1523438.5102 | 1526321.6263
Scenario 3: Aggressive Fuel Sub | SCE | Ind | WholeBlg | Ind - Chemicals | Rate Impact Measure Test | Energy Efficiency | 907459.9477 | 953785.2107 | 1022485.5205 | 1091778.4374 | 1181664.9537 | 1287643.8441 | 1374120.7431 | 1415049.0733 | 1453981.8123 | 1491111.8129 | 1521654.9308 | 1523438.5102 | 1526321.6263
Scenario 3: Aggressive Fuel Sub | SCE | Ind | WholeBlg | Ind - Chemicals | Total Resource Cost Test | Energy Efficiency | 907459.9477 | 953785.2107 | 1022485.5205 | 1091778.4374 | 1181664.9537 | 1287643.8441 | 1374120.7431 | 1415049.0733 | 1453981.8123 | 1491111.8129 | 1521654.9308 | 1523438.5102 | 1526321.6263
Scenario 3: Aggressive Fuel Sub | SCE | Ind | WholeBlg | Ind - Electronics | Participant Cost Test | Energy Efficiency | 446134.4028 | 465945.1597 | 496733.5992 | 527836.2343 | 568756.2261 | 617724.6125 | 657715.3464 | 676423.1749 | 693947.4359 | 710519.3626 | 723952.0683 | 723857.6275 | 724426.357
Scenario 3: Aggressive Fuel Sub | SCE | Ind | WholeBlg | Ind - Electronics | Program Administrator Cost Test | Energy Efficiency | 446134.4028 | 465945.1597 | 496733.5992 | 527836.2343 | 568756.2261 | 617724.6125 | 657715.3464 | 676423.1749 | 693947.4359 | 710519.3626 | 723952.0683 | 723857.6275 | 724426.357
Scenario 3: Aggressive Fuel Sub | SCE | Ind | WholeBlg | Ind - Electronics | Rate Impact Measure Test | Energy Efficiency | 446134.4028 | 465945.1597 | 496733.5992 | 527836.2343 | 568756.2261 | 617724.6125 | 657715.3464 | 676423.1749 | 693947.4359 | 710519.3626 | 723952.0683 | 723857.6275 | 724426.357
Scenario 3: Aggressive Fuel Sub | SCE | Ind | WholeBlg | Ind - Electronics | Total Resource Cost Test | Energy Efficiency | 446134.4028 | 465945.1597 | 496733.5992 | 527836.2343 | 568756.2261 | 617724.6125 | 657715.3464 | 676423.1749 | 693947.4359 | 710519.3626 | 723952.0683 | 723857.6275 | 724426.357
Scenario 3: Aggressive Fuel Sub | SCE | Ind | WholeBlg | Ind - Fabricated Metals | Participant Cost Test | Energy Efficiency | 616457.9567 | 647604.3577 | 694712.1446 | 740489.2548 | 799287.538 | 868300.9473 | 924000.9123 | 949263.5179 | 972734.3705 | 994878.9993 | 1012371.7786 | 1010551.7723 | 1009299.0896
Scenario 3: Aggressive Fuel Sub | SCE | Ind | WholeBlg | Ind - Fabricated Metals | Program Administrator Cost Test | Energy Efficiency | 616457.9567 | 647604.3577 | 694712.1446 | 740489.2548 | 799287.538 | 868300.9473 | 924000.9123 | 949263.5179 | 972734.3705 | 994878.9993 | 1012371.7786 | 1010551.7723 | 1009299.0896
Scenario 3: Aggressive Fuel Sub | SCE | Ind | WholeBlg | Ind - Fabricated Metals | Rate Impact Measure Test | Energy Efficiency | 616457.9567 | 647604.3577 | 694712.1446 | 740489.2548 | 799287.538 | 868300.9473 | 924000.9123 | 949263.5179 | 972734.3705 | 994878.9993 | 1012371.7786 | 1010551.7723 | 1009299.0896
Scenario 3: Aggressive Fuel Sub | SCE | Ind | WholeBlg | Ind - Fabricated Metals | Total Resource Cost Test | Energy Efficiency | 616457.9567 | 647604.3577 | 694712.1446 | 740489.2548 | 799287.538 | 868300.9473 | 924000.9123 | 949263.5179 | 972734.3705 | 994878.9993 | 1012371.7786 | 1010551.7723 | 1009299.0896
Scenario 3: Aggressive Fuel Sub | SCE | Ind | WholeBlg | Ind - Food | Participant Cost Test | Energy Efficiency | 1283216.2602 | 1333712.7888 | 1414767.4708 | 1495852.1516 | 1603810.1435 | 1733337.1038 | 1836832.4588 | 1879810.679 | 1919200.7374 | 1955750.0566 | 1983449.4259 | 1973965.9176 | 1966441.1415
Scenario 3: Aggressive Fuel Sub | SCE | Ind | WholeBlg | Ind - Food | Program Administrator Cost Test | Energy Efficiency | 1283216.2602 | 1333712.7888 | 1414767.4708 | 1495852.1516 | 1603810.1435 | 1733337.1038 | 1836832.4588 | 1879810.679 | 1919200.7374 | 1955750.0566 | 1983449.4259 | 1973965.9176 | 1966441.1415
Scenario 3: Aggressive Fuel Sub | SCE | Ind | WholeBlg | Ind - Food | Rate Impact Measure Test | Energy Efficiency | 1283216.2602 | 1333712.7888 | 1414767.4708 | 1495852.1516 | 1603810.1435 | 1733337.1038 | 1836832.4588 | 1879810.679 | 1919200.7374 | 1955750.0566 | 1983449.4259 | 1973965.9176 | 1966441.1415
Scenario 3: Aggressive Fuel Sub | SCE | Ind | WholeBlg | Ind - Food | Total Resource Cost Test | Energy Efficiency | 1283216.2602 | 1333712.7888 | 1414767.4708 | 1495852.1516 | 1603810.1435 | 1733337.1038 | 1836832.4588 | 1879810.679 | 1919200.7374 | 1955750.0566 | 1983449.4259 | 1973965.9176 | 1966441.1415
Scenario 3: Aggressive Fuel Sub | SCE | Ind | WholeBlg | Ind - Industrial Machinery | Participant Cost Test | Energy Efficiency | 192825.8212 | 202705.4303 | 217686.78 | 232072.2621 | 250298.0504 | 271705.8117 | 289189.7909 | 297201.7753 | 304714.0123 | 311844.9023 | 317478.2699 | 317032.545 | 316750.1673
Scenario 3: Aggressive Fuel Sub | SCE | Ind | WholeBlg | Ind - Industrial Machinery | Program Administrator Cost Test | Energy Efficiency | 192825.8212 | 202705.4303 | 217686.78 | 232072.2621 | 250298.0504 | 271705.8117 | 289189.7909 | 297201.7753 | 304714.0123 | 311844.9023 | 317478.2699 | 317032.545 | 316750.1673
Scenario 3: Aggressive Fuel Sub | SCE | Ind | WholeBlg | Ind - Industrial Machinery | Rate Impact Measure Test | Energy Efficiency | 192825.8212 | 202705.4303 | 217686.78 | 232072.2621 | 250298.0504 | 271705.8117 | 289189.7909 | 297201.7753 | 304714.0123 | 311844.9023 | 317478.2699 | 317032.545 | 316750.1673
Scenario 3: Aggressive Fuel Sub | SCE | Ind | WholeBlg | Ind - Industrial Machinery | Total Resource Cost Test | Energy Efficiency | 192825.8212 | 202705.4303 | 217686.78 | 232072.2621 | 250298.0504 | 271705.8117 | 289189.7909 | 297201.7753 | 304714.0123 | 311844.9023 | 317478.2699 | 317032.545 | 316750.1673
Scenario 3: Aggressive Fuel Sub | SCE | Ind | WholeBlg | Ind - Lumber & Furniture | Participant Cost Test | Energy Efficiency | 106224.8969 | 110652.9052 | 117659.257 | 124690.6065 | 134017.7083 | 145079.7614 | 153845.8203 | 157575.7725 | 161010.2438 | 164215.0623 | 166697.946 | 166060.635 | 165576.1835
Scenario 3: Aggressive Fuel Sub | SCE | Ind | WholeBlg | Ind - Lumber & Furniture | Program Administrator Cost Test | Energy Efficiency | 106224.8969 | 110652.9052 | 117659.257 | 124690.6065 | 134017.7083 | 145079.7614 | 153845.8203 | 157575.7725 | 161010.2438 | 164215.0623 | 166697.946 | 166060.635 | 165576.1835
Scenario 3: Aggressive Fuel Sub | SCE | Ind | WholeBlg | Ind - Lumber & Furniture | Rate Impact Measure Test | Energy Efficiency | 106224.8969 | 110652.9052 | 117659.257 | 124690.6065 | 134017.7083 | 145079.7614 | 153845.8203 | 157575.7725 | 161010.2438 | 164215.0623 | 166697.946 | 166060.635 | 165576.1835
Scenario 3: Aggressive Fuel Sub | SCE | Ind | WholeBlg | Ind - Lumber & Furniture | Total Resource Cost Test | Energy Efficiency | 106224.8969 | 110652.9052 | 117659.257 | 124690.6065 | 134017.7083 | 145079.7614 | 153845.8203 | 157575.7725 | 161010.2438 | 164215.0623 | 166697.946 | 166060.635 | 165576.1835
Scenario 3: Aggressive Fuel Sub | SCE | Ind | WholeBlg | Ind - Paper | Participant Cost Test | Energy Efficiency | 415937.3348 | 425704.5726 | 445681.4158 | 466355.6521 | 495398.0054 | 530313.8921 | 557445.7372 | 566747.189 | 575809.6971 | 584877.9016 | 591940.4696 | 588365.5188 | 585739.2353
Scenario 3: Aggressive Fuel Sub | SCE | Ind | WholeBlg | Ind - Paper | Program Administrator Cost Test | Energy Efficiency | 415937.3348 | 425704.5726 | 445681.4158 | 466355.6521 | 495398.0054 | 530313.8921 | 557445.7372 | 566747.189 | 575809.6971 | 584877.9016 | 591940.4696 | 588365.5188 | 585739.2353
Scenario 3: Aggressive Fuel Sub | SCE | Ind | WholeBlg | Ind - Paper | Rate Impact Measure Test | Energy Efficiency | 415937.3348 | 425704.5726 | 445681.4158 | 466355.6521 | 495398.0054 | 530313.8921 | 557445.7372 | 566747.189 | 575809.6971 | 584877.9016 | 591940.4696 | 588365.5188 | 585739.2353
Scenario 3: Aggressive Fuel Sub | SCE | Ind | WholeBlg | Ind - Paper | Total Resource Cost Test | Energy Efficiency | 415937.3348 | 425704.5726 | 445681.4158 | 466355.6521 | 495398.0054 | 530313.8921 | 557445.7372 | 566747.189 | 575809.6971 | 584877.9016 | 591940.4696 | 588365.5188 | 585739.2353
Scenario 3: Aggressive Fuel Sub | SCE | Ind | WholeBlg | Ind - Petroleum | Participant Cost Test | Energy Efficiency | 1592641.8532 | 1654858.5448 | 1755375.8613 | 1856406.0914 | 1990946.2946 | 2152402.9004 | 2281070.6877 | 2334996.1617 | 2384444.8908 | 2430169.1076 | 2464796.5609 | 2453346.0802 | 2444453.6589
Scenario 3: Aggressive Fuel Sub | SCE | Ind | WholeBlg | Ind - Petroleum | Program Administrator Cost Test | Energy Efficiency | 1592641.8532 | 1654858.5448 | 1755375.8613 | 1856406.0914 | 1990946.2946 | 2152402.9004 | 2281070.6877 | 2334996.1617 | 2384444.8908 | 2430169.1076 | 2464796.5609 | 2453346.0802 | 2444453.6589
Scenario 3: Aggressive Fuel Sub | SCE | Ind | WholeBlg | Ind - Petroleum | Rate Impact Measure Test | Energy Efficiency | 1592641.8532 | 1654858.5448 | 1755375.8613 | 1856406.0914 | 1990946.2946 | 2152402.9004 | 2281070.6877 | 2334996.1617 | 2384444.8908 | 2430169.1076 | 2464796.5609 | 2453346.0802 | 2444453.6589
Scenario 3: Aggressive Fuel Sub | SCE | Ind | WholeBlg | Ind - Petroleum | Total Resource Cost Test | Energy Efficiency | 1592641.8532 | 1654858.5448 | 1755375.8613 | 1856406.0914 | 1990946.2946 | 2152402.9004 | 2281070.6877 | 2334996.1617 | 2384444.8908 | 2430169.1076 | 2464796.5609 | 2453346.0802 | 2444453.6589
Scenario 3: Aggressive Fuel Sub | SCE | Ind | WholeBlg | Ind - Plastics | Participant Cost Test | Energy Efficiency | 731275.9687 | 762284.1274 | 810987.2284 | 859931.4708 | 924584.6754 | 1001798.3106 | 1063603.9348 | 1090279.4982 | 1114971.0649 | 1137987.9666 | 1155853.8315 | 1152053.4248 | 1149352.7517
Scenario 3: Aggressive Fuel Sub | SCE | Ind | WholeBlg | Ind - Plastics | Program Administrator Cost Test | Energy Efficiency | 731275.9687 | 762284.1274 | 810987.2284 | 859931.4708 | 924584.6754 | 1001798.3106 | 1063603.9348 | 1090279.4982 | 1114971.0649 | 1137987.9666 | 1155853.8315 | 1152053.4248 | 1149352.7517
Scenario 3: Aggressive Fuel Sub | SCE | Ind | WholeBlg | Ind - Plastics | Rate Impact Measure Test | Energy Efficiency | 731275.9687 | 762284.1274 | 810987.2284 | 859931.4708 | 924584.6754 | 1001798.3106 | 1063603.9348 | 1090279.4982 | 1114971.0649 | 1137987.9666 | 1155853.8315 | 1152053.4248 | 1149352.7517
Scenario 3: Aggressive Fuel Sub | SCE | Ind | WholeBlg | Ind - Plastics | Total Resource Cost Test | Energy Efficiency | 731275.9687 | 762284.1274 | 810987.2284 | 859931.4708 | 924584.6754 | 1001798.3106 | 1063603.9348 | 1090279.4982 | 1114971.0649 | 1137987.9666 | 1155853.8315 | 1152053.4248 | 1149352.7517
Scenario 3: Aggressive Fuel Sub | SCE | Ind | WholeBlg | Ind - Primary Metals | Participant Cost Test | Energy Efficiency | 346990.326 | 366148.6218 | 394928.3125 | 423854.7892 | 460480.436 | 503676.1179 | 540286.9101 | 559624.7474 | 578191.2791 | 596131.1018 | 611299.2163 | 614813.7628 | 618684.5156
Scenario 3: Aggressive Fuel Sub | SCE | Ind | WholeBlg | Ind - Primary Metals | Program Administrator Cost Test | Energy Efficiency | 346990.326 | 366148.6218 | 394928.3125 | 423854.7892 | 460480.436 | 503676.1179 | 540286.9101 | 559624.7474 | 578191.2791 | 596131.1018 | 611299.2163 | 614813.7628 | 618684.5156
Scenario 3: Aggressive Fuel Sub | SCE | Ind | WholeBlg | Ind - Primary Metals | Rate Impact Measure Test | Energy Efficiency | 346990.326 | 366148.6218 | 394928.3125 | 423854.7892 | 460480.436 | 503676.1179 | 540286.9101 | 559624.7474 | 578191.2791 | 596131.1018 | 611299.2163 | 614813.7628 | 618684.5156
Scenario 3: Aggressive Fuel Sub | SCE | Ind | WholeBlg | Ind - Primary Metals | Total Resource Cost Test | Energy Efficiency | 346990.326 | 366148.6218 | 394928.3125 | 423854.7892 | 460480.436 | 503676.1179 | 540286.9101 | 559624.7474 | 578191.2791 | 596131.1018 | 611299.2163 | 614813.7628 | 618684.5156
Scenario 3: Aggressive Fuel Sub | SCE | Ind | WholeBlg | Ind - Printing & Publishing | Participant Cost Test | Energy Efficiency | 122851.4393 | 127690.8633 | 135499.3151 | 143336.6416 | 153724.3719 | 166089.4936 | 175950.2202 | 180049.3972 | 183870.6457 | 187455.4983 | 190186.1193 | 189335.252 | 188657.7054
Scenario 3: Aggressive Fuel Sub | SCE | Ind | WholeBlg | Ind - Printing & Publishing | Program Administrator Cost Test | Energy Efficiency | 122851.4393 | 127690.8633 | 135499.3151 | 143336.6416 | 153724.3719 | 166089.4936 | 175950.2202 | 180049.3972 | 183870.6457 | 187455.4983 | 190186.1193 | 189335.252 | 188657.7054
Scenario 3: Aggressive Fuel Sub | SCE | Ind | WholeBlg | Ind - Printing & Publishing | Rate Impact Measure Test | Energy Efficiency | 122851.4393 | 127690.8633 | 135499.3151 | 143336.6416 | 153724.3719 | 166089.4936 | 175950.2202 | 180049.3972 | 183870.6457 | 187455.4983 | 190186.1193 | 189335.252 | 188657.7054
Scenario 3: Aggressive Fuel Sub | SCE | Ind | WholeBlg | Ind - Printing & Publishing | Total Resource Cost Test | Energy Efficiency | 122851.4393 | 127690.8633 | 135499.3151 | 143336.6416 | 153724.3719 | 166089.4936 | 175950.2202 | 180049.3972 | 183870.6457 | 187455.4983 | 190186.1193 | 189335.252 | 188657.7054
Scenario 3: Aggressive Fuel Sub | SCE | Ind | WholeBlg | Ind - Stone-Glass-Clay | Participant Cost Test | Energy Efficiency | 622086.541 | 656945.1834 | 706505.3882 | 756065.2816 | 819773.48 | 894802.7831 | 956419.0884 | 987160.9956 | 1016096.3361 | 1043839.5903 | 1067273.0321 | 1070969.2234 | 1075451.1615
Scenario 3: Aggressive Fuel Sub | SCE | Ind | WholeBlg | Ind - Stone-Glass-Clay | Program Administrator Cost Test | Energy Efficiency | 622086.541 | 656945.1834 | 706505.3882 | 756065.2816 | 819773.48 | 894802.7831 | 956419.0884 | 987160.9956 | 1016096.3361 | 1043839.5903 | 1067273.0321 | 1070969.2234 | 1075451.1615
Scenario 3: Aggressive Fuel Sub | SCE | Ind | WholeBlg | Ind - Stone-Glass-Clay | Rate Impact Measure Test | Energy Efficiency | 622086.541 | 656945.1834 | 706505.3882 | 756065.2816 | 819773.48 | 894802.7831 | 956419.0884 | 987160.9956 | 1016096.3361 | 1043839.5903 | 1067273.0321 | 1070969.2234 | 1075451.1615
Scenario 3: Aggressive Fuel Sub | SCE | Ind | WholeBlg | Ind - Stone-Glass-Clay | Total Resource Cost Test | Energy Efficiency | 622086.541 | 656945.1834 | 706505.3882 | 756065.2816 | 819773.48 | 894802.7831 | 956419.0884 | 987160.9956 | 1016096.3361 | 1043839.5903 | 1067273.0321 | 1070969.2234 | 1075451.1615
Scenario 3: Aggressive Fuel Sub | SCE | Ind | WholeBlg | Ind - Textiles | Participant Cost Test | Energy Efficiency | 87072.3843 | 90653.2101 | 96308.4461 | 101821.0296 | 109107.4147 | 117765.7647 | 124635.7524 | 127343.0858 | 129826.8118 | 132151.0687 | 133885.3752 | 133132.312 | 132531.0706
Scenario 3: Aggressive Fuel Sub | SCE | Ind | WholeBlg | Ind - Textiles | Program Administrator Cost Test | Energy Efficiency | 87072.3843 | 90653.2101 | 96308.4461 | 101821.0296 | 109107.4147 | 117765.7647 | 124635.7524 | 127343.0858 | 129826.8118 | 132151.0687 | 133885.3752 | 133132.312 | 132531.0706
Scenario 3: Aggressive Fuel Sub | SCE | Ind | WholeBlg | Ind - Textiles | Rate Impact Measure Test | Energy Efficiency | 87072.3843 | 90653.2101 | 96308.4461 | 101821.0296 | 109107.4147 | 117765.7647 | 124635.7524 | 127343.0858 | 129826.8118 | 132151.0687 | 133885.3752 | 133132.312 | 132531.0706
Scenario 3: Aggressive Fuel Sub | SCE | Ind | WholeBlg | Ind - Textiles | Total Resource Cost Test | Energy Efficiency | 87072.3843 | 90653.2101 | 96308.4461 | 101821.0296 | 109107.4147 | 117765.7647 | 124635.7524 | 127343.0858 | 129826.8118 | 132151.0687 | 133885.3752 | 133132.312 | 132531.0706
Scenario 3: Aggressive Fuel Sub | SCE | Ind | WholeBlg | Ind - Transportation Equipment | Participant Cost Test | Energy Efficiency | 733379.8075 | 767435.9454 | 824598.0748 | 878313.18 | 945929.1922 | 1025100.5139 | 1091221.5297 | 1122047.6223 | 1152134.7439 | 1181381.2782 | 1204683.3813 | 1204189.4162 | 1203608.3707
Scenario 3: Aggressive Fuel Sub | SCE | Ind | WholeBlg | Ind - Transportation Equipment | Program Administrator Cost Test | Energy Efficiency | 733379.8075 | 767435.9454 | 824598.0748 | 878313.18 | 945929.1922 | 1025100.5139 | 1091221.5297 | 1122047.6223 | 1152134.7439 | 1181381.2782 | 1204683.3813 | 1204189.4162 | 1203608.3707
Scenario 3: Aggressive Fuel Sub | SCE | Ind | WholeBlg | Ind - Transportation Equipment | Rate Impact Measure Test | Energy Efficiency | 733379.8075 | 767435.9454 | 824598.0748 | 878313.18 | 945929.1922 | 1025100.5139 | 1091221.5297 | 1122047.6223 | 1152134.7439 | 1181381.2782 | 1204683.3813 | 1204189.4162 | 1203608.3707
Scenario 3: Aggressive Fuel Sub | SCE | Ind | WholeBlg | Ind - Transportation Equipment | Total Resource Cost Test | Energy Efficiency | 733379.8075 | 767435.9454 | 824598.0748 | 878313.18 | 945929.1922 | 1025100.5139 | 1091221.5297 | 1122047.6223 | 1152134.7439 | 1181381.2782 | 1204683.3813 | 1204189.4162 | 1203608.3707
Scenario 3: Aggressive Fuel Sub | SCE | Res | AppPlug | Res - Multi Family | Participant Cost Test | Energy Efficiency | 0 | 0 | 0 | 0 | 0 | 0 | 0 | 0 | 0 | 0 | 0 | 0 | 0
Scenario 3: Aggressive Fuel Sub | SCE | Res | AppPlug | Res - Multi Family | Participant Cost Test | Fuel Substitution | 23547.2442 | 25586.6274 | 27649.3621 | 29686.8307 | 31535.1577 | 0 | 0 | 0 | 0 | 0 | 0 | 0 | 0
Scenario 3: Aggressive Fuel Sub | SCE | Res | AppPlug | Res - Multi Family | Program Administrator Cost Test | Energy Efficiency | 0 | 0 | 0 | 0 | 0 | 0 | 0 | 0 | 0 | 0 | 0 | 0 | 0
Scenario 3: Aggressive Fuel Sub | SCE | Res | AppPlug | Res - Multi Family | Program Administrator Cost Test | Fuel Substitution | 85907.0439 | 97680.4858 | 110555.1989 | 124650.5557 | 140075.2781 | 0 | 0 | 0 | 0 | 0 | 0 | 0 | 0
Scenario 3: Aggressive Fuel Sub | SCE | Res | AppPlug | Res - Multi Family | Rate Impact Measure Test | Energy Efficiency | 0 | 0 | 0 | 0 | 0 | 0 | 0 | 0 | 0 | 0 | 0 | 0 | 0
Scenario 3: Aggressive Fuel Sub | SCE | Res | AppPlug | Res - Multi Family | Rate Impact Measure Test | Fuel Substitution | 85907.0439 | 97680.4858 | 110555.1989 | 124650.5557 | 140075.2781 | 0 | 0 | 0 | 0 | 0 | 0 | 0 | 0
Scenario 3: Aggressive Fuel Sub | SCE | Res | AppPlug | Res - Multi Family | Total Resource Cost Test | Energy Efficiency | 0 | 0 | 0 | 0 | 0 | 0 | 0 | 0 | 0 | 0 | 0 | 0 | 0
Scenario 3: Aggressive Fuel Sub | SCE | Res | AppPlug | Res - Multi Family | Total Resource Cost Test | Fuel Substitution | 85907.0439 | 97680.4858 | 110555.1989 | 124650.5557 | 140075.2781 | 0 | 0 | 0 | 0 | 0 | 0 | 0 | 0
Scenario 3: Aggressive Fuel Sub | SCE | Res | AppPlug | Res - Single Family | Participant Cost Test | Energy Efficiency | 0 | 0 | 0 | 0 | 0 | 0 | 0 | 0 | 0 | 0 | 0 | 0 | 0
Scenario 3: Aggressive Fuel Sub | SCE | Res | AppPlug | Res - Single Family | Participant Cost Test | Fuel Substitution | 223740.517 | 244104.3303 | 264778.6253 | 285443.4196 | 304917.1256 | 0 | 0 | 0 | 0 | 0 | 0 | 0 | 0
Scenario 3: Aggressive Fuel Sub | SCE | Res | AppPlug | Res - Single Family | Program Administrator Cost Test | Energy Efficiency | 0 | 0 | 0 | 0 | 0 | 0 | 0 | 0 | 0 | 0 | 0 | 0 | 0
Scenario 3: Aggressive Fuel Sub | SCE | Res | AppPlug | Res - Single Family | Program Administrator Cost Test | Fuel Substitution | 642301.7165 | 731132.8954 | 828027.8215 | 933946.0221 | 1049829.5234 | 0 | 0 | 0 | 0 | 0 | 0 | 0 | 0
Scenario 3: Aggressive Fuel Sub | SCE | Res | AppPlug | Res - Single Family | Rate Impact Measure Test | Energy Efficiency | 0 | 0 | 0 | 0 | 0 | 0 | 0 | 0 | 0 | 0 | 0 | 0 | 0
Scenario 3: Aggressive Fuel Sub | SCE | Res | AppPlug | Res - Single Family | Rate Impact Measure Test | Fuel Substitution | 642301.7165 | 731132.8954 | 828027.8215 | 933946.0221 | 1049829.5234 | 0 | 0 | 0 | 0 | 0 | 0 | 0 | 0
Scenario 3: Aggressive Fuel Sub | SCE | Res | AppPlug | Res - Single Family | Total Resource Cost Test | Energy Efficiency | 0 | 0 | 0 | 0 | 0 | 0 | 0 | 0 | 0 | 0 | 0 | 0 | 0
Scenario 3: Aggressive Fuel Sub | SCE | Res | AppPlug | Res - Single Family | Total Resource Cost Test | Fuel Substitution | 642301.7165 | 731132.8954 | 828027.8215 | 933946.0221 | 1049829.5234 | 0 | 0 | 0 | 0 | 0 | 0 | 0 | 0
Scenario 3: Aggressive Fuel Sub | SCE | Res | BROs | Income Qualified - Multi Family IQ | Participant Cost Test | Energy Efficiency | 1282170.9457 | 1485208.5262 | 1698204.9614 | 1710330.191 | 1679392.9853 | 2174060.9104 | 2547808.3798 | 2708721.7657 | 2925704.1671 | 2898053.2066 | 3153770.9542 | 3375911.5107 | 3613508.7712
Scenario 3: Aggressive Fuel Sub | SCE | Res | BROs | Income Qualified - Multi Family IQ | Program Administrator Cost Test | Energy Efficiency | 1282170.9457 | 1485208.5262 | 1698204.9614 | 1710330.191 | 1679392.9853 | 2174060.9104 | 2547808.3798 | 2708721.7657 | 2925704.1671 | 2898053.2066 | 3153770.9542 | 3375911.5107 | 3613508.7712
Scenario 3: Aggressive Fuel Sub | SCE | Res | BROs | Income Qualified - Multi Family IQ | Rate Impact Measure Test | Energy Efficiency | 1282170.9457 | 1485208.5262 | 1698204.9614 | 1710330.191 | 1679392.9853 | 2174060.9104 | 2547808.3798 | 2708721.7657 | 2925704.1671 | 2898053.2066 | 3153770.9542 | 3375911.5107 | 3613508.7712
Scenario 3: Aggressive Fuel Sub | SCE | Res | BROs | Income Qualified - Multi Family IQ | Total Resource Cost Test | Energy Efficiency | 1282170.9457 | 1485208.5262 | 1698204.9614 | 1710330.191 | 1679392.9853 | 2174060.9104 | 2547808.3798 | 2708721.7657 | 2925704.1671 | 2898053.2066 | 3153770.9542 | 3375911.5107 | 3613508.7712
Scenario 3: Aggressive Fuel Sub | SCE | Res | BROs | Income Qualified - Single Family IQ | Participant Cost Test | Energy Efficiency | 4370304.5495 | 5028069.1813 | 5709608.7518 | 5730485.5691 | 5607546.8324 | 7235664.0034 | 8456441.4052 | 8963920.2604 | 9654067.6873 | 9528906.1978 | 10334142.4352 | 11025422.5112 | 11763667.7649
Scenario 3: Aggressive Fuel Sub | SCE | Res | BROs | Income Qualified - Single Family IQ | Program Administrator Cost Test | Energy Efficiency | 4370304.5495 | 5028069.1813 | 5709608.7518 | 5730485.5691 | 5607546.8324 | 7235664.0034 | 8456441.4052 | 8963920.2604 | 9654067.6873 | 9528906.1978 | 10334142.4352 | 11025422.5112 | 11763667.7649
Scenario 3: Aggressive Fuel Sub | SCE | Res | BROs | Income Qualified - Single Family IQ | Rate Impact Measure Test | Energy Efficiency | 4370304.5495 | 5028069.1813 | 5709608.7518 | 5730485.5691 | 5607546.8324 | 7235664.0034 | 8456441.4052 | 8963920.2604 | 9654067.6873 | 9528906.1978 | 10334142.4352 | 11025422.5112 | 11763667.7649
Scenario 3: Aggressive Fuel Sub | SCE | Res | BROs | Income Qualified - Single Family IQ | Total Resource Cost Test | Energy Efficiency | 4370304.5495 | 5028069.1813 | 5709608.7518 | 5730485.5691 | 5607546.8324 | 7235664.0034 | 8456441.4052 | 8963920.2604 | 9654067.6873 | 9528906.1978 | 10334142.4352 | 11025422.5112 | 11763667.7649
Scenario 3: Aggressive Fuel Sub | SCE | Res | BROs | Res - Multi Family | Participant Cost Test | Energy Efficiency | 9518327.4992 | 10953756.094 | 12441805.5853 | 12489117.492 | 12223025.0967 | 15774204.7174 | 18437936.5586 | 19547106.9219 | 21054938.798 | 20785329.2791 | 22545358.7251 | 24057213.3944 | 25671944.0172
Scenario 3: Aggressive Fuel Sub | SCE | Res | BROs | Res - Multi Family | Program Administrator Cost Test | Energy Efficiency | 9518327.4992 | 10953756.094 | 12441805.5853 | 12489117.492 | 12223025.0967 | 15774204.7174 | 18437936.5586 | 19547106.9219 | 21054938.798 | 20785329.2791 | 22545358.7251 | 24057213.3944 | 25671944.0172
Scenario 3: Aggressive Fuel Sub | SCE | Res | BROs | Res - Multi Family | Rate Impact Measure Test | Energy Efficiency | 9518327.4992 | 10953756.094 | 12441805.5853 | 12489117.492 | 12223025.0967 | 15774204.7174 | 18437936.5586 | 19547106.9219 | 21054938.798 | 20785329.2791 | 22545358.7251 | 24057213.3944 | 25671944.0172
Scenario 3: Aggressive Fuel Sub | SCE | Res | BROs | Res - Multi Family | Total Resource Cost Test | Energy Efficiency | 9518327.4992 | 10953756.094 | 12441805.5853 | 12489117.492 | 12223025.0967 | 15774204.7174 | 18437936.5586 | 19547106.9219 | 21054938.798 | 20785329.2791 | 22545358.7251 | 24057213.3944 | 25671944.0172
Scenario 3: Aggressive Fuel Sub | SCE | Res | BROs | Res - Single Family | Participant Cost Test | Energy Efficiency | 2275771.2887 | 2636746.5765 | 3015581.526 | 3037425.5974 | 2982768.5295 | 3861688.324 | 4525867.5143 | 4812073.7813 | 5197918.3735 | 5149282.9352 | 5604149.8987 | 5999397.904 | 6422154.0919
Scenario 3: Aggressive Fuel Sub | SCE | Res | BROs | Res - Single Family | Program Administrator Cost Test | Energy Efficiency | 2275771.2887 | 2636746.5765 | 3015581.526 | 3037425.5974 | 2982768.5295 | 3861688.324 | 4525867.5143 | 4812073.7813 | 5197918.3735 | 5149282.9352 | 5604149.8987 | 5999397.904 | 6422154.0919
Scenario 3: Aggressive Fuel Sub | SCE | Res | BROs | Res - Single Family | Rate Impact Measure Test | Energy Efficiency | 2275771.2887 | 2636746.5765 | 3015581.526 | 3037425.5974 | 2982768.5295 | 3861688.324 | 4525867.5143 | 4812073.7813 | 5197918.3735 | 5149282.9352 | 5604149.8987 | 5999397.904 | 6422154.0919
Scenario 3: Aggressive Fuel Sub | SCE | Res | BROs | Res - Single Family | Total Resource Cost Test | Energy Efficiency | 2275771.2887 | 2636746.5765 | 3015581.526 | 3037425.5974 | 2982768.5295 | 3861688.324 | 4525867.5143 | 4812073.7813 | 5197918.3735 | 5149282.9352 | 5604149.8987 | 5999397.904 | 6422154.0919
Scenario 3: Aggressive Fuel Sub | SCE | Res | BldgEnv | Res - Single Family | Participant Cost Test | Energy Efficiency | 1034315.5996 | 1193401.5413 | 1262383.0671 | 1260761.1102 | 1248911.4949 | 1194798.6115 | 1120314.0636 | 1036639.0123 | 139252.0859 | 0 | 0 | 0 | 0
Scenario 3: Aggressive Fuel Sub | SCE | Res | BldgEnv | Res - Single Family | Program Administrator Cost Test | Energy Efficiency | 19489.7803 | 23802.8515 | 26881.518 | 28913.7401 | 31437.623 | 33484.0113 | 34899.7685 | 35953.628 | 2742.6107 | 0 | 0 | 0 | 0
Scenario 3: Aggressive Fuel Sub | SCE | Res | BldgEnv | Res - Single Family | Rate Impact Measure Test | Energy Efficiency | 46115.7501 | 51267.2175 | 53751.2812 | 54120.4402 | 55153.6051 | 55259.9344 | 54612.5846 | 52780.6873 | 16391.9276 | 0 | 0 | 0 | 0
Scenario 3: Aggressive Fuel Sub | SCE | Res | BldgEnv | Res - Single Family | Total Resource Cost Test | Energy Efficiency | 542254.5229 | 647790.4815 | 696420.7963 | 699057.939 | 714005.1574 | 702648.565 | 679174.3538 | 651598.1441 | 2742.6107 | 0 | 0 | 0 | 0
Scenario 3: Aggressive Fuel Sub | SCE | Res | HVAC | Res - Multi Family | Participant Cost Test | Energy Efficiency | 1069615.7082 | 1066703.7226 | 956650.2927 | 820895.6003 | 704352.5948 | 586552.3446 | 500159.7604 | 424714.208 | 357810.9362 | 297459.9302 | 241447.7236 | 187742.7088 | 132288.8369
Scenario 3: Aggressive Fuel Sub | SCE | Res | HVAC | Res - Multi Family | Participant Cost Test | Fuel Substitution | 1729.6657 | 275.8413 | 266.6456 | 264.1956 | 309.7293 | 4.5081 | 4.3976 | 4.1563 | 3.7858 | 3.3157 | 2.7696 | 2.1612 | 1.4995
Scenario 3: Aggressive Fuel Sub | SCE | Res | HVAC | Res - Multi Family | Program Administrator Cost Test | Energy Efficiency | 451233.7826 | 476834.9768 | 445884.0187 | 376199.3135 | 334923.9 | 325402.4071 | 310922.8029 | 290973.8051 | 275852.7877 | 264802.3473 | 260452.9876 | 257735.3236 | 256606.191
Scenario 3: Aggressive Fuel Sub | SCE | Res | HVAC | Res - Multi Family | Program Administrator Cost Test | Fuel Substitution | 375.6399 | 395.8813 | 413.5856 | 446.9078 | 558.3527 | 4.8781 | 5.3024 | 5.6192 | 5.8476 | 6.0048 | 6.1348 | 6.2136 | 6.2726
Scenario 3: Aggressive Fuel Sub | SCE | Res | HVAC | Res - Multi Family | Rate Impact Measure Test | Energy Efficiency | 451233.7826 | 476834.9768 | 445884.0187 | 376199.3135 | 334923.9 | 325402.4071 | 310922.8029 | 290973.8051 | 275852.7877 | 264802.3473 | 260452.9876 | 257735.3236 | 256606.191
Scenario 3: Aggressive Fuel Sub | SCE | Res | HVAC | Res - Multi Family | Rate Impact Measure Test | Fuel Substitution | 375.6399 | 395.8813 | 413.5856 | 446.9078 | 558.3527 | 4.8781 | 5.3024 | 5.6192 | 5.8476 | 6.0048 | 6.1348 | 6.2136 | 6.2726
Scenario 3: Aggressive Fuel Sub | SCE | Res | HVAC | Res - Multi Family | Total Resource Cost Test | Energy Efficiency | 451233.7826 | 476834.9768 | 445884.0187 | 376199.3135 | 334923.9 | 325402.4071 | 310922.8029 | 290973.8051 | 275852.7877 | 264802.3473 | 260452.9876 | 257735.3236 | 256606.191
Scenario 3: Aggressive Fuel Sub | SCE | Res | HVAC | Res - Multi Family | Total Resource Cost Test | Fuel Substitution | 375.6399 | 395.8813 | 413.5856 | 446.9078 | 558.3527 | 4.8781 | 5.3024 | 5.6192 | 5.8476 | 6.0048 | 6.1348 | 6.2136 | 6.2726
Scenario 3: Aggressive Fuel Sub | SCE | Res | HVAC | Res - Single Family | Participant Cost Test | Energy Efficiency | 13699285.4886 | 13602690.8591 | 13275732.2748 | 12768897.9139 | 12350864.3037 | 11883377.2243 | 11396534.6719 | 10901769.5488 | 1293666.5998 | 539890.3787 | 390147.4078 | 276566.9639 | 119967.675
Scenario 3: Aggressive Fuel Sub | SCE | Res | HVAC | Res - Single Family | Participant Cost Test | Fuel Substitution | 31635.1078 | 9385.7 | 9319.4974 | 9732.3542 | 8442.0019 | 217.0716 | 219.6522 | 212.0544 | 41.7575 | 36.6609 | 30.6775 | 23.9669 | 16.641
Scenario 3: Aggressive Fuel Sub | SCE | Res | HVAC | Res - Single Family | Program Administrator Cost Test | Energy Efficiency | 3928287.7086 | 3961688.6776 | 3821014.4987 | 3465608.2648 | 3290061.6307 | 3393280.6752 | 3374480.2159 | 3290361.9819 | 856655.3244 | 315498.6712 | 239313.2914 | 173875.8305 | 123863.4812
Scenario 3: Aggressive Fuel Sub | SCE | Res | HVAC | Res - Single Family | Program Administrator Cost Test | Fuel Substitution | 8725.3155 | 9346.0352 | 9852.1519 | 10969.4084 | 11527.4311 | 120.0661 | 129.6329 | 132.4897 | 64.4187 | 66.3141 | 67.875 | 68.8357 | 69.5531
Scenario 3: Aggressive Fuel Sub | SCE | Res | HVAC | Res - Single Family | Rate Impact Measure Test | Energy Efficiency | 3928287.7086 | 3961688.6776 | 3821014.4987 | 3465608.2648 | 3290061.6307 | 3393280.6752 | 3374480.2159 | 3290361.9819 | 856655.3244 | 315498.6712 | 239313.2914 | 173875.8305 | 123863.4812
Scenario 3: Aggressive Fuel Sub | SCE | Res | HVAC | Res - Single Family | Rate Impact Measure Test | Fuel Substitution | 8726.6415 | 9346.9652 | 9852.6168 | 10969.4084 | 11527.4311 | 120.0661 | 129.6329 | 132.4897 | 64.4187 | 66.3141 | 67.875 | 68.8357 | 69.5531
Scenario 3: Aggressive Fuel Sub | SCE | Res | HVAC | Res - Single Family | Total Resource Cost Test | Energy Efficiency | 8093223.2168 | 8578608.275 | 8800931.7592 | 8714038.5141 | 8802183.9862 | 9096633.2225 | 9219585.6541 | 9242135.6728 | 856655.3244 | 315498.6712 | 239313.2914 | 173875.8305 | 123863.4812
Scenario 3: Aggressive Fuel Sub | SCE | Res | HVAC | Res - Single Family | Total Resource Cost Test | Fuel Substitution | 13790.2016 | 14490.0546 | 14991.6558 | 16274.7928 | 15660.0894 | 226.0264 | 241.6293 | 246.4195 | 64.4187 | 66.3141 | 67.875 | 68.8357 | 69.5531
Scenario 3: Aggressive Fuel Sub | SCE | Res | WaterHeat | Res - Multi Family | Participant Cost Test | Energy Efficiency | 419817.8901 | 429754.0756 | 440618.525 | 442098.3168 | 438429.6828 | 424560.0311 | 406553.3773 | 381508.176 | 349109.2335 | 309143.291 | 261128.7228 | 207485.9194 | 142549.4732
Scenario 3: Aggressive Fuel Sub | SCE | Res | WaterHeat | Res - Multi Family | Participant Cost Test | Fuel Substitution | 6077915.5715 | 2154667.9579 | 2124621.5573 | 2103638.9983 | 2083625.0894 | 1231958.8724 | 1344893.2757 | 1395641.4404 | 1332061.078 | 1175081.7595 | 951370.5899 | 680958.4988 | 377443.6532
Scenario 3: Aggressive Fuel Sub | SCE | Res | WaterHeat | Res - Multi Family | Program Administrator Cost Test | Energy Efficiency | 118856.399 | 131339.6715 | 146031.9709 | 159761.4963 | 174992.1179 | 190259.774 | 204910.1006 | 218101.8654 | 231299.4826 | 244168.4145 | 258726.2084 | 277410.864 | 298901.0171
Scenario 3: Aggressive Fuel Sub | SCE | Res | WaterHeat | Res - Multi Family | Program Administrator Cost Test | Fuel Substitution | 96173303.126 | 99251716.3209 | 102457136.8353 | 106031085.8868 | 110021036.3054 | 1100348.6316 | 1362629.7615 | 1622246.5385 | 1822559.3801 | 1960249.28 | 2062585.9788 | 2125728.2014 | 2166330.3238
Scenario 3: Aggressive Fuel Sub | SCE | Res | WaterHeat | Res - Multi Family | Rate Impact Measure Test | Energy Efficiency | 118856.399 | 131339.6715 | 146031.9709 | 159761.4963 | 174992.1179 | 190259.774 | 204910.1006 | 218101.8654 | 231299.4826 | 244168.4145 | 258726.2084 | 277410.864 | 298901.0171
Scenario 3: Aggressive Fuel Sub | SCE | Res | WaterHeat | Res - Multi Family | Rate Impact Measure Test | Fuel Substitution | 155400917.5207 | 154264599.8606 | 152952679.5166 | 151877615.133 | 151359776.0769 | 1100348.6316 | 1362629.7615 | 1622246.5385 | 1822559.3801 | 1960249.28 | 2062585.9788 | 2125728.2014 | 2166330.3238
Scenario 3: Aggressive Fuel Sub | SCE | Res | WaterHeat | Res - Multi Family | Total Resource Cost Test | Energy Efficiency | 118856.399 | 131339.6715 | 146031.9709 | 159761.4963 | 174992.1179 | 190259.774 | 204910.1006 | 218101.8654 | 231299.4826 | 244168.4145 | 258726.2084 | 277410.864 | 298901.0171
Scenario 3: Aggressive Fuel Sub | SCE | Res | WaterHeat | Res - Multi Family | Total Resource Cost Test | Fuel Substitution | 96173303.126 | 99251716.3209 | 102457136.8353 | 106031085.8868 | 110021036.3054 | 1100348.6316 | 1362629.7615 | 1622246.5385 | 1822559.3801 | 1960249.28 | 2062585.9788 | 2125728.2014 | 2166330.3238
Scenario 3: Aggressive Fuel Sub | SCE | Res | WaterHeat | Res - Single Family | Participant Cost Test | Energy Efficiency | 423634.7557 | 467090.6382 | 491460.208 | 499542.0456 | 505639.5138 | 501035.4967 | 487752.9507 | 466710.069 | 316931.6656 | 278399.98 | 236135.1179 | 186236.9202 | 126029.6989
Scenario 3: Aggressive Fuel Sub | SCE | Res | WaterHeat | Res - Single Family | Participant Cost Test | Fuel Substitution | 32138187.8662 | 4443756.2223 | 4321152.0957 | 4239442.8589 | 4202446.4547 | 12432888.7555 | 13848004.9826 | 14882500.1306 | 9410763.0168 | 8289115.2298 | 6705405.5348 | 4797718.9008 | 2659147.5459
Scenario 3: Aggressive Fuel Sub | SCE | Res | WaterHeat | Res - Single Family | Program Administrator Cost Test | Energy Efficiency | 104686.1464 | 124010.6337 | 140678.9122 | 154790.1429 | 171408.8235 | 188469.3266 | 203338.2745 | 216549.5808 | 209953.2486 | 219857.1135 | 233927.5766 | 248864.8889 | 264115.8103
Scenario 3: Aggressive Fuel Sub | SCE | Res | WaterHeat | Res - Single Family | Program Administrator Cost Test | Fuel Substitution | 30473909.2659 | 31001305.7378 | 31361585.0031 | 32008521.8143 | 33028016.9905 | 7890779.9357 | 9679144.6059 | 11487941.1569 | 12876042.0177 | 13827746.0525 | 14537421.6795 | 14976898.5752 | 15262124.3323
Scenario 3: Aggressive Fuel Sub | SCE | Res | WaterHeat | Res - Single Family | Rate Impact Measure Test | Energy Efficiency | 104686.1464 | 124010.6337 | 140678.9122 | 154790.1429 | 171408.8235 | 188469.3266 | 203338.2745 | 216549.5808 | 209953.2486 | 219857.1135 | 233927.5766 | 248864.8889 | 264115.8103
Scenario 3: Aggressive Fuel Sub | SCE | Res | WaterHeat | Res - Single Family | Rate Impact Measure Test | Fuel Substitution | 31664515.7027 | 31965393.6288 | 32099829.2215 | 32528020.1939 | 33377159.6941 | 7890779.9357 | 9679144.6059 | 11487941.1569 | 12876042.0177 | 13827746.0525 | 14537421.6795 | 14976898.5752 | 15262124.3323
Scenario 3: Aggressive Fuel Sub | SCE | Res | WaterHeat | Res - Single Family | Total Resource Cost Test | Energy Efficiency | 158209.2456 | 185099.1953 | 207598.1767 | 226109.7981 | 247662.918 | 268943.5653 | 287627.1688 | 304425.898 | 209953.2486 | 219857.1135 | 233927.5766 | 248864.8889 | 264115.8103
Scenario 3: Aggressive Fuel Sub | SCE | Res | WaterHeat | Res - Single Family | Total Resource Cost Test | Fuel Substitution | 34048736.8342 | 34449740.8936 | 34667874.7261 | 35205770.7176 | 36153119.1075 | 11489090.2015 | 13973992.2578 | 16487204.4535 | 12876042.0177 | 13827746.0525 | 14537421.6795 | 14976898.5752 | 15262124.3323
Scenario 3: Aggressive Fuel Sub | SCE | Res | WholeBlg | Res - Multi Family | Participant Cost Test | Energy Efficiency | 0 | 0 | 0 | 0 | 271915.7649 | 233795.0887 | 198854.6429 | 165280.3856 | 133711.6549 | 104491.4746 | 78677.639 | 55651.9342 | 34101.4895
Scenario 3: Aggressive Fuel Sub | SCE | Res | WholeBlg | Res - Multi Family | Program Administrator Cost Test | Energy Efficiency | 0 | 0 | 0 | 0 | 226491.6164 | 219612.2286 | 210660.7683 | 199536.4996 | 187937.3516 | 175544.0033 | 166428.4285 | 159318.9847 | 152030.2274
Scenario 3: Aggressive Fuel Sub | SCE | Res | WholeBlg | Res - Multi Family | Rate Impact Measure Test | Energy Efficiency | 0 | 0 | 0 | 0 | 226491.6164 | 219612.2286 | 210660.7683 | 199536.4996 | 187937.3516 | 175544.0033 | 166428.4285 | 159318.9847 | 152030.2274
Scenario 3: Aggressive Fuel Sub | SCE | Res | WholeBlg | Res - Multi Family | Total Resource Cost Test | Energy Efficiency | 0 | 0 | 0 | 0 | 226491.6164 | 219612.2286 | 210660.7683 | 199536.4996 | 187937.3516 | 175544.0033 | 166428.4285 | 159318.9847 | 152030.2274
Scenario 3: Aggressive Fuel Sub | SCE | Res | WholeBlg | Res - Single Family | Participant Cost Test | Energy Efficiency | 0 | 0 | 1032849.5669 | 979418.5628 | 890840.1189 | 773550.3195 | 650668.6607 | 532585.7945 | 426100.1977 | 330126.5745 | 245469.5893 | 170924.6246 | 102925.2415
Scenario 3: Aggressive Fuel Sub | SCE | Res | WholeBlg | Res - Single Family | Program Administrator Cost Test | Energy Efficiency | 0 | 0 | 698028.6625 | 736358.4716 | 752797.0838 | 737456.0064 | 699885.8412 | 653193.7216 | 608832.5908 | 564299.7246 | 528986.3904 | 499530.9295 | 470459.8055
Scenario 3: Aggressive Fuel Sub | SCE | Res | WholeBlg | Res - Single Family | Rate Impact Measure Test | Energy Efficiency | 0 | 0 | 698028.6625 | 736358.4716 | 752797.0838 | 737456.0064 | 699885.8412 | 653193.7216 | 608832.5908 | 564299.7246 | 528986.3904 | 499530.9295 | 470459.8055
Scenario 3: Aggressive Fuel Sub | SCE | Res | WholeBlg | Res - Single Family | Total Resource Cost Test | Energy Efficiency | 0 | 0 | 698028.6625 | 736358.4716 | 752797.0838 | 737456.0064 | 699885.8412 | 653193.7216 | 608832.5908 | 564299.7246 | 528986.3904 | 499530.9295 | 470459.8055
Scenario 3: Aggressive Fuel Sub | SCG | Ag | WholeBlg | Ag - Dairies, fishing, hunting | Participant Cost Test | Energy Efficiency | 68121.0337 | 71685.3972 | 75449.0851 | 79431.9691 | 83650.4185 | 88121.8289 | 92865.132 | 97900.1944 | 103246.6342 | 108926.208 | 114961.7097 | 121379.0193 | 128206.0078
Scenario 3: Aggressive Fuel Sub | SCG | Ag | WholeBlg | Ag - Dairies, fishing, hunting | Program Administrator Cost Test | Energy Efficiency | 68121.0337 | 71685.3972 | 75449.0851 | 79431.9691 | 83650.4185 | 88121.8289 | 92865.132 | 97900.1944 | 103246.6342 | 108926.208 | 114961.7097 | 121379.0193 | 128206.0078
Scenario 3: Aggressive Fuel Sub | SCG | Ag | WholeBlg | Ag - Dairies, fishing, hunting | Rate Impact Measure Test | Energy Efficiency | 68121.0337 | 71685.3972 | 75449.0851 | 79431.9691 | 83650.4185 | 88121.8289 | 92865.132 | 97900.1944 | 103246.6342 | 108926.208 | 114961.7097 | 121379.0193 | 128206.0078
Scenario 3: Aggressive Fuel Sub | SCG | Ag | WholeBlg | Ag - Dairies, fishing, hunting | Total Resource Cost Test | Energy Efficiency | 68121.0337 | 71685.3972 | 75449.0851 | 79431.9691 | 83650.4185 | 88121.8289 | 92865.132 | 97900.1944 | 103246.6342 | 108926.208 | 114961.7097 | 121379.0193 | 128206.0078
Scenario 3: Aggressive Fuel Sub | SCG | Ag | WholeBlg | Ag - Irrigated Agriculture, vineyards, forestry and greenhouses | Participant Cost Test | Energy Efficiency | 292236.4178 | 307527.39 | 323673.4553 | 340759.8632 | 358856.8366 | 378039.0025 | 398387.5763 | 419987.786 | 442923.7916 | 467288.9287 | 493180.9812 | 520710.974 | 549998.4727
Scenario 3: Aggressive Fuel Sub | SCG | Ag | WholeBlg | Ag - Irrigated Agriculture, vineyards, forestry and greenhouses | Program Administrator Cost Test | Energy Efficiency | 292236.4178 | 307527.39 | 323673.4553 | 340759.8632 | 358856.8366 | 378039.0025 | 398387.5763 | 419987.786 | 442923.7916 | 467288.9287 | 493180.9812 | 520710.974 | 549998.4727
Scenario 3: Aggressive Fuel Sub | SCG | Ag | WholeBlg | Ag - Irrigated Agriculture, vineyards, forestry and greenhouses | Rate Impact Measure Test | Energy Efficiency | 292236.4178 | 307527.39 | 323673.4553 | 340759.8632 | 358856.8366 | 378039.0025 | 398387.5763 | 419987.786 | 442923.7916 | 467288.9287 | 493180.9812 | 520710.974 | 549998.4727
Scenario 3: Aggressive Fuel Sub | SCG | Ag | WholeBlg | Ag - Irrigated Agriculture, vineyards, forestry and greenhouses | Total Resource Cost Test | Energy Efficiency | 292236.4178 | 307527.39 | 323673.4553 | 340759.8632 | 358856.8366 | 378039.0025 | 398387.5763 | 419987.786 | 442923.7916 | 467288.9287 | 493180.9812 | 520710.974 | 549998.4727
Scenario 3: Aggressive Fuel Sub | SCG | Ag | WholeBlg | Ag - Water pumping | Participant Cost Test | Energy Efficiency | 95979.6928 | 101001.7322 | 106304.6113 | 111916.3286 | 117859.9477 | 124159.9784 | 130843.0943 | 137937.2871 | 145470.1976 | 153472.4801 | 161976.2499 | 171017.9712 | 180636.9132
Scenario 3: Aggressive Fuel Sub | SCG | Ag | WholeBlg | Ag - Water pumping | Program Administrator Cost Test | Energy Efficiency | 95979.6928 | 101001.7322 | 106304.6113 | 111916.3286 | 117859.9477 | 124159.9784 | 130843.0943 | 137937.2871 | 145470.1976 | 153472.4801 | 161976.2499 | 171017.9712 | 180636.9132
Scenario 3: Aggressive Fuel Sub | SCG | Ag | WholeBlg | Ag - Water pumping | Rate Impact Measure Test | Energy Efficiency | 95979.6928 | 101001.7322 | 106304.6113 | 111916.3286 | 117859.9477 | 124159.9784 | 130843.0943 | 137937.2871 | 145470.1976 | 153472.4801 | 161976.2499 | 171017.9712 | 180636.9132
Scenario 3: Aggressive Fuel Sub | SCG | Ag | WholeBlg | Ag - Water pumping | Total Resource Cost Test | Energy Efficiency | 95979.6928 | 101001.7322 | 106304.6113 | 111916.3286 | 117859.9477 | 124159.9784 | 130843.0943 | 137937.2871 | 145470.1976 | 153472.4801 | 161976.2499 | 171017.9712 | 180636.9132
Scenario 3: Aggressive Fuel Sub | SCG | Com | AppPlug | Com - College | Participant Cost Test | Energy Efficiency | 0 | 0 | 0 | 0 | 0 | 0 | 0 | 0 | 0 | 0 | 0 | 0 | 9968.4794
Scenario 3: Aggressive Fuel Sub | SCG | Com | AppPlug | Com - College | Program Administrator Cost Test | Energy Efficiency | 0 | 0 | 0 | 0 | 0 | 0 | 0 | 0 | 0 | 0 | 0 | 0 | 34047.5332
Scenario 3: Aggressive Fuel Sub | SCG | Com | AppPlug | Com - College | Rate Impact Measure Test | Energy Efficiency | 0 | 0 | 0 | 0 | 0 | 0 | 0 | 0 | 0 | 0 | 0 | 0 | 34047.5332
Scenario 3: Aggressive Fuel Sub | SCG | Com | AppPlug | Com - College | Total Resource Cost Test | Energy Efficiency | 0 | 0 | 0 | 0 | 0 | 0 | 0 | 0 | 0 | 0 | 0 | 0 | 34047.5332
Scenario 3: Aggressive Fuel Sub | SCG | Com | AppPlug | Com - Health | Participant Cost Test | Energy Efficiency | 6733334.8449 | 7691288.3572 | 8626153.3619 | 9194623.0783 | 9569024.4084 | 9831820.7446 | 10052902.7558 | 10084047.9772 | 9974961.8156 | 9666603.9733 | 8586375.6105 | 6176850.5201 | 3673868.0055
Scenario 3: Aggressive Fuel Sub | SCG | Com | AppPlug | Com - Health | Program Administrator Cost Test | Energy Efficiency | 6423588.765 | 7590964.2467 | 8800768.1312 | 9660236.0718 | 10622662.7242 | 11539004.1339 | 12522131.9605 | 13337886.4576 | 14053097.3658 | 14546205.5572 | 14866096.7 | 15313068.9834 | 15679503.8281
Scenario 3: Aggressive Fuel Sub | SCG | Com | AppPlug | Com - Health | Rate Impact Measure Test | Energy Efficiency | 6423588.765 | 7590964.2467 | 8800768.1312 | 9660236.0718 | 10622662.7242 | 11539004.1339 | 12522131.9605 | 13337886.4576 | 14053097.3658 | 14546205.5572 | 14866096.7 | 15313068.9834 | 15679503.8281
Scenario 3: Aggressive Fuel Sub | SCG | Com | AppPlug | Com - Health | Total Resource Cost Test | Energy Efficiency | 6423588.765 | 7590964.2467 | 8800768.1312 | 9660236.0718 | 10622662.7242 | 11539004.1339 | 12522131.9605 | 13337886.4576 | 14053097.3658 | 14546205.5572 | 14866096.7 | 15313068.9834 | 15679503.8281
Scenario 3: Aggressive Fuel Sub | SCG | Com | AppPlug | Com - Lodging | Participant Cost Test | Energy Efficiency | 5449992.678 | 6181070.8547 | 6956024.989 | 7327614.4238 | 7437158.976 | 7497860.8214 | 7486543.7601 | 7389638.3999 | 7185215.6567 | 6858116.6568 | 6059653.2877 | 4400755.4341 | 2655807.0838
Scenario 3: Aggressive Fuel Sub | SCG | Com | AppPlug | Com - Lodging | Program Administrator Cost Test | Energy Efficiency | 5258640.3719 | 6171741.2399 | 7168815.5983 | 7776388.0336 | 8437323.9387 | 9117700.071 | 9794239.6592 | 10445386.046 | 11030677.3788 | 11549069.3031 | 12018791.3536 | 12410477.5131 | 12729665.1208
Scenario 3: Aggressive Fuel Sub | SCG | Com | AppPlug | Com - Lodging | Rate Impact Measure Test | Energy Efficiency | 5258640.3719 | 6171741.2399 | 7168815.5983 | 7776388.0336 | 8437323.9387 | 9117700.071 | 9794239.6592 | 10445386.046 | 11030677.3788 | 11549069.3031 | 12018791.3536 | 12410477.5131 | 12729665.1208
Scenario 3: Aggressive Fuel Sub | SCG | Com | AppPlug | Com - Lodging | Total Resource Cost Test | Energy Efficiency | 5258640.3719 | 6171741.2399 | 7168815.5983 | 7776388.0336 | 8437323.9387 | 9117700.071 | 9794239.6592 | 10445386.046 | 11030677.3788 | 11549069.3031 | 12018791.3536 | 12410477.5131 | 12729665.1208
Scenario 3: Aggressive Fuel Sub | SCG | Com | AppPlug | Com - Other | Participant Cost Test | Energy Efficiency | 21398.9531 | 25273.6605 | 29499.8128 | 148443.7647 | 109583.8505 | 182581.8266 | 134650.7052 | 126398.5642 | 117598.1847 | 99085.6977 | 79456.1149 | 58669.4788 | 32740.6008
Scenario 3: Aggressive Fuel Sub | SCG | Com | AppPlug | Com - Other | Program Administrator Cost Test | Energy Efficiency | 16331.1933 | 19916.7887 | 24011.0227 | 106795.4458 | 77661.0404 | 147369.9511 | 109892.666 | 107866.7074 | 104983.1541 | 102477.3534 | 100704.2081 | 99750.6858 | 100192.2946
Scenario 3: Aggressive Fuel Sub | SCG | Com | AppPlug | Com - Other | Rate Impact Measure Test | Energy Efficiency | 16331.1933 | 19916.7887 | 24011.0227 | 106795.4458 | 77661.0404 | 147369.9511 | 109892.666 | 107866.7074 | 104983.1541 | 102477.3534 | 100704.2081 | 99750.6858 | 100192.2946
Scenario 3: Aggressive Fuel Sub | SCG | Com | AppPlug | Com - Other | Total Resource Cost Test | Energy Efficiency | 16331.1933 | 19916.7887 | 24011.0227 | 106795.4458 | 77661.0404 | 147369.9511 | 109892.666 | 107866.7074 | 104983.1541 | 102477.3534 | 100704.2081 | 99750.6858 | 100192.2946
Scenario 3: Aggressive Fuel Sub | SCG | Com | BldgEnv | Com - College | Participant Cost Test | Energy Efficiency | 63599.6938 | 63957.4506 | 62118.5044 | 57920.2123 | 51811.3358 | 44514.4534 | 36578.0604 | 26899.7859 | 14604.943 | 8455.6074 | 4063.8617 | 1288.8842 | 647.8651
Scenario 3: Aggressive Fuel Sub | SCG | Com | BldgEnv | Com - College | Program Administrator Cost Test | Energy Efficiency | 43069.3575 | 45129.3819 | 45750.6539 | 44619.6793 | 41818.1509 | 37808.0422 | 32902.3639 | 27458.6196 | 21940.1686 | 16610.4348 | 11743.0483 | 7651.4724 | 7368.4181
Scenario 3: Aggressive Fuel Sub | SCG | Com | BldgEnv | Com - College | Rate Impact Measure Test | Energy Efficiency | 43069.3575 | 45129.3819 | 45750.6539 | 44619.6793 | 41818.1509 | 37808.0422 | 32902.3639 | 27458.6196 | 21940.1686 | 16610.4348 | 11743.0483 | 7651.4724 | 7368.4181
Scenario 3: Aggressive Fuel Sub | SCG | Com | BldgEnv | Com - College | Total Resource Cost Test | Energy Efficiency | 53307.6459 | 55308.2379 | 55513.2342 | 53635.4979 | 49813.1223 | 44629.9275 | 38489.0483 | 31829.9228 | 21940.1686 | 16610.4348 | 11743.0483 | 7651.4724 | 7368.4181
Scenario 3: Aggressive Fuel Sub | SCG | Com | BldgEnv | Com - Grocery | Participant Cost Test | Energy Efficiency | 47781.5628 | 31564.2292 | 15307.0575 | 4315.92 | 4325.522 | 4291.1583 | 4183.094 | 4003.5856 | 2984.553 | 2612.9453 | 2181.2624 | 1671.3195 | 1083.6963
Scenario 3: Aggressive Fuel Sub | SCG | Com | BldgEnv | Com - Grocery | Program Administrator Cost Test | Energy Efficiency | 34145.9942 | 24023.5349 | 13058.7306 | 5345.4678 | 5939.0812 | 6581.3115 | 7229.8868 | 7962.1498 | 8696.1416 | 9435.7421 | 10246.4794 | 11069.5377 | 11950.3708
Scenario 3: Aggressive Fuel Sub | SCG | Com | BldgEnv | Com - Grocery | Rate Impact Measure Test | Energy Efficiency | 34145.9942 | 24023.5349 | 13058.7306 | 5345.4678 | 5939.0812 | 6581.3115 | 7229.8868 | 7962.1498 | 8696.1416 | 9435.7421 | 10246.4794 | 11069.5377 | 11950.3708
Scenario 3: Aggressive Fuel Sub | SCG | Com | BldgEnv | Com - Grocery | Total Resource Cost Test | Energy Efficiency | 39856.1969 | 27787.3365 | 14923.4868 | 5969.9437 | 6589.1111 | 7256.7509 | 7926.5392 | 8682.5463 | 8696.1416 | 9435.7421 | 10246.4794 | 11069.5377 | 11950.3708
Scenario 3: Aggressive Fuel Sub | SCG | Com | BldgEnv | Com - Health | Participant Cost Test | Energy Efficiency | 64597.109 | 58357.7299 | 49862.2388 | 39846.9701 | 29535.4412 | 19551.6191 | 10545.2944 | 5061.4744 | 3647.9692 | 3121.2164 | 2530.873 | 1978.3287 | 1327.492
Scenario 3: Aggressive Fuel Sub | SCG | Com | BldgEnv | Com - Health | Program Administrator Cost Test | Energy Efficiency | 43257.5317 | 40962.3467 | 36897.1073 | 31301.1332 | 25060.937 | 18539.9461 | 12415.5943 | 8821.6606 | 9525.3659 | 10066.6391 | 10560.4398 | 11604.6156 | 12812.0739
Scenario 3: Aggressive Fuel Sub | SCG | Com | BldgEnv | Com - Health | Rate Impact Measure Test | Energy Efficiency | 43257.5317 | 40962.3467 | 36897.1073 | 31301.1332 | 25060.937 | 18539.9461 | 12415.5943 | 8821.6606 | 9525.3659 | 10066.6391 | 10560.4398 | 11604.6156 | 12812.0739
Scenario 3: Aggressive Fuel Sub | SCG | Com | BldgEnv | Com - Health | Total Resource Cost Test | Energy Efficiency | 52132.4109 | 48908.6631 | 43648.0316 | 36690.4973 | 29090.7507 | 21289.3955 | 14054.6811 | 9827.4059 | 9525.3659 | 10066.6391 | 10560.4398 | 11604.6156 | 12812.0739
Scenario 3: Aggressive Fuel Sub | SCG | Com | BldgEnv | Com - Lodging | Participant Cost Test | Energy Efficiency | 1872.926 | 2285.1306 | 2780.9173 | 4743.3803 | 5757.6828 | 6974.9388 | 8428.0082 | 9637.3481 | 6857.6523 | 6981.5871 | 6752.0118 | 6022.5999 | 4611.8852
Scenario 3: Aggressive Fuel Sub | SCG | Com | BldgEnv | Com - Lodging | Program Administrator Cost Test | Energy Efficiency | 680.9039 | 867.7196 | 1103.5464 | 2421.923 | 3068.2427 | 3876.8117 | 4883.3755 | 6128.847 | 7658.0636 | 9518.2609 | 11755.0108 | 14405.9787 | 17492.3295
Scenario 3: Aggressive Fuel Sub | SCG | Com | BldgEnv | Com - Lodging | Rate Impact Measure Test | Energy Efficiency | 680.9039 | 867.7196 | 1103.5464 | 2421.923 | 3068.2427 | 3876.8117 | 4883.3755 | 6128.847 | 7658.0636 | 9518.2609 | 11755.0108 | 14405.9787 | 17492.3295
Scenario 3: Aggressive Fuel Sub | SCG | Com | BldgEnv | Com - Lodging | Total Resource Cost Test | Energy Efficiency | 1546.1864 | 1915.8078 | 2370.3118 | 3949.2845 | 4905.2268 | 6079.8626 | 7516.5965 | 9263.7438 | 7658.0636 | 9518.2609 | 11755.0108 | 14405.9787 | 17492.3295
Scenario 3: Aggressive Fuel Sub | SCG | Com | BldgEnv | Com - Office (Large) | Participant Cost Test | Energy Efficiency | 22652.5364 | 22763.6094 | 22564.9115 | 22205.3535 | 21774.3377 | 21173.2695 | 20270.0351 | 19054.2691 | 12312.9979 | 10538.8328 | 8637.7813 | 6538.7146 | 4269.4618
Scenario 3: Aggressive Fuel Sub | SCG | Com | BldgEnv | Com - Office (Large) | Program Administrator Cost Test | Energy Efficiency | 17449.8311 | 19017.7719 | 20535.855 | 22148.0965 | 23944.8971 | 25841.9228 | 27668.0395 | 29564.8832 | 31280.1794 | 32962.6971 | 34823.0385 | 36615.367 | 38533.1888
Scenario 3: Aggressive Fuel Sub | SCG | Com | BldgEnv | Com - Office (Large) | Rate Impact Measure Test | Energy Efficiency | 17449.8311 | 19017.7719 | 20535.855 | 22148.0965 | 23944.8971 | 25841.9228 | 27668.0395 | 29564.8832 | 31280.1794 | 32962.6971 | 34823.0385 | 36615.367 | 38533.1888
Scenario 3: Aggressive Fuel Sub | SCG | Com | BldgEnv | Com - Office (Large) | Total Resource Cost Test | Energy Efficiency | 22094.085 | 23774.6651 | 25369.4919 | 27055.0631 | 28937.8967 | 30914.7275 | 32784.287 | 34715.2136 | 31280.1794 | 32962.6971 | 34823.0385 | 36615.367 | 38533.1888
Scenario 3: Aggressive Fuel Sub | SCG | Com | BldgEnv | Com - Office (Small) | Participant Cost Test | Energy Efficiency | 14277.0539 | 9852.0779 | 5513.0052 | 2991.5278 | 349.176 | 24262.6474 | 2595.4292 | 2445.7712 | 1898.2186 | 1657.2946 | 1381.3164 | 1065.1801 | 707.5182
Scenario 3: Aggressive Fuel Sub | SCG | Com | BldgEnv | Com - Office (Small) | Program Administrator Cost Test | Energy Efficiency | 9487.8083 | 7183.6835 | 4755.9804 | 3394.8903 | 210.5967 | 36338.7541 | 4100.9973 | 4450.0436 | 4809.7919 | 5178.0443 | 5569.2444 | 5972.1951 | 6399.7301
Scenario 3: Aggressive Fuel Sub | SCG | Com | BldgEnv | Com - Office (Small) | Rate Impact Measure Test | Energy Efficiency | 9487.8083 | 7183.6835 | 4755.9804 | 3394.8903 | 210.5967 | 36338.7541 | 4100.9973 | 4450.0436 | 4809.7919 | 5178.0443 | 5569.2444 | 5972.1951 | 6399.7301
Scenario 3: Aggressive Fuel Sub | SCG | Com | BldgEnv | Com - Office (Small) | Total Resource Cost Test | Energy Efficiency | 11643.4134 | 8605.0878 | 5476.1136 | 3728.4176 | 258.0499 | 39269.942 | 4437.9765 | 4794.0269 | 4809.7919 | 5178.0443 | 5569.2444 | 5972.1951 | 6399.7301
Scenario 3: Aggressive Fuel Sub | SCG | Com | BldgEnv | Com - Other | Participant Cost Test | Energy Efficiency | 157189.6476 | 141736.4415 | 120901.5444 | 190164.3383 | 126881.2251 | 98560.6091 | 41262.7723 | 12832.9458 | 8140.6483 | 7210.529 | 6091.3603 | 4747.7218 | 3176.4164
Scenario 3: Aggressive Fuel Sub | SCG | Com | BldgEnv | Com - Other | Program Administrator Cost Test | Energy Efficiency | 101362.3938 | 96031.3608 | 86595.9491 | 124415.3747 | 81566.5672 | 84848.6481 | 39879.6754 | 23000.8978 | 25071.8876 | 27380.2494 | 29868.0132 | 32439.4524 | 35253.8681
Scenario 3: Aggressive Fuel Sub | SCG | Com | BldgEnv | Com - Other | Rate Impact Measure Test | Energy Efficiency | 101362.3938 | 96031.3608 | 86595.9491 | 124415.3747 | 81566.5672 | 84848.6481 | 39879.6754 | 23000.8978 | 25071.8876 | 27380.2494 | 29868.0132 | 32439.4524 | 35253.8681
Scenario 3: Aggressive Fuel Sub | SCG | Com | BldgEnv | Com - Other | Total Resource Cost Test | Energy Efficiency | 134034.2482 | 125269.4264 | 111372.4674 | 171082.1974 | 112504.9999 | 109392.1486 | 50531.2889 | 26903.9015 | 25071.8876 | 27380.2494 | 29868.0132 | 32439.4524 | 35253.8681
Scenario 3: Aggressive Fuel Sub | SCG | Com | BldgEnv | Com - Refrig. Warehouse | Participant Cost Test | Energy Efficiency | 5382.8353 | 475.6207 | 1170.6136 | 6435.7076 | 3227.902 | 3684.3437 | 4168.4369 | 4356.7026 | 4072.8078 | 3784.6028 | 3299.0747 | 2622.7895 | 1772.8365
Scenario 3: Aggressive Fuel Sub | SCG | Com | BldgEnv | Com - Refrig. Warehouse | Program Administrator Cost Test | Energy Efficiency | 5387.1065 | 553.2594 | 867.4047 | 7663.2733 | 2983.5535 | 3535.9841 | 4156.3653 | 4822.7816 | 5529.9039 | 6240.2235 | 6914.0417 | 7525.4437 | 8016.3705
Scenario 3: Aggressive Fuel Sub | SCG | Com | BldgEnv | Com - Refrig. Warehouse | Rate Impact Measure Test | Energy Efficiency | 5387.1065 | 553.2594 | 867.4047 | 7663.2733 | 2983.5535 | 3535.9841 | 4156.3653 | 4822.7816 | 5529.9039 | 6240.2235 | 6914.0417 | 7525.4437 | 8016.3705
Scenario 3: Aggressive Fuel Sub | SCG | Com | BldgEnv | Com - Refrig. Warehouse | Total Resource Cost Test | Energy Efficiency | 5639.4946 | 574.0921 | 943.3463 | 7944.483 | 3108.8901 | 3677.6234 | 4314.8955 | 4997.8121 | 5529.9039 | 6240.2235 | 6914.0417 | 7525.4437 | 8016.3705
Scenario 3: Aggressive Fuel Sub | SCG | Com | BldgEnv | Com - Restaurant | Participant Cost Test | Energy Efficiency | 5502.0272 | 5659.3116 | 5767.0334 | 5825.8314 | 5839.7742 | 5741.2037 | 5551.2384 | 5235.2094 | 4442.926 | 3901.6862 | 3272.0748 | 2537.0564 | 1693.7781
Scenario 3: Aggressive Fuel Sub | SCG | Com | BldgEnv | Com - Restaurant | Program Administrator Cost Test | Energy Efficiency | 5750.2069 | 6451.0748 | 7208.0307 | 8033.8605 | 8948.7288 | 9846.445 | 10759.0178 | 11763.0999 | 12813.9874 | 13892.4702 | 15053.104 | 16249.3317 | 17537.0477
Scenario 3: Aggressive Fuel Sub | SCG | Com | BldgEnv | Com - Restaurant | Rate Impact Measure Test | Energy Efficiency | 5750.2069 | 6451.0748 | 7208.0307 | 8033.8605 | 8948.7288 | 9846.445 | 10759.0178 | 11763.0999 | 12813.9874 | 13892.4702 | 15053.104 | 16249.3317 | 17537.0477
Scenario 3: Aggressive Fuel Sub | SCG | Com | BldgEnv | Com - Restaurant | Total Resource Cost Test | Energy Efficiency | 6023.6229 | 6735.9745 | 7504.4054 | 8341.947 | 9269.1812 | 10176.5105 | 11097.0888 | 12109.6848 | 12813.9874 | 13892.4702 | 15053.104 | 16249.3317 | 17537.0477
Scenario 3: Aggressive Fuel Sub | SCG | Com | BldgEnv | Com - Retail | Participant Cost Test | Energy Efficiency | 503606.1387 | 431700.2683 | 343457.7955 | 30414.3341 | 167309.6876 | 134113.9783 | 30322.5005 | 29463.0617 | 17541.924 | 15362.3822 | 12790.8155 | 9735.3805 | 6191.9415
Scenario 3: Aggressive Fuel Sub | SCG | Com | BldgEnv | Com - Retail | Program Administrator Cost Test | Energy Efficiency | 329889.2501 | 296055.5193 | 248092.1864 | 35497.7561 | 123609.1743 | 146321.4474 | 48082.0827 | 52903.9617 | 57713.799 | 62695.4973 | 68100.4399 | 73611.4912 | 79535.3758
Scenario 3: Aggressive Fuel Sub | SCG | Com | BldgEnv | Com - Retail | Rate Impact Measure Test | Energy Efficiency | 329889.2501 | 296055.5193 | 248092.1864 | 35497.7561 | 123609.1743 | 146321.4474 | 48082.0827 | 52903.9617 | 57713.799 | 62695.4973 | 68100.4399 | 73611.4912 | 79535.3758
Scenario 3: Aggressive Fuel Sub | SCG | Com | BldgEnv | Com - Retail | Total Resource Cost Test | Energy Efficiency | 447469.0309 | 395829.2391 | 326832.7384 | 44208.3134 | 160477.3293 | 180760.4152 | 57891.1573 | 63058.5105 | 57713.799 | 62695.4973 | 68100.4399 | 73611.4912 | 79535.3758
Scenario 3: Aggressive Fuel Sub | SCG | Com | BldgEnv | Com - School | Participant Cost Test | Energy Efficiency | 4571.3728 | 4617.1763 | 4631.0742 | 4586.2787 | 4443.5017 | 4307.6721 | 4094.8651 | 3811.3118 | 2809.1278 | 2438.547 | 2013.5222 | 1548.9673 | 1020.8546
Scenario 3: Aggressive Fuel Sub | SCG | Com | BldgEnv | Com - School | Program Administrator Cost Test | Energy Efficiency | 3828.3442 | 4203.1788 | 4607.7369 | 5019.5436 | 5378.4396 | 5813.9388 | 6215.101 | 6632.5179 | 7087.9218 | 7585.9118 | 8080.0116 | 8645.0262 | 9189.7065
Scenario 3: Aggressive Fuel Sub | SCG | Com | BldgEnv | Com - School | Rate Impact Measure Test | Energy Efficiency | 3828.3442 | 4203.1788 | 4607.7369 | 5019.5436 | 5378.4396 | 5813.9388 | 6215.101 | 6632.5179 | 7087.9218 | 7585.9118 | 8080.0116 | 8645.0262 | 9189.7065
Scenario 3: Aggressive Fuel Sub | SCG | Com | BldgEnv | Com - School | Total Resource Cost Test | Energy Efficiency | 4421.3043 | 4813.7939 | 5236.0576 | 5662.7111 | 6027.1827 | 6473.6005 | 6879.1108 | 7299.8177 | 7087.9218 | 7585.9118 | 8080.0116 | 8645.0262 | 9189.7065
Scenario 3: Aggressive Fuel Sub | SCG | Com | BldgEnv | Com - Warehouse | Participant Cost Test | Energy Efficiency | 86590.5364 | 99630.8099 | 112479.6959 | 187277.0527 | 203995.7071 | 217192.7176 | 225555.0882 | 214889.3618 | 150607.625 | 122981.0608 | 93309.9456 | 63985.0149 | 37075.9692
Scenario 3: Aggressive Fuel Sub | SCG | Com | BldgEnv | Com - Warehouse | Program Administrator Cost Test | Energy Efficiency | 46171.4679 | 55439.638 | 65337.4818 | 126258.3419 | 143564.0677 | 159511.452 | 172874.7644 | 182638.606 | 187722.8157 | 187739.0981 | 182743.0287 | 173145.2636 | 160103.3335
Scenario 3: Aggressive Fuel Sub | SCG | Com | BldgEnv | Com - Warehouse | Rate Impact Measure Test | Energy Efficiency | 46171.4679 | 55439.638 | 65337.4818 | 126258.3419 | 143564.0677 | 159511.452 | 172874.7644 | 182638.606 | 187722.8157 | 187739.0981 | 182743.0287 | 173145.2636 | 160103.3335
Scenario 3: Aggressive Fuel Sub | SCG | Com | BldgEnv | Com - Warehouse | Total Resource Cost Test | Energy Efficiency | 70979.7456 | 83788.0209 | 97136.1672 | 161268.4418 | 181330.1878 | 199307.5404 | 213763.2196 | 223562.2286 | 187722.8157 | 187739.0981 | 182743.0287 | 173145.2636 | 160103.3335
Scenario 3: Aggressive Fuel Sub | SCG | Com | FoodServ | Com - College | Participant Cost Test | Energy Efficiency | 315171.8878 | 334307.804 | 339883.6527 | 338708.4675 | 330480.8255 | 320595.7511 | 327270.9145 | 311075.6091 | 283770.6463 | 250376.207 | 211891.047 | 169528.4019 | 117897.6318
Scenario 3: Aggressive Fuel Sub | SCG | Com | FoodServ | Com - College | Program Administrator Cost Test | Energy Efficiency | 216247.0108 | 238129.8065 | 261660.672 | 286245.2424 | 309554.3201 | 335706.5337 | 378739.0868 | 411415.8916 | 440296.1652 | 469005.573 | 499644.7919 | 537325.378 | 571325.9653
Scenario 3: Aggressive Fuel Sub | SCG | Com | FoodServ | Com - College | Rate Impact Measure Test | Energy Efficiency | 216247.0108 | 238129.8065 | 261660.672 | 286245.2424 | 309554.3201 | 335706.5337 | 378739.0868 | 411415.8916 | 440296.1652 | 469005.573 | 499644.7919 | 537325.378 | 571325.9653
Scenario 3: Aggressive Fuel Sub | SCG | Com | FoodServ | Com - College | Total Resource Cost Test | Energy Efficiency | 216247.0108 | 238129.8065 | 261660.672 | 286245.2424 | 309554.3201 | 335706.5337 | 378739.0868 | 411415.8916 | 440296.1652 | 469005.573 | 499644.7919 | 537325.378 | 571325.9653
Scenario 3: Aggressive Fuel Sub | SCG | Com | FoodServ | Com - Grocery | Participant Cost Test | Energy Efficiency | 2710316.3746 | 2900333.5489 | 2992843.5861 | 2979227.6567 | 2931140.3203 | 2844549.3776 | 3202479.901 | 3191511.7521 | 2950393.8732 | 2645154.3306 | 2276243.4683 | 1833518.0285 | 1310477.7306
Scenario 3: Aggressive Fuel Sub | SCG | Com | FoodServ | Com - Grocery | Program Administrator Cost Test | Energy Efficiency | 1664363.9453 | 1845839.5624 | 2027712.3843 | 2218943.4158 | 2419685.3461 | 2628550.5266 | 3209374.825 | 3626267.2226 | 3925985.3296 | 4237263.884 | 4570874.5442 | 4919658.4678 | 5291517.3487
Scenario 3: Aggressive Fuel Sub | SCG | Com | FoodServ | Com - Grocery | Rate Impact Measure Test | Energy Efficiency | 1664363.9453 | 1845839.5624 | 2027712.3843 | 2218943.4158 | 2419685.3461 | 2628550.5266 | 3209374.825 | 3626267.2226 | 3925985.3296 | 4237263.884 | 4570874.5442 | 4919658.4678 | 5291517.3487
Scenario 3: Aggressive Fuel Sub | SCG | Com | FoodServ | Com - Grocery | Total Resource Cost Test | Energy Efficiency | 1664363.9453 | 1845839.5624 | 2027712.3843 | 2218943.4158 | 2419685.3461 | 2628550.5266 | 3209374.825 | 3626267.2226 | 3925985.3296 | 4237263.884 | 4570874.5442 | 4919658.4678 | 5291517.3487
Scenario 3: Aggressive Fuel Sub | SCG | Com | FoodServ | Com - Health | Participant Cost Test | Energy Efficiency | 886681.4382 | 951144.1053 | 981778.7861 | 972987.4898 | 958669.8413 | 927556.5536 | 995603.5514 | 965059.6053 | 885292.7833 | 782765.753 | 661522.6678 | 531132.5199 | 376644.1661
Scenario 3: Aggressive Fuel Sub | SCG | Com | FoodServ | Com - Health | Program Administrator Cost Test | Energy Efficiency | 578355.2662 | 642984.6977 | 711743.1936 | 775476.8973 | 846205.7472 | 916456.5434 | 1074798.778 | 1185211.857 | 1274333.6349 | 1359483.5226 | 1445557.5449 | 1557938.3222 | 1681316.3862
Scenario 3: Aggressive Fuel Sub | SCG | Com | FoodServ | Com - Health | Rate Impact Measure Test | Energy Efficiency | 578355.2662 | 642984.6977 | 711743.1936 | 775476.8973 | 846205.7472 | 916456.5434 | 1074798.778 | 1185211.857 | 1274333.6349 | 1359483.5226 | 1445557.5449 | 1557938.3222 | 1681316.3862
Scenario 3: Aggressive Fuel Sub | SCG | Com | FoodServ | Com - Health | Total Resource Cost Test | Energy Efficiency | 578355.2662 | 642984.6977 | 711743.1936 | 775476.8973 | 846205.7472 | 916456.5434 | 1074798.778 | 1185211.857 | 1274333.6349 | 1359483.5226 | 1445557.5449 | 1557938.3222 | 1681316.3862
Scenario 3: Aggressive Fuel Sub | SCG | Com | FoodServ | Com - Lodging | Participant Cost Test | Energy Efficiency | 832158.6804 | 887987.7972 | 915476.0201 | 911462.7273 | 897991.9204 | 872696.8691 | 956752.6744 | 947843.8178 | 874200.7177 | 781557.2364 | 669721.8289 | 536226.8634 | 378624.4259
Scenario 3: Aggressive Fuel Sub | SCG | Com | FoodServ | Com - Lodging | Program Administrator Cost Test | Energy Efficiency | 507382.4203 | 563199.3313 | 621654.9427 | 680979.7922 | 744265.5365 | 810509.2663 | 971187.9443 | 1093065.7393 | 1183055.2807 | 1276729.6922 | 1376627.4888 | 1481685.3018 | 1592734.7266
Scenario 3: Aggressive Fuel Sub | SCG | Com | FoodServ | Com - Lodging | Rate Impact Measure Test | Energy Efficiency | 507382.4203 | 563199.3313 | 621654.9427 | 680979.7922 | 744265.5365 | 810509.2663 | 971187.9443 | 1093065.7393 | 1183055.2807 | 1276729.6922 | 1376627.4888 | 1481685.3018 | 1592734.7266
Scenario 3: Aggressive Fuel Sub | SCG | Com | FoodServ | Com - Lodging | Total Resource Cost Test | Energy Efficiency | 507382.4203 | 563199.3313 | 621654.9427 | 680979.7922 | 744265.5365 | 810509.2663 | 971187.9443 | 1093065.7393 | 1183055.2807 | 1276729.6922 | 1376627.4888 | 1481685.3018 | 1592734.7266
Scenario 3: Aggressive Fuel Sub | SCG | Com | FoodServ | Com - Other | Participant Cost Test | Energy Efficiency | 3798266.2424 | 4070472.6624 | 4156971.8424 | 4162238.3291 | 2907073.3461 | 5138389.912 | 3987259.6407 | 3805016.5543 | 3494636.1892 | 3117230.8382 | 2661384.9945 | 2117728.1121 | 1478376.8818
Scenario 3: Aggressive Fuel Sub | SCG | Com | FoodServ | Com - Other | Program Administrator Cost Test | Energy Efficiency | 2597634.7941 | 2908171.2624 | 3232444.2319 | 3569298.4174 | 2837803.0433 | 5436567.4302 | 4792137.2104 | 5255667.7664 | 5693030.7125 | 6163125.2166 | 6663631.5192 | 7189369.0822 | 7750506.1302
Scenario 3: Aggressive Fuel Sub | SCG | Com | FoodServ | Com - Other | Rate Impact Measure Test | Energy Efficiency | 2597634.7941 | 2908171.2624 | 3232444.2319 | 3569298.4174 | 2837803.0433 | 5436567.4302 | 4792137.2104 | 5255667.7664 | 5693030.7125 | 6163125.2166 | 6663631.5192 | 7189369.0822 | 7750506.1302
Scenario 3: Aggressive Fuel Sub | SCG | Com | FoodServ | Com - Other | Total Resource Cost Test | Energy Efficiency | 2597634.7941 | 2908171.2624 | 3232444.2319 | 3569298.4174 | 2837803.0433 | 5436567.4302 | 4792137.2104 | 5255667.7664 | 5693030.7125 | 6163125.2166 | 6663631.5192 | 7189369.0822 | 7750506.1302
Scenario 3: Aggressive Fuel Sub | SCG | Com | FoodServ | Com - Restaurant | Participant Cost Test | Energy Efficiency | 12997104.9922 | 13928836.1768 | 14389190.4421 | 14413640.9332 | 14272465.1786 | 13885136.166 | 15167523.6949 | 15037336.5064 | 13919994.3923 | 12491888.462 | 10742204.4291 | 8630654.3066 | 6118929.3079
Scenario 3: Aggressive Fuel Sub | SCG | Com | FoodServ | Com - Restaurant | Program Administrator Cost Test | Energy Efficiency | 7966337.514 | 8891150.2943 | 9856916.2803 | 10878941.2295 | 11968285.7608 | 13072112.0776 | 15631938.8718 | 17635004.997 | 19187847.2639 | 20815965.8188 | 22554362.1526 | 24386415.0891 | 26334533.9883
Scenario 3: Aggressive Fuel Sub | SCG | Com | FoodServ | Com - Restaurant | Rate Impact Measure Test | Energy Efficiency | 7966337.514 | 8891150.2943 | 9856916.2803 | 10878941.2295 | 11968285.7608 | 13072112.0776 | 15631938.8718 | 17635004.997 | 19187847.2639 | 20815965.8188 | 22554362.1526 | 24386415.0891 | 26334533.9883
Scenario 3: Aggressive Fuel Sub | SCG | Com | FoodServ | Com - Restaurant | Total Resource Cost Test | Energy Efficiency | 7966337.514 | 8891150.2943 | 9856916.2803 | 10878941.2295 | 11968285.7608 | 13072112.0776 | 15631938.8718 | 17635004.997 | 19187847.2639 | 20815965.8188 | 22554362.1526 | 24386415.0891 | 26334533.9883
Scenario 3: Aggressive Fuel Sub | SCG | Com | FoodServ | Com - Retail | Participant Cost Test | Energy Efficiency | 31992.5714 | 34071.6267 | 35448.6327 | 36559.1867 | 0 | 79324.753 | 36834.0675 | 35588.2078 | 33232.6131 | 29841.3133 | 25415.0585 | 19672.6258 | 12588.9137
Scenario 3: Aggressive Fuel Sub | SCG | Com | FoodServ | Com - Retail | Program Administrator Cost Test | Energy Efficiency | 3981.7658 | 4654.0425 | 5361.5006 | 6181.2701 | 0 | 17244.6492 | 9260.661 | 10538.6429 | 11879.1863 | 13322.0901 | 14926.3455 | 16625.8582 | 18492.6615
Scenario 3: Aggressive Fuel Sub | SCG | Com | FoodServ | Com - Retail | Rate Impact Measure Test | Energy Efficiency | 3981.7658 | 4654.0425 | 5361.5006 | 6181.2701 | 0 | 17244.6492 | 9260.661 | 10538.6429 | 11879.1863 | 13322.0901 | 14926.3455 | 16625.8582 | 18492.6615
Scenario 3: Aggressive Fuel Sub | SCG | Com | FoodServ | Com - Retail | Total Resource Cost Test | Energy Efficiency | 3981.7658 | 4654.0425 | 5361.5006 | 6181.2701 | 0 | 17244.6492 | 9260.661 | 10538.6429 | 11879.1863 | 13322.0901 | 14926.3455 | 16625.8582 | 18492.6615
Scenario 3: Aggressive Fuel Sub | SCG | Com | FoodServ | Com - School | Participant Cost Test | Energy Efficiency | 964277.8584 | 1009407.1694 | 1016161.3021 | 1003076.1885 | 972016.6347 | 934214.6327 | 923265.7389 | 873880.6509 | 793638.2283 | 700182.8747 | 590227.0472 | 465220.8944 | 320605.4094
Scenario 3: Aggressive Fuel Sub | SCG | Com | FoodServ | Com - School | Program Administrator Cost Test | Energy Efficiency | 611956.1678 | 672019.8737 | 734551.1399 | 798251.2225 | 859297.9958 | 926252.7178 | 1024205.5554 | 1110809.1889 | 1187382.0291 | 1268931.8618 | 1352599.2454 | 1443738.4837 | 1536450.7934
Scenario 3: Aggressive Fuel Sub | SCG | Com | FoodServ | Com - School | Rate Impact Measure Test | Energy Efficiency | 611956.1678 | 672019.8737 | 734551.1399 | 798251.2225 | 859297.9958 | 926252.7178 | 1024205.5554 | 1110809.1889 | 1187382.0291 | 1268931.8618 | 1352599.2454 | 1443738.4837 | 1536450.7934
Scenario 3: Aggressive Fuel Sub | SCG | Com | FoodServ | Com - School | Total Resource Cost Test | Energy Efficiency | 611956.1678 | 672019.8737 | 734551.1399 | 798251.2225 | 859297.9958 | 926252.7178 | 1024205.5554 | 1110809.1889 | 1187382.0291 | 1268931.8618 | 1352599.2454 | 1443738.4837 | 1536450.7934
Scenario 3: Aggressive Fuel Sub | SCG | Com | HVAC | Com - College | Participant Cost Test | Energy Efficiency | 642484.3602 | 613838.1769 | 590602.8254 | 567028.8986 | 574656.1368 | 290614.5038 | 225344.4499 | 206957.4078 | 151595.4787 | 123221.3039 | 100538.0359 | 74247.4532 | 41019.5244
Scenario 3: Aggressive Fuel Sub | SCG | Com | HVAC | Com - College | Program Administrator Cost Test | Energy Efficiency | 156855.5732 | 162836.5491 | 171321.8737 | 181107.0499 | 235193.3407 | 141369.3635 | 153747.2515 | 163935.1297 | 174534.5537 | 172881.8338 | 195457.331 | 215294.1053 | 228300.6291
Scenario 3: Aggressive Fuel Sub | SCG | Com | HVAC | Com - College | Rate Impact Measure Test | Energy Efficiency | 156855.5732 | 162836.5491 | 171321.8737 | 181107.0499 | 235193.3407 | 141369.3635 | 153747.2515 | 163935.1297 | 174534.5537 | 172881.8338 | 195457.331 | 215294.1053 | 228300.6291
Scenario 3: Aggressive Fuel Sub | SCG | Com | HVAC | Com - College | Total Resource Cost Test | Energy Efficiency | 295619.4485 | 298612.3829 | 305335.3881 | 313818.3843 | 374487.2009 | 227890.9842 | 187527.3918 | 198046.2945 | 174534.5537 | 172881.8338 | 195457.331 | 215294.1053 | 228300.6291
Scenario 3: Aggressive Fuel Sub | SCG | Com | HVAC | Com - Grocery | Participant Cost Test | Energy Efficiency | 106117.8565 | 105704.6486 | 103494.3293 | 101212.8456 | 98559.6578 | 95221.131 | 90510.7054 | 85426.9175 | 61241.8757 | 53152.5459 | 44171.8391 | 33901.8797 | 22351.38
Scenario 3: Aggressive Fuel Sub | SCG | Com | HVAC | Com - Grocery | Program Administrator Cost Test | Energy Efficiency | 88091.4217 | 95079.2247 | 101384.4098 | 108649.2002 | 116784.5643 | 125590.7702 | 134246.7229 | 144302.0905 | 154191.834 | 164056.2641 | 175115.1983 | 186323.9233 | 198509.1925
Scenario 3: Aggressive Fuel Sub | SCG | Com | HVAC | Com - Grocery | Rate Impact Measure Test | Energy Efficiency | 88091.4217 | 95079.2247 | 101384.4098 | 108649.2002 | 116784.5643 | 125590.7702 | 134246.7229 | 144302.0905 | 154191.834 | 164056.2641 | 175115.1983 | 186323.9233 | 198509.1925
Scenario 3: Aggressive Fuel Sub | SCG | Com | HVAC | Com - Grocery | Total Resource Cost Test | Energy Efficiency | 103677.9028 | 111042.6861 | 117530.08 | 125047.7729 | 133477.4705 | 142580.4043 | 151425.4233 | 161758.8726 | 154191.834 | 164056.2641 | 175115.1983 | 186323.9233 | 198509.1925
Scenario 3: Aggressive Fuel Sub | SCG | Com | HVAC | Com - Health | Participant Cost Test | Energy Efficiency | 2413170.8087 | 2454910.9893 | 2459531.1976 | 2401418.8194 | 2310535.8631 | 1892568.8608 | 1704702.8307 | 1536537.8722 | 1004942.1504 | 749822.6019 | 524618.8641 | 340263.4481 | 188354.3835
Scenario 3: Aggressive Fuel Sub | SCG | Com | HVAC | Com - Health | Program Administrator Cost Test | Energy Efficiency | 1210691.079 | 1303062.6547 | 1383996.3684 | 1431225.9866 | 1466060.5284 | 1342975.9907 | 1335445.1498 | 1299087.2469 | 1248380.0787 | 1178292.0455 | 1100625.8225 | 1051861.3417 | 1013556.2607
Scenario 3: Aggressive Fuel Sub | SCG | Com | HVAC | Com - Health | Rate Impact Measure Test | Energy Efficiency | 1210691.079 | 1303062.6547 | 1383996.3684 | 1431225.9866 | 1466060.5284 | 1342975.9907 | 1335445.1498 | 1299087.2469 | 1248380.0787 | 1178292.0455 | 1100625.8225 | 1051861.3417 | 1013556.2607
Scenario 3: Aggressive Fuel Sub | SCG | Com | HVAC | Com - Health | Total Resource Cost Test | Energy Efficiency | 1842440.2369 | 1946652.6025 | 2029302.4714 | 2062983.8497 | 2075580.1459 | 1868467.0923 | 1773041.245 | 1693065.2384 | 1248380.0787 | 1178292.0455 | 1100625.8225 | 1051861.3417 | 1013556.2607
Scenario 3: Aggressive Fuel Sub | SCG | Com | HVAC | Com - Lodging | Participant Cost Test | Energy Efficiency | 1986147.3673 | 2003747.5078 | 1983903.8525 | 1921850.39 | 1824973.1276 | 1527510.899 | 1312595.938 | 1155873.9212 | 99321.0526 | 85603.3174 | 70601.3528 | 53893.3005 | 35301.0809
Scenario 3: Aggressive Fuel Sub | SCG | Com | HVAC | Com - Lodging | Program Administrator Cost Test | Energy Efficiency | 613806.5449 | 653603.6446 | 684333.146 | 702278.3898 | 709430.5587 | 650663.4356 | 633253.6702 | 607013.1497 | 251020.1704 | 265083.9049 | 280654.6163 | 296843.3864 | 314041.9645
Scenario 3: Aggressive Fuel Sub | SCG | Com | HVAC | Com - Lodging | Rate Impact Measure Test | Energy Efficiency | 613806.5449 | 653603.6446 | 684333.146 | 702278.3898 | 709430.5587 | 650663.4356 | 633253.6702 | 607013.1497 | 251020.1704 | 265083.9049 | 280654.6163 | 296843.3864 | 314041.9645
Scenario 3: Aggressive Fuel Sub | SCG | Com | HVAC | Com - Lodging | Total Resource Cost Test | Energy Efficiency | 1713575.3313 | 1763402.6561 | 1783166.473 | 1767143.8784 | 1721504.8601 | 1520310.4986 | 1350560.1934 | 1238294.2006 | 251020.1704 | 265083.9049 | 280654.6163 | 296843.3864 | 314041.9645
Scenario 3: Aggressive Fuel Sub | SCG | Com | HVAC | Com - Office (Large) | Participant Cost Test | Energy Efficiency | 3812234.8129 | 3602036.5487 | 3382156.369 | 3170265.1354 | 2972383.184 | 572925.2291 | 1331.6906 | 1231.7452 | 720.382 | 607.8639 | 492.0674 | 368.0279 | 236.8111
Scenario 3: Aggressive Fuel Sub | SCG | Com | HVAC | Com - Office (Large) | Program Administrator Cost Test | Energy Efficiency | 828242.5912 | 844378.4015 | 859018.6355 | 876482.74 | 898979.1902 | 1635.4133 | 1700.6564 | 1771.1449 | 1831.3573 | 1891.1205 | 1962.9926 | 2032.263 | 2110.2766
Scenario 3: Aggressive Fuel Sub | SCG | Com | HVAC | Com - Office (Large) | Rate Impact Measure Test | Energy Efficiency | 828242.5912 | 844378.4015 | 859018.6355 | 876482.74 | 898979.1902 | 1635.4133 | 1700.6564 | 1771.1449 | 1831.3573 | 1891.1205 | 1962.9926 | 2032.263 | 2110.2766
Scenario 3: Aggressive Fuel Sub | SCG | Com | HVAC | Com - Office (Large) | Total Resource Cost Test | Energy Efficiency | 2168739.4693 | 2140204.1336 | 2108685.2504 | 2084776.1689 | 2072967.4385 | 573550.059 | 2111.3561 | 2176.2344 | 1831.3573 | 1891.1205 | 1962.9926 | 2032.263 | 2110.2766
Scenario 3: Aggressive Fuel Sub | SCG | Com | HVAC | Com - Office (Small) | Participant Cost Test | Energy Efficiency | 1390157.0359 | 1320154.3162 | 1243795.7593 | 1164749.2091 | 464824.7636 | 1791721.8348 | 161493.4335 | 145112.6488 | 115841.3202 | 96191.0798 | 75061.671 | 52045.8798 | 27109.1977
Scenario 3: Aggressive Fuel Sub | SCG | Com | HVAC | Com - Office (Small) | Program Administrator Cost Test | Energy Efficiency | 392055.1013 | 405335.1703 | 418554.4924 | 432731.7911 | 202847.7688 | 644004.8714 | 67085.4972 | 70956.4908 | 74982.1661 | 79131.6386 | 83636.654 | 88321.1837 | 93381.6395
Scenario 3: Aggressive Fuel Sub | SCG | Com | HVAC | Com - Office (Small) | Rate Impact Measure Test | Energy Efficiency | 392055.1013 | 405335.1703 | 418554.4924 | 432731.7911 | 202847.7688 | 644004.8714 | 67085.4972 | 70956.4908 | 74982.1661 | 79131.6386 | 83636.654 | 88321.1837 | 93381.6395
Scenario 3: Aggressive Fuel Sub | SCG | Com | HVAC | Com - Office (Small) | Total Resource Cost Test | Energy Efficiency | 525965.0395 | 536479.0379 | 546629.5239 | 557983.4842 | 261416.9824 | 757878.9665 | 78324.1265 | 82214.596 | 74982.1661 | 79131.6386 | 83636.654 | 88321.1837 | 93381.6395
Scenario 3: Aggressive Fuel Sub | SCG | Com | HVAC | Com - Other | Participant Cost Test | Energy Efficiency | 6665563.5146 | 6563507.7455 | 6418838.5373 | 6211693.9501 | 257514.4073 | 10973351.7672 | 5334885.755 | 4923794.1556 | 3524004.2754 | 2972784.0406 | 2357001.1025 | 1659901.2754 | 882935.511
Scenario 3: Aggressive Fuel Sub | SCG | Com | HVAC | Com - Other | Program Administrator Cost Test | Energy Efficiency | 1596081.9304 | 1718656.3331 | 1852028.4857 | 1991308.0949 | 93215.9945 | 4453152.1228 | 2478414.8133 | 2659240.0959 | 2834172.8328 | 3034648.5287 | 3253363.7588 | 3479637.7237 | 3731230.5672
Scenario 3: Aggressive Fuel Sub | SCG | Com | HVAC | Com - Other | Rate Impact Measure Test | Energy Efficiency | 1596081.9304 | 1718656.3331 | 1852028.4857 | 1991308.0949 | 93215.9945 | 4453152.1228 | 2478414.8133 | 2659240.0959 | 2834172.8328 | 3034648.5287 | 3253363.7588 | 3479637.7237 | 3731230.5672
Scenario 3: Aggressive Fuel Sub | SCG | Com | HVAC | Com - Other | Total Resource Cost Test | Energy Efficiency | 2373899.4233 | 2513322.3771 | 2664314.7893 | 2819491.3799 | 130899.4273 | 6115970.5857 | 3355462.0952 | 3550319.5022 | 2834172.8328 | 3034648.5287 | 3253363.7588 | 3479637.7237 | 3731230.5672
Scenario 3: Aggressive Fuel Sub | SCG | Com | HVAC | Com - Restaurant | Participant Cost Test | Energy Efficiency | 6197111.3595 | 5985586.3939 | 5693842.8911 | 5355064.4351 | 4991637.001 | 4592746.7917 | 4172917.5044 | 3745602.3258 | 3026802.5843 | 2563483.3313 | 2076114.4098 | 1556846.0774 | 999101.9642
Scenario 3: Aggressive Fuel Sub | SCG | Com | HVAC | Com - Restaurant | Program Administrator Cost Test | Energy Efficiency | 5611850.1404 | 5894750.6376 | 6133017.2898 | 6352036.6961 | 6573852.304 | 6782295.5991 | 6995164.854 | 7237241.3846 | 7500262.2772 | 7782251.0956 | 8097574.4787 | 8437411.3756 | 8814950.7912
Scenario 3: Aggressive Fuel Sub | SCG | Com | HVAC | Com - Restaurant | Rate Impact Measure Test | Energy Efficiency | 5611850.1404 | 5894750.6376 | 6133017.2898 | 6352036.6961 | 6573852.304 | 6782295.5991 | 6995164.854 | 7237241.3846 | 7500262.2772 | 7782251.0956 | 8097574.4787 | 8437411.3756 | 8814950.7912
Scenario 3: Aggressive Fuel Sub | SCG | Com | HVAC | Com - Restaurant | Total Resource Cost Test | Energy Efficiency | 5925189.4536 | 6207117.5845 | 6441390.9751 | 6655004.0386 | 6871186.7079 | 7073085.6354 | 7279357.2363 | 7515749.493 | 7500262.2772 | 7782251.0956 | 8097574.4787 | 8437411.3756 | 8814950.7912
Scenario 3: Aggressive Fuel Sub | SCG | Com | HVAC | Com - Retail | Participant Cost Test | Energy Efficiency | 1376908.3086 | 1335954.7262 | 1281549.5611 | 1227391.0227 | 362303.0561 | 1358143.736 | 522148.9295 | 485317.6902 | 313515.9417 | 262410.6225 | 206593.9818 | 144251.7721 | 75719.5931
Scenario 3: Aggressive Fuel Sub | SCG | Com | HVAC | Com - Retail | Program Administrator Cost Test | Energy Efficiency | 233540.0362 | 244849.3917 | 255397.5511 | 267547.87 | 101931.7265 | 262600.5011 | 132580.1997 | 142172.4469 | 151578.699 | 161348.9142 | 172159.1196 | 183189.8355 | 195234.5696
Scenario 3: Aggressive Fuel Sub | SCG | Com | HVAC | Com - Retail | Rate Impact Measure Test | Energy Efficiency | 233540.0362 | 244849.3917 | 255397.5511 | 267547.87 | 101931.7265 | 262600.5011 | 132580.1997 | 142172.4469 | 151578.699 | 161348.9142 | 172159.1196 | 183189.8355 | 195234.5696
Scenario 3: Aggressive Fuel Sub | SCG | Com | HVAC | Com - Retail | Total Resource Cost Test | Energy Efficiency | 625970.1085 | 633887.1847 | 639175.6167 | 647519.4238 | 260089.9289 | 703041.405 | 256662.6803 | 268190.048 | 151578.699 | 161348.9142 | 172159.1196 | 183189.8355 | 195234.5696
Scenario 3: Aggressive Fuel Sub | SCG | Com | HVAC | Com - School | Participant Cost Test | Energy Efficiency | 2176505.1791 | 2016864.3352 | 1908223.6189 | 1792164.3914 | 1645715.8538 | 784316.8842 | 715910.6868 | 645405.5722 | 460986.6827 | 387368.5172 | 307104.2637 | 222466.7101 | 129308.9471
Scenario 3: Aggressive Fuel Sub | SCG | Com | HVAC | Com - School | Program Administrator Cost Test | Energy Efficiency | 853859.8074 | 884052.5786 | 918918.3928 | 954493.5241 | 981587.2707 | 675698.7928 | 701747.8569 | 730061.3616 | 763025.6751 | 800924.5661 | 838546.3872 | 883976.7968 | 927411.934
Scenario 3: Aggressive Fuel Sub | SCG | Com | HVAC | Com - School | Rate Impact Measure Test | Energy Efficiency | 853859.8074 | 884052.5786 | 918918.3928 | 954493.5241 | 981587.2707 | 675698.7928 | 701747.8569 | 730061.3616 | 763025.6751 | 800924.5661 | 838546.3872 | 883976.7968 | 927411.934
Scenario 3: Aggressive Fuel Sub | SCG | Com | HVAC | Com - School | Total Resource Cost Test | Energy Efficiency | 1187143.5245 | 1160921.4804 | 1190666.5419 | 1221041.1695 | 1230411.9423 | 793363.8353 | 817263.518 | 843870.1685 | 763025.6751 | 800924.5661 | 838546.3872 | 883976.7968 | 927411.934
Scenario 3: Aggressive Fuel Sub | SCG | Com | HVAC | Com - Warehouse | Participant Cost Test | Energy Efficiency | 52.3072 | 53.9113 | 54.1587 | 54.709 | 55.546 | 55.4108 | 54.224 | 52.6113 | 32.8799 | 29.0525 | 24.5198 | 19.0502 | 12.7576
Scenario 3: Aggressive Fuel Sub | SCG | Com | HVAC | Com - Warehouse | Program Administrator Cost Test | Energy Efficiency | 39.1757 | 43.6502 | 47.6204 | 52.5169 | 58.5727 | 64.641 | 70.5816 | 77.2068 | 83.5873 | 90.385 | 97.8163 | 105.1962 | 113.6854
Scenario 3: Aggressive Fuel Sub | SCG | Com | HVAC | Com - Warehouse | Rate Impact Measure Test | Energy Efficiency | 39.1757 | 43.6502 | 47.6204 | 52.5169 | 58.5727 | 64.641 | 70.5816 | 77.2068 | 83.5873 | 90.385 | 97.8163 | 105.1962 | 113.6854
Scenario 3: Aggressive Fuel Sub | SCG | Com | HVAC | Com - Warehouse | Total Resource Cost Test | Energy Efficiency | 51.3931 | 56.5679 | 60.9903 | 66.5009 | 73.3597 | 80.1077 | 86.5821 | 93.783 | 83.5873 | 90.385 | 97.8163 | 105.1962 | 113.6854
Scenario 3: Aggressive Fuel Sub | SCG | Com | WaterHeat | Com - College | Participant Cost Test | Energy Efficiency | 593202.3774 | 545427.676 | 480056.3621 | 470993.2733 | 439856.0343 | 49627.5642 | 3587.4083 | 2630.5473 | 1200.24 | 1031.1573 | 840.8582 | 629.7442 | 385.6724
Scenario 3: Aggressive Fuel Sub | SCG | Com | WaterHeat | Com - College | Program Administrator Cost Test | Energy Efficiency | 643423.8516 | 659596.5443 | 689591.7411 | 727970.2022 | 756826.1514 | 3100.4576 | 2072.8659 | 1641.3338 | 1197.6842 | 1270.6297 | 1349.3998 | 1441.1014 | 1531.6478
Scenario 3: Aggressive Fuel Sub | SCG | Com | WaterHeat | Com - College | Rate Impact Measure Test | Energy Efficiency | 643423.8516 | 659596.5443 | 689591.7411 | 727970.2022 | 756826.1514 | 3100.4576 | 2072.8659 | 1641.3338 | 1197.6842 | 1270.6297 | 1349.3998 | 1441.1014 | 1531.6478
Scenario 3: Aggressive Fuel Sub | SCG | Com | WaterHeat | Com - College | Total Resource Cost Test | Energy Efficiency | 842071.3906 | 844670.5535 | 827603.7021 | 869268.0009 | 892575.3327 | 48967.5906 | 3321.788 | 2514.8147 | 1197.6842 | 1270.6297 | 1349.3998 | 1441.1014 | 1531.6478
Scenario 3: Aggressive Fuel Sub | SCG | Com | WaterHeat | Com - Grocery | Participant Cost Test | Energy Efficiency | 746030.6837 | 333335.0079 | 98017.1667 | 89348.3395 | 87767.8536 | 43669.0566 | 36863.3423 | 37879.4823 | 29696.2961 | 25565.0166 | 20886.6751 | 15581.1504 | 9555.9337
Scenario 3: Aggressive Fuel Sub | SCG | Com | WaterHeat | Com - Grocery | Program Administrator Cost Test | Energy Efficiency | 313228.7356 | 171030.7808 | 86899.8279 | 88457.1451 | 93247.7708 | 24630.9317 | 26178.1805 | 27861.6106 | 29633.069 | 31502.16 | 33518.7162 | 35655.801 | 37950.188
Scenario 3: Aggressive Fuel Sub | SCG | Com | WaterHeat | Com - Grocery | Rate Impact Measure Test | Energy Efficiency | 313228.7356 | 171030.7808 | 86899.8279 | 88457.1451 | 93247.7708 | 24630.9317 | 26178.1805 | 27861.6106 | 29633.069 | 31502.16 | 33518.7162 | 35655.801 | 37950.188
Scenario 3: Aggressive Fuel Sub | SCG | Com | WaterHeat | Com - Grocery | Total Resource Cost Test | Energy Efficiency | 538050.6207 | 268423.1319 | 113358.9431 | 112763.5829 | 117570.7564 | 41307.6651 | 35241.7243 | 37012.8038 | 29633.069 | 31502.16 | 33518.7162 | 35655.801 | 37950.188
Scenario 3: Aggressive Fuel Sub | SCG | Com | WaterHeat | Com - Health | Participant Cost Test | Energy Efficiency | 3592645.7574 | 10672655.3724 | 7598703.9643 | 5287263.4319 | 3699305.702 | 1645347.8677 | 817227.9527 | 330532.9249 | 4314.1952 | 3704.1004 | 3013.2504 | 2257.3331 | 1391.7451
Scenario 3: Aggressive Fuel Sub | SCG | Com | WaterHeat | Com - Health | Program Administrator Cost Test | Energy Efficiency | 2725268.6464 | 6716680.8921 | 5366360.5976 | 4272533.0314 | 3535102.0723 | 965065.0799 | 535757.915 | 224933.1369 | 4305.0098 | 4564.3296 | 4835.6325 | 5165.6661 | 5527.1405
Scenario 3: Aggressive Fuel Sub | SCG | Com | WaterHeat | Com - Health | Rate Impact Measure Test | Energy Efficiency | 2725268.6464 | 6716680.8921 | 5366360.5976 | 4272533.0314 | 3535102.0723 | 965065.0799 | 535757.915 | 224933.1369 | 4305.0098 | 4564.3296 | 4835.6325 | 5165.6661 | 5527.1405
Scenario 3: Aggressive Fuel Sub | SCG | Com | WaterHeat | Com - Health | Total Resource Cost Test | Energy Efficiency | 3798226.815 | 9834347.6749 | 7517122.3237 | 5758545.2684 | 4575472.2177 | 1503204.4507 | 758865.4192 | 313928.453 | 4305.0098 | 4564.3296 | 4835.6325 | 5165.6661 | 5527.1405
Scenario 3: Aggressive Fuel Sub | SCG | Com | WaterHeat | Com - Lodging | Participant Cost Test | Energy Efficiency | 15372038.9245 | 13998158.8281 | 12379017.2842 | 11312012.1905 | 10506825.9237 | 3150605.413 | 8143.1003 | 8311.2009 | 3673.6784 | 3165.0682 | 2587.447 | 1931.9385 | 1185.6059
Scenario 3: Aggressive Fuel Sub | SCG | Com | WaterHeat | Com - Lodging | Program Administrator Cost Test | Energy Efficiency | 7463781.3978 | 7465276.9789 | 7496537.9569 | 7579291.9816 | 7767687.4941 | 77628.5159 | 3233.5821 | 3444.5791 | 3665.8551 | 3900.1123 | 4152.3051 | 4421.0314 | 4708.4777
Scenario 3: Aggressive Fuel Sub | SCG | Com | WaterHeat | Com - Lodging | Rate Impact Measure Test | Energy Efficiency | 7463781.3978 | 7465276.9789 | 7496537.9569 | 7579291.9816 | 7767687.4941 | 77628.5159 | 3233.5821 | 3444.5791 | 3665.8551 | 3900.1123 | 4152.3051 | 4421.0314 | 4708.4777
Scenario 3: Aggressive Fuel Sub | SCG | Com | WaterHeat | Com - Lodging | Total Resource Cost Test | Energy Efficiency | 16677300.9797 | 15926459.5518 | 14942147.1458 | 14495147.0804 | 14328035.2917 | 3138669.4022 | 7942.8544 | 8204.0504 | 3665.8551 | 3900.1123 | 4152.3051 | 4421.0314 | 4708.4777
Scenario 3: Aggressive Fuel Sub | SCG | Com | WaterHeat | Com - Office (Large) | Participant Cost Test | Energy Efficiency | 1574377.0911 | 1505649.4175 | 1365092.1739 | 1295669.8294 | 1230823.9529 | 220059.6005 | 0 | 0 | 0 | 0 | 0 | 0 | 0
Scenario 3: Aggressive Fuel Sub | SCG | Com | WaterHeat | Com - Office (Large) | Program Administrator Cost Test | Energy Efficiency | 1385623.0677 | 1426334.5058 | 1464032.1162 | 1508243.3324 | 1562993.9039 | 0 | 0 | 0 | 0 | 0 | 0 | 0 | 0
Scenario 3: Aggressive Fuel Sub | SCG | Com | WaterHeat | Com - Office (Large) | Rate Impact Measure Test | Energy Efficiency | 1385623.0677 | 1426334.5058 | 1464032.1162 | 1508243.3324 | 1562993.9039 | 0 | 0 | 0 | 0 | 0 | 0 | 0 | 0
Scenario 3: Aggressive Fuel Sub | SCG | Com | WaterHeat | Com - Office (Large) | Total Resource Cost Test | Energy Efficiency | 2014198.0245 | 2039885.728 | 1995022.4168 | 2027111.3962 | 2072779.3669 | 220059.6005 | 0 | 0 | 0 | 0 | 0 | 0 | 0
Scenario 3: Aggressive Fuel Sub | SCG | Com | WaterHeat | Com - Office (Small) | Participant Cost Test | Energy Efficiency | 43738.7077 | 42040.6453 | 40195.4865 | 38254.8492 | 20403.1111 | 0 | 0 | 0 | 0 | 0 | 0 | 0 | 0
Scenario 3: Aggressive Fuel Sub | SCG | Com | WaterHeat | Com - Office (Small) | Program Administrator Cost Test | Energy Efficiency | 82159.7186 | 85786.7869 | 89583.141 | 93711.1085 | 55353.2145 | 0 | 0 | 0 | 0 | 0 | 0 | 0 | 0
Scenario 3: Aggressive Fuel Sub | SCG | Com | WaterHeat | Com - Office (Small) | Rate Impact Measure Test | Energy Efficiency | 82159.7186 | 85786.7869 | 89583.141 | 93711.1085 | 55353.2145 | 0 | 0 | 0 | 0 | 0 | 0 | 0 | 0
Scenario 3: Aggressive Fuel Sub | SCG | Com | WaterHeat | Com - Office (Small) | Total Resource Cost Test | Energy Efficiency | 87808.5546 | 91379.5498 | 95119.423 | 99199.2492 | 58424.135 | 0 | 0 | 0 | 0 | 0 | 0 | 0 | 0
Scenario 3: Aggressive Fuel Sub | SCG | Com | WaterHeat | Com - Other | Participant Cost Test | Energy Efficiency | 5221016.7376 | 4875545.4539 | 3945301.7243 | 3795434.9756 | 2367066.195 | 417326.5635 | 143268.2272 | 145439.4094 | 93240.3225 | 80503.5555 | 65942.3313 | 49327.3406 | 30344.4799
Scenario 3: Aggressive Fuel Sub | SCG | Com | WaterHeat | Com - Other | Program Administrator Cost Test | Energy Efficiency | 5825007.3406 | 6050236.0289 | 6355414.5469 | 6683847.1684 | 4615874.3572 | 89586.7702 | 82800.9841 | 87364.7082 | 93041.7674 | 99199.4179 | 105823.5003 | 112880.273 | 120509.1311
Scenario 3: Aggressive Fuel Sub | SCG | Com | WaterHeat | Com - Other | Rate Impact Measure Test | Energy Efficiency | 5825007.3406 | 6050236.0289 | 6355414.5469 | 6683847.1684 | 4615874.3572 | 89586.7702 | 82800.9841 | 87364.7082 | 93041.7674 | 99199.4179 | 105823.5003 | 112880.273 | 120509.1311
Scenario 3: Aggressive Fuel Sub | SCG | Com | WaterHeat | Com - Other | Total Resource Cost Test | Energy Efficiency | 7962740.3113 | 8069620.3615 | 7571954.8714 | 7886243.7789 | 5384022.7459 | 408744.2176 | 138100.3036 | 142721.7603 | 93041.7674 | 99199.4179 | 105823.5003 | 112880.273 | 120509.1311
Scenario 3: Aggressive Fuel Sub | SCG | Com | WaterHeat | Com - Refrig. Warehouse | Participant Cost Test | Energy Efficiency | 68962.9266 | 5003.1329 | 5312.9746 | 16656.4748 | 4006.5742 | 0 | 0 | 0 | 0 | 0 | 0 | 0 | 0
Scenario 3: Aggressive Fuel Sub | SCG | Com | WaterHeat | Com - Refrig. Warehouse | Program Administrator Cost Test | Energy Efficiency | 55239.2416 | 8975.1301 | 6829.4058 | 34939.6895 | 9656.4577 | 0 | 0 | 0 | 0 | 0 | 0 | 0 | 0
Scenario 3: Aggressive Fuel Sub | SCG | Com | WaterHeat | Com - Refrig. Warehouse | Rate Impact Measure Test | Energy Efficiency | 55239.2416 | 8975.1301 | 6829.4058 | 34939.6895 | 9656.4577 | 0 | 0 | 0 | 0 | 0 | 0 | 0 | 0
Scenario 3: Aggressive Fuel Sub | SCG | Com | WaterHeat | Com - Refrig. Warehouse | Total Resource Cost Test | Energy Efficiency | 62332.3881 | 9251.7181 | 7292.146 | 35936.9401 | 9909.3978 | 0 | 0 | 0 | 0 | 0 | 0 | 0 | 0
Scenario 3: Aggressive Fuel Sub | SCG | Com | WaterHeat | Com - Restaurant | Participant Cost Test | Energy Efficiency | 2608761.0234 | 2529435.7016 | 2431240.3561 | 2315736.3521 | 2194316.9009 | 159282.1894 | 164051.0199 | 169430.6662 | 159306.6695 | 137494.2888 | 112592.0583 | 84200.7769 | 51773.6985
Scenario 3: Aggressive Fuel Sub | SCG | Com | WaterHeat | Com - Restaurant | Program Administrator Cost Test | Energy Efficiency | 5023676.4622 | 5288161.8889 | 5546744.3753 | 5800340.4532 | 6079912.7376 | 131366.8928 | 139893.8985 | 149122.3239 | 158967.4191 | 169425.4695 | 180686.4375 | 192684.3352 | 205612.4378
Scenario 3: Aggressive Fuel Sub | SCG | Com | WaterHeat | Com - Restaurant | Rate Impact Measure Test | Energy Efficiency | 5023676.4622 | 5288161.8889 | 5546744.3753 | 5800340.4532 | 6079912.7376 | 131366.8928 | 139893.8985 | 149122.3239 | 158967.4191 | 169425.4695 | 180686.4375 | 192684.3352 | 205612.4378
Scenario 3: Aggressive Fuel Sub | SCG | Com | WaterHeat | Com - Restaurant | Total Resource Cost Test | Energy Efficiency | 5169664.8302 | 5434060.4301 | 5692054.7183 | 5944641.7029 | 6223491.763 | 146697.3233 | 155387.8168 | 164791.9194 | 158967.4191 | 169425.4695 | 180686.4375 | 192684.3352 | 205612.4378
Scenario 3: Aggressive Fuel Sub | SCG | Com | WaterHeat | Com - Retail | Participant Cost Test | Energy Efficiency | 718214.8903 | 201014.1829 | 145836.1252 | 103619.0013 | 79693.2084 | 6143.7631 | 0 | 0 | 0 | 0 | 0 | 0 | 0
Scenario 3: Aggressive Fuel Sub | SCG | Com | WaterHeat | Com - Retail | Program Administrator Cost Test | Energy Efficiency | 335943.5217 | 206538.9143 | 210335.2176 | 209371.4213 | 145981.4181 | 2024.1006 | 0 | 0 | 0 | 0 | 0 | 0 | 0
Scenario 3: Aggressive Fuel Sub | SCG | Com | WaterHeat | Com - Retail | Rate Impact Measure Test | Energy Efficiency | 335943.5217 | 206538.9143 | 210335.2176 | 209371.4213 | 145981.4181 | 2024.1006 | 0 | 0 | 0 | 0 | 0 | 0 | 0
Scenario 3: Aggressive Fuel Sub | SCG | Com | WaterHeat | Com - Retail | Total Resource Cost Test | Energy Efficiency | 680837.3796 | 301376.1376 | 262423.4647 | 239817.8396 | 174400.8369 | 5421.3703 | 0 | 0 | 0 | 0 | 0 | 0 | 0
Scenario 3: Aggressive Fuel Sub | SCG | Com | WaterHeat | Com - School | Participant Cost Test | Energy Efficiency | 959903.2603 | 915971.239 | 868775.5815 | 820066.4008 | 765597.5098 | 23682.8265 | 24092.3345 | 24561.564 | 19265.2821 | 16514.9905 | 13421.4004 | 9980.5184 | 6094.591
Scenario 3: Aggressive Fuel Sub | SCG | Com | WaterHeat | Com - School | Program Administrator Cost Test | Energy Efficiency | 1487667.0093 | 1538903.647 | 1589133.0378 | 1643028.8143 | 1692498.2001 | 16324.903 | 17223.9909 | 18184.5409 | 19224.2556 | 20350.3722 | 21538.508 | 22839.3315 | 24203.8647
Scenario 3: Aggressive Fuel Sub | SCG | Com | WaterHeat | Com - School | Rate Impact Measure Test | Energy Efficiency | 1487667.0093 | 1538903.647 | 1589133.0378 | 1643028.8143 | 1692498.2001 | 16324.903 | 17223.9909 | 18184.5409 | 19224.2556 | 20350.3722 | 21538.508 | 22839.3315 | 24203.8647
Scenario 3: Aggressive Fuel Sub | SCG | Com | WaterHeat | Com - School | Total Resource Cost Test | Energy Efficiency | 1629536.7691 | 1678151.5826 | 1725634.8654 | 1776991.5166 | 1823401.262 | 22118.911 | 23025.7051 | 23995.8974 | 19224.2556 | 20350.3722 | 21538.508 | 22839.3315 | 24203.8647
Scenario 3: Aggressive Fuel Sub | SCG | Com | WaterHeat | Com - Warehouse | Participant Cost Test | Energy Efficiency | 1180961.9068 | 256087.9161 | 107264.7099 | 85254.7384 | 69397.838 | 19371.9847 | 3147.8361 | 0 | 0 | 0 | 0 | 0 | 0
Scenario 3: Aggressive Fuel Sub | SCG | Com | WaterHeat | Com - Warehouse | Program Administrator Cost Test | Energy Efficiency | 377062.1629 | 112683.8419 | 71936.1972 | 68965.1005 | 68046.8308 | 3696.5553 | 1180.2125 | 0 | 0 | 0 | 0 | 0 | 0
Scenario 3: Aggressive Fuel Sub | SCG | Com | WaterHeat | Com - Warehouse | Rate Impact Measure Test | Energy Efficiency | 377062.1629 | 112683.8419 | 71936.1972 | 68965.1005 | 68046.8308 | 3696.5553 | 1180.2125 | 0 | 0 | 0 | 0 | 0 | 0
Scenario 3: Aggressive Fuel Sub | SCG | Com | WaterHeat | Com - Warehouse | Total Resource Cost Test | Energy Efficiency | 906759.3137 | 229642.736 | 120726.3821 | 106886.2251 | 98489.1231 | 18052.7 | 2784.8221 | 0 | 0 | 0 | 0 | 0 | 0
Scenario 3: Aggressive Fuel Sub | SCG | Com | WholeBlg | Com - College | Participant Cost Test | Energy Efficiency | 104187.5109 | 109619.6311 | 115028.662 | 121029.8485 | 127427.907 | 134402.1238 | 141940.1574 | 149627.9629 | 157761.3201 | 166603.785 | 175404.5985 | 184291.17 | 194450.0638
Scenario 3: Aggressive Fuel Sub | SCG | Com | WholeBlg | Com - College | Program Administrator Cost Test | Energy Efficiency | 104187.5109 | 109619.6311 | 115028.662 | 121029.8485 | 127427.907 | 134402.1238 | 141940.1574 | 149627.9629 | 157761.3201 | 166603.785 | 175404.5985 | 184291.17 | 194450.0638
Scenario 3: Aggressive Fuel Sub | SCG | Com | WholeBlg | Com - College | Rate Impact Measure Test | Energy Efficiency | 104187.5109 | 109619.6311 | 115028.662 | 121029.8485 | 127427.907 | 134402.1238 | 141940.1574 | 149627.9629 | 157761.3201 | 166603.785 | 175404.5985 | 184291.17 | 194450.0638
Scenario 3: Aggressive Fuel Sub | SCG | Com | WholeBlg | Com - College | Total Resource Cost Test | Energy Efficiency | 104187.5109 | 109619.6311 | 115028.662 | 121029.8485 | 127427.907 | 134402.1238 | 141940.1574 | 149627.9629 | 157761.3201 | 166603.785 | 175404.5985 | 184291.17 | 194450.0638
Scenario 3: Aggressive Fuel Sub | SCG | Com | WholeBlg | Com - Grocery | Participant Cost Test | Energy Efficiency | 39185.5603 | 41769.8774 | 44416.3199 | 47356.4876 | 50536.4231 | 53729.821 | 57152.2275 | 60779.4159 | 64668.1424 | 68636.071 | 72844.1249 | 77125.3977 | 81637.7145
Scenario 3: Aggressive Fuel Sub | SCG | Com | WholeBlg | Com - Grocery | Program Administrator Cost Test | Energy Efficiency | 39185.5603 | 41769.8774 | 44416.3199 | 47356.4876 | 50536.4231 | 53729.821 | 57152.2275 | 60779.4159 | 64668.1424 | 68636.071 | 72844.1249 | 77125.3977 | 81637.7145
Scenario 3: Aggressive Fuel Sub | SCG | Com | WholeBlg | Com - Grocery | Rate Impact Measure Test | Energy Efficiency | 39185.5603 | 41769.8774 | 44416.3199 | 47356.4876 | 50536.4231 | 53729.821 | 57152.2275 | 60779.4159 | 64668.1424 | 68636.071 | 72844.1249 | 77125.3977 | 81637.7145
Scenario 3: Aggressive Fuel Sub | SCG | Com | WholeBlg | Com - Grocery | Total Resource Cost Test | Energy Efficiency | 39185.5603 | 41769.8774 | 44416.3199 | 47356.4876 | 50536.4231 | 53729.821 | 57152.2275 | 60779.4159 | 64668.1424 | 68636.071 | 72844.1249 | 77125.3977 | 81637.7145
Scenario 3: Aggressive Fuel Sub | SCG | Com | WholeBlg | Com - Health | Participant Cost Test | Energy Efficiency | 143863.9648 | 153858.4412 | 164136.789 | 175535.6252 | 187886.4115 | 200542.5152 | 214197.7297 | 228568.5625 | 243981.2197 | 259814.1171 | 276620.7329 | 293733.0463 | 310629.3452
Scenario 3: Aggressive Fuel Sub | SCG | Com | WholeBlg | Com - Health | Program Administrator Cost Test | Energy Efficiency | 143863.9648 | 153858.4412 | 164136.789 | 175535.6252 | 187886.4115 | 200542.5152 | 214197.7297 | 228568.5625 | 243981.2197 | 259814.1171 | 276620.7329 | 293733.0463 | 310629.3452
Scenario 3: Aggressive Fuel Sub | SCG | Com | WholeBlg | Com - Health | Rate Impact Measure Test | Energy Efficiency | 143863.9648 | 153858.4412 | 164136.789 | 175535.6252 | 187886.4115 | 200542.5152 | 214197.7297 | 228568.5625 | 243981.2197 | 259814.1171 | 276620.7329 | 293733.0463 | 310629.3452
Scenario 3: Aggressive Fuel Sub | SCG | Com | WholeBlg | Com - Health | Total Resource Cost Test | Energy Efficiency | 143863.9648 | 153858.4412 | 164136.789 | 175535.6252 | 187886.4115 | 200542.5152 | 214197.7297 | 228568.5625 | 243981.2197 | 259814.1171 | 276620.7329 | 293733.0463 | 310629.3452
Scenario 3: Aggressive Fuel Sub | SCG | Com | WholeBlg | Com - Lodging | Participant Cost Test | Energy Efficiency | 70416.1854 | 75168.6778 | 80041.5712 | 85446.5044 | 91301.5322 | 97278.9793 | 103704.8491 | 110500.8158 | 117802.6419 | 125395.3144 | 133375.7543 | 141528.0955 | 149721.7382
Scenario 3: Aggressive Fuel Sub | SCG | Com | WholeBlg | Com - Lodging | Program Administrator Cost Test | Energy Efficiency | 70416.1854 | 75168.6778 | 80041.5712 | 85446.5044 | 91301.5322 | 97278.9793 | 103704.8491 | 110500.8158 | 117802.6419 | 125395.3144 | 133375.7543 | 141528.0955 | 149721.7382
Scenario 3: Aggressive Fuel Sub | SCG | Com | WholeBlg | Com - Lodging | Rate Impact Measure Test | Energy Efficiency | 70416.1854 | 75168.6778 | 80041.5712 | 85446.5044 | 91301.5322 | 97278.9793 | 103704.8491 | 110500.8158 | 117802.6419 | 125395.3144 | 133375.7543 | 141528.0955 | 149721.7382
Scenario 3: Aggressive Fuel Sub | SCG | Com | WholeBlg | Com - Lodging | Total Resource Cost Test | Energy Efficiency | 70416.1854 | 75168.6778 | 80041.5712 | 85446.5044 | 91301.5322 | 97278.9793 | 103704.8491 | 110500.8158 | 117802.6419 | 125395.3144 | 133375.7543 | 141528.0955 | 149721.7382
Scenario 3: Aggressive Fuel Sub | SCG | Com | WholeBlg | Com - Office (Large) | Participant Cost Test | Energy Efficiency | 225452.9796 | 238467.59 | 251480.5774 | 265827.7363 | 281250.0421 | 297538.9777 | 315355.1831 | 333688.9558 | 353097.6773 | 375253.1164 | 396320.8988 | 417575.1715 | 440371.0801
Scenario 3: Aggressive Fuel Sub | SCG | Com | WholeBlg | Com - Office (Large) | Program Administrator Cost Test | Energy Efficiency | 225452.9796 | 238467.59 | 251480.5774 | 265827.7363 | 281250.0421 | 297538.9777 | 315355.1831 | 333688.9558 | 353097.6773 | 375253.1164 | 396320.8988 | 417575.1715 | 440371.0801
Scenario 3: Aggressive Fuel Sub | SCG | Com | WholeBlg | Com - Office (Large) | Rate Impact Measure Test | Energy Efficiency | 225452.9796 | 238467.59 | 251480.5774 | 265827.7363 | 281250.0421 | 297538.9777 | 315355.1831 | 333688.9558 | 353097.6773 | 375253.1164 | 396320.8988 | 417575.1715 | 440371.0801
Scenario 3: Aggressive Fuel Sub | SCG | Com | WholeBlg | Com - Office (Large) | Total Resource Cost Test | Energy Efficiency | 225452.9796 | 238467.59 | 251480.5774 | 265827.7363 | 281250.0421 | 297538.9777 | 315355.1831 | 333688.9558 | 353097.6773 | 375253.1164 | 396320.8988 | 417575.1715 | 440371.0801
Scenario 3: Aggressive Fuel Sub | SCG | Com | WholeBlg | Com - Office (Small) | Participant Cost Test | Energy Efficiency | 26845.819 | 28556.4198 | 30306.3036 | 32251.1931 | 34351.033 | 36437.5591 | 38662.135 | 41017.6276 | 43541.6806 | 46208.6429 | 48932.9213 | 51701.8719 | 54716.0366
Scenario 3: Aggressive Fuel Sub | SCG | Com | WholeBlg | Com - Office (Small) | Program Administrator Cost Test | Energy Efficiency | 26845.819 | 28556.4198 | 30306.3036 | 32251.1931 | 34351.033 | 36437.5591 | 38662.135 | 41017.6276 | 43541.6806 | 46208.6429 | 48932.9213 | 51701.8719 | 54716.0366
Scenario 3: Aggressive Fuel Sub | SCG | Com | WholeBlg | Com - Office (Small) | Rate Impact Measure Test | Energy Efficiency | 26845.819 | 28556.4198 | 30306.3036 | 32251.1931 | 34351.033 | 36437.5591 | 38662.135 | 41017.6276 | 43541.6806 | 46208.6429 | 48932.9213 | 51701.8719 | 54716.0366
Scenario 3: Aggressive Fuel Sub | SCG | Com | WholeBlg | Com - Office (Small) | Total Resource Cost Test | Energy Efficiency | 26845.819 | 28556.4198 | 30306.3036 | 32251.1931 | 34351.033 | 36437.5591 | 38662.135 | 41017.6276 | 43541.6806 | 46208.6429 | 48932.9213 | 51701.8719 | 54716.0366
Scenario 3: Aggressive Fuel Sub | SCG | Com | WholeBlg | Com - Other | Participant Cost Test | Energy Efficiency | 468970.007 | 500591.753 | 533161.8609 | 569426.3232 | 608706.0724 | 648517.3631 | 691479.2722 | 736932.7909 | 785765.2833 | 836165.5752 | 889487.511 | 943943.8941 | 998657.0083
Scenario 3: Aggressive Fuel Sub | SCG | Com | WholeBlg | Com - Other | Program Administrator Cost Test | Energy Efficiency | 468970.007 | 500591.753 | 533161.8609 | 569426.3232 | 608706.0724 | 648517.3631 | 691479.2722 | 736932.7909 | 785765.2833 | 836165.5752 | 889487.511 | 943943.8941 | 998657.0083
Scenario 3: Aggressive Fuel Sub | SCG | Com | WholeBlg | Com - Other | Rate Impact Measure Test | Energy Efficiency | 468970.007 | 500591.753 | 533161.8609 | 569426.3232 | 608706.0724 | 648517.3631 | 691479.2722 | 736932.7909 | 785765.2833 | 836165.5752 | 889487.511 | 943943.8941 | 998657.0083
Scenario 3: Aggressive Fuel Sub | SCG | Com | WholeBlg | Com - Other | Total Resource Cost Test | Energy Efficiency | 468970.007 | 500591.753 | 533161.8609 | 569426.3232 | 608706.0724 | 648517.3631 | 691479.2722 | 736932.7909 | 785765.2833 | 836165.5752 | 889487.511 | 943943.8941 | 998657.0083
Scenario 3: Aggressive Fuel Sub | SCG | Com | WholeBlg | Com - Refrig. Warehouse | Participant Cost Test | Energy Efficiency | 9093.4595 | 9746.5184 | 10423.7779 | 11177.4929 | 11994.8754 | 12806.319 | 13674.2833 | 14600.7868 | 15598.927 | 16606.1232 | 17691.8078 | 18802.2446 | 19913.6186
Scenario 3: Aggressive Fuel Sub | SCG | Com | WholeBlg | Com - Refrig. Warehouse | Program Administrator Cost Test | Energy Efficiency | 9093.4595 | 9746.5184 | 10423.7779 | 11177.4929 | 11994.8754 | 12806.319 | 13674.2833 | 14600.7868 | 15598.927 | 16606.1232 | 17691.8078 | 18802.2446 | 19913.6186
Scenario 3: Aggressive Fuel Sub | SCG | Com | WholeBlg | Com - Refrig. Warehouse | Rate Impact Measure Test | Energy Efficiency | 9093.4595 | 9746.5184 | 10423.7779 | 11177.4929 | 11994.8754 | 12806.319 | 13674.2833 | 14600.7868 | 15598.927 | 16606.1232 | 17691.8078 | 18802.2446 | 19913.6186
Scenario 3: Aggressive Fuel Sub | SCG | Com | WholeBlg | Com - Refrig. Warehouse | Total Resource Cost Test | Energy Efficiency | 9093.4595 | 9746.5184 | 10423.7779 | 11177.4929 | 11994.8754 | 12806.319 | 13674.2833 | 14600.7868 | 15598.927 | 16606.1232 | 17691.8078 | 18802.2446 | 19913.6186
Scenario 3: Aggressive Fuel Sub | SCG | Com | WholeBlg | Com - Restaurant | Participant Cost Test | Energy Efficiency | 199452.0522 | 213838.117 | 228737.8673 | 245320.9 | 263335.7696 | 281341.1425 | 300619.927 | 321202.6292 | 343379.8806 | 365937.4676 | 390129.3293 | 414901.9635 | 439357.8646
Scenario 3: Aggressive Fuel Sub | SCG | Com | WholeBlg | Com - Restaurant | Program Administrator Cost Test | Energy Efficiency | 199452.0522 | 213838.117 | 228737.8673 | 245320.9 | 263335.7696 | 281341.1425 | 300619.927 | 321202.6292 | 343379.8806 | 365937.4676 | 390129.3293 | 414901.9635 | 439357.8646
Scenario 3: Aggressive Fuel Sub | SCG | Com | WholeBlg | Com - Restaurant | Rate Impact Measure Test | Energy Efficiency | 199452.0522 | 213838.117 | 228737.8673 | 245320.9 | 263335.7696 | 281341.1425 | 300619.927 | 321202.6292 | 343379.8806 | 365937.4676 | 390129.3293 | 414901.9635 | 439357.8646
Scenario 3: Aggressive Fuel Sub | SCG | Com | WholeBlg | Com - Restaurant | Total Resource Cost Test | Energy Efficiency | 199452.0522 | 213838.117 | 228737.8673 | 245320.9 | 263335.7696 | 281341.1425 | 300619.927 | 321202.6292 | 343379.8806 | 365937.4676 | 390129.3293 | 414901.9635 | 439357.8646
Scenario 3: Aggressive Fuel Sub | SCG | Com | WholeBlg | Com - Retail | Participant Cost Test | Energy Efficiency | 54042.9135 | 57706.6857 | 61474.8785 | 65666.7493 | 70209.6138 | 74759.4311 | 79629.7648 | 84811.4555 | 90379.6918 | 96105.6664 | 102151.1729 | 108319.5231 | 382098.9569
Scenario 3: Aggressive Fuel Sub | SCG | Com | WholeBlg | Com - Retail | Program Administrator Cost Test | Energy Efficiency | 54042.9135 | 57706.6857 | 61474.8785 | 65666.7493 | 70209.6138 | 74759.4311 | 79629.7648 | 84811.4555 | 90379.6918 | 96105.6664 | 102151.1729 | 108319.5231 | 436333.0737
Scenario 3: Aggressive Fuel Sub | SCG | Com | WholeBlg | Com - Retail | Rate Impact Measure Test | Energy Efficiency | 54042.9135 | 57706.6857 | 61474.8785 | 65666.7493 | 70209.6138 | 74759.4311 | 79629.7648 | 84811.4555 | 90379.6918 | 96105.6664 | 102151.1729 | 108319.5231 | 436333.0737
Scenario 3: Aggressive Fuel Sub | SCG | Com | WholeBlg | Com - Retail | Total Resource Cost Test | Energy Efficiency | 54042.9135 | 57706.6857 | 61474.8785 | 65666.7493 | 70209.6138 | 74759.4311 | 79629.7648 | 84811.4555 | 90379.6918 | 96105.6664 | 102151.1729 | 108319.5231 | 436333.0737
Scenario 3: Aggressive Fuel Sub | SCG | Com | WholeBlg | Com - School | Participant Cost Test | Energy Efficiency | 86667.4419 | 91572.2784 | 96521.1221 | 102010.5677 | 107883.6198 | 113963.1216 | 120409.3552 | 127110.6021 | 134228.9377 | 141782.398 | 149429.7364 | 157125.7043 | 166164.0568
Scenario 3: Aggressive Fuel Sub | SCG | Com | WholeBlg | Com - School | Program Administrator Cost Test | Energy Efficiency | 86667.4419 | 91572.2784 | 96521.1221 | 102010.5677 | 107883.6198 | 113963.1216 | 120409.3552 | 127110.6021 | 134228.9377 | 141782.398 | 149429.7364 | 157125.7043 | 166164.0568
Scenario 3: Aggressive Fuel Sub | SCG | Com | WholeBlg | Com - School | Rate Impact Measure Test | Energy Efficiency | 86667.4419 | 91572.2784 | 96521.1221 | 102010.5677 | 107883.6198 | 113963.1216 | 120409.3552 | 127110.6021 | 134228.9377 | 141782.398 | 149429.7364 | 157125.7043 | 166164.0568
Scenario 3: Aggressive Fuel Sub | SCG | Com | WholeBlg | Com - School | Total Resource Cost Test | Energy Efficiency | 86667.4419 | 91572.2784 | 96521.1221 | 102010.5677 | 107883.6198 | 113963.1216 | 120409.3552 | 127110.6021 | 134228.9377 | 141782.398 | 149429.7364 | 157125.7043 | 166164.0568
Scenario 3: Aggressive Fuel Sub | SCG | Com | WholeBlg | Com - Warehouse | Participant Cost Test | Energy Efficiency | 177464.5585 | 189532.313 | 201973.6834 | 215843.5598 | 230897.9243 | 245824.6745 | 261792.1867 | 278818.7742 | 297145.2981 | 315737.7057 | 335611.442 | 355888.3694 | 376911.0804
Scenario 3: Aggressive Fuel Sub | SCG | Com | WholeBlg | Com - Warehouse | Program Administrator Cost Test | Energy Efficiency | 177464.5585 | 189532.313 | 201973.6834 | 215843.5598 | 230897.9243 | 245824.6745 | 261792.1867 | 278818.7742 | 297145.2981 | 315737.7057 | 335611.442 | 355888.3694 | 376911.0804
Scenario 3: Aggressive Fuel Sub | SCG | Com | WholeBlg | Com - Warehouse | Rate Impact Measure Test | Energy Efficiency | 177464.5585 | 189532.313 | 201973.6834 | 215843.5598 | 230897.9243 | 245824.6745 | 261792.1867 | 278818.7742 | 297145.2981 | 315737.7057 | 335611.442 | 355888.3694 | 376911.0804
Scenario 3: Aggressive Fuel Sub | SCG | Com | WholeBlg | Com - Warehouse | Total Resource Cost Test | Energy Efficiency | 177464.5585 | 189532.313 | 201973.6834 | 215843.5598 | 230897.9243 | 245824.6745 | 261792.1867 | 278818.7742 | 297145.2981 | 315737.7057 | 335611.442 | 355888.3694 | 376911.0804
Scenario 3: Aggressive Fuel Sub | SCG | Ind | WholeBlg | Ind - All Other Industrial | Participant Cost Test | Energy Efficiency | 420205.5247 | 445058.3853 | 470718.8085 | 497702.384 | 526217.1397 | 555972.8892 | 587384.1813 | 620878.0926 | 656626.0161 | 695018.3752 | 736181.7946 | 780325.1859 | 827624.2512
Scenario 3: Aggressive Fuel Sub | SCG | Ind | WholeBlg | Ind - All Other Industrial | Program Administrator Cost Test | Energy Efficiency | 420205.5247 | 445058.3853 | 470718.8085 | 497702.384 | 526217.1397 | 555972.8892 | 587384.1813 | 620878.0926 | 656626.0161 | 695018.3752 | 736181.7946 | 780325.1859 | 827624.2512
Scenario 3: Aggressive Fuel Sub | SCG | Ind | WholeBlg | Ind - All Other Industrial | Rate Impact Measure Test | Energy Efficiency | 420205.5247 | 445058.3853 | 470718.8085 | 497702.384 | 526217.1397 | 555972.8892 | 587384.1813 | 620878.0926 | 656626.0161 | 695018.3752 | 736181.7946 | 780325.1859 | 827624.2512
Scenario 3: Aggressive Fuel Sub | SCG | Ind | WholeBlg | Ind - All Other Industrial | Total Resource Cost Test | Energy Efficiency | 420205.5247 | 445058.3853 | 470718.8085 | 497702.384 | 526217.1397 | 555972.8892 | 587384.1813 | 620878.0926 | 656626.0161 | 695018.3752 | 736181.7946 | 780325.1859 | 827624.2512
Scenario 3: Aggressive Fuel Sub | SCG | Ind | WholeBlg | Ind - Chemicals | Participant Cost Test | Energy Efficiency | 5080464.2597 | 5385240.8988 | 5705901.6069 | 6043621.4543 | 6400434.7925 | 6773995.8272 | 7165801.5078 | 7578244.8271 | 8018149.0009 | 8486797.8151 | 8984231.1516 | 9511444.8506 | 10072207.2094
Scenario 3: Aggressive Fuel Sub | SCG | Ind | WholeBlg | Ind - Chemicals | Program Administrator Cost Test | Energy Efficiency | 5080464.2597 | 5385240.8988 | 5705901.6069 | 6043621.4543 | 6400434.7925 | 6773995.8272 | 7165801.5078 | 7578244.8271 | 8018149.0009 | 8486797.8151 | 8984231.1516 | 9511444.8506 | 10072207.2094
Scenario 3: Aggressive Fuel Sub | SCG | Ind | WholeBlg | Ind - Chemicals | Rate Impact Measure Test | Energy Efficiency | 5080464.2597 | 5385240.8988 | 5705901.6069 | 6043621.4543 | 6400434.7925 | 6773995.8272 | 7165801.5078 | 7578244.8271 | 8018149.0009 | 8486797.8151 | 8984231.1516 | 9511444.8506 | 10072207.2094
Scenario 3: Aggressive Fuel Sub | SCG | Ind | WholeBlg | Ind - Chemicals | Total Resource Cost Test | Energy Efficiency | 5080464.2597 | 5385240.8988 | 5705901.6069 | 6043621.4543 | 6400434.7925 | 6773995.8272 | 7165801.5078 | 7578244.8271 | 8018149.0009 | 8486797.8151 | 8984231.1516 | 9511444.8506 | 10072207.2094
Scenario 3: Aggressive Fuel Sub | SCG | Ind | WholeBlg | Ind - Electronics | Participant Cost Test | Energy Efficiency | 242702.5787 | 257317.6574 | 272817.1237 | 289218.4819 | 306618.4389 | 325061.9534 | 344716.1846 | 365698.7076 | 388065.4474 | 411950.4056 | 437388.8823 | 464489.0104 | 493423.7516
Scenario 3: Aggressive Fuel Sub | SCG | Ind | WholeBlg | Ind - Electronics | Program Administrator Cost Test | Energy Efficiency | 242702.5787 | 257317.6574 | 272817.1237 | 289218.4819 | 306618.4389 | 325061.9534 | 344716.1846 | 365698.7076 | 388065.4474 | 411950.4056 | 437388.8823 | 464489.0104 | 493423.7516
Scenario 3: Aggressive Fuel Sub | SCG | Ind | WholeBlg | Ind - Electronics | Rate Impact Measure Test | Energy Efficiency | 242702.5787 | 257317.6574 | 272817.1237 | 289218.4819 | 306618.4389 | 325061.9534 | 344716.1846 | 365698.7076 | 388065.4474 | 411950.4056 | 437388.8823 | 464489.0104 | 493423.7516
Scenario 3: Aggressive Fuel Sub | SCG | Ind | WholeBlg | Ind - Electronics | Total Resource Cost Test | Energy Efficiency | 242702.5787 | 257317.6574 | 272817.1237 | 289218.4819 | 306618.4389 | 325061.9534 | 344716.1846 | 365698.7076 | 388065.4474 | 411950.4056 | 437388.8823 | 464489.0104 | 493423.7516
Scenario 3: Aggressive Fuel Sub | SCG | Ind | WholeBlg | Ind - Fabricated Metals | Participant Cost Test | Energy Efficiency | 1456767.3217 | 1552074.3317 | 1654296.0603 | 1757035.2943 | 1863288.3188 | 1972585.3126 | 2086254.1327 | 2206470.5559 | 2334066.3654 | 2470128.035 | 2614053.336 | 2765752.882 | 2926006.6527
Scenario 3: Aggressive Fuel Sub | SCG | Ind | WholeBlg | Ind - Fabricated Metals | Program Administrator Cost Test | Energy Efficiency | 1456767.3217 | 1552074.3317 | 1654296.0603 | 1757035.2943 | 1863288.3188 | 1972585.3126 | 2086254.1327 | 2206470.5559 | 2334066.3654 | 2470128.035 | 2614053.336 | 2765752.882 | 2926006.6527
Scenario 3: Aggressive Fuel Sub | SCG | Ind | WholeBlg | Ind - Fabricated Metals | Rate Impact Measure Test | Energy Efficiency | 1456767.3217 | 1552074.3317 | 1654296.0603 | 1757035.2943 | 1863288.3188 | 1972585.3126 | 2086254.1327 | 2206470.5559 | 2334066.3654 | 2470128.035 | 2614053.336 | 2765752.882 | 2926006.6527
Scenario 3: Aggressive Fuel Sub | SCG | Ind | WholeBlg | Ind - Fabricated Metals | Total Resource Cost Test | Energy Efficiency | 1456767.3217 | 1552074.3317 | 1654296.0603 | 1757035.2943 | 1863288.3188 | 1972585.3126 | 2086254.1327 | 2206470.5559 | 2334066.3654 | 2470128.035 | 2614053.336 | 2765752.882 | 2926006.6527
Scenario 3: Aggressive Fuel Sub | SCG | Ind | WholeBlg | Ind - Food | Participant Cost Test | Energy Efficiency | 6984012.7067 | 7345521.9462 | 7725533.1085 | 8126634.958 | 8549468.5867 | 8995478.8668 | 9467900.0002 | 9967384.8045 | 10497227.7443 | 11060360.5445 | 11656570.6525 | 12287424.8229 | 12957706.5222
Scenario 3: Aggressive Fuel Sub | SCG | Ind | WholeBlg | Ind - Food | Program Administrator Cost Test | Energy Efficiency | 6984012.7067 | 7345521.9462 | 7725533.1085 | 8126634.958 | 8549468.5867 | 8995478.8668 | 9467900.0002 | 9967384.8045 | 10497227.7443 | 11060360.5445 | 11656570.6525 | 12287424.8229 | 12957706.5222
Scenario 3: Aggressive Fuel Sub | SCG | Ind | WholeBlg | Ind - Food | Rate Impact Measure Test | Energy Efficiency | 6984012.7067 | 7345521.9462 | 7725533.1085 | 8126634.958 | 8549468.5867 | 8995478.8668 | 9467900.0002 | 9967384.8045 | 10497227.7443 | 11060360.5445 | 11656570.6525 | 12287424.8229 | 12957706.5222
Scenario 3: Aggressive Fuel Sub | SCG | Ind | WholeBlg | Ind - Food | Total Resource Cost Test | Energy Efficiency | 6984012.7067 | 7345521.9462 | 7725533.1085 | 8126634.958 | 8549468.5867 | 8995478.8668 | 9467900.0002 | 9967384.8045 | 10497227.7443 | 11060360.5445 | 11656570.6525 | 12287424.8229 | 12957706.5222
Scenario 3: Aggressive Fuel Sub | SCG | Ind | WholeBlg | Ind - Industrial Machinery | Participant Cost Test | Energy Efficiency | 151480.7861 | 162218.5469 | 173911.6973 | 185346.7247 | 196841.7603 | 208621.0631 | 221124.9808 | 234426.3683 | 248625.3212 | 263832.5304 | 279884.2532 | 296780.155 | 314602.6567
Scenario 3: Aggressive Fuel Sub | SCG | Ind | WholeBlg | Ind - Industrial Machinery | Program Administrator Cost Test | Energy Efficiency | 151480.7861 | 162218.5469 | 173911.6973 | 185346.7247 | 196841.7603 | 208621.0631 | 221124.9808 | 234426.3683 | 248625.3212 | 263832.5304 | 279884.2532 | 296780.155 | 314602.6567
Scenario 3: Aggressive Fuel Sub | SCG | Ind | WholeBlg | Ind - Industrial Machinery | Rate Impact Measure Test | Energy Efficiency | 151480.7861 | 162218.5469 | 173911.6973 | 185346.7247 | 196841.7603 | 208621.0631 | 221124.9808 | 234426.3683 | 248625.3212 | 263832.5304 | 279884.2532 | 296780.155 | 314602.6567
Scenario 3: Aggressive Fuel Sub | SCG | Ind | WholeBlg | Ind - Industrial Machinery | Total Resource Cost Test | Energy Efficiency | 151480.7861 | 162218.5469 | 173911.6973 | 185346.7247 | 196841.7603 | 208621.0631 | 221124.9808 | 234426.3683 | 248625.3212 | 263832.5304 | 279884.2532 | 296780.155 | 314602.6567
Scenario 3: Aggressive Fuel Sub | SCG | Ind | WholeBlg | Ind - Lumber & Furniture | Participant Cost Test | Energy Efficiency | 68141.3014 | 72236.8819 | 76558.3567 | 81121.3212 | 85977.5017 | 90895.9481 | 95885.9508 | 101219.3727 | 106912.2854 | 113014.4938 | 119542.1995 | 126472.1248 | 133823.6641
Scenario 3: Aggressive Fuel Sub | SCG | Ind | WholeBlg | Ind - Lumber & Furniture | Program Administrator Cost Test | Energy Efficiency | 68141.3014 | 72236.8819 | 76558.3567 | 81121.3212 | 85977.5017 | 90895.9481 | 95885.9508 | 101219.3727 | 106912.2854 | 113014.4938 | 119542.1995 | 126472.1248 | 133823.6641
Scenario 3: Aggressive Fuel Sub | SCG | Ind | WholeBlg | Ind - Lumber & Furniture | Rate Impact Measure Test | Energy Efficiency | 68141.3014 | 72236.8819 | 76558.3567 | 81121.3212 | 85977.5017 | 90895.9481 | 95885.9508 | 101219.3727 | 106912.2854 | 113014.4938 | 119542.1995 | 126472.1248 | 133823.6641
Scenario 3: Aggressive Fuel Sub | SCG | Ind | WholeBlg | Ind - Lumber & Furniture | Total Resource Cost Test | Energy Efficiency | 68141.3014 | 72236.8819 | 76558.3567 | 81121.3212 | 85977.5017 | 90895.9481 | 95885.9508 | 101219.3727 | 106912.2854 | 113014.4938 | 119542.1995 | 126472.1248 | 133823.6641
Scenario 3: Aggressive Fuel Sub | SCG | Ind | WholeBlg | Ind - Paper | Participant Cost Test | Energy Efficiency | 1064631.7955 | 1121989.174 | 1182905.4847 | 1249545.8578 | 1320782.542 | 1395385.2247 | 1475331.5097 | 1561898.6295 | 1655812.835 | 1757725.3309 | 1867352.7354 | 1984575.4481 | 2110081.8328
Scenario 3: Aggressive Fuel Sub | SCG | Ind | WholeBlg | Ind - Paper | Program Administrator Cost Test | Energy Efficiency | 1064631.7955 | 1121989.174 | 1182905.4847 | 1249545.8578 | 1320782.542 | 1395385.2247 | 1475331.5097 | 1561898.6295 | 1655812.835 | 1757725.3309 | 1867352.7354 | 1984575.4481 | 2110081.8328
Scenario 3: Aggressive Fuel Sub | SCG | Ind | WholeBlg | Ind - Paper | Rate Impact Measure Test | Energy Efficiency | 1064631.7955 | 1121989.174 | 1182905.4847 | 1249545.8578 | 1320782.542 | 1395385.2247 | 1475331.5097 | 1561898.6295 | 1655812.835 | 1757725.3309 | 1867352.7354 | 1984575.4481 | 2110081.8328
Scenario 3: Aggressive Fuel Sub | SCG | Ind | WholeBlg | Ind - Paper | Total Resource Cost Test | Energy Efficiency | 1064631.7955 | 1121989.174 | 1182905.4847 | 1249545.8578 | 1320782.542 | 1395385.2247 | 1475331.5097 | 1561898.6295 | 1655812.835 | 1757725.3309 | 1867352.7354 | 1984575.4481 | 2110081.8328
Scenario 3: Aggressive Fuel Sub | SCG | Ind | WholeBlg | Ind - Petroleum | Participant Cost Test | Energy Efficiency | 20721964.9352 | 21866642.0618 | 23077461.5404 | 24358838.3394 | 25703271.3893 | 27099706.9369 | 28567528.3904 | 30113874.2264 | 31764869.0455 | 33520634.2907 | 35371581.0825 | 37322867.5334 | 39396083.7127
Scenario 3: Aggressive Fuel Sub | SCG | Ind | WholeBlg | Ind - Petroleum | Program Administrator Cost Test | Energy Efficiency | 20721964.9352 | 21866642.0618 | 23077461.5404 | 24358838.3394 | 25703271.3893 | 27099706.9369 | 28567528.3904 | 30113874.2264 | 31764869.0455 | 33520634.2907 | 35371581.0825 | 37322867.5334 | 39396083.7127
Scenario 3: Aggressive Fuel Sub | SCG | Ind | WholeBlg | Ind - Petroleum | Rate Impact Measure Test | Energy Efficiency | 20721964.9352 | 21866642.0618 | 23077461.5404 | 24358838.3394 | 25703271.3893 | 27099706.9369 | 28567528.3904 | 30113874.2264 | 31764869.0455 | 33520634.2907 | 35371581.0825 | 37322867.5334 | 39396083.7127
Scenario 3: Aggressive Fuel Sub | SCG | Ind | WholeBlg | Ind - Petroleum | Total Resource Cost Test | Energy Efficiency | 20721964.9352 | 21866642.0618 | 23077461.5404 | 24358838.3394 | 25703271.3893 | 27099706.9369 | 28567528.3904 | 30113874.2264 | 31764869.0455 | 33520634.2907 | 35371581.0825 | 37322867.5334 | 39396083.7127
Scenario 3: Aggressive Fuel Sub | SCG | Ind | WholeBlg | Ind - Plastics | Participant Cost Test | Energy Efficiency | 238199.5279 | 262860.8788 | 289050.4475 | 316559.4846 | 346010.1829 | 376259.8058 | 406465.8054 | 436679.9723 | 469778.8289 | 505675.2917 | 544223.1855 | 585106.0624 | 628592.1809
Scenario 3: Aggressive Fuel Sub | SCG | Ind | WholeBlg | Ind - Plastics | Program Administrator Cost Test | Energy Efficiency | 238199.5279 | 262860.8788 | 289050.4475 | 316559.4846 | 346010.1829 | 376259.8058 | 406465.8054 | 436679.9723 | 469778.8289 | 505675.2917 | 544223.1855 | 585106.0624 | 628592.1809
Scenario 3: Aggressive Fuel Sub | SCG | Ind | WholeBlg | Ind - Plastics | Rate Impact Measure Test | Energy Efficiency | 238199.5279 | 262860.8788 | 289050.4475 | 316559.4846 | 346010.1829 | 376259.8058 | 406465.8054 | 436679.9723 | 469778.8289 | 505675.2917 | 544223.1855 | 585106.0624 | 628592.1809
Scenario 3: Aggressive Fuel Sub | SCG | Ind | WholeBlg | Ind - Plastics | Total Resource Cost Test | Energy Efficiency | 238199.5279 | 262860.8788 | 289050.4475 | 316559.4846 | 346010.1829 | 376259.8058 | 406465.8054 | 436679.9723 | 469778.8289 | 505675.2917 | 544223.1855 | 585106.0624 | 628592.1809
Scenario 3: Aggressive Fuel Sub | SCG | Ind | WholeBlg | Ind - Primary Metals | Participant Cost Test | Energy Efficiency | 1558795.4221 | 1648344.6335 | 1744055.2311 | 1844574.5928 | 1950106.2162 | 2061259.3859 | 2179550.8297 | 2305280.6048 | 2438925.4312 | 2581152.2091 | 2731801.7243 | 2891511.3232 | 3061465.7431
Scenario 3: Aggressive Fuel Sub | SCG | Ind | WholeBlg | Ind - Primary Metals | Program Administrator Cost Test | Energy Efficiency | 1558795.4221 | 1648344.6335 | 1744055.2311 | 1844574.5928 | 1950106.2162 | 2061259.3859 | 2179550.8297 | 2305280.6048 | 2438925.4312 | 2581152.2091 | 2731801.7243 | 2891511.3232 | 3061465.7431
Scenario 3: Aggressive Fuel Sub | SCG | Ind | WholeBlg | Ind - Primary Metals | Rate Impact Measure Test | Energy Efficiency | 1558795.4221 | 1648344.6335 | 1744055.2311 | 1844574.5928 | 1950106.2162 | 2061259.3859 | 2179550.8297 | 2305280.6048 | 2438925.4312 | 2581152.2091 | 2731801.7243 | 2891511.3232 | 3061465.7431
Scenario 3: Aggressive Fuel Sub | SCG | Ind | WholeBlg | Ind - Primary Metals | Total Resource Cost Test | Energy Efficiency | 1558795.4221 | 1648344.6335 | 1744055.2311 | 1844574.5928 | 1950106.2162 | 2061259.3859 | 2179550.8297 | 2305280.6048 | 2438925.4312 | 2581152.2091 | 2731801.7243 | 2891511.3232 | 3061465.7431
Scenario 3: Aggressive Fuel Sub | SCG | Ind | WholeBlg | Ind - Printing & Publishing | Participant Cost Test | Energy Efficiency | 86278.2493 | 91167.0832 | 96334.6742 | 101803.0734 | 107454.2172 | 113170.3466 | 119215.8765 | 125707.4405 | 132777.4726 | 140421.0951 | 148528.557 | 157061.2477 | 166083.4433
Scenario 3: Aggressive Fuel Sub | SCG | Ind | WholeBlg | Ind - Printing & Publishing | Program Administrator Cost Test | Energy Efficiency | 86278.2493 | 91167.0832 | 96334.6742 | 101803.0734 | 107454.2172 | 113170.3466 | 119215.8765 | 125707.4405 | 132777.4726 | 140421.0951 | 148528.557 | 157061.2477 | 166083.4433
Scenario 3: Aggressive Fuel Sub | SCG | Ind | WholeBlg | Ind - Printing & Publishing | Rate Impact Measure Test | Energy Efficiency | 86278.2493 | 91167.0832 | 96334.6742 | 101803.0734 | 107454.2172 | 113170.3466 | 119215.8765 | 125707.4405 | 132777.4726 | 140421.0951 | 148528.557 | 157061.2477 | 166083.4433
Scenario 3: Aggressive Fuel Sub | SCG | Ind | WholeBlg | Ind - Printing & Publishing | Total Resource Cost Test | Energy Efficiency | 86278.2493 | 91167.0832 | 96334.6742 | 101803.0734 | 107454.2172 | 113170.3466 | 119215.8765 | 125707.4405 | 132777.4726 | 140421.0951 | 148528.557 | 157061.2477 | 166083.4433
Scenario 3: Aggressive Fuel Sub | SCG | Ind | WholeBlg | Ind - Stone-Glass-Clay | Participant Cost Test | Energy Efficiency | 1648291.7987 | 1747850.0498 | 1851057.8334 | 1958925.3044 | 2072518.5909 | 2191284.6501 | 2315708.2858 | 2447628.7168 | 2587635.5945 | 2736824.3008 | 2895563.0349 | 3064500.5084 | 3244316.5874
Scenario 3: Aggressive Fuel Sub | SCG | Ind | WholeBlg | Ind - Stone-Glass-Clay | Program Administrator Cost Test | Energy Efficiency | 1648291.7987 | 1747850.0498 | 1851057.8334 | 1958925.3044 | 2072518.5909 | 2191284.6501 | 2315708.2858 | 2447628.7168 | 2587635.5945 | 2736824.3008 | 2895563.0349 | 3064500.5084 | 3244316.5874
Scenario 3: Aggressive Fuel Sub | SCG | Ind | WholeBlg | Ind - Stone-Glass-Clay | Rate Impact Measure Test | Energy Efficiency | 1648291.7987 | 1747850.0498 | 1851057.8334 | 1958925.3044 | 2072518.5909 | 2191284.6501 | 2315708.2858 | 2447628.7168 | 2587635.5945 | 2736824.3008 | 2895563.0349 | 3064500.5084 | 3244316.5874
Scenario 3: Aggressive Fuel Sub | SCG | Ind | WholeBlg | Ind - Stone-Glass-Clay | Total Resource Cost Test | Energy Efficiency | 1648291.7987 | 1747850.0498 | 1851057.8334 | 1958925.3044 | 2072518.5909 | 2191284.6501 | 2315708.2858 | 2447628.7168 | 2587635.5945 | 2736824.3008 | 2895563.0349 | 3064500.5084 | 3244316.5874
Scenario 3: Aggressive Fuel Sub | SCG | Ind | WholeBlg | Ind - Textiles | Participant Cost Test | Energy Efficiency | 787571.1837 | 829948.1805 | 874707.0927 | 921531.1912 | 970722.1781 | 1022446.094 | 1077174.9224 | 1135105.0079 | 1196508.2455 | 1261743.1698 | 1330825.7083 | 1404062.9849 | 1481949.6836
Scenario 3: Aggressive Fuel Sub | SCG | Ind | WholeBlg | Ind - Textiles | Program Administrator Cost Test | Energy Efficiency | 787571.1837 | 829948.1805 | 874707.0927 | 921531.1912 | 970722.1781 | 1022446.094 | 1077174.9224 | 1135105.0079 | 1196508.2455 | 1261743.1698 | 1330825.7083 | 1404062.9849 | 1481949.6836
Scenario 3: Aggressive Fuel Sub | SCG | Ind | WholeBlg | Ind - Textiles | Rate Impact Measure Test | Energy Efficiency | 787571.1837 | 829948.1805 | 874707.0927 | 921531.1912 | 970722.1781 | 1022446.094 | 1077174.9224 | 1135105.0079 | 1196508.2455 | 1261743.1698 | 1330825.7083 | 1404062.9849 | 1481949.6836
Scenario 3: Aggressive Fuel Sub | SCG | Ind | WholeBlg | Ind - Textiles | Total Resource Cost Test | Energy Efficiency | 787571.1837 | 829948.1805 | 874707.0927 | 921531.1912 | 970722.1781 | 1022446.094 | 1077174.9224 | 1135105.0079 | 1196508.2455 | 1261743.1698 | 1330825.7083 | 1404062.9849 | 1481949.6836
Scenario 3: Aggressive Fuel Sub | SCG | Ind | WholeBlg | Ind - Transportation Equipment | Participant Cost Test | Energy Efficiency | 586056.5547 | 616426.8216 | 648572.8104 | 682457.2484 | 718258.6426 | 756101.4758 | 796253.9577 | 838800.3754 | 883896.433 | 931755.2736 | 982432.7968 | 1036157.8318 | 1093310.6517
Scenario 3: Aggressive Fuel Sub | SCG | Ind | WholeBlg | Ind - Transportation Equipment | Program Administrator Cost Test | Energy Efficiency | 586056.5547 | 616426.8216 | 648572.8104 | 682457.2484 | 718258.6426 | 756101.4758 | 796253.9577 | 838800.3754 | 883896.433 | 931755.2736 | 982432.7968 | 1036157.8318 | 1093310.6517
Scenario 3: Aggressive Fuel Sub | SCG | Ind | WholeBlg | Ind - Transportation Equipment | Rate Impact Measure Test | Energy Efficiency | 586056.5547 | 616426.8216 | 648572.8104 | 682457.2484 | 718258.6426 | 756101.4758 | 796253.9577 | 838800.3754 | 883896.433 | 931755.2736 | 982432.7968 | 1036157.8318 | 1093310.6517
Scenario 3: Aggressive Fuel Sub | SCG | Ind | WholeBlg | Ind - Transportation Equipment | Total Resource Cost Test | Energy Efficiency | 586056.5547 | 616426.8216 | 648572.8104 | 682457.2484 | 718258.6426 | 756101.4758 | 796253.9577 | 838800.3754 | 883896.433 | 931755.2736 | 982432.7968 | 1036157.8318 | 1093310.6517
Scenario 3: Aggressive Fuel Sub | SCG | Res | AppPlug | Res - Multi Family | Participant Cost Test | Energy Efficiency | 0 | 0 | 0 | 0 | 0 | 0 | 0 | 0 | 0 | 0 | 0 | 0 | 0
Scenario 3: Aggressive Fuel Sub | SCG | Res | AppPlug | Res - Multi Family | Program Administrator Cost Test | Energy Efficiency | 0 | 0 | 0 | 0 | 0 | 0 | 0 | 0 | 0 | 0 | 0 | 0 | 0
Scenario 3: Aggressive Fuel Sub | SCG | Res | AppPlug | Res - Multi Family | Rate Impact Measure Test | Energy Efficiency | 0 | 0 | 0 | 0 | 0 | 0 | 0 | 0 | 0 | 0 | 0 | 0 | 0
Scenario 3: Aggressive Fuel Sub | SCG | Res | AppPlug | Res - Multi Family | Total Resource Cost Test | Energy Efficiency | 0 | 0 | 0 | 0 | 0 | 0 | 0 | 0 | 0 | 0 | 0 | 0 | 0
Scenario 3: Aggressive Fuel Sub | SCG | Res | AppPlug | Res - Single Family | Participant Cost Test | Energy Efficiency | 0 | 0 | 0 | 0 | 0 | 0 | 0 | 0 | 0 | 0 | 0 | 0 | 0
Scenario 3: Aggressive Fuel Sub | SCG | Res | AppPlug | Res - Single Family | Program Administrator Cost Test | Energy Efficiency | 0 | 0 | 0 | 0 | 0 | 0 | 0 | 0 | 0 | 0 | 0 | 0 | 0
Scenario 3: Aggressive Fuel Sub | SCG | Res | AppPlug | Res - Single Family | Rate Impact Measure Test | Energy Efficiency | 0 | 0 | 0 | 0 | 0 | 0 | 0 | 0 | 0 | 0 | 0 | 0 | 0
Scenario 3: Aggressive Fuel Sub | SCG | Res | AppPlug | Res - Single Family | Total Resource Cost Test | Energy Efficiency | 0 | 0 | 0 | 0 | 0 | 0 | 0 | 0 | 0 | 0 | 0 | 0 | 0
Scenario 3: Aggressive Fuel Sub | SCG | Res | BROs | Income Qualified - Multi Family IQ | Participant Cost Test | Energy Efficiency | 412117.0621 | 439048.3801 | 468719.9133 | 501709.1793 | 538378.395 | 579086.3082 | 623877.0907 | 675312.1721 | 732946.4947 | 798685.1738 | 872067.2803 | 954324.8906 | 1047253.5223
Scenario 3: Aggressive Fuel Sub | SCG | Res | BROs | Income Qualified - Multi Family IQ | Program Administrator Cost Test | Energy Efficiency | 412117.0621 | 439048.3801 | 468719.9133 | 501709.1793 | 538378.395 | 579086.3082 | 623877.0907 | 675312.1721 | 732946.4947 | 798685.1738 | 872067.2803 | 954324.8906 | 1047253.5223
Scenario 3: Aggressive Fuel Sub | SCG | Res | BROs | Income Qualified - Multi Family IQ | Rate Impact Measure Test | Energy Efficiency | 412117.0621 | 439048.3801 | 468719.9133 | 501709.1793 | 538378.395 | 579086.3082 | 623877.0907 | 675312.1721 | 732946.4947 | 798685.1738 | 872067.2803 | 954324.8906 | 1047253.5223
Scenario 3: Aggressive Fuel Sub | SCG | Res | BROs | Income Qualified - Multi Family IQ | Total Resource Cost Test | Energy Efficiency | 412117.0621 | 439048.3801 | 468719.9133 | 501709.1793 | 538378.395 | 579086.3082 | 623877.0907 | 675312.1721 | 732946.4947 | 798685.1738 | 872067.2803 | 954324.8906 | 1047253.5223
Scenario 3: Aggressive Fuel Sub | SCG | Res | BROs | Income Qualified - Single Family IQ | Participant Cost Test | Energy Efficiency | 1272012.8902 | 1353673.286 | 1443325.4644 | 1542684.3328 | 1652999.5347 | 1775603.3171 | 1911475.7058 | 2066551.9891 | 2240176.3714 | 2435178.3015 | 2652464.4837 | 2895596.1243 | 3169848.961
Scenario 3: Aggressive Fuel Sub | SCG | Res | BROs | Income Qualified - Single Family IQ | Program Administrator Cost Test | Energy Efficiency | 1272012.8902 | 1353673.286 | 1443325.4644 | 1542684.3328 | 1652999.5347 | 1775603.3171 | 1911475.7058 | 2066551.9891 | 2240176.3714 | 2435178.3015 | 2652464.4837 | 2895596.1243 | 3169848.961
Scenario 3: Aggressive Fuel Sub | SCG | Res | BROs | Income Qualified - Single Family IQ | Rate Impact Measure Test | Energy Efficiency | 1272012.8902 | 1353673.286 | 1443325.4644 | 1542684.3328 | 1652999.5347 | 1775603.3171 | 1911475.7058 | 2066551.9891 | 2240176.3714 | 2435178.3015 | 2652464.4837 | 2895596.1243 | 3169848.961
Scenario 3: Aggressive Fuel Sub | SCG | Res | BROs | Income Qualified - Single Family IQ | Total Resource Cost Test | Energy Efficiency | 1272012.8902 | 1353673.286 | 1443325.4644 | 1542684.3328 | 1652999.5347 | 1775603.3171 | 1911475.7058 | 2066551.9891 | 2240176.3714 | 2435178.3015 | 2652464.4837 | 2895596.1243 | 3169848.961
Scenario 3: Aggressive Fuel Sub | SCG | Res | BROs | Res - Multi Family | Participant Cost Test | Energy Efficiency | 4358868.385 | 4638999.794 | 4946612.9001 | 5287598.0717 | 5666210.3119 | 6086968.5758 | 6553057.7893 | 7085221.8106 | 7681065.7 | 8350911.1846 | 9097386.2977 | 9932743.6223 | 10875115.9796
Scenario 3: Aggressive Fuel Sub | SCG | Res | BROs | Res - Multi Family | Program Administrator Cost Test | Energy Efficiency | 4358868.385 | 4638999.794 | 4946612.9001 | 5287598.0717 | 5666210.3119 | 6086968.5758 | 6553057.7893 | 7085221.8106 | 7681065.7 | 8350911.1846 | 9097386.2977 | 9932743.6223 | 10875115.9796
Scenario 3: Aggressive Fuel Sub | SCG | Res | BROs | Res - Multi Family | Rate Impact Measure Test | Energy Efficiency | 4358868.385 | 4638999.794 | 4946612.9001 | 5287598.0717 | 5666210.3119 | 6086968.5758 | 6553057.7893 | 7085221.8106 | 7681065.7 | 8350911.1846 | 9097386.2977 | 9932743.6223 | 10875115.9796
Scenario 3: Aggressive Fuel Sub | SCG | Res | BROs | Res - Multi Family | Total Resource Cost Test | Energy Efficiency | 4358868.385 | 4638999.794 | 4946612.9001 | 5287598.0717 | 5666210.3119 | 6086968.5758 | 6553057.7893 | 7085221.8106 | 7681065.7 | 8350911.1846 | 9097386.2977 | 9932743.6223 | 10875115.9796
Scenario 3: Aggressive Fuel Sub | SCG | Res | BROs | Res - Single Family | Participant Cost Test | Energy Efficiency | 1246837.5046 | 1328403.1373 | 1418286.8463 | 1518240.0103 | 1629350.8103 | 1752691.2855 | 1888344.6934 | 2044178.0082 | 2218802.0505 | 2418163.9402 | 2640730.4283 | 2890244.0053 | 3172153.3675
Scenario 3: Aggressive Fuel Sub | SCG | Res | BROs | Res - Single Family | Program Administrator Cost Test | Energy Efficiency | 1246837.5046 | 1328403.1373 | 1418286.8463 | 1518240.0103 | 1629350.8103 | 1752691.2855 | 1888344.6934 | 2044178.0082 | 2218802.0505 | 2418163.9402 | 2640730.4283 | 2890244.0053 | 3172153.3675
Scenario 3: Aggressive Fuel Sub | SCG | Res | BROs | Res - Single Family | Rate Impact Measure Test | Energy Efficiency | 1246837.5046 | 1328403.1373 | 1418286.8463 | 1518240.0103 | 1629350.8103 | 1752691.2855 | 1888344.6934 | 2044178.0082 | 2218802.0505 | 2418163.9402 | 2640730.4283 | 2890244.0053 | 3172153.3675
Scenario 3: Aggressive Fuel Sub | SCG | Res | BROs | Res - Single Family | Total Resource Cost Test | Energy Efficiency | 1246837.5046 | 1328403.1373 | 1418286.8463 | 1518240.0103 | 1629350.8103 | 1752691.2855 | 1888344.6934 | 2044178.0082 | 2218802.0505 | 2418163.9402 | 2640730.4283 | 2890244.0053 | 3172153.3675
Scenario 3: Aggressive Fuel Sub | SCG | Res | BldgEnv | Res - Multi Family | Participant Cost Test | Energy Efficiency | 0 | 0 | 0 | 0 | 0 | 0 | 0 | 0 | 1903.2544 | 1717.5962 | 1499.7773 | 1246.7975 | 956.8057
Scenario 3: Aggressive Fuel Sub | SCG | Res | BldgEnv | Res - Multi Family | Program Administrator Cost Test | Energy Efficiency | 0 | 0 | 0 | 0 | 0 | 0 | 0 | 0 | 697.418 | 747.2303 | 799.8859 | 855.5408 | 914.3595
Scenario 3: Aggressive Fuel Sub | SCG | Res | BldgEnv | Res - Multi Family | Rate Impact Measure Test | Energy Efficiency | 0 | 0 | 0 | 0 | 0 | 0 | 0 | 0 | 697.418 | 747.2303 | 799.8859 | 855.5408 | 914.3595
Scenario 3: Aggressive Fuel Sub | SCG | Res | BldgEnv | Res - Multi Family | Total Resource Cost Test | Energy Efficiency | 0 | 0 | 0 | 0 | 0 | 0 | 0 | 0 | 697.418 | 747.2303 | 799.8859 | 855.5408 | 914.3595
Scenario 3: Aggressive Fuel Sub | SCG | Res | BldgEnv | Res - Single Family | Participant Cost Test | Energy Efficiency | 901128.4798 | 1074949.1004 | 1147892.0799 | 1151541.5559 | 1145166.7184 | 1100572.729 | 1047491.1775 | 973920.7638 | 248648.6965 | 0 | 0 | 0 | 0
Scenario 3: Aggressive Fuel Sub | SCG | Res | BldgEnv | Res - Single Family | Program Administrator Cost Test | Energy Efficiency | 113501.5208 | 144626.1756 | 164436.6902 | 176008.4244 | 187100.4925 | 192592.5331 | 196805.0232 | 196997.5673 | 194380.9018 | 0 | 0 | 0 | 0
Scenario 3: Aggressive Fuel Sub | SCG | Res | BldgEnv | Res - Single Family | Rate Impact Measure Test | Energy Efficiency | 141860.4175 | 173496.5638 | 192479.5206 | 202278.7119 | 211550.1961 | 214926.9693 | 216937.0072 | 214099.3371 | 208175.6574 | 0 | 0 | 0 | 0
Scenario 3: Aggressive Fuel Sub | SCG | Res | BldgEnv | Res - Single Family | Total Resource Cost Test | Energy Efficiency | 699557.9476 | 844305.2341 | 917381.4471 | 939490.5364 | 955842.5135 | 942235.583 | 915153.0636 | 877497.1202 | 194380.9018 | 0 | 0 | 0 | 0
Scenario 3: Aggressive Fuel Sub | SCG | Res | HVAC | Res - Multi Family | Participant Cost Test | Energy Efficiency | 297.8228 | 297.8155 | 289.6533 | 277.3992 | 263.6775 | 0 | 0 | 0 | 0 | 0 | 0 | 0 | 1102.9148
Scenario 3: Aggressive Fuel Sub | SCG | Res | HVAC | Res - Multi Family | Program Administrator Cost Test | Energy Efficiency | 195.4313 | 209.105 | 218.5004 | 225.8809 | 233.0264 | 0 | 0 | 0 | 0 | 0 | 0 | 0 | 948.9149
Scenario 3: Aggressive Fuel Sub | SCG | Res | HVAC | Res - Multi Family | Rate Impact Measure Test | Energy Efficiency | 195.4313 | 209.105 | 218.5004 | 225.8809 | 233.0264 | 0 | 0 | 0 | 0 | 0 | 0 | 0 | 948.9149
Scenario 3: Aggressive Fuel Sub | SCG | Res | HVAC | Res - Multi Family | Total Resource Cost Test | Energy Efficiency | 195.4313 | 209.105 | 218.5004 | 225.8809 | 233.0264 | 0 | 0 | 0 | 0 | 0 | 0 | 0 | 948.9149
Scenario 3: Aggressive Fuel Sub | SCG | Res | HVAC | Res - Single Family | Participant Cost Test | Energy Efficiency | 6451093.1854 | 7185378.0639 | 7548643.9508 | 7671137.6064 | 4592815.9401 | 0 | 0 | 0 | 0 | 0 | 0 | 0 | 20373.0038
Scenario 3: Aggressive Fuel Sub | SCG | Res | HVAC | Res - Single Family | Program Administrator Cost Test | Energy Efficiency | 413160.998 | 490194.4058 | 545944.0701 | 587870.0598 | 628469.2259 | 0 | 0 | 0 | 0 | 0 | 0 | 0 | 16714.6695
Scenario 3: Aggressive Fuel Sub | SCG | Res | HVAC | Res - Single Family | Rate Impact Measure Test | Energy Efficiency | 413160.998 | 490194.4058 | 545944.0701 | 587870.0598 | 628469.2259 | 0 | 0 | 0 | 0 | 0 | 0 | 0 | 16714.6695
Scenario 3: Aggressive Fuel Sub | SCG | Res | HVAC | Res - Single Family | Total Resource Cost Test | Energy Efficiency | 6308977.1061 | 7085255.6242 | 7494987.6076 | 7673654.3537 | 4657537.1527 | 0 | 0 | 0 | 0 | 0 | 0 | 0 | 16714.6695
Scenario 3: Aggressive Fuel Sub | SCG | Res | WaterHeat | Res - Multi Family | Participant Cost Test | Energy Efficiency | 5365669.3611 | 4663562.8039 | 4219277.4282 | 3830765.2329 | 3435334.3921 | 842429.6207 | 761580.936 | 667778.1645 | 561073.6579 | 454798.5035 | 351196.9173 | 250619.0571 | 150108.753
Scenario 3: Aggressive Fuel Sub | SCG | Res | WaterHeat | Res - Multi Family | Program Administrator Cost Test | Energy Efficiency | 7141107.5081 | 6892277.9869 | 6925409.5977 | 6996847.3826 | 7122070.1157 | 899978.1255 | 888749.8633 | 889392.4699 | 886616.39 | 881962.4198 | 879508.4542 | 883483.9058 | 887679.7369
Scenario 3: Aggressive Fuel Sub | SCG | Res | WaterHeat | Res - Multi Family | Rate Impact Measure Test | Energy Efficiency | 7141107.5081 | 6892277.9869 | 6925409.5977 | 6996847.3826 | 7122070.1157 | 899978.1255 | 888749.8633 | 889392.4699 | 886616.39 | 881962.4198 | 879508.4542 | 883483.9058 | 887679.7369
Scenario 3: Aggressive Fuel Sub | SCG | Res | WaterHeat | Res - Multi Family | Total Resource Cost Test | Energy Efficiency | 7141107.5081 | 6892277.9869 | 6925409.5977 | 6996847.3826 | 7122070.1157 | 899978.1255 | 888749.8633 | 889392.4699 | 886616.39 | 881962.4198 | 879508.4542 | 883483.9058 | 887679.7369
Scenario 3: Aggressive Fuel Sub | SCG | Res | WaterHeat | Res - Single Family | Participant Cost Test | Energy Efficiency | 79623968.2837 | 80638982.1393 | 53686869.1089 | 52117639.4382 | 50261722.6017 | 3828489.5686 | 3239821.8217 | 2656319.4635 | 2172422.187 | 1742271.415 | 1332906.5568 | 939257.6179 | 556044.8894
Scenario 3: Aggressive Fuel Sub | SCG | Res | WaterHeat | Res - Single Family | Program Administrator Cost Test | Energy Efficiency | 45924379.3412 | 48250156.6285 | 50546134.1274 | 52476873.79 | 54660202.8958 | 3919042.7675 | 3552713.0683 | 3265138.7154 | 3156711.3876 | 3106780.576 | 3069317.2166 | 3044466.897 | 3023370.7911
Scenario 3: Aggressive Fuel Sub | SCG | Res | WaterHeat | Res - Single Family | Rate Impact Measure Test | Energy Efficiency | 45924379.3412 | 48250156.6285 | 50546134.1274 | 52476873.79 | 54660202.8958 | 3919042.7675 | 3552713.0683 | 3265138.7154 | 3156711.3876 | 3106780.576 | 3069317.2166 | 3044466.897 | 3023370.7911
Scenario 3: Aggressive Fuel Sub | SCG | Res | WaterHeat | Res - Single Family | Total Resource Cost Test | Energy Efficiency | 93932606.5071 | 99016597.0782 | 76009336.8373 | 78204002.3143 | 80483275.9304 | 3919042.7675 | 3552713.0683 | 3265138.7154 | 3156711.3876 | 3106780.576 | 3069317.2166 | 3044466.897 | 3023370.7911
Scenario 3: Aggressive Fuel Sub | SCG | Res | WholeBlg | Res - Multi Family | Participant Cost Test | Energy Efficiency | 0 | 0 | 0 | 0 | 0 | 0 | 0 | 0 | 0 | 0 | 0 | 0 | 0
Scenario 3: Aggressive Fuel Sub | SCG | Res | WholeBlg | Res - Multi Family | Program Administrator Cost Test | Energy Efficiency | 0 | 0 | 0 | 0 | 0 | 0 | 0 | 0 | 0 | 0 | 0 | 0 | 0
Scenario 3: Aggressive Fuel Sub | SCG | Res | WholeBlg | Res - Multi Family | Rate Impact Measure Test | Energy Efficiency | 0 | 0 | 0 | 0 | 0 | 0 | 0 | 0 | 0 | 0 | 0 | 0 | 0
Scenario 3: Aggressive Fuel Sub | SCG | Res | WholeBlg | Res - Multi Family | Total Resource Cost Test | Energy Efficiency | 0 | 0 | 0 | 0 | 0 | 0 | 0 | 0 | 0 | 0 | 0 | 0 | 0
Scenario 3: Aggressive Fuel Sub | SCG | Res | WholeBlg | Res - Single Family | Participant Cost Test | Energy Efficiency | 0 | 0 | 0 | 0 | 0 | 0 | 0 | 0 | 0 | 0 | 0 | 0 | 0
Scenario 3: Aggressive Fuel Sub | SCG | Res | WholeBlg | Res - Single Family | Program Administrator Cost Test | Energy Efficiency | 0 | 0 | 0 | 0 | 0 | 0 | 0 | 0 | 0 | 0 | 0 | 0 | 0
Scenario 3: Aggressive Fuel Sub | SCG | Res | WholeBlg | Res - Single Family | Rate Impact Measure Test | Energy Efficiency | 0 | 0 | 0 | 0 | 0 | 0 | 0 | 0 | 0 | 0 | 0 | 0 | 0
Scenario 3: Aggressive Fuel Sub | SCG | Res | WholeBlg | Res - Single Family | Total Resource Cost Test | Energy Efficiency | 0 | 0 | 0 | 0 | 0 | 0 | 0 | 0 | 0 | 0 | 0 | 0 | 0
Scenario 3: Aggressive Fuel Sub | SDG&E | Ag | WholeBlg | Ag - Dairies, fishing, hunting | Participant Cost Test | Energy Efficiency | 3451.1006 | 3448.5065 | 3426.7856 | 3391.7151 | 3384.3466 | 3494.438 | 3599.7158 | 3675.2028 | 3743.6396 | 3811.3585 | 3863.2865 | 3837.328 | 3812.9713
Scenario 3: Aggressive Fuel Sub | SDG&E | Ag | WholeBlg | Ag - Dairies, fishing, hunting | Program Administrator Cost Test | Energy Efficiency | 3451.1006 | 3448.5065 | 3426.7856 | 3391.7151 | 3384.3466 | 3494.438 | 3599.7158 | 3675.2028 | 3743.6396 | 3811.3585 | 3863.2865 | 3837.328 | 3812.9713
Scenario 3: Aggressive Fuel Sub | SDG&E | Ag | WholeBlg | Ag - Dairies, fishing, hunting | Rate Impact Measure Test | Energy Efficiency | 3451.1006 | 3448.5065 | 3426.7856 | 3391.7151 | 3384.3466 | 3494.438 | 3599.7158 | 3675.2028 | 3743.6396 | 3811.3585 | 3863.2865 | 3837.328 | 3812.9713
Scenario 3: Aggressive Fuel Sub | SDG&E | Ag | WholeBlg | Ag - Dairies, fishing, hunting | Total Resource Cost Test | Energy Efficiency | 3451.1006 | 3448.5065 | 3426.7856 | 3391.7151 | 3384.3466 | 3494.438 | 3599.7158 | 3675.2028 | 3743.6396 | 3811.3585 | 3863.2865 | 3837.328 | 3812.9713
Scenario 3: Aggressive Fuel Sub | SDG&E | Ag | WholeBlg | Ag - Irrigated Agriculture, vineyards, forestry and greenhouses | Participant Cost Test | Energy Efficiency | 39969.2556 | 41385.902 | 42657.466 | 43843.4904 | 45242.9466 | 47570.9208 | 49923.8686 | 52120.4708 | 54347.6926 | 56652.9062 | 58902.3064 | 60554.3036 | 62284.4623
Scenario 3: Aggressive Fuel Sub | SDG&E | Ag | WholeBlg | Ag - Irrigated Agriculture, vineyards, forestry and greenhouses | Program Administrator Cost Test | Energy Efficiency | 39969.2556 | 41385.902 | 42657.466 | 43843.4904 | 45242.9466 | 47570.9208 | 49923.8686 | 52120.4708 | 54347.6926 | 56652.9062 | 58902.3064 | 60554.3036 | 62284.4623
Scenario 3: Aggressive Fuel Sub | SDG&E | Ag | WholeBlg | Ag - Irrigated Agriculture, vineyards, forestry and greenhouses | Rate Impact Measure Test | Energy Efficiency | 39969.2556 | 41385.902 | 42657.466 | 43843.4904 | 45242.9466 | 47570.9208 | 49923.8686 | 52120.4708 | 54347.6926 | 56652.9062 | 58902.3064 | 60554.3036 | 62284.4623
Scenario 3: Aggressive Fuel Sub | SDG&E | Ag | WholeBlg | Ag - Irrigated Agriculture, vineyards, forestry and greenhouses | Total Resource Cost Test | Energy Efficiency | 39969.2556 | 41385.902 | 42657.466 | 43843.4904 | 45242.9466 | 47570.9208 | 49923.8686 | 52120.4708 | 54347.6926 | 56652.9062 | 58902.3064 | 60554.3036 | 62284.4623
Scenario 3: Aggressive Fuel Sub | SDG&E | Ag | WholeBlg | Ag - Water pumping | Participant Cost Test | Energy Efficiency | 75606.1485 | 74904.2047 | 73835.9441 | 72513.8784 | 71834.3401 | 73691.6866 | 75444.0649 | 76552.0679 | 77493.1852 | 78408.634 | 78999.653 | 78010.8953 | 77080.4148
Scenario 3: Aggressive Fuel Sub | SDG&E | Ag | WholeBlg | Ag - Water pumping | Program Administrator Cost Test | Energy Efficiency | 75606.1485 | 74904.2047 | 73835.9441 | 72513.8784 | 71834.3401 | 73691.6866 | 75444.0649 | 76552.0679 | 77493.1852 | 78408.634 | 78999.653 | 78010.8953 | 77080.4148
Scenario 3: Aggressive Fuel Sub | SDG&E | Ag | WholeBlg | Ag - Water pumping | Rate Impact Measure Test | Energy Efficiency | 75606.1485 | 74904.2047 | 73835.9441 | 72513.8784 | 71834.3401 | 73691.6866 | 75444.0649 | 76552.0679 | 77493.1852 | 78408.634 | 78999.653 | 78010.8953 | 77080.4148
Scenario 3: Aggressive Fuel Sub | SDG&E | Ag | WholeBlg | Ag - Water pumping | Total Resource Cost Test | Energy Efficiency | 75606.1485 | 74904.2047 | 73835.9441 | 72513.8784 | 71834.3401 | 73691.6866 | 75444.0649 | 76552.0679 | 77493.1852 | 78408.634 | 78999.653 | 78010.8953 | 77080.4148
Scenario 3: Aggressive Fuel Sub | SDG&E | Com | AppPlug | Com - Health | Participant Cost Test | Energy Efficiency | 461000.9795 | 529166.1633 | 978892.1797 | 1122772.6004 | 1208366.546 | 1280434.5147 | 1283453.2128 | 1349262.0347 | 1422195.6356 | 1485279.4262 | 1428741.689 | 1060317.4367 | 659614.219
Scenario 3: Aggressive Fuel Sub | SDG&E | Com | AppPlug | Com - Health | Program Administrator Cost Test | Energy Efficiency | 542790.0106 | 643074.8596 | 1150156.5052 | 1364542.971 | 1575644.0685 | 1795958.2168 | 1922061.9387 | 2188055.2187 | 2526864.3264 | 2928139.8853 | 3345595.0678 | 3394850.3585 | 3528590.8929
Scenario 3: Aggressive Fuel Sub | SDG&E | Com | AppPlug | Com - Health | Rate Impact Measure Test | Energy Efficiency | 542790.0106 | 643074.8596 | 1150156.5052 | 1364542.971 | 1575644.0685 | 1795958.2168 | 1922061.9387 | 2188055.2187 | 2526864.3264 | 2928139.8853 | 3345595.0678 | 3394850.3585 | 3528590.8929
Scenario 3: Aggressive Fuel Sub | SDG&E | Com | AppPlug | Com - Health | Total Resource Cost Test | Energy Efficiency | 542790.0106 | 643074.8596 | 1150156.5052 | 1364542.971 | 1575644.0685 | 1795958.2168 | 1922061.9387 | 2188055.2187 | 2526864.3264 | 2928139.8853 | 3345595.0678 | 3394850.3585 | 3528590.8929
Scenario 3: Aggressive Fuel Sub | SDG&E | Com | AppPlug | Com - Lodging | Participant Cost Test | Energy Efficiency | 326371.2642 | 362615.7488 | 816146.7507 | 915154.1483 | 960441.5649 | 1017827.8915 | 1061547.6532 | 1097601.5747 | 1128782.9922 | 1144166.8435 | 1067765.619 | 808339.1661 | 507263.8321
Scenario 3: Aggressive Fuel Sub | SDG&E | Com | AppPlug | Com - Lodging | Program Administrator Cost Test | Energy Efficiency | 386402.5114 | 443090.598 | 950700.8186 | 1102453.4271 | 1239773.6899 | 1415442.9114 | 1595516.7286 | 1790918.8891 | 2014777.1431 | 2248803.3094 | 2453046.1306 | 2593334.3602 | 2754298.1225
Scenario 3: Aggressive Fuel Sub | SDG&E | Com | AppPlug | Com - Lodging | Rate Impact Measure Test | Energy Efficiency | 386402.5114 | 443090.598 | 950700.8186 | 1102453.4271 | 1239773.6899 | 1415442.9114 | 1595516.7286 | 1790918.8891 | 2014777.1431 | 2248803.3094 | 2453046.1306 | 2593334.3602 | 2754298.1225
Scenario 3: Aggressive Fuel Sub | SDG&E | Com | AppPlug | Com - Lodging | Total Resource Cost Test | Energy Efficiency | 386402.5114 | 443090.598 | 950700.8186 | 1102453.4271 | 1239773.6899 | 1415442.9114 | 1595516.7286 | 1790918.8891 | 2014777.1431 | 2248803.3094 | 2453046.1306 | 2593334.3602 | 2754298.1225
Scenario 3: Aggressive Fuel Sub | SDG&E | Com | AppPlug | Com - Other | Participant Cost Test | Energy Efficiency | 1819.8045 | 2159.3588 | 2542.0831 | 2973.3203 | 3407.8549 | 3927.1896 | 4494.7908 | 5100.4003 | 5743.9477 | 5388.229 | 4755.6369 | 3822.9385 | 2540.6323
Scenario 3: Aggressive Fuel Sub | SDG&E | Com | AppPlug | Com - Other | Program Administrator Cost Test | Energy Efficiency | 1541.8037 | 1887.0646 | 2291.0169 | 2762.6735 | 3268.3777 | 3887.8767 | 4591.2205 | 5372.2981 | 6236.8262 | 7211.4775 | 8270.2954 | 9447.3514 | 10762.024
Scenario 3: Aggressive Fuel Sub | SDG&E | Com | AppPlug | Com - Other | Rate Impact Measure Test | Energy Efficiency | 1541.8037 | 1887.0646 | 2291.0169 | 2762.6735 | 3268.3777 | 3887.8767 | 4591.2205 | 5372.2981 | 6236.8262 | 7211.4775 | 8270.2954 | 9447.3514 | 10762.024
Scenario 3: Aggressive Fuel Sub | SDG&E | Com | AppPlug | Com - Other | Total Resource Cost Test | Energy Efficiency | 1541.8037 | 1887.0646 | 2291.0169 | 2762.6735 | 3268.3777 | 3887.8767 | 4591.2205 | 5372.2981 | 6236.8262 | 7211.4775 | 8270.2954 | 9447.3514 | 10762.024
Scenario 3: Aggressive Fuel Sub | SDG&E | Com | BROs | Com - Lodging | Participant Cost Test | Energy Efficiency | 1096.8545 | 2368.8271 | 3607.3201 | 4283.3167 | 4858.6468 | 6236.8058 | 7794.5509 | 9242.8231 | 10877.6109 | 13462.576 | 16115.2959 | 17670.0083 | 19117.7679
Scenario 3: Aggressive Fuel Sub | SDG&E | Com | BROs | Com - Lodging | Program Administrator Cost Test | Energy Efficiency | 1096.8545 | 2368.8271 | 3607.3201 | 4283.3167 | 4858.6468 | 6236.8058 | 7794.5509 | 9242.8231 | 10877.6109 | 13462.576 | 16115.2959 | 17670.0083 | 19117.7679
Scenario 3: Aggressive Fuel Sub | SDG&E | Com | BROs | Com - Lodging | Rate Impact Measure Test | Energy Efficiency | 1096.8545 | 2368.8271 | 3607.3201 | 4283.3167 | 4858.6468 | 6236.8058 | 7794.5509 | 9242.8231 | 10877.6109 | 13462.576 | 16115.2959 | 17670.0083 | 19117.7679
Scenario 3: Aggressive Fuel Sub | SDG&E | Com | BROs | Com - Lodging | Total Resource Cost Test | Energy Efficiency | 1096.8545 | 2368.8271 | 3607.3201 | 4283.3167 | 4858.6468 | 6236.8058 | 7794.5509 | 9242.8231 | 10877.6109 | 13462.576 | 16115.2959 | 17670.0083 | 19117.7679
Scenario 3: Aggressive Fuel Sub | SDG&E | Com | BROs | Com - Other | Participant Cost Test | Energy Efficiency | 993.9905 | 2151.4149 | 3282.9845 | 3904.8049 | 4438.6384 | 5710.0962 | 7164.3508 | 8524.7705 | 10065.9355 | 12500.0315 | 15014.0476 | 16525.1433 | 18061.3243
Scenario 3: Aggressive Fuel Sub | SDG&E | Com | BROs | Com - Other | Program Administrator Cost Test | Energy Efficiency | 993.9905 | 2151.4149 | 3282.9845 | 3904.8049 | 4438.6384 | 5710.0962 | 7164.3508 | 8524.7705 | 10065.9355 | 12500.0315 | 15014.0476 | 16525.1433 | 18061.3243
Scenario 3: Aggressive Fuel Sub | SDG&E | Com | BROs | Com - Other | Rate Impact Measure Test | Energy Efficiency | 993.9905 | 2151.4149 | 3282.9845 | 3904.8049 | 4438.6384 | 5710.0962 | 7164.3508 | 8524.7705 | 10065.9355 | 12500.0315 | 15014.0476 | 16525.1433 | 18061.3243
Scenario 3: Aggressive Fuel Sub | SDG&E | Com | BROs | Com - Other | Total Resource Cost Test | Energy Efficiency | 993.9905 | 2151.4149 | 3282.9845 | 3904.8049 | 4438.6384 | 5710.0962 | 7164.3508 | 8524.7705 | 10065.9355 | 12500.0315 | 15014.0476 | 16525.1433 | 18061.3243
Scenario 3: Aggressive Fuel Sub | SDG&E | Com | BROs | Com - Retail | Participant Cost Test | Energy Efficiency | 2209.8352 | 4747.3508 | 7190.3447 | 8480.9656 | 9561.1541 | 12196.6445 | 15180.4973 | 17918.2693 | 20980.9472 | 25836.2163 | 30755.3465 | 33561.3773 | 36697.2489
Scenario 3: Aggressive Fuel Sub | SDG&E | Com | BROs | Com - Retail | Program Administrator Cost Test | Energy Efficiency | 2209.8352 | 4747.3508 | 7190.3447 | 8480.9656 | 9561.1541 | 12196.6445 | 15180.4973 | 17918.2693 | 20980.9472 | 25836.2163 | 30755.3465 | 33561.3773 | 36697.2489
Scenario 3: Aggressive Fuel Sub | SDG&E | Com | BROs | Com - Retail | Rate Impact Measure Test | Energy Efficiency | 2209.8352 | 4747.3508 | 7190.3447 | 8480.9656 | 9561.1541 | 12196.6445 | 15180.4973 | 17918.2693 | 20980.9472 | 25836.2163 | 30755.3465 | 33561.3773 | 36697.2489
Scenario 3: Aggressive Fuel Sub | SDG&E | Com | BROs | Com - Retail | Total Resource Cost Test | Energy Efficiency | 2209.8352 | 4747.3508 | 7190.3447 | 8480.9656 | 9561.1541 | 12196.6445 | 15180.4973 | 17918.2693 | 20980.9472 | 25836.2163 | 30755.3465 | 33561.3773 | 36697.2489
Scenario 3: Aggressive Fuel Sub | SDG&E | Com | BldgEnv | Com - College | Participant Cost Test | Energy Efficiency | 19.8613 | 20.0242 | 20.1782 | 20.3564 | 20.4881 | 20.6594 | 20.8268 | 19.8993 | 15.304 | 13.5763 | 11.6746 | 9.6349 | 7.3503
Scenario 3: Aggressive Fuel Sub | SDG&E | Com | BldgEnv | Com - College | Program Administrator Cost Test | Energy Efficiency | 13.5363 | 14.1988 | 14.8935 | 15.672 | 16.4387 | 17.3251 | 18.2731 | 19.2564 | 20.3103 | 21.4514 | 22.6379 | 24.1674 | 25.5689
Scenario 3: Aggressive Fuel Sub | SDG&E | Com | BldgEnv | Com - College | Rate Impact Measure Test | Energy Efficiency | 13.5363 | 14.1988 | 14.8935 | 15.672 | 16.4387 | 17.3251 | 18.2731 | 19.2564 | 20.3103 | 21.4514 | 22.6379 | 24.1674 | 25.5689
Scenario 3: Aggressive Fuel Sub | SDG&E | Com | BldgEnv | Com - College | Total Resource Cost Test | Energy Efficiency | 16.6493 | 17.2876 | 17.9612 | 18.7274 | 19.4755 | 20.3527 | 21.2931 | 22.2669 | 20.3103 | 21.4514 | 22.6379 | 24.1674 | 25.5689
Scenario 3: Aggressive Fuel Sub | SDG&E | Com | BldgEnv | Com - Grocery | Participant Cost Test | Energy Efficiency | 315.0684 | 302.6765 | 290.7026 | 279.4294 | 268.8825 | 259.1201 | 250.08 | 229.053 | 166.6669 | 141.4818 | 116.3139 | 91.1219 | 65.8803
Scenario 3: Aggressive Fuel Sub | SDG&E | Com | BldgEnv | Com - Grocery | Program Administrator Cost Test | Energy Efficiency | 178.5316 | 178.3221 | 178.1972 | 178.4784 | 179.1024 | 180.4804 | 182.2259 | 184.1903 | 186.3329 | 188.8144 | 191.3648 | 193.9825 | 196.7992
Scenario 3: Aggressive Fuel Sub | SDG&E | Com | BldgEnv | Com - Grocery | Rate Impact Measure Test | Energy Efficiency | 178.5316 | 178.3221 | 178.1972 | 178.4784 | 179.1024 | 180.4804 | 182.2259 | 184.1903 | 186.3329 | 188.8144 | 191.3648 | 193.9825 | 196.7992
Scenario 3: Aggressive Fuel Sub | SDG&E | Com | BldgEnv | Com - Grocery | Total Resource Cost Test | Energy Efficiency | 230.4417 | 227.5997 | 225.0021 | 223.0097 | 221.5127 | 220.9296 | 220.8593 | 221.1216 | 186.3329 | 188.8144 | 191.3648 | 193.9825 | 196.7992
Scenario 3: Aggressive Fuel Sub | SDG&E | Com | BldgEnv | Com - Health | Participant Cost Test | Energy Efficiency | 439.6233 | 420.7652 | 401.8907 | 383.3076 | 364.3223 | 345.2278 | 327.4466 | 298.4243 | 204.6062 | 171.691 | 139.1619 | 105.4919 | 72.4733
Scenario 3: Aggressive Fuel Sub | SDG&E | Com | BldgEnv | Com - Health | Program Administrator Cost Test | Energy Efficiency | 265.0642 | 263.5891 | 261.6738 | 259.9084 | 257.0589 | 253.6252 | 249.3989 | 250.8997 | 253.5481 | 258.1194 | 264.361 | 263.6149 | 264.4457
Scenario 3: Aggressive Fuel Sub | SDG&E | Com | BldgEnv | Com - Health | Rate Impact Measure Test | Energy Efficiency | 265.0642 | 263.5891 | 261.6738 | 259.9084 | 257.0589 | 253.6252 | 249.3989 | 250.8997 | 253.5481 | 258.1194 | 264.361 | 263.6149 | 264.4457
Scenario 3: Aggressive Fuel Sub | SDG&E | Com | BldgEnv | Com - Health | Total Resource Cost Test | Energy Efficiency | 353.7924 | 347.6437 | 341.2345 | 335.208 | 328.1457 | 320.5922 | 312.4651 | 310.9632 | 253.5481 | 258.1194 | 264.361 | 263.6149 | 264.4457
Scenario 3: Aggressive Fuel Sub | SDG&E | Com | BldgEnv | Com - Lodging | Participant Cost Test | Energy Efficiency | 17.5419 | 17.4056 | 17.2515 | 17.1517 | 16.9276 | 16.7754 | 16.5725 | 15.8445 | 1.528 | 7.1975 | 10.0244 | 8.0912 | 6.0362
Scenario 3: Aggressive Fuel Sub | SDG&E | Com | BldgEnv | Com - Lodging | Program Administrator Cost Test | Energy Efficiency | 6.7704 | 7.0544 | 7.3491 | 7.7201 | 8.0217 | 8.4305 | 8.8262 | 9.2411 | 3.1349 | 10.1877 | 16.2744 | 16.9774 | 17.7605
Scenario 3: Aggressive Fuel Sub | SDG&E | Com | BldgEnv | Com - Lodging | Rate Impact Measure Test | Energy Efficiency | 6.7704 | 7.0544 | 7.3491 | 7.7201 | 8.0217 | 8.4305 | 8.8262 | 9.2411 | 3.1349 | 10.1877 | 16.2744 | 16.9774 | 17.7605
Scenario 3: Aggressive Fuel Sub | SDG&E | Com | BldgEnv | Com - Lodging | Total Resource Cost Test | Energy Efficiency | 13.9862 | 14.1826 | 14.3907 | 14.702 | 14.9064 | 15.2475 | 15.5641 | 15.9012 | 3.1349 | 10.1877 | 16.2744 | 16.9774 | 17.7605
Scenario 3: Aggressive Fuel Sub | SDG&E | Com | BldgEnv | Com - Office (Large) | Participant Cost Test | Energy Efficiency | 489.1176 | 469.6042 | 450.3034 | 431.0565 | 412.389 | 394.7521 | 377.8939 | 344.9683 | 225.5209 | 189.4583 | 153.9127 | 118.9358 | 84.448
Scenario 3: Aggressive Fuel Sub | SDG&E | Com | BldgEnv | Com - Office (Large) | Program Administrator Cost Test | Energy Efficiency | 216.0147 | 216.2776 | 216.4484 | 216.6894 | 217.2136 | 218.9582 | 221.0087 | 222.8889 | 224.1664 | 226.0818 | 227.8898 | 229.7839 | 232.0681
Scenario 3: Aggressive Fuel Sub | SDG&E | Com | BldgEnv | Com - Office (Large) | Rate Impact Measure Test | Energy Efficiency | 216.0147 | 216.2776 | 216.4484 | 216.6894 | 217.2136 | 218.9582 | 221.0087 | 222.8889 | 224.1664 | 226.0818 | 227.8898 | 229.7839 | 232.0681
Scenario 3: Aggressive Fuel Sub | SDG&E | Com | BldgEnv | Com - Office (Large) | Total Resource Cost Test | Energy Efficiency | 331.2237 | 326.0477 | 321.0321 | 316.3313 | 312.1121 | 309.4174 | 307.2715 | 305.1262 | 224.1664 | 226.0818 | 227.8898 | 229.7839 | 232.0681
Scenario 3: Aggressive Fuel Sub | SDG&E | Com | BldgEnv | Com - Office (Small) | Participant Cost Test | Energy Efficiency | 204.3642 | 196.3018 | 188.3587 | 180.4134 | 173.0052 | 165.8922 | 159.0292 | 144.2108 | 108.754 | 91.3114 | 74.1472 | 57.2737 | 40.664
Scenario 3: Aggressive Fuel Sub | SDG&E | Com | BldgEnv | Com - Office (Small) | Program Administrator Cost Test | Energy Efficiency | 101.5538 | 101.3688 | 101.1688 | 100.9912 | 101.1689 | 101.7366 | 102.3216 | 102.8726 | 103.3452 | 103.996 | 104.6185 | 105.2344 | 106.0002
Scenario 3: Aggressive Fuel Sub | SDG&E | Com | BldgEnv | Com - Office (Small) | Rate Impact Measure Test | Energy Efficiency | 101.5538 | 101.3688 | 101.1688 | 100.9912 | 101.1689 | 101.7366 | 102.3216 | 102.8726 | 103.3452 | 103.996 | 104.6185 | 105.2344 | 106.0002
Scenario 3: Aggressive Fuel Sub | SDG&E | Com | BldgEnv | Com - Office (Small) | Total Resource Cost Test | Energy Efficiency | 126.1895 | 124.8076 | 123.4734 | 122.2169 | 121.3957 | 121.0135 | 120.6878 | 120.366 | 103.3452 | 103.996 | 104.6185 | 105.2344 | 106.0002
Scenario 3: Aggressive Fuel Sub | SDG&E | Com | BldgEnv | Com - Other | Participant Cost Test | Energy Efficiency | 115.1886 | 111.1528 | 107.108 | 103.0031 | 98.9218 | 94.9748 | 91.089 | 83.3425 | 47.9972 | 45.5777 | 40.292 | 31.0597 | 21.9779
Scenario 3: Aggressive Fuel Sub | SDG&E | Com | BldgEnv | Com - Other | Program Administrator Cost Test | Energy Efficiency | 51.3965 | 51.8282 | 52.255 | 52.7002 | 53.1784 | 53.9061 | 54.656 | 55.39 | 49.5349 | 56.8677 | 62.5565 | 63.0735 | 63.6043
Scenario 3: Aggressive Fuel Sub | SDG&E | Com | BldgEnv | Com - Other | Rate Impact Measure Test | Energy Efficiency | 51.3965 | 51.8282 | 52.255 | 52.7002 | 53.1784 | 53.9061 | 54.656 | 55.39 | 49.5349 | 56.8677 | 62.5565 | 63.0735 | 63.6043
Scenario 3: Aggressive Fuel Sub | SDG&E | Com | BldgEnv | Com - Other | Total Resource Cost Test | Energy Efficiency | 79.2817 | 78.5321 | 77.8202 | 77.1661 | 76.5681 | 76.2693 | 76.0256 | 75.7946 | 49.5349 | 56.8677 | 62.5565 | 63.0735 | 63.6043
Scenario 3: Aggressive Fuel Sub | SDG&E | Com | BldgEnv | Com - Refrig. Warehouse | Participant Cost Test | Energy Efficiency | 0.98473 | 0.95025 | 0.916 | 0.87888 | 0.84455 | 0.81169 | 0.78066 | 0.98106 | 0.58253 | 0.69918 | 0.72545 | 0.57974 | 0.42841
Scenario 3: Aggressive Fuel Sub | SDG&E | Com | BldgEnv | Com - Refrig. Warehouse | Program Administrator Cost Test | Energy Efficiency | 0.53248 | 0.53574 | 0.53946 | 0.54076 | 0.54541 | 0.55311 | 0.56309 | 0.80944 | 0.58809 | 0.86167 | 1.1119 | 1.1553 | 1.2017
Scenario 3: Aggressive Fuel Sub | SDG&E | Com | BldgEnv | Com - Refrig. Warehouse | Rate Impact Measure Test | Energy Efficiency | 0.53248 | 0.53574 | 0.53946 | 0.54076 | 0.54541 | 0.55311 | 0.56309 | 0.80944 | 0.58809 | 0.86167 | 1.1119 | 1.1553 | 1.2017
Scenario 3: Aggressive Fuel Sub | SDG&E | Com | BldgEnv | Com - Refrig. Warehouse | Total Resource Cost Test | Energy Efficiency | 0.58111 | 0.58215 | 0.58378 | 0.58302 | 0.58576 | 0.59167 | 0.59999 | 0.86063 | 0.58809 | 0.86167 | 1.1119 | 1.1553 | 1.2017
Scenario 3: Aggressive Fuel Sub | SDG&E | Com | BldgEnv | Com - Restaurant | Participant Cost Test | Energy Efficiency | 62.9741 | 60.4159 | 57.9089 | 55.3883 | 54.3102 | 52.073 | 49.9339 | 45.1714 | 36.9006 | 31.0355 | 25.244 | 19.5295 | 13.8836
Scenario 3: Aggressive Fuel Sub | SDG&E | Com | BldgEnv | Com - Restaurant | Program Administrator Cost Test | Energy Efficiency | 33.3472 | 33.1261 | 32.8978 | 32.6476 | 34.408 | 34.6261 | 34.8838 | 35.1958 | 35.4836 | 35.8416 | 36.2014 | 36.5666 | 36.9886
Scenario 3: Aggressive Fuel Sub | SDG&E | Com | BldgEnv | Com - Restaurant | Rate Impact Measure Test | Energy Efficiency | 33.3472 | 33.1261 | 32.8978 | 32.6476 | 34.408 | 34.6261 | 34.8838 | 35.1958 | 35.4836 | 35.8416 | 36.2014 | 36.5666 | 36.9886
Scenario 3: Aggressive Fuel Sub | SDG&E | Com | BldgEnv | Com - Restaurant | Total Resource Cost Test | Energy Efficiency | 36.4721 | 36.0936 | 35.7164 | 35.3239 | 37.0073 | 37.102 | 37.2429 | 37.4469 | 35.4836 | 35.8416 | 36.2014 | 36.5666 | 36.9886
Scenario 3: Aggressive Fuel Sub | SDG&E | Com | BldgEnv | Com - Retail | Participant Cost Test | Energy Efficiency | 620.5565 | 586.7042 | 554.731 | 519.5618 | 482.4746 | 450.581 | 427.4905 | 387.6803 | 231.9777 | 193.7584 | 157.0875 | 121.6499 | 87.17
Scenario 3: Aggressive Fuel Sub | SDG&E | Com | BldgEnv | Com - Retail | Program Administrator Cost Test | Energy Efficiency | 291.6022 | 285.2923 | 278.7397 | 269.7235 | 258.5716 | 250.4118 | 247.6328 | 244.9263 | 242.5721 | 240.7291 | 239.3266 | 238.3386 | 237.8186
Scenario 3: Aggressive Fuel Sub | SDG&E | Com | BldgEnv | Com - Retail | Rate Impact Measure Test | Energy Efficiency | 291.6022 | 285.2923 | 278.7397 | 269.7235 | 258.5716 | 250.4118 | 247.6328 | 244.9263 | 242.5721 | 240.7291 | 239.3266 | 238.3386 | 237.8186
Scenario 3: Aggressive Fuel Sub | SDG&E | Com | BldgEnv | Com - Retail | Total Resource Cost Test | Energy Efficiency | 475.6001 | 457.9967 | 441.0961 | 421.2799 | 399.087 | 381.1657 | 370.5639 | 360.5299 | 242.5721 | 240.7291 | 239.3266 | 238.3386 | 237.8186
Scenario 3: Aggressive Fuel Sub | SDG&E | Com | BldgEnv | Com - School | Participant Cost Test | Energy Efficiency | 56.0309 | 54.0209 | 52.0126 | 50.0237 | 48.1038 | 46.1782 | 44.2716 | 40.405 | 29.598 | 25.0458 | 20.5018 | 15.9555 | 11.3907
Scenario 3: Aggressive Fuel Sub | SDG&E | Com | BldgEnv | Com - School | Program Administrator Cost Test | Energy Efficiency | 28.8655 | 29.1987 | 29.5542 | 29.9766 | 30.5173 | 31.1511 | 31.8224 | 32.545 | 33.3201 | 34.1888 | 35.1206 | 36.1089 | 37.1903
Scenario 3: Aggressive Fuel Sub | SDG&E | Com | BldgEnv | Com - School | Rate Impact Measure Test | Energy Efficiency | 28.8655 | 29.1987 | 29.5542 | 29.9766 | 30.5173 | 31.1511 | 31.8224 | 32.545 | 33.3201 | 34.1888 | 35.1206 | 36.1089 | 37.1903
Scenario 3: Aggressive Fuel Sub | SDG&E | Com | BldgEnv | Com - School | Total Resource Cost Test | Energy Efficiency | 37.1693 | 37.1442 | 37.1611 | 37.2708 | 37.5172 | 37.8663 | 38.2651 | 38.7292 | 33.3201 | 34.1888 | 35.1206 | 36.1089 | 37.1903
Scenario 3: Aggressive Fuel Sub | SDG&E | Com | BldgEnv | Com - Warehouse | Participant Cost Test | Energy Efficiency | 219.0096 | 211.6511 | 204.3587 | 197.0999 | 189.9625 | 183.1629 | 176.539 | 162.3793 | 89.5584 | 89.396 | 82.935 | 64.9749 | 46.8691
Scenario 3: Aggressive Fuel Sub | SDG&E | Com | BldgEnv | Com - Warehouse | Program Administrator Cost Test | Energy Efficiency | 93.1158 | 93.8456 | 94.5908 | 95.4878 | 96.4956 | 98.0304 | 99.5911 | 101.2272 | 86.0976 | 104.8194 | 121.4509 | 124.0556 | 126.9713
Scenario 3: Aggressive Fuel Sub | SDG&E | Com | BldgEnv | Com - Warehouse | Rate Impact Measure Test | Energy Efficiency | 93.1158 | 93.8456 | 94.5908 | 95.4878 | 96.4956 | 98.0304 | 99.5911 | 101.2272 | 86.0976 | 104.8194 | 121.4509 | 124.0556 | 126.9713
Scenario 3: Aggressive Fuel Sub | SDG&E | Com | BldgEnv | Com - Warehouse | Total Resource Cost Test | Energy Efficiency | 146.8815 | 145.4115 | 144.0602 | 142.9699 | 142.048 | 141.7622 | 141.5702 | 141.5354 | 86.0976 | 104.8194 | 121.4509 | 124.0556 | 126.9713
Scenario 3: Aggressive Fuel Sub | SDG&E | Com | ComRefrig | Com - College | Participant Cost Test | Energy Efficiency | 2353.827 | 1553.2763 | 897.6662 | 445.3142 | 172.548 | 67.6359 | 18.6646 | 0 | 0 | 0 | 0 | 0 | 0
Scenario 3: Aggressive Fuel Sub | SDG&E | Com | ComRefrig | Com - College | Program Administrator Cost Test | Energy Efficiency | 456.7876 | 318.5548 | 193.5703 | 100.1159 | 38.9239 | 16.329 | 5.0477 | 0 | 0 | 0 | 0 | 0 | 0
Scenario 3: Aggressive Fuel Sub | SDG&E | Com | ComRefrig | Com - College | Rate Impact Measure Test | Energy Efficiency | 456.7876 | 318.5548 | 193.5703 | 100.1159 | 38.9239 | 16.329 | 5.0477 | 0 | 0 | 0 | 0 | 0 | 0
Scenario 3: Aggressive Fuel Sub | SDG&E | Com | ComRefrig | Com - College | Total Resource Cost Test | Energy Efficiency | 456.7876 | 318.5548 | 193.5703 | 100.1159 | 38.9239 | 16.329 | 5.0477 | 0 | 0 | 0 | 0 | 0 | 0
Scenario 3: Aggressive Fuel Sub | SDG&E | Com | ComRefrig | Com - Grocery | Participant Cost Test | Energy Efficiency | 2217032.3495 | 1141640.0638 | 431841.2729 | 168093.3752 | 36750.0267 | 0 | 0 | 0 | 0 | 0 | 0 | 0 | 0
Scenario 3: Aggressive Fuel Sub | SDG&E | Com | ComRefrig | Com - Grocery | Program Administrator Cost Test | Energy Efficiency | 421099.3273 | 224986.9869 | 84047.7271 | 33828.3537 | 7981.5768 | 0 | 0 | 0 | 0 | 0 | 0 | 0 | 0
Scenario 3: Aggressive Fuel Sub | SDG&E | Com | ComRefrig | Com - Grocery | Rate Impact Measure Test | Energy Efficiency | 421099.3273 | 224986.9869 | 84047.7271 | 33828.3537 | 7981.5768 | 0 | 0 | 0 | 0 | 0 | 0 | 0 | 0
Scenario 3: Aggressive Fuel Sub | SDG&E | Com | ComRefrig | Com - Grocery | Total Resource Cost Test | Energy Efficiency | 421099.3273 | 224986.9869 | 84047.7271 | 33828.3537 | 7981.5768 | 0 | 0 | 0 | 0 | 0 | 0 | 0 | 0
Scenario 3: Aggressive Fuel Sub | SDG&E | Com | ComRefrig | Com - Refrig. Warehouse | Participant Cost Test | Energy Efficiency | 723.8457 | 456.8325 | 249.929 | 114.0178 | 39.2629 | 14.6435 | 1.552 | 0 | 0 | 0 | 0 | 0 | 0
Scenario 3: Aggressive Fuel Sub | SDG&E | Com | ComRefrig | Com - Refrig. Warehouse | Program Administrator Cost Test | Energy Efficiency | 140.041 | 93.3015 | 53.5557 | 25.2674 | 8.5273 | 3.5353 | 0.41973 | 0 | 0 | 0 | 0 | 0 | 0
Scenario 3: Aggressive Fuel Sub | SDG&E | Com | ComRefrig | Com - Refrig. Warehouse | Rate Impact Measure Test | Energy Efficiency | 140.041 | 93.3015 | 53.5557 | 25.2674 | 8.5273 | 3.5353 | 0.41973 | 0 | 0 | 0 | 0 | 0 | 0
Scenario 3: Aggressive Fuel Sub | SDG&E | Com | ComRefrig | Com - Refrig. Warehouse | Total Resource Cost Test | Energy Efficiency | 140.041 | 93.3015 | 53.5557 | 25.2674 | 8.5273 | 3.5353 | 0.41973 | 0 | 0 | 0 | 0 | 0 | 0
Scenario 3: Aggressive Fuel Sub | SDG&E | Com | ComRefrig | Com - Restaurant | Participant Cost Test | Energy Efficiency | 85245.7066 | 44780.3439 | 17788.6198 | 7028.8296 | 1874.8956 | 0 | 0 | 0 | 0 | 0 | 0 | 0 | 0
Scenario 3: Aggressive Fuel Sub | SDG&E | Com | ComRefrig | Com - Restaurant | Program Administrator Cost Test | Energy Efficiency | 16198.3287 | 8835.5374 | 3491.6597 | 1414.5336 | 407.2003 | 0 | 0 | 0 | 0 | 0 | 0 | 0 | 0
Scenario 3: Aggressive Fuel Sub | SDG&E | Com | ComRefrig | Com - Restaurant | Rate Impact Measure Test | Energy Efficiency | 16198.3287 | 8835.5374 | 3491.6597 | 1414.5336 | 407.2003 | 0 | 0 | 0 | 0 | 0 | 0 | 0 | 0
Scenario 3: Aggressive Fuel Sub | SDG&E | Com | ComRefrig | Com - Restaurant | Total Resource Cost Test | Energy Efficiency | 16198.3287 | 8835.5374 | 3491.6597 | 1414.5336 | 407.2003 | 0 | 0 | 0 | 0 | 0 | 0 | 0 | 0
Scenario 3: Aggressive Fuel Sub | SDG&E | Com | ComRefrig | Com - Retail | Participant Cost Test | Energy Efficiency | 957494.2131 | 504781.0998 | 203319.1671 | 75557.615 | 19928.6931 | 0 | 0 | 0 | 0 | 0 | 0 | 0 | 0
Scenario 3: Aggressive Fuel Sub | SDG&E | Com | ComRefrig | Com - Retail | Program Administrator Cost Test | Energy Efficiency | 182250.8388 | 99994.5531 | 40416.1845 | 15205.7731 | 4328.2252 | 0 | 0 | 0 | 0 | 0 | 0 | 0 | 0
Scenario 3: Aggressive Fuel Sub | SDG&E | Com | ComRefrig | Com - Retail | Rate Impact Measure Test | Energy Efficiency | 182250.8388 | 99994.5531 | 40416.1845 | 15205.7731 | 4328.2252 | 0 | 0 | 0 | 0 | 0 | 0 | 0 | 0
Scenario 3: Aggressive Fuel Sub | SDG&E | Com | ComRefrig | Com - Retail | Total Resource Cost Test | Energy Efficiency | 182250.8388 | 99994.5531 | 40416.1845 | 15205.7731 | 4328.2252 | 0 | 0 | 0 | 0 | 0 | 0 | 0 | 0
Scenario 3: Aggressive Fuel Sub | SDG&E | Com | ComRefrig | Com - School | Participant Cost Test | Energy Efficiency | 111.029 | 0 | 0 | 0 | 0 | 0 | 0 | 0 | 0 | 0 | 0 | 0 | 0
Scenario 3: Aggressive Fuel Sub | SDG&E | Com | ComRefrig | Com - School | Program Administrator Cost Test | Energy Efficiency | 18.7732 | 0 | 0 | 0 | 0 | 0 | 0 | 0 | 0 | 0 | 0 | 0 | 0
Scenario 3: Aggressive Fuel Sub | SDG&E | Com | ComRefrig | Com - School | Rate Impact Measure Test | Energy Efficiency | 18.7732 | 0 | 0 | 0 | 0 | 0 | 0 | 0 | 0 | 0 | 0 | 0 | 0
Scenario 3: Aggressive Fuel Sub | SDG&E | Com | ComRefrig | Com - School | Total Resource Cost Test | Energy Efficiency | 18.7732 | 0 | 0 | 0 | 0 | 0 | 0 | 0 | 0 | 0 | 0 | 0 | 0
Scenario 3: Aggressive Fuel Sub | SDG&E | Com | FoodServ | Com - College | Participant Cost Test | Energy Efficiency | 95099.2258 | 102523.4637 | 103114.3176 | 102950.2948 | 101379.9186 | 98816.3392 | 94571.8087 | 88604.3123 | 81201.3308 | 72321.6998 | 61514.6496 | 49974.6057 | 35101.0044
Scenario 3: Aggressive Fuel Sub | SDG&E | Com | FoodServ | Com - College | Participant Cost Test | Fuel Substitution | 777.857 | 896.0946 | 1014.3733 | 1132.2945 | 1252.0794 | 1375.2102 | 1502.0055 | 1632.3193 | 1766.1015 | 1905.4361 | 2048.8588 | 2196.4684 | 2347.141
Scenario 3: Aggressive Fuel Sub | SDG&E | Com | FoodServ | Com - College | Program Administrator Cost Test | Energy Efficiency | 64005.3884 | 70422.2853 | 76688.6295 | 83903.5266 | 90761.3203 | 98761.3366 | 107043.9694 | 115325.8159 | 124077.3306 | 133434.1699 | 142967.2596 | 156048.2808 | 167125.212
Scenario 3: Aggressive Fuel Sub | SDG&E | Com | FoodServ | Com - College | Program Administrator Cost Test | Fuel Substitution | 6274.2221 | 7565.3706 | 8981.5611 | 10542.6805 | 12261.559 | 14167.8366 | 16283.533 | 18627.9735 | 21223.1789 | 24119.3954 | 27328.998 | 30885.3655 | 34807.2252
Scenario 3: Aggressive Fuel Sub | SDG&E | Com | FoodServ | Com - College | Rate Impact Measure Test | Energy Efficiency | 64005.3884 | 70422.2853 | 76688.6295 | 83903.5266 | 90761.3203 | 98761.3366 | 107043.9694 | 115325.8159 | 124077.3306 | 133434.1699 | 142967.2596 | 156048.2808 | 167125.212
Scenario 3: Aggressive Fuel Sub | SDG&E | Com | FoodServ | Com - College | Rate Impact Measure Test | Fuel Substitution | 10400.8598 | 12236.6899 | 13927.5889 | 15633.1447 | 17398.8308 | 19239.2361 | 21173.3838 | 23231.568 | 25420.5033 | 27788.0908 | 30340.2067 | 33078.4331 | 36005.6252
Scenario 3: Aggressive Fuel Sub | SDG&E | Com | FoodServ | Com - College | Total Resource Cost Test | Energy Efficiency | 64005.3884 | 70422.2853 | 76688.6295 | 83903.5266 | 90761.3203 | 98761.3366 | 107043.9694 | 115325.8159 | 124077.3306 | 133434.1699 | 142967.2596 | 156048.2808 | 167125.212
Scenario 3: Aggressive Fuel Sub | SDG&E | Com | FoodServ | Com - College | Total Resource Cost Test | Fuel Substitution | 6274.2221 | 7565.3706 | 8981.5611 | 10542.6805 | 12261.559 | 14167.8366 | 16283.533 | 18627.9735 | 21223.1789 | 24119.3954 | 27328.998 | 30885.3655 | 34807.2252
Scenario 3: Aggressive Fuel Sub | SDG&E | Com | FoodServ | Com - Grocery | Participant Cost Test | Energy Efficiency | 663431.5527 | 724070.5623 | 741924.5615 | 740364.4931 | 734247.2465 | 717347.5631 | 687862.3156 | 647424.5263 | 594058.1331 | 530056.7046 | 452907.4007 | 362345.7943 | 257196.5336
Scenario 3: Aggressive Fuel Sub | SDG&E | Com | FoodServ | Com - Grocery | Participant Cost Test | Fuel Substitution | 8547.6136 | 9687.7848 | 10800.8833 | 11889.1674 | 12968.1218 | 14038.8106 | 15118.4552 | 16207.207 | 17315.2892 | 18472.941 | 19642.4259 | 20821.3376 | 22006.4441
Scenario 3: Aggressive Fuel Sub | SDG&E | Com | FoodServ | Com - Grocery | Program Administrator Cost Test | Energy Efficiency | 407504.0244 | 452569.2156 | 496093.2146 | 542941.6679 | 591661.9041 | 645547.2449 | 701241.0349 | 758796.3318 | 817045.5884 | 879564.7461 | 944977.4658 | 1014174.8005 | 1088668.2569
Scenario 3: Aggressive Fuel Sub | SDG&E | Com | FoodServ | Com - Grocery | Program Administrator Cost Test | Fuel Substitution | 66724.1056 | 79378.1718 | 93006.154 | 107777.3305 | 123790.033 | 141154.5978 | 160164.0639 | 180970.1694 | 203850.5602 | 229370.2434 | 257320.3684 | 287893.4631 | 321284.3189
Scenario 3: Aggressive Fuel Sub | SDG&E | Com | FoodServ | Com - Grocery | Rate Impact Measure Test | Energy Efficiency | 407504.0244 | 452569.2156 | 496093.2146 | 542941.6679 | 591661.9041 | 645547.2449 | 701241.0349 | 758796.3318 | 817045.5884 | 879564.7461 | 944977.4658 | 1014174.8005 | 1088668.2569
Scenario 3: Aggressive Fuel Sub | SDG&E | Com | FoodServ | Com - Grocery | Rate Impact Measure Test | Fuel Substitution | 110218.5754 | 127993.2679 | 143833.4266 | 159431.3026 | 175271.0688 | 191296.1802 | 207877.5395 | 225319.2652 | 243806.0719 | 263923.1487 | 285379.7257 | 308107.9385 | 332213.4908
Scenario 3: Aggressive Fuel Sub | SDG&E | Com | FoodServ | Com - Grocery | Total Resource Cost Test | Energy Efficiency | 407504.0244 | 452569.2156 | 496093.2146 | 542941.6679 | 591661.9041 | 645547.2449 | 701241.0349 | 758796.3318 | 817045.5884 | 879564.7461 | 944977.4658 | 1014174.8005 | 1088668.2569
Scenario 3: Aggressive Fuel Sub | SDG&E | Com | FoodServ | Com - Grocery | Total Resource Cost Test | Fuel Substitution | 66724.1056 | 79378.1718 | 93006.154 | 107777.3305 | 123790.033 | 141154.5978 | 160164.0639 | 180970.1694 | 203850.5602 | 229370.2434 | 257320.3684 | 287893.4631 | 321284.3189
Scenario 3: Aggressive Fuel Sub | SDG&E | Com | FoodServ | Com - Health | Participant Cost Test | Energy Efficiency | 272675.2626 | 291658.7871 | 294383.5815 | 294297.9127 | 287674.6323 | 275181.542 | 248931.6211 | 231877.7386 | 214080.9972 | 195668.3266 | 173317.7253 | 132477.688 | 91064.6531
Scenario 3: Aggressive Fuel Sub | SDG&E | Com | FoodServ | Com - Health | Participant Cost Test | Fuel Substitution | 2537.342 | 2910.5266 | 3283.9185 | 3655.3007 | 4030.6334 | 4413.4973 | 4803.4192 | 5198.6977 | 5599.0823 | 6016.7226 | 6448.3418 | 6883.7922 | 7321.8031
Scenario 3: Aggressive Fuel Sub | SDG&E | Com | FoodServ | Com - Health | Program Administrator Cost Test | Energy Efficiency | 180857.2943 | 198176.92 | 215351.3465 | 235901.572 | 254353.8403 | 272192.9236 | 280164.8768 | 300188.64 | 325043.025 | 357743.914 | 397499.4858 | 409884.1017 | 428881.313
Scenario 3: Aggressive Fuel Sub | SDG&E | Com | FoodServ | Com - Health | Program Administrator Cost Test | Fuel Substitution | 20285.6058 | 24393.6637 | 28890.1519 | 33817.8676 | 39221.7074 | 45180.3406 | 51741.1289 | 58942.2149 | 66839.5987 | 75645.8511 | 85413.673 | 96100.9904 | 107773.8742
Scenario 3: Aggressive Fuel Sub | SDG&E | Com | FoodServ | Com - Health | Rate Impact Measure Test | Energy Efficiency | 180857.2943 | 198176.92 | 215351.3465 | 235901.572 | 254353.8403 | 272192.9236 | 280164.8768 | 300188.64 | 325043.025 | 357743.914 | 397499.4858 | 409884.1017 | 428881.313
Scenario 3: Aggressive Fuel Sub | SDG&E | Com | FoodServ | Com - Health | Rate Impact Measure Test | Fuel Substitution | 33025.6714 | 38760.3356 | 44053.6889 | 49365.7856 | 54853.1897 | 60547.5253 | 66487.4199 | 72750.7734 | 79356.1303 | 86529.3993 | 94308.6865 | 102545.0799 | 111275.3241
Scenario 3: Aggressive Fuel Sub | SDG&E | Com | FoodServ | Com - Health | Total Resource Cost Test | Energy Efficiency | 180857.2943 | 198176.92 | 215351.3465 | 235901.572 | 254353.8403 | 272192.9236 | 280164.8768 | 300188.64 | 325043.025 | 357743.914 | 397499.4858 | 409884.1017 | 428881.313
Scenario 3: Aggressive Fuel Sub | SDG&E | Com | FoodServ | Com - Health | Total Resource Cost Test | Fuel Substitution | 20285.6058 | 24393.6637 | 28890.1519 | 33817.8676 | 39221.7074 | 45180.3406 | 51741.1289 | 58942.2149 | 66839.5987 | 75645.8511 | 85413.673 | 96100.9904 | 107773.8742
Scenario 3: Aggressive Fuel Sub | SDG&E | Com | FoodServ | Com - Lodging | Participant Cost Test | Energy Efficiency | 319929.4124 | 337969.6245 | 340661.4046 | 339169.34 | 327167.0136 | 314150.9458 | 295597.8864 | 273337.3041 | 247860.2458 | 217673.954 | 182153.5059 | 142032.4558 | 97195.9902
Scenario 3: Aggressive Fuel Sub | SDG&E | Com | FoodServ | Com - Lodging | Participant Cost Test | Fuel Substitution | 3308.0094 | 3766.4811 | 4214.6266 | 4650.1513 | 5082.0824 | 5510.2572 | 5939.6581 | 6368.7188 | 6796.6691 | 7222.2299 | 7663.1575 | 8102.7785 | 8539.5909
Scenario 3: Aggressive Fuel Sub | SDG&E | Com | FoodServ | Com - Lodging | Program Administrator Cost Test | Energy Efficiency | 175132.288 | 190228.3969 | 205057.8494 | 222546.0801 | 237917.8964 | 256484.2552 | 274304.7099 | 292585.8239 | 312505.9378 | 332677.5159 | 352566.7007 | 373127.7499 | 395590.1287
Scenario 3: Aggressive Fuel Sub | SDG&E | Com | FoodServ | Com - Lodging | Program Administrator Cost Test | Fuel Substitution | 26202.8887 | 31256.2543 | 36711.8075 | 42626.6751 | 49036.691 | 55979.7627 | 63551.5797 | 71789.7162 | 80741.6543 | 90451.816 | 101209.6461 | 112895.9319 | 125568.5247
Scenario 3: Aggressive Fuel Sub | SDG&E | Com | FoodServ | Com - Lodging | Rate Impact Measure Test | Energy Efficiency | 175132.288 | 190228.3969 | 205057.8494 | 222546.0801 | 237917.8964 | 256484.2552 | 274304.7099 | 292585.8239 | 312505.9378 | 332677.5159 | 352566.7007 | 373127.7499 | 395590.1287
Scenario 3: Aggressive Fuel Sub | SDG&E | Com | FoodServ | Com - Lodging | Rate Impact Measure Test | Fuel Substitution | 43398.3755 | 50522.0236 | 56897.9121 | 63178.0291 | 69548.4847 | 75978.951 | 82590.5242 | 89480.0784 | 96654.3668 | 104153.6474 | 112307.1267 | 120866.581 | 129863.3648
Scenario 3: Aggressive Fuel Sub | SDG&E | Com | FoodServ | Com - Lodging | Total Resource Cost Test | Energy Efficiency | 175132.288 | 190228.3969 | 205057.8494 | 222546.0801 | 237917.8964 | 256484.2552 | 274304.7099 | 292585.8239 | 312505.9378 | 332677.5159 | 352566.7007 | 373127.7499 | 395590.1287
Scenario 3: Aggressive Fuel Sub | SDG&E | Com | FoodServ | Com - Lodging | Total Resource Cost Test | Fuel Substitution | 26202.8887 | 31256.2543 | 36711.8075 | 42626.6751 | 49036.691 | 55979.7627 | 63551.5797 | 71789.7162 | 80741.6543 | 90451.816 | 101209.6461 | 112895.9319 | 125568.5247
Scenario 3: Aggressive Fuel Sub | SDG&E | Com | FoodServ | Com - Office (Large) | Participant Cost Test | Energy Efficiency | 8287.0387 | 8544.549 | 8744.8825 | 8887.7079 | 8381.2591 | 7840.4825 | 7225.4816 | 6510.5319 | 5679.2269 | 4792.1477 | 3829.2266 | 2784.8732 | 1652.4716
Scenario 3: Aggressive Fuel Sub | SDG&E | Com | FoodServ | Com - Office (Large) | Program Administrator Cost Test | Energy Efficiency | 1341.1442 | 1426.2478 | 1503.1168 | 1574.4985 | 1651.5394 | 1758.7355 | 1852.6356 | 1925.9869 | 1980.4876 | 2026.6293 | 2079.2102 | 2114.2946 | 2146.7148
Scenario 3: Aggressive Fuel Sub | SDG&E | Com | FoodServ | Com - Office (Large) | Rate Impact Measure Test | Energy Efficiency | 1341.1442 | 1426.2478 | 1503.1168 | 1574.4985 | 1651.5394 | 1758.7355 | 1852.6356 | 1925.9869 | 1980.4876 | 2026.6293 | 2079.2102 | 2114.2946 | 2146.7148
Scenario 3: Aggressive Fuel Sub | SDG&E | Com | FoodServ | Com - Office (Large) | Total Resource Cost Test | Energy Efficiency | 1341.1442 | 1426.2478 | 1503.1168 | 1574.4985 | 1651.5394 | 1758.7355 | 1852.6356 | 1925.9869 | 1980.4876 | 2026.6293 | 2079.2102 | 2114.2946 | 2146.7148
Scenario 3: Aggressive Fuel Sub | SDG&E | Com | FoodServ | Com - Office (Small) | Participant Cost Test | Energy Efficiency | 2944.221 | 3067.9861 | 3172.0461 | 3251.8276 | 3098.9846 | 2909.995 | 2684.9692 | 2427.967 | 2138.0591 | 1815.2098 | 1460.2472 | 1067.9805 | 636.7675
Scenario 3: Aggressive Fuel Sub | SDG&E | Com | FoodServ | Com - Office (Small) | Program Administrator Cost Test | Energy Efficiency | 476.482 | 512.1053 | 545.2281 | 576.0763 | 610.6594 | 652.7546 | 688.4343 | 718.2566 | 745.5944 | 767.6636 | 792.8914 | 810.818 | 827.2204
Scenario 3: Aggressive Fuel Sub | SDG&E | Com | FoodServ | Com - Office (Small) | Rate Impact Measure Test | Energy Efficiency | 476.482 | 512.1053 | 545.2281 | 576.0763 | 610.6594 | 652.7546 | 688.4343 | 718.2566 | 745.5944 | 767.6636 | 792.8914 | 810.818 | 827.2204
Scenario 3: Aggressive Fuel Sub | SDG&E | Com | FoodServ | Com - Office (Small) | Total Resource Cost Test | Energy Efficiency | 476.482 | 512.1053 | 545.2281 | 576.0763 | 610.6594 | 652.7546 | 688.4343 | 718.2566 | 745.5944 | 767.6636 | 792.8914 | 810.818 | 827.2204
Scenario 3: Aggressive Fuel Sub | SDG&E | Com | FoodServ | Com - Other | Participant Cost Test | Energy Efficiency | 730214.1981 | 802102.5895 | 816883.8606 | 818445.2522 | 812667.6502 | 795515.1476 | 764610.7085 | 721233.3436 | 664472.6688 | 594235.8792 | 508507.3731 | 406406.0987 | 286294.8744
Scenario 3: Aggressive Fuel Sub | SDG&E | Com | FoodServ | Com - Other | Participant Cost Test | Fuel Substitution | 6664.8094 | 7717.7681 | 8741.4082 | 9715.7716 | 10694.9165 | 11681.0689 | 12677.9123 | 13683.9305 | 14699.352 | 15735.096 | 16776.919 | 17822.539 | 18869.0399
Scenario 3: Aggressive Fuel Sub | SDG&E | Com | FoodServ | Com - Other | Program Administrator Cost Test | Energy Efficiency | 471492.2491 | 528207.9667 | 584259.3601 | 643352.3656 | 704671.7152 | 772209.9771 | 842321.5365 | 915172.7321 | 991531.2729 | 1072618.7082 | 1158487.6484 | 1249607.5469 | 1347574.1768
Scenario 3: Aggressive Fuel Sub | SDG&E | Com | FoodServ | Com - Other | Program Administrator Cost Test | Fuel Substitution | 54996.8747 | 66184.1799 | 78342.4516 | 91649.675 | 106213.5059 | 122167.9622 | 139678.6693 | 158871.8105 | 179901.7291 | 203069.1291 | 228392.3749 | 256034.2277 | 286159.0713
Scenario 3: Aggressive Fuel Sub | SDG&E | Com | FoodServ | Com - Other | Rate Impact Measure Test | Energy Efficiency | 471492.2491 | 528207.9667 | 584259.3601 | 643352.3656 | 704671.7152 | 772209.9771 | 842321.5365 | 915172.7321 | 991531.2729 | 1072618.7082 | 1158487.6484 | 1249607.5469 | 1347574.1768
Scenario 3: Aggressive Fuel Sub | SDG&E | Com | FoodServ | Com - Other | Rate Impact Measure Test | Fuel Substitution | 96275.042 | 112938.2716 | 127772.5444 | 142440.5059 | 157370.9297 | 172521.2721 | 188055.7493 | 204221.7242 | 221052.8152 | 238834.9282 | 257552.9333 | 277113.029 | 297585.5982
Scenario 3: Aggressive Fuel Sub | SDG&E | Com | FoodServ | Com - Other | Total Resource Cost Test | Energy Efficiency | 471492.2491 | 528207.9667 | 584259.3601 | 643352.3656 | 704671.7152 | 772209.9771 | 842321.5365 | 915172.7321 | 991531.2729 | 1072618.7082 | 1158487.6484 | 1249607.5469 | 1347574.1768
Scenario 3: Aggressive Fuel Sub | SDG&E | Com | FoodServ | Com - Other | Total Resource Cost Test | Fuel Substitution | 54996.8747 | 66184.1799 | 78342.4516 | 91649.675 | 106213.5059 | 122167.9622 | 139678.6693 | 158871.8105 | 179901.7291 | 203069.1291 | 228392.3749 | 256034.2277 | 286159.0713
Scenario 3: Aggressive Fuel Sub | SDG&E | Com | FoodServ | Com - Restaurant | Participant Cost Test | Energy Efficiency | 1661917.3773 | 1734543.8977 | 1736496.4393 | 1685728.4959 | 1987171.7252 | 1933999.7602 | 1854037.863 | 1745523.8009 | 1603173.1447 | 1428741.9559 | 1219920.992 | 973309.4992 | 685362.2294
Scenario 3: Aggressive Fuel Sub | SDG&E | Com | FoodServ | Com - Restaurant | Participant Cost Test | Fuel Substitution | 25689.9488 | 29194.315 | 32544.9039 | 35715.2036 | 38812.3103 | 41871.6817 | 44903.1717 | 47917.2323 | 50933.1729 | 54005.3669 | 57135.7628 | 60255.9258 | 63355.9965
Scenario 3: Aggressive Fuel Sub | SDG&E | Com | FoodServ | Com - Restaurant | Program Administrator Cost Test | Energy Efficiency | 1010091.2419 | 1089045.2862 | 1170435.0113 | 1247877.584 | 1609871.8471 | 1755205.7473 | 1909292.3289 | 2070117.9672 | 2235268.2166 | 2408728.312 | 2593717.9646 | 2788389.5255 | 2993858.5992
Scenario 3: Aggressive Fuel Sub | SDG&E | Com | FoodServ | Com - Restaurant | Program Administrator Cost Test | Fuel Substitution | 204067.7007 | 242539.4097 | 283585.0693 | 327653.1767 | 374996.1675 | 426185.8407 | 481630.6166 | 541792.9453 | 607289.0476 | 679233.1942 | 758253.0324 | 844095.8599 | 937202.702
Scenario 3: Aggressive Fuel Sub | SDG&E | Com | FoodServ | Com - Restaurant | Rate Impact Measure Test | Energy Efficiency | 1010091.2419 | 1089045.2862 | 1170435.0113 | 1247877.584 | 1609871.8471 | 1755205.7473 | 1909292.3289 | 2070117.9672 | 2235268.2166 | 2408728.312 | 2593717.9646 | 2788389.5255 | 2993858.5992
Scenario 3: Aggressive Fuel Sub | SDG&E | Com | FoodServ | Com - Restaurant | Rate Impact Measure Test | Fuel Substitution | 344809.8813 | 399875.8854 | 447845.9348 | 494233.0032 | 540598.015 | 587123.0148 | 634325.8695 | 683237.7393 | 734225.5941 | 788454.2613 | 846567.844 | 907437.1711 | 971289.1043
Scenario 3: Aggressive Fuel Sub | SDG&E | Com | FoodServ | Com - Restaurant | Total Resource Cost Test | Energy Efficiency | 1010091.2419 | 1089045.2862 | 1170435.0113 | 1247877.584 | 1609871.8471 | 1755205.7473 | 1909292.3289 | 2070117.9672 | 2235268.2166 | 2408728.312 | 2593717.9646 | 2788389.5255 | 2993858.5992
Scenario 3: Aggressive Fuel Sub | SDG&E | Com | FoodServ | Com - Restaurant | Total Resource Cost Test | Fuel Substitution | 204067.7007 | 242539.4097 | 283585.0693 | 327653.1767 | 374996.1675 | 426185.8407 | 481630.6166 | 541792.9453 | 607289.0476 | 679233.1942 | 758253.0324 | 844095.8599 | 937202.702
Scenario 3: Aggressive Fuel Sub | SDG&E | Com | FoodServ | Com - Retail | Participant Cost Test | Energy Efficiency | 8531.1078 | 8421.8449 | 8278.9393 | 8003.2312 | 7208.703 | 6549.3436 | 5791.3006 | 5023.6298 | 4268.5146 | 3540.5969 | 2790.1867 | 2033.0623 | 1230.1076
Scenario 3: Aggressive Fuel Sub | SDG&E | Com | FoodServ | Com - Retail | Program Administrator Cost Test | Energy Efficiency | 1682.8558 | 1728.5283 | 1767.5523 | 1776.4227 | 1745.334 | 1781.5586 | 1776.1888 | 1755.8934 | 1741.5944 | 1744.2623 | 1754.3967 | 1782.7308 | 1827.9981
Scenario 3: Aggressive Fuel Sub | SDG&E | Com | FoodServ | Com - Retail | Rate Impact Measure Test | Energy Efficiency | 1682.8558 | 1728.5283 | 1767.5523 | 1776.4227 | 1745.334 | 1781.5586 | 1776.1888 | 1755.8934 | 1741.5944 | 1744.2623 | 1754.3967 | 1782.7308 | 1827.9981
Scenario 3: Aggressive Fuel Sub | SDG&E | Com | FoodServ | Com - Retail | Total Resource Cost Test | Energy Efficiency | 1682.8558 | 1728.5283 | 1767.5523 | 1776.4227 | 1745.334 | 1781.5586 | 1776.1888 | 1755.8934 | 1741.5944 | 1744.2623 | 1754.3967 | 1782.7308 | 1827.9981
Scenario 3: Aggressive Fuel Sub | SDG&E | Com | FoodServ | Com - School | Participant Cost Test | Energy Efficiency | 290153.8736 | 322905.2902 | 324795.485 | 321610.0085 | 315325.2327 | 304048.9155 | 288254.6533 | 268729.7701 | 245147.2504 | 216887.2653 | 183800.6228 | 145182.7396 | 100491.2351
Scenario 3: Aggressive Fuel Sub | SDG&E | Com | FoodServ | Com - School | Participant Cost Test | Fuel Substitution | 1168.7259 | 1337.5209 | 1505.8518 | 1674.9323 | 1848.0269 | 2025.8535 | 2209.7219 | 2402.8156 | 2603.0838 | 2810.5247 | 3024.2344 | 3243.8132 | 3468.5663
Scenario 3: Aggressive Fuel Sub | SDG&E | Com | FoodServ | Com - School | Program Administrator Cost Test | Energy Efficiency | 170164.4752 | 189240.3191 | 205898.8258 | 223057.4653 | 241667.0647 | 260906.3527 | 280532.4236 | 301003.6439 | 322737.9227 | 345334.9593 | 369625.0603 | 394906.0891 | 421353.4793
Scenario 3: Aggressive Fuel Sub | SDG&E | Com | FoodServ | Com - School | Program Administrator Cost Test | Fuel Substitution | 9403.1557 | 11274.902 | 13319.4396 | 15576.1339 | 18072.2852 | 20838.3411 | 23914.9597 | 27368.5069 | 31215.6737 | 35497.2277 | 40245.9115 | 45503.8092 | 51312.3394
Scenario 3: Aggressive Fuel Sub | SDG&E | Com | FoodServ | Com - School | Rate Impact Measure Test | Energy Efficiency | 170164.4752 | 189240.3191 | 205898.8258 | 223057.4653 | 241667.0647 | 260906.3527 | 280532.4236 | 301003.6439 | 322737.9227 | 345334.9593 | 369625.0603 | 394906.0891 | 421353.4793
Scenario 3: Aggressive Fuel Sub | SDG&E | Com | FoodServ | Com - School | Rate Impact Measure Test | Fuel Substitution | 15481.9768 | 18118.7321 | 20531.9217 | 22973.2143 | 25521.7035 | 28178.7985 | 30983.9887 | 34027.7638 | 37295.3215 | 40815.9259 | 44615.6366 | 48688.752 | 53054.3844
Scenario 3: Aggressive Fuel Sub | SDG&E | Com | FoodServ | Com - School | Total Resource Cost Test | Energy Efficiency | 170164.4752 | 189240.3191 | 205898.8258 | 223057.4653 | 241667.0647 | 260906.3527 | 280532.4236 | 301003.6439 | 322737.9227 | 345334.9593 | 369625.0603 | 394906.0891 | 421353.4793
Scenario 3: Aggressive Fuel Sub | SDG&E | Com | FoodServ | Com - School | Total Resource Cost Test | Fuel Substitution | 9403.1557 | 11274.902 | 13319.4396 | 15576.1339 | 18072.2852 | 20838.3411 | 23914.9597 | 27368.5069 | 31215.6737 | 35497.2277 | 40245.9115 | 45503.8092 | 51312.3394
Scenario 3: Aggressive Fuel Sub | SDG&E | Com | HVAC | Com - College | Participant Cost Test | Energy Efficiency | 56000.5647 | 85258.966 | 101520.6672 | 65511.8735 | 67277.138 | 26659.4666 | 67831.41 | 68624.4804 | 14626.1357 | 12914.9563 | 10646.7798 | 8260.2036 | 4777.1171
Scenario 3: Aggressive Fuel Sub | SDG&E | Com | HVAC | Com - College | Participant Cost Test | Fuel Substitution | 1.9141 | 2.067 | 2.2106 | 3.1477 | 3.2975 | 0 | 0 | 0 | 0 | 0 | 0 | 0 | 0
Scenario 3: Aggressive Fuel Sub | SDG&E | Com | HVAC | Com - College | Program Administrator Cost Test | Energy Efficiency | 13568.9311 | 21189.5868 | 26472.6897 | 24113.1144 | 26858.1255 | 15659.3888 | 24767.1028 | 27127.8007 | 21568.9265 | 23890.9098 | 26197.919 | 30265.3679 | 33153.9977
Scenario 3: Aggressive Fuel Sub | SDG&E | Com | HVAC | Com - College | Program Administrator Cost Test | Fuel Substitution | 1.4486 | 1.6732 | 1.9207 | 2.7079 | 3.0809 | 0 | 0 | 0 | 0 | 0 | 0 | 0 | 0
Scenario 3: Aggressive Fuel Sub | SDG&E | Com | HVAC | Com - College | Rate Impact Measure Test | Energy Efficiency | 13568.9311 | 21189.5868 | 26472.6897 | 24113.1144 | 26858.1255 | 15659.3888 | 24767.1028 | 27127.8007 | 21568.9265 | 23890.9098 | 26197.919 | 30265.3679 | 33153.9977
Scenario 3: Aggressive Fuel Sub | SDG&E | Com | HVAC | Com - College | Rate Impact Measure Test | Fuel Substitution | 1.4486 | 1.6732 | 1.9207 | 2.7079 | 3.0809 | 0 | 0 | 0 | 0 | 0 | 0 | 0 | 0
Scenario 3: Aggressive Fuel Sub | SDG&E | Com | HVAC | Com - College | Total Resource Cost Test | Energy Efficiency | 21542.5471 | 33275.9822 | 41070.1545 | 37901.2366 | 41602.4895 | 24905.2369 | 30074.3472 | 32697.3538 | 21568.9265 | 23890.9098 | 26197.919 | 30265.3679 | 33153.9977
Scenario 3: Aggressive Fuel Sub | SDG&E | Com | HVAC | Com - College | Total Resource Cost Test | Fuel Substitution | 1.6467 | 1.8914 | 2.1598 | 3.0267 | 3.427 | 0 | 0 | 0 | 0 | 0 | 0 | 0 | 0
Scenario 3: Aggressive Fuel Sub | SDG&E | Com | HVAC | Com - Grocery | Participant Cost Test | Energy Efficiency | 138686.4325 | 148649.2482 | 156926.7523 | 163493.6247 | 167491.9221 | 170004.7439 | 169829.6685 | 166619.7193 | 63096.0402 | 35779.2064 | 32212.086 | 27447.5433 | 13462.1188
Scenario 3: Aggressive Fuel Sub | SDG&E | Com | HVAC | Com - Grocery | Participant Cost Test | Fuel Substitution | 97.1754 | 105.1783 | 112.9385 | 120.396 | 127.5022 | 0 | 0 | 0 | 0 | 0 | 0 | 0 | 0
Scenario 3: Aggressive Fuel Sub | SDG&E | Com | HVAC | Com - Grocery | Program Administrator Cost Test | Energy Efficiency | 24064.217 | 27231.5207 | 30411.6376 | 33764.1303 | 37231.1365 | 41791.0496 | 46492.6287 | 51251.3049 | 32414.7471 | 28604.3968 | 31543.6776 | 34676.825 | 31797.009
Scenario 3: Aggressive Fuel Sub | SDG&E | Com | HVAC | Com - Grocery | Program Administrator Cost Test | Fuel Substitution | 300.2613 | 346.3412 | 397.355 | 454.3069 | 517.9677 | 0 | 0 | 0 | 0 | 0 | 0 | 0 | 0
Scenario 3: Aggressive Fuel Sub | SDG&E | Com | HVAC | Com - Grocery | Rate Impact Measure Test | Energy Efficiency | 24064.217 | 27231.5207 | 30411.6376 | 33764.1303 | 37231.1365 | 41791.0496 | 46492.6287 | 51251.3049 | 32414.7471 | 28604.3968 | 31543.6776 | 34676.825 | 31797.009
Scenario 3: Aggressive Fuel Sub | SDG&E | Com | HVAC | Com - Grocery | Rate Impact Measure Test | Fuel Substitution | 412.3445 | 462.9427 | 516.5961 | 573.7174 | 635.9653 | 0 | 0 | 0 | 0 | 0 | 0 | 0 | 0
Scenario 3: Aggressive Fuel Sub | SDG&E | Com | HVAC | Com - Grocery | Total Resource Cost Test | Energy Efficiency | 27572.8255 | 31104.0545 | 34653.9164 | 38408.7268 | 42261.0242 | 47263.8821 | 52428.4748 | 57660.4503 | 32414.7471 | 28604.3968 | 31543.6776 | 34676.825 | 31797.009
Scenario 3: Aggressive Fuel Sub | SDG&E | Com | HVAC | Com - Grocery | Total Resource Cost Test | Fuel Substitution | 325.6501 | 374.1652 | 427.6787 | 487.2294 | 553.5938 | 0 | 0 | 0 | 0 | 0 | 0 | 0 | 0
Scenario 3: Aggressive Fuel Sub | SDG&E | Com | HVAC | Com - Health | Participant Cost Test | Energy Efficiency | 270314.0077 | 331551.778 | 347462.0541 | 404609.9684 | 447184.7396 | 388891.357 | 369920.5609 | 370931.7981 | 243471.6475 | 236179.4729 | 211634.7704 | 163961.1338 | 144976.8399
Scenario 3: Aggressive Fuel Sub | SDG&E | Com | HVAC | Com - Health | Participant Cost Test | Fuel Substitution | 27.9478 | 30.0721 | 32.0213 | 33.713 | 35.1758 | 0 | 0 | 0 | 0 | 0 | 0 | 0 | 0
Scenario 3: Aggressive Fuel Sub | SDG&E | Com | HVAC | Com - Health | Program Administrator Cost Test | Energy Efficiency | 76568.6443 | 99806.4008 | 108893.8888 | 132274.57 | 154292.3338 | 144625.9081 | 147246.1591 | 159522.1178 | 133020.4723 | 153803.5124 | 179111.3738 | 179230.1621 | 229198.8501
Scenario 3: Aggressive Fuel Sub | SDG&E | Com | HVAC | Com - Health | Program Administrator Cost Test | Fuel Substitution | 20.9907 | 24.2311 | 27.7853 | 31.6892 | 36.0577 | 0 | 0 | 0 | 0 | 0 | 0 | 0 | 0
Scenario 3: Aggressive Fuel Sub | SDG&E | Com | HVAC | Com - Health | Rate Impact Measure Test | Energy Efficiency | 76568.6443 | 99806.4008 | 108893.8888 | 132274.57 | 154292.3338 | 144625.9081 | 147246.1591 | 159522.1178 | 133020.4723 | 153803.5124 | 179111.3738 | 179230.1621 | 229198.8501
Scenario 3: Aggressive Fuel Sub | SDG&E | Com | HVAC | Com - Health | Rate Impact Measure Test | Fuel Substitution | 23.3918 | 26.7441 | 30.3659 | 34.2742 | 38.6093 | 0 | 0 | 0 | 0 | 0 | 0 | 0 | 0
Scenario 3: Aggressive Fuel Sub | SDG&E | Com | HVAC | Com - Health | Total Resource Cost Test | Energy Efficiency | 97991.8863 | 130623.6839 | 141619.9691 | 172482.2179 | 201133.6276 | 184838.5051 | 178643.6467 | 192288.1919 | 133020.4723 | 153803.5124 | 179111.3738 | 179230.1621 | 229198.8501
Scenario 3: Aggressive Fuel Sub | SDG&E | Com | HVAC | Com - Health | Total Resource Cost Test | Fuel Substitution | 23.213 | 26.6854 | 30.4804 | 34.6347 | 39.2638 | 0 | 0 | 0 | 0 | 0 | 0 | 0 | 0
Scenario 3: Aggressive Fuel Sub | SDG&E | Com | HVAC | Com - Lodging | Participant Cost Test | Energy Efficiency | 286736.1607 | 304297.3812 | 320134.3607 | 335967.6146 | 345279.9554 | 313213.0236 | 301816.2683 | 301829.3305 | 92225.7911 | 71206.5302 | 62813.3527 | 52383.8002 | 39593.5677
Scenario 3: Aggressive Fuel Sub | SDG&E | Com | HVAC | Com - Lodging | Participant Cost Test | Fuel Substitution | 69.3349 | 75.4525 | 81.0184 | 87.0134 | 85.3789 | 0 | 0 | 0 | 0 | 0 | 0 | 0 | 0
Scenario 3: Aggressive Fuel Sub | SDG&E | Com | HVAC | Com - Lodging | Program Administrator Cost Test | Energy Efficiency | 54527.1738 | 60290.6155 | 66331.784 | 73375.4274 | 79860.6648 | 77592.2986 | 84918.4965 | 92363.1203 | 50207.9367 | 48836.8734 | 52491.9117 | 56245.8411 | 60634.1517
Scenario 3: Aggressive Fuel Sub | SDG&E | Com | HVAC | Com - Lodging | Program Administrator Cost Test | Fuel Substitution | 70.3949 | 81.2269 | 93.2548 | 106.6474 | 121.6149 | 0 | 0 | 0 | 0 | 0 | 0 | 0 | 0
Scenario 3: Aggressive Fuel Sub | SDG&E | Com | HVAC | Com - Lodging | Rate Impact Measure Test | Energy Efficiency | 54527.1738 | 60290.6155 | 66331.784 | 73375.4274 | 79860.6648 | 77592.2986 | 84918.4965 | 92363.1203 | 50207.9367 | 48836.8734 | 52491.9117 | 56245.8411 | 60634.1517
Scenario 3: Aggressive Fuel Sub | SDG&E | Com | HVAC | Com - Lodging | Rate Impact Measure Test | Fuel Substitution | 87.7574 | 99.2721 | 111.6841 | 125.0338 | 139.7022 | 0 | 0 | 0 | 0 | 0 | 0 | 0 | 0
Scenario 3: Aggressive Fuel Sub | SDG&E | Com | HVAC | Com - Lodging | Total Resource Cost Test | Energy Efficiency | 115444.9883 | 125215.638 | 135343.521 | 147148.5642 | 157462.2473 | 145151.154 | 140724.6474 | 150746.9545 | 50207.9367 | 48836.8734 | 52491.9117 | 56245.8411 | 60634.1517
Scenario 3: Aggressive Fuel Sub | SDG&E | Com | HVAC | Com - Lodging | Total Resource Cost Test | Fuel Substitution | 102.9735 | 116.9906 | 131.7804 | 148.555 | 159.4543 | 0 | 0 | 0 | 0 | 0 | 0 | 0 | 0
Scenario 3: Aggressive Fuel Sub | SDG&E | Com | HVAC | Com - Office (Large) | Participant Cost Test | Energy Efficiency | 240219.1364 | 255446.3881 | 269156.8023 | 281443.9986 | 290997.6577 | 50889.4481 | 1364.1963 | 1282.3399 | 1099.5225 | 970.4468 | 820.3072 | 648.1499 | 452.5927
Scenario 3: Aggressive Fuel Sub | SDG&E | Com | HVAC | Com - Office (Large) | Program Administrator Cost Test | Energy Efficiency | 45030.7348 | 51281.8341 | 58056.9645 | 65486.8462 | 73322.4564 | 482.6064 | 513.6312 | 539.6808 | 561.2299 | 582.6326 | 604.7072 | 621.4388 | 637.6882
Scenario 3: Aggressive Fuel Sub | SDG&E | Com | HVAC | Com - Office (Large) | Rate Impact Measure Test | Energy Efficiency | 45030.7348 | 51281.8341 | 58056.9645 | 65486.8462 | 73322.4564 | 482.6064 | 513.6312 | 539.6808 | 561.2299 | 582.6326 | 604.7072 | 621.4388 | 637.6882
Scenario 3: Aggressive Fuel Sub | SDG&E | Com | HVAC | Com - Office (Large) | Total Resource Cost Test | Energy Efficiency | 115886.188 | 127868.4419 | 140335.6265 | 153531.938 | 166804.7706 | 50015.0387 | 581.6139 | 610.2308 | 561.2299 | 582.6326 | 604.7072 | 621.4388 | 637.6882
Scenario 3: Aggressive Fuel Sub | SDG&E | Com | HVAC | Com - Office (Small) | Participant Cost Test | Energy Efficiency | 28246.2942 | 30011.1333 | 31602.2245 | 20702.4626 | 15935.959 | 15650.3999 | 15109.7015 | 14278.8739 | 11803.3232 | 10291.1554 | 8448.2027 | 6232.6196 | 3614.9537
Scenario 3: Aggressive Fuel Sub | SDG&E | Com | HVAC | Com - Office (Small) | Program Administrator Cost Test | Energy Efficiency | 6623.9869 | 7438.3846 | 8297.9687 | 9207.7573 | 10181.6325 | 11299.5896 | 12478.5648 | 13692.0331 | 14979.1365 | 16323.5531 | 17764.8531 | 19262.5912 | 20855.2995
Scenario 3: Aggressive Fuel Sub | SDG&E | Com | HVAC | Com - Office (Small) | Rate Impact Measure Test | Energy Efficiency | 6623.9869 | 7438.3846 | 8297.9687 | 9207.7573 | 10181.6325 | 11299.5896 | 12478.5648 | 13692.0331 | 14979.1365 | 16323.5531 | 17764.8531 | 19262.5912 | 20855.2995
Scenario 3: Aggressive Fuel Sub | SDG&E | Com | HVAC | Com - Office (Small) | Total Resource Cost Test | Energy Efficiency | 20747.9856 | 22841.2051 | 24988.2881 | 14918.2253 | 11271.6809 | 12456.2196 | 13701.7614 | 14978.5115 | 14979.1365 | 16323.5531 | 17764.8531 | 19262.5912 | 20855.2995
Scenario 3: Aggressive Fuel Sub | SDG&E | Com | HVAC | Com - Other | Participant Cost Test | Energy Efficiency | 371188.2237 | 398652.4158 | 421208.0809 | 438098.8453 | 445746.5701 | 452298.867 | 451817.4234 | 442845.6828 | 282163.6774 | 239684.6614 | 233101.098 | 186819.3164 | 117778.4839
Scenario 3: Aggressive Fuel Sub | SDG&E | Com | HVAC | Com - Other | Participant Cost Test | Fuel Substitution | 114.2449 | 125.8321 | 137.6723 | 156.9712 | 169.6642 | 0 | 0 | 0 | 0 | 0 | 0 | 0 | 0
Scenario 3: Aggressive Fuel Sub | SDG&E | Com | HVAC | Com - Other | Program Administrator Cost Test | Energy Efficiency | 169018.5665 | 194919.5855 | 223071.2112 | 253802.9507 | 284683.4633 | 322819.5351 | 363957.9932 | 407352.2797 | 433827.7322 | 475838.0923 | 548063.3263 | 611958.3516 | 675582.394
Scenario 3: Aggressive Fuel Sub | SDG&E | Com | HVAC | Com - Other | Program Administrator Cost Test | Fuel Substitution | 184.4294 | 213.7726 | 246.4312 | 288.1948 | 329.7069 | 0 | 0 | 0 | 0 | 0 | 0 | 0 | 0
Scenario 3: Aggressive Fuel Sub | SDG&E | Com | HVAC | Com - Other | Rate Impact Measure Test | Energy Efficiency | 169018.5665 | 194919.5855 | 223071.2112 | 253802.9507 | 284683.4633 | 322819.5351 | 363957.9932 | 407352.2797 | 433827.7322 | 475838.0923 | 548063.3263 | 611958.3516 | 675582.394
Scenario 3: Aggressive Fuel Sub | SDG&E | Com | HVAC | Com - Other | Rate Impact Measure Test | Fuel Substitution | 241.8326 | 273.6824 | 307.8389 | 349.6732 | 390.3777 | 0 | 0 | 0 | 0 | 0 | 0 | 0 | 0
Scenario 3: Aggressive Fuel Sub | SDG&E | Com | HVAC | Com - Other | Total Resource Cost Test | Energy Efficiency | 221670.2798 | 253020.1327 | 286754.8184 | 323241.8882 | 359212.5686 | 403394.0974 | 450645.8252 | 499992.4867 | 433827.7322 | 475838.0923 | 548063.3263 | 611958.3516 | 675582.394
Scenario 3: Aggressive Fuel Sub | SDG&E | Com | HVAC | Com - Other | Total Resource Cost Test | Fuel Substitution | 214.7434 | 247.1598 | 282.9965 | 328.9209 | 373.9436 | 0 | 0 | 0 | 0 | 0 | 0 | 0 | 0
Scenario 3: Aggressive Fuel Sub | SDG&E | Com | HVAC | Com - Restaurant | Participant Cost Test | Energy Efficiency | 78003.5251 | 83905.3683 | 89753.812 | 94959.2033 | 116723.8609 | 123650.2006 | 129917.7886 | 135003.8635 | 130068.3833 | 130583.4298 | 128402.9215 | 122798.788 | 112940.4259
Scenario 3: Aggressive Fuel Sub | SDG&E | Com | HVAC | Com - Restaurant | Participant Cost Test | Fuel Substitution | 0.29655 | 0.3182 | 2.0205 | 2.126 | 2.2161 | 0 | 0 | 0 | 0 | 0 | 0 | 0 | 0
Scenario 3: Aggressive Fuel Sub | SDG&E | Com | HVAC | Com - Restaurant | Program Administrator Cost Test | Energy Efficiency | 63508.3948 | 73278.5555 | 84432.975 | 96659.0135 | 128715.4099 | 149437.5914 | 173352.8319 | 200632.248 | 231405.5006 | 266450.1937 | 306335.8246 | 351545.7683 | 402579.4435
Scenario 3: Aggressive Fuel Sub | SDG&E | Com | HVAC | Com - Restaurant | Program Administrator Cost Test | Fuel Substitution | 0.24529 | 0.28226 | 1.5992 | 1.8174 | 2.059 | 0 | 0 | 0 | 0 | 0 | 0 | 0 | 0
Scenario 3: Aggressive Fuel Sub | SDG&E | Com | HVAC | Com - Restaurant | Rate Impact Measure Test | Energy Efficiency | 64044.1773 | 73746.821 | 84841.3011 | 96989.0855 | 129678.5679 | 150365.5901 | 174232.0623 | 201445.7332 | 232130.4477 | 267069.6587 | 306834.0181 | 351901.1683 | 402769.6119
Scenario 3: Aggressive Fuel Sub | SDG&E | Com | HVAC | Com - Restaurant | Rate Impact Measure Test | Fuel Substitution | 0.24529 | 0.28226 | 1.5992 | 1.8174 | 2.059 | 0 | 0 | 0 | 0 | 0 | 0 | 0 | 0
Scenario 3: Aggressive Fuel Sub | SDG&E | Com | HVAC | Com - Restaurant | Total Resource Cost Test | Energy Efficiency | 66956.5712 | 77056.3539 | 88565.2905 | 101148.6631 | 134386.8754 | 155682.9586 | 180221.9924 | 208167.2534 | 231405.5006 | 266450.1937 | 306335.8246 | 351545.7683 | 402579.4435
Scenario 3: Aggressive Fuel Sub | SDG&E | Com | HVAC | Com - Restaurant | Total Resource Cost Test | Fuel Substitution | 0.25294 | 0.29066 | 1.6438 | 1.866 | 2.1116 | 0 | 0 | 0 | 0 | 0 | 0 | 0 | 0
Scenario 3: Aggressive Fuel Sub | SDG&E | Com | HVAC | Com - Retail | Participant Cost Test | Energy Efficiency | 223733.9006 | 238396.8582 | 250971.4157 | 259484.3968 | 263606.2682 | 224986.6726 | 213644.9646 | 208968.5919 | 3764.4363 | 680.5369 | 359.8371 | 196.843 | 104.391
Scenario 3: Aggressive Fuel Sub | SDG&E | Com | HVAC | Com - Retail | Participant Cost Test | Fuel Substitution | 19.5353 | 20.8988 | 22.1242 | 23.1621 | 24.0314 | 0 | 0 | 0 | 0 | 0 | 0 | 0 | 0
Scenario 3: Aggressive Fuel Sub | SDG&E | Com | HVAC | Com - Retail | Program Administrator Cost Test | Energy Efficiency | 33437.0299 | 37516.6753 | 41670.3137 | 45602.833 | 49406.5319 | 41347.7933 | 44825.9367 | 48174.9736 | 1707.4289 | 648.2417 | 399.449 | 260.4038 | 178.87
Scenario 3: Aggressive Fuel Sub | SDG&E | Com | HVAC | Com - Retail | Program Administrator Cost Test | Fuel Substitution | 9.4531 | 10.8136 | 12.2795 | 13.8601 | 15.6134 | 0 | 0 | 0 | 0 | 0 | 0 | 0 | 0
Scenario 3: Aggressive Fuel Sub | SDG&E | Com | HVAC | Com - Retail | Rate Impact Measure Test | Energy Efficiency | 33437.0299 | 37516.6753 | 41670.3137 | 45602.833 | 49406.5319 | 41347.7933 | 44825.9367 | 48174.9736 | 1707.4289 | 648.2417 | 399.449 | 260.4038 | 178.87
Scenario 3: Aggressive Fuel Sub | SDG&E | Com | HVAC | Com - Retail | Rate Impact Measure Test | Fuel Substitution | 9.4531 | 10.8136 | 12.2795 | 13.8601 | 15.6134 | 0 | 0 | 0 | 0 | 0 | 0 | 0 | 0
Scenario 3: Aggressive Fuel Sub | SDG&E | Com | HVAC | Com - Retail | Total Resource Cost Test | Energy Efficiency | 71544.4337 | 78840.7308 | 86238.5917 | 93230.4285 | 99711.7939 | 85060.4527 | 80987.3588 | 86218.0961 | 1707.4289 | 648.2417 | 399.449 | 260.4038 | 178.87
Scenario 3: Aggressive Fuel Sub | SDG&E | Com | HVAC | Com - Retail | Total Resource Cost Test | Fuel Substitution | 12.1479 | 13.7723 | 15.5094 | 17.3688 | 19.4087 | 0 | 0 | 0 | 0 | 0 | 0 | 0 | 0
Scenario 3: Aggressive Fuel Sub | SDG&E | Com | HVAC | Com - School | Participant Cost Test | Energy Efficiency | 224536.9369 | 224405.2559 | 221106.7293 | 214758.7874 | 207013.8023 | 196672.3928 | 168055.8337 | 154280.8734 | 126995.4331 | 117764.9279 | 106360.1861 | 92303.4037 | 75287.7645
Scenario 3: Aggressive Fuel Sub | SDG&E | Com | HVAC | Com - School | Participant Cost Test | Fuel Substitution | 2.3395 | 2.5023 | 2.6535 | 2.7915 | 2.9145 | 0 | 0 | 0 | 0 | 0 | 0 | 0 | 0
Scenario 3: Aggressive Fuel Sub | SDG&E | Com | HVAC | Com - School | Program Administrator Cost Test | Energy Efficiency | 76049.237 | 82321.9429 | 88769.2583 | 95449.3166 | 103181.0479 | 111457.7538 | 120139.8432 | 129565.5885 | 141082.0992 | 153543.0648 | 167140.2207 | 181512.0134 | 196740.8389
Scenario 3: Aggressive Fuel Sub | SDG&E | Com | HVAC | Com - School | Program Administrator Cost Test | Fuel Substitution | 2.299 | 2.6172 | 2.9621 | 3.3364 | 3.7432 | 0 | 0 | 0 | 0 | 0 | 0 | 0 | 0
Scenario 3: Aggressive Fuel Sub | SDG&E | Com | HVAC | Com - School | Rate Impact Measure Test | Energy Efficiency | 76049.237 | 82321.9429 | 88769.2583 | 95449.3166 | 103181.0479 | 111457.7538 | 120139.8432 | 129565.5885 | 141082.0992 | 153543.0648 | 167140.2207 | 181512.0134 | 196740.8389
Scenario 3: Aggressive Fuel Sub | SDG&E | Com | HVAC | Com - School | Rate Impact Measure Test | Fuel Substitution | 2.299 | 2.6172 | 2.9621 | 3.3364 | 3.7432 | 0 | 0 | 0 | 0 | 0 | 0 | 0 | 0
Scenario 3: Aggressive Fuel Sub | SDG&E | Com | HVAC | Com - School | Total Resource Cost Test | Energy Efficiency | 106570.4472 | 113952.3546 | 121361.6592 | 128890.5392 | 137487.6724 | 146499.6572 | 139164.2904 | 148358.749 | 141082.0992 | 153543.0648 | 167140.2207 | 181512.0134 | 196740.8389
Scenario 3: Aggressive Fuel Sub | SDG&E | Com | HVAC | Com - School | Total Resource Cost Test | Fuel Substitution | 2.529 | 2.8658 | 3.2294 | 3.6223 | 4.0476 | 0 | 0 | 0 | 0 | 0 | 0 | 0 | 0
Scenario 3: Aggressive Fuel Sub | SDG&E | Com | HVAC | Com - Warehouse | Participant Cost Test | Energy Efficiency | 149.9999 | 157.1943 | 162.5468 | 166.1193 | 166.9471 | 166.1435 | 162.6858 | 157.0557 | 125.529 | 113.4351 | 98.5607 | 80.7648 | 15.0966
Scenario 3: Aggressive Fuel Sub | SDG&E | Com | HVAC | Com - Warehouse | Participant Cost Test | Fuel Substitution | 14.1453 | 15.5498 | 17.5838 | 19.0691 | 24.0443 | 0 | 0 | 0 | 0 | 0 | 0 | 0 | 0
Scenario 3: Aggressive Fuel Sub | SDG&E | Com | HVAC | Com - Warehouse | Program Administrator Cost Test | Energy Efficiency | 32.2887 | 35.6192 | 38.7628 | 41.816 | 44.8878 | 48.8407 | 52.371 | 55.6049 | 58.7809 | 61.8645 | 65.0319 | 67.6199 | 17.6893
Scenario 3: Aggressive Fuel Sub | SDG&E | Com | HVAC | Com - Warehouse | Program Administrator Cost Test | Fuel Substitution | 31.8396 | 36.9542 | 43.1668 | 49.6582 | 60.1666 | 0 | 0 | 0 | 0 | 0 | 0 | 0 | 0
Scenario 3: Aggressive Fuel Sub | SDG&E | Com | HVAC | Com - Warehouse | Rate Impact Measure Test | Energy Efficiency | 32.2887 | 35.6192 | 38.7628 | 41.816 | 44.8878 | 48.8407 | 52.371 | 55.6049 | 58.7809 | 61.8645 | 65.0319 | 67.6199 | 17.6893
Scenario 3: Aggressive Fuel Sub | SDG&E | Com | HVAC | Com - Warehouse | Rate Impact Measure Test | Fuel Substitution | 40.975 | 46.4896 | 52.9463 | 59.4578 | 69.8493 | 0 | 0 | 0 | 0 | 0 | 0 | 0 | 0
Scenario 3: Aggressive Fuel Sub | SDG&E | Com | HVAC | Com - Warehouse | Total Resource Cost Test | Energy Efficiency | 46.4075 | 50.9112 | 55.2117 | 59.4578 | 63.6111 | 68.6835 | 73.2615 | 77.512 | 58.7809 | 61.8645 | 65.0319 | 67.6199 | 17.6893
Scenario 3: Aggressive Fuel Sub | SDG&E | Com | HVAC | Com - Warehouse | Total Resource Cost Test | Fuel Substitution | 35.1453 | 40.5994 | 47.2534 | 54.1212 | 65.5546 | 0 | 0 | 0 | 0 | 0 | 0 | 0 | 0
Scenario 3: Aggressive Fuel Sub | SDG&E | Com | Lighting | Com - College | Participant Cost Test | Energy Efficiency | 0 | 61587.994 | 86300.7658 | 83347.5005 | 78935.6338 | 74481.193 | 69450.0168 | 63733.4096 | 16998.3393 | 0 | 0 | 0 | 0
Scenario 3: Aggressive Fuel Sub | SDG&E | Com | Lighting | Com - College | Program Administrator Cost Test | Energy Efficiency | 0 | 15877.9463 | 23978.1419 | 25076.8731 | 25988.7041 | 27247.3382 | 28198.5601 | 28881.5639 | 9046.4569 | 0 | 0 | 0 | 0
Scenario 3: Aggressive Fuel Sub | SDG&E | Com | Lighting | Com - College | Rate Impact Measure Test | Energy Efficiency | 0 | 15877.9463 | 23978.1419 | 25076.8731 | 25988.7041 | 27247.3382 | 28198.5601 | 28881.5639 | 9046.4569 | 0 | 0 | 0 | 0
Scenario 3: Aggressive Fuel Sub | SDG&E | Com | Lighting | Com - College | Total Resource Cost Test | Energy Efficiency | 0 | 17185.1686 | 25887.1614 | 27016.6117 | 27935.5435 | 29218.3447 | 30192.6804 | 30891.4967 | 9046.4569 | 0 | 0 | 0 | 0
Scenario 3: Aggressive Fuel Sub | SDG&E | Com | Lighting | Com - Grocery | Participant Cost Test | Energy Efficiency | 145347.9841 | 139020.3678 | 131979.5944 | 124448.969 | 116050.4864 | 107787.6634 | 98984.384 | 89652.6339 | 78019.8367 | 47849.5581 | 31931.2353 | 25006.2856 | 17409.6911
Scenario 3: Aggressive Fuel Sub | SDG&E | Com | Lighting | Com - Grocery | Program Administrator Cost Test | Energy Efficiency | 30183.2101 | 31053.0823 | 31759.3358 | 32404.2468 | 33079.1449 | 34109.9365 | 34632.3915 | 34826.7239 | 34854.364 | 24981.7305 | 20480.0165 | 20585.5035 | 20611.5266
Scenario 3: Aggressive Fuel Sub | SDG&E | Com | Lighting | Com - Grocery | Rate Impact Measure Test | Energy Efficiency | 30183.2101 | 31053.0823 | 31759.3358 | 32404.2468 | 33079.1449 | 34109.9365 | 34632.3915 | 34826.7239 | 34854.364 | 24981.7305 | 20480.0165 | 20585.5035 | 20611.5266
Scenario 3: Aggressive Fuel Sub | SDG&E | Com | Lighting | Com - Grocery | Total Resource Cost Test | Energy Efficiency | 31713.2141 | 32573.9022 | 33271.393 | 33913.4849 | 34580.4758 | 35613.2104 | 36139.1849 | 36336.7597 | 34854.364 | 24981.7305 | 20480.0165 | 20585.5035 | 20611.5266
Scenario 3: Aggressive Fuel Sub | SDG&E | Com | Lighting | Com - Health | Participant Cost Test | Energy Efficiency | 381354.8068 | 361765.2279 | 341450.0401 | 322937.8547 | 299254.2715 | 273538.1813 | 238892.647 | 214672.7724 | 185745.12 | 164234.3546 | 141530.6004 | 107038.472 | 73793.0004
Scenario 3: Aggressive Fuel Sub | SDG&E | Com | Lighting | Com - Health | Program Administrator Cost Test | Energy Efficiency | 94289.0215 | 96466.0164 | 98461.1952 | 101266.2467 | 103163.5188 | 105052.6704 | 102143.0078 | 102850.5125 | 104742.0157 | 108210.8436 | 113940.1353 | 111173.1398 | 109924.9854
Scenario 3: Aggressive Fuel Sub | SDG&E | Com | Lighting | Com - Health | Rate Impact Measure Test | Energy Efficiency | 94289.0215 | 96466.0164 | 98461.1952 | 101266.2467 | 103163.5188 | 105052.6704 | 102143.0078 | 102850.5125 | 104742.0157 | 108210.8436 | 113940.1353 | 111173.1398 | 109924.9854
Scenario 3: Aggressive Fuel Sub | SDG&E | Com | Lighting | Com - Health | Total Resource Cost Test | Energy Efficiency | 101117.3294 | 103192.9022 | 105104.681 | 107909.764 | 109722.3852 | 111506.1003 | 108283.6275 | 108943.5196 | 104742.0157 | 108210.8436 | 113940.1353 | 111173.1398 | 109924.9854
Scenario 3: Aggressive Fuel Sub | SDG&E | Com | Lighting | Com - Office (Large) | Participant Cost Test | Energy Efficiency | 425638.4325 | 407904.9906 | 387022.6655 | 364206.4101 | 339230.8445 | 315717.6215 | 291475.0622 | 264893.0513 | 222587.7675 | 192612.5401 | 161218.5521 | 128295.5401 | 93532.887
Scenario 3: Aggressive Fuel Sub | SDG&E | Com | Lighting | Com - Office (Large) | Program Administrator Cost Test | Energy Efficiency | 108799.0405 | 112179.1568 | 115150.0026 | 117868.7825 | 120618.9136 | 124836.113 | 128165.0132 | 130333.5898 | 131425.3905 | 132552.0293 | 134541.3549 | 136115.0121 | 137647.2846
Scenario 3: Aggressive Fuel Sub | SDG&E | Com | Lighting | Com - Office (Large) | Rate Impact Measure Test | Energy Efficiency | 108799.0405 | 112179.1568 | 115150.0026 | 117868.7825 | 120618.9136 | 124836.113 | 128165.0132 | 130333.5898 | 131425.3905 | 132552.0293 | 134541.3549 | 136115.0121 | 137647.2846
Scenario 3: Aggressive Fuel Sub | SDG&E | Com | Lighting | Com - Office (Large) | Total Resource Cost Test | Energy Efficiency | 122022.1277 | 125285.706 | 128137.6635 | 130756.2757 | 133365.4221 | 137552.3801 | 140888.2211 | 143016.1103 | 131425.3905 | 132552.0293 | 134541.3549 | 136115.0121 | 137647.2846
Scenario 3: Aggressive Fuel Sub | SDG&E | Com | Lighting | Com - Refrig. Warehouse | Participant Cost Test | Energy Efficiency | 542.3114 | 518.4286 | 492.4824 | 458.4243 | 426.3484 | 393.1791 | 359.4145 | 323.7698 | 283.2043 | 242.6981 | 199.9074 | 153.2161 | 101.7998
Scenario 3: Aggressive Fuel Sub | SDG&E | Com | Lighting | Com - Refrig. Warehouse | Program Administrator Cost Test | Energy Efficiency | 159.102 | 164.7155 | 170.1211 | 173.3789 | 178.5433 | 184.8702 | 190.2847 | 194.8758 | 200.1584 | 204.5652 | 211.2844 | 217.5887 | 223.6641
Scenario 3: Aggressive Fuel Sub | SDG&E | Com | Lighting | Com - Refrig. Warehouse | Rate Impact Measure Test | Energy Efficiency | 159.102 | 164.7155 | 170.1211 | 173.3789 | 178.5433 | 184.8702 | 190.2847 | 194.8758 | 200.1584 | 204.5652 | 211.2844 | 217.5887 | 223.6641
Scenario 3: Aggressive Fuel Sub | SDG&E | Com | Lighting | Com - Refrig. Warehouse | Total Resource Cost Test | Energy Efficiency | 162.6463 | 168.2418 | 173.6355 | 176.8491 | 181.9955 | 188.3142 | 193.7368 | 198.3378 | 200.1584 | 204.5652 | 211.2844 | 217.5887 | 223.6641
Scenario 3: Aggressive Fuel Sub | SDG&E | Com | Lighting | Com - Restaurant | Participant Cost Test | Energy Efficiency | 101091.0604 | 93770.6936 | 86843.2981 | 79415.0993 | 88092.1307 | 81740.6037 | 75145.3117 | 68220.3332 | 60184.9735 | 52328.578 | 44023.6611 | 35084.998 | 25430.1919
Scenario 3: Aggressive Fuel Sub | SDG&E | Com | Lighting | Com - Restaurant | Program Administrator Cost Test | Energy Efficiency | 26415.7388 | 26436.4511 | 26494.3843 | 26370.4867 | 32184.8835 | 33279.7905 | 34099.22 | 34738.7332 | 35306.8045 | 35782.5453 | 36574.0245 | 37213.4064 | 37805.3225
Scenario 3: Aggressive Fuel Sub | SDG&E | Com | Lighting | Com - Restaurant | Rate Impact Measure Test | Energy Efficiency | 26415.7388 | 26436.4511 | 26494.3843 | 26370.4867 | 32184.8835 | 33279.7905 | 34099.22 | 34738.7332 | 35306.8045 | 35782.5453 | 36574.0245 | 37213.4064 | 37805.3225
Scenario 3: Aggressive Fuel Sub | SDG&E | Com | Lighting | Com - Restaurant | Total Resource Cost Test | Energy Efficiency | 26968.8384 | 26968.948 | 27010.0667 | 26868.6816 | 32773.226 | 33866.793 | 34686.4047 | 35326.4015 | 35306.8045 | 35782.5453 | 36574.0245 | 37213.4064 | 37805.3225
Scenario 3: Aggressive Fuel Sub | SDG&E | Com | Lighting | Com - Retail | Participant Cost Test | Energy Efficiency | 757581.6162 | 707805.6525 | 659004.6068 | 607342.1413 | 553365.7009 | 504889.464 | 455407.1434 | 407177.5936 | 296083.1128 | 251692.919 | 206983.0265 | 161718.1383 | 114937.0723
Scenario 3: Aggressive Fuel Sub | SDG&E | Com | Lighting | Com - Retail | Program Administrator Cost Test | Energy Efficiency | 184360.9225 | 185232.5076 | 185878.6347 | 185492.9149 | 184714.4809 | 186259.599 | 185403.1347 | 183741.9251 | 182442.8007 | 181340.9433 | 181785.5131 | 182181.3718 | 182778.376
Scenario 3: Aggressive Fuel Sub | SDG&E | Com | Lighting | Com - Retail | Rate Impact Measure Test | Energy Efficiency | 184360.9225 | 185232.5076 | 185878.6347 | 185492.9149 | 184714.4809 | 186259.599 | 185403.1347 | 183741.9251 | 182442.8007 | 181340.9433 | 181785.5131 | 182181.3718 | 182778.376
Scenario 3: Aggressive Fuel Sub | SDG&E | Com | Lighting | Com - Retail | Total Resource Cost Test | Energy Efficiency | 266579.362 | 264657.6656 | 262837.9634 | 259964.6609 | 256409.1959 | 255962.6026 | 253048.3572 | 249489.1121 | 182442.8007 | 181340.9433 | 181785.5131 | 182181.3718 | 182778.376
Scenario 3: Aggressive Fuel Sub | SDG&E | Com | Lighting | Com - Warehouse | Participant Cost Test | Energy Efficiency | 12912.1055 | 12588.2055 | 12198.5931 | 11766.6871 | 11213.3109 | 10642.2561 | 9978.1344 | 9260.8095 | 2068.0348 | 0 | 0 | 0 | 0
Scenario 3: Aggressive Fuel Sub | SDG&E | Com | Lighting | Com - Warehouse | Program Administrator Cost Test | Energy Efficiency | 2931.1933 | 3073.7516 | 3210.1744 | 3351.7544 | 3490.2998 | 3660.7421 | 3785.0937 | 3889.8428 | 1140.5572 | 0 | 0 | 0 | 0
Scenario 3: Aggressive Fuel Sub | SDG&E | Com | Lighting | Com - Warehouse | Rate Impact Measure Test | Energy Efficiency | 2931.1933 | 3073.7516 | 3210.1744 | 3351.7544 | 3490.2998 | 3660.7421 | 3785.0937 | 3889.8428 | 1140.5572 | 0 | 0 | 0 | 0
Scenario 3: Aggressive Fuel Sub | SDG&E | Com | Lighting | Com - Warehouse | Total Resource Cost Test | Energy Efficiency | 4073.1508 | 4225.8579 | 4373.0393 | 4530.4622 | 4678.1629 | 4863.057 | 4999.0662 | 5115.8537 | 1140.5572 | 0 | 0 | 0 | 0
Scenario 3: Aggressive Fuel Sub | SDG&E | Com | WaterHeat | Com - College | Participant Cost Test | Energy Efficiency | 207011.5398 | 211102.3724 | 211291.4338 | 213044.6807 | 211891.7669 | 163807.9651 | 152380.815 | 148030.9716 | 68173.3011 | 59315.7636 | 88290.3135 | 65934.8372 | 39305.4642
Scenario 3: Aggressive Fuel Sub | SDG&E | Com | WaterHeat | Com - College | Participant Cost Test | Fuel Substitution | 455347.7171 | 500422.7712 | 611902.8639 | 569028.1874 | 456500.2722 | 2790961.3664 | 2865492.0795 | 2850368.1034 | 2476844.4175 | 2299058.6784 | 1996183.8506 | 1496201.9318 | 843180.7713
Scenario 3: Aggressive Fuel Sub | SDG&E | Com | WaterHeat | Com - College | Program Administrator Cost Test | Energy Efficiency | 98514.0978 | 107132.5719 | 116287.3432 | 126850.4572 | 137086.3136 | 55176.9703 | 59099.6737 | 62916.8606 | 33870.8233 | 36168.3719 | 75237.9599 | 80174.7572 | 84773.3519
Scenario 3: Aggressive Fuel Sub | SDG&E | Com | WaterHeat | Com - College | Program Administrator Cost Test | Fuel Substitution | 1686560.6138 | 1948231.9474 | 2231530.69 | 2540000.3066 | 2875324.547 | 1362851.7409 | 1607151.3385 | 1831786.8494 | 2026328.5529 | 2304918.6395 | 2621539.233 | 2860168.9072 | 3039530.4539
Scenario 3: Aggressive Fuel Sub | SDG&E | Com | WaterHeat | Com - College | Rate Impact Measure Test | Energy Efficiency | 98514.0978 | 107132.5719 | 116287.3432 | 126850.4572 | 137086.3136 | 55176.9703 | 59099.6737 | 62916.8606 | 33870.8233 | 36168.3719 | 75237.9599 | 80174.7572 | 84773.3519
Scenario 3: Aggressive Fuel Sub | SDG&E | Com | WaterHeat | Com - College | Rate Impact Measure Test | Fuel Substitution | 2585017.6624 | 2884963.5158 | 3188210.0524 | 3493124.4394 | 3809424.8096 | 1362851.7409 | 1607151.3385 | 1831786.8494 | 2026328.5529 | 2304918.6395 | 2621539.233 | 2860168.9072 | 3039530.4539
Scenario 3: Aggressive Fuel Sub | SDG&E | Com | WaterHeat | Com - College | Total Resource Cost Test | Energy Efficiency | 146241.1269 | 155737.3017 | 163282.9924 | 174732.8315 | 185557.2494 | 92869.5513 | 88279.868 | 92260.8329 | 33870.8233 | 36168.3719 | 75237.9599 | 80174.7572 | 84773.3519
Scenario 3: Aggressive Fuel Sub | SDG&E | Com | WaterHeat | Com - College | Total Resource Cost Test | Fuel Substitution | 2083723.0432 | 2384822.8226 | 2774011.8556 | 3034021.1878 | 3251249.6446 | 1550279.1 | 1785877.8108 | 2031512.875 | 2026328.5529 | 2304918.6395 | 2621539.233 | 2860168.9072 | 3039530.4539
Scenario 3: Aggressive Fuel Sub | SDG&E | Com | WaterHeat | Com - Grocery | Participant Cost Test | Energy Efficiency | 361423.3287 | 372023.812 | 378131.0884 | 379551.3626 | 375635.0645 | 361122.8495 | 347004.8028 | 328802.9793 | 247426.6834 | 214890.7481 | 202660.9905 | 147917.2362 | 83470.0087
Scenario 3: Aggressive Fuel Sub | SDG&E | Com | WaterHeat | Com - Grocery | Participant Cost Test | Fuel Substitution | 9495.6717 | 10195.9592 | 10879.9566 | 11570.3795 | 12266.0495 | 0 | 0 | 0 | 0 | 0 | 0 | 0 | 0
Scenario 3: Aggressive Fuel Sub | SDG&E | Com | WaterHeat | Com - Grocery | Program Administrator Cost Test | Energy Efficiency | 85215.8813 | 93889.9689 | 102838.2315 | 112279.1687 | 122287.5721 | 120925.3562 | 130827.4844 | 140320.1239 | 126494.3136 | 134970.0545 | 169794.487 | 180308.9254 | 191127.9337
Scenario 3: Aggressive Fuel Sub | SDG&E | Com | WaterHeat | Com - Grocery | Program Administrator Cost Test | Fuel Substitution | 72072.5889 | 81460.4085 | 91522.4943 | 102511.0622 | 114498.3585 | 0 | 0 | 0 | 0 | 0 | 0 | 0 | 0
Scenario 3: Aggressive Fuel Sub | SDG&E | Com | WaterHeat | Com - Grocery | Rate Impact Measure Test | Energy Efficiency | 85215.8813 | 93889.9689 | 102838.2315 | 112279.1687 | 122287.5721 | 120925.3562 | 130827.4844 | 140320.1239 | 126494.3136 | 134970.0545 | 169794.487 | 180308.9254 | 191127.9337
Scenario 3: Aggressive Fuel Sub | SDG&E | Com | WaterHeat | Com - Grocery | Rate Impact Measure Test | Fuel Substitution | 97485.9264 | 107232.0902 | 117152.439 | 127384.4456 | 138296.241 | 0 | 0 | 0 | 0 | 0 | 0 | 0 | 0
Scenario 3: Aggressive Fuel Sub | SDG&E | Com | WaterHeat | Com - Grocery | Total Resource Cost Test | Energy Efficiency | 109405.8904 | 118621.7291 | 128083.7603 | 138052.4862 | 148535.8423 | 146394.0513 | 155446.8014 | 165387.9803 | 126494.3136 | 134970.0545 | 169794.487 | 180308.9254 | 191127.9337
Scenario 3: Aggressive Fuel Sub | SDG&E | Com | WaterHeat | Com - Grocery | Total Resource Cost Test | Fuel Substitution | 78906.6661 | 88798.4858 | 99352.8476 | 110838.3159 | 123326.289 | 0 | 0 | 0 | 0 | 0 | 0 | 0 | 0
Scenario 3: Aggressive Fuel Sub | SDG&E | Com | WaterHeat | Com - Health | Participant Cost Test | Energy Efficiency | 867806.9075 | 887858.8803 | 893651.4595 | 900426.8357 | 888426.1389 | 722081.0528 | 652931.7829 | 616132.0429 | 460773.1009 | 406528.9661 | 392226.7491 | 279982.4728 | 155504.8796
Scenario 3: Aggressive Fuel Sub | SDG&E | Com | WaterHeat | Com - Health | Participant Cost Test | Fuel Substitution | 1022647.0669 | 1128409.6676 | 1389747.5203 | 1308101.9064 | 1153267.2361 | 7675640.208 | 8014380.2753 | 8021328.0971 | 6866781.7194 | 6369330.6443 | 5553051.0162 | 4156898.2426 | 2313810.2554
Scenario 3: Aggressive Fuel Sub | SDG&E | Com | WaterHeat | Com - Health | Program Administrator Cost Test | Energy Efficiency | 337413.1244 | 368827.1433 | 402105.9594 | 441443.4395 | 478259.756 | 225461.5542 | 237847.0177 | 254576.0373 | 229691.449 | 249016.0945 | 321864.8988 | 334806.4435 | 350367.4654
Scenario 3: Aggressive Fuel Sub | SDG&E | Com | WaterHeat | Com - Health | Program Administrator Cost Test | Fuel Substitution | 4629041.1373 | 5361328.8555 | 6157449.2927 | 7028774.4117 | 7979452.4338 | 3752709.7472 | 4451646.5383 | 5098540.7895 | 5662400.3636 | 6446652.8435 | 7381918.4125 | 8085634.389 | 8615096.7457
Scenario 3: Aggressive Fuel Sub | SDG&E | Com | WaterHeat | Com - Health | Rate Impact Measure Test | Energy Efficiency | 337413.1244 | 368827.1433 | 402105.9594 | 441443.4395 | 478259.756 | 225461.5542 | 237847.0177 | 254576.0373 | 229691.449 | 249016.0945 | 321864.8988 | 334806.4435 | 350367.4654
Scenario 3: Aggressive Fuel Sub | SDG&E | Com | WaterHeat | Com - Health | Rate Impact Measure Test | Fuel Substitution | 7031988.8888 | 7872855.2537 | 8728885.7851 | 9597096.7436 | 10502724.6142 | 3752709.7472 | 4451646.5383 | 5098540.7895 | 5662400.3636 | 6446652.8435 | 7381918.4125 | 8085634.389 | 8615096.7457
Scenario 3: Aggressive Fuel Sub | SDG&E | Com | WaterHeat | Com - Health | Total Resource Cost Test | Energy Efficiency | 437409.6809 | 471491.5056 | 501903.1832 | 544405.9348 | 583200.8917 | 300472.1734 | 288371.0969 | 306247.4037 | 229691.449 | 249016.0945 | 321864.8988 | 334806.4435 | 350367.4654
Scenario 3: Aggressive Fuel Sub | SDG&E | Com | WaterHeat | Com - Health | Total Resource Cost Test | Fuel Substitution | 5535912.6375 | 6360893.3505 | 7404981.7117 | 8180820.947 | 8962403.4176 | 4298510.7364 | 5068942.9082 | 5792400.5818 | 5662400.3636 | 6446652.8435 | 7381918.4125 | 8085634.389 | 8615096.7457
Scenario 3: Aggressive Fuel Sub | SDG&E | Com | WaterHeat | Com - Lodging | Participant Cost Test | Energy Efficiency | 2512209.1056 | 2498043.6165 | 2457819.3901 | 2459270.3765 | 2414498.7151 | 1047507.272 | 389947.5608 | 381401.0535 | 99603.5105 | 85680.3546 | 121349.4114 | 88913.6792 | 52099.9634
Scenario 3: Aggressive Fuel Sub | SDG&E | Com | WaterHeat | Com - Lodging | Participant Cost Test | Fuel Substitution | 5286673.5254 | 5779437.586 | 6883354.504 | 6296478.5422 | 5328615.7008 | 11362013.1881 | 10993176.678 | 11074655.1827 | 8404406.5066 | 7718911.666 | 6667766.1354 | 4950476.8331 | 2729089.3896
Scenario 3: Aggressive Fuel Sub | SDG&E | Com | WaterHeat | Com - Lodging | Program Administrator Cost Test | Energy Efficiency | 1269951.2358 | 1345663.0621 | 1427260.5683 | 1532126.4132 | 1616903.6218 | 115506.3548 | 122059.5819 | 128525.6423 | 50139.3285 | 53011.748 | 104064.6005 | 109238.0817 | 114577.519
Scenario 3: Aggressive Fuel Sub | SDG&E | Com | WaterHeat | Com - Lodging | Program Administrator Cost Test | Fuel Substitution | 6210476.9537 | 7145455.6838 | 8152702.9099 | 9244599.311 | 10424841.9791 | 4676106.1818 | 5514319.5093 | 6282543.3315 | 6942850.4264 | 7829993.58 | 8889559.9095 | 9670308.4178 | 10244740.8109
Scenario 3: Aggressive Fuel Sub | SDG&E | Com | WaterHeat | Com - Lodging | Rate Impact Measure Test | Energy Efficiency | 1269951.2358 | 1345663.0621 | 1427260.5683 | 1532126.4132 | 1616903.6218 | 115506.3548 | 122059.5819 | 128525.6423 | 50139.3285 | 53011.748 | 104064.6005 | 109238.0817 | 114577.519
Scenario 3: Aggressive Fuel Sub | SDG&E | Com | WaterHeat | Com - Lodging | Rate Impact Measure Test | Fuel Substitution | 9556662.9439 | 10622092.9512 | 11691536.411 | 12759001.9624 | 13857864.9625 | 4676106.1818 | 5514319.5093 | 6282543.3315 | 6942850.4264 | 7829993.58 | 8889559.9095 | 9670308.4178 | 10244740.8109
Scenario 3: Aggressive Fuel Sub | SDG&E | Com | WaterHeat | Com - Lodging | Total Resource Cost Test | Energy Efficiency | 2747894.5101 | 2828824.3481 | 2894534.0867 | 3021529.7105 | 3103974.1841 | 940488.907 | 295416.5818 | 301197.7364 | 50139.3285 | 53011.748 | 104064.6005 | 109238.0817 | 114577.519
Scenario 3: Aggressive Fuel Sub | SDG&E | Com | WaterHeat | Com - Lodging | Total Resource Cost Test | Fuel Substitution | 11358258.3307 | 12771786.2051 | 14868618.8344 | 15359009.1205 | 15556526.4705 | 7164281.4389 | 7356726.9806 | 8341865.378 | 6942850.4264 | 7829993.58 | 8889559.9095 | 9670308.4178 | 10244740.8109
Scenario 3: Aggressive Fuel Sub | SDG&E | Com | WaterHeat | Com - Office (Large) | Participant Cost Test | Energy Efficiency | 590489.2574 | 591427.4274 | 584785.1423 | 575728.5131 | 560908.8957 | 431206.9924 | 381470.9195 | 358692.8496 | 207299.7882 | 178607.5004 | 191828.1613 | 137924.9898 | 77744.1252
Scenario 3: Aggressive Fuel Sub | SDG&E | Com | WaterHeat | Com - Office (Large) | Participant Cost Test | Fuel Substitution | 363588.164 | 396702.7364 | 492562.6385 | 444444.908 | 347215.9052 | 1826844.7142 | 1882081.0803 | 1864512.6087 | 1536341.6023 | 1454007.638 | 1257289.005 | 937560.6179 | 525976.0693
Scenario 3: Aggressive Fuel Sub | SDG&E | Com | WaterHeat | Com - Office (Large) | Program Administrator Cost Test | Energy Efficiency | 232852.1161 | 248501.5468 | 264558.148 | 281417.0294 | 298524.1522 | 128344.1542 | 135232.5766 | 141361.8278 | 102399.8106 | 108249.6896 | 158241.9311 | 163921.4853 | 169502.7975
Scenario 3: Aggressive Fuel Sub | SDG&E | Com | WaterHeat | Com - Office (Large) | Program Administrator Cost Test | Fuel Substitution | 970807.3253 | 1114486.7845 | 1269130.1496 | 1436251.4072 | 1616847.0077 | 869268.8426 | 1013712.0857 | 1144592.3219 | 1255623.4947 | 1455894.5708 | 1648480.4357 | 1788014.3815 | 1887586.4755
Scenario 3: Aggressive Fuel Sub | SDG&E | Com | WaterHeat | Com - Office (Large) | Rate Impact Measure Test | Energy Efficiency | 232852.1161 | 248501.5468 | 264558.148 | 281417.0294 | 298524.1522 | 128344.1542 | 135232.5766 | 141361.8278 | 102399.8106 | 108249.6896 | 158241.9311 | 163921.4853 | 169502.7975
Scenario 3: Aggressive Fuel Sub | SDG&E | Com | WaterHeat | Com - Office (Large) | Rate Impact Measure Test | Fuel Substitution | 1505288.3778 | 1667890.8102 | 1830744.4144 | 1992446.7397 | 2158874.9619 | 869268.8426 | 1013712.0857 | 1144592.3219 | 1255623.4947 | 1455894.5708 | 1648480.4357 | 1788014.3815 | 1887586.4755
Scenario 3: Aggressive Fuel Sub | SDG&E | Com | WaterHeat | Com - Office (Large) | Total Resource Cost Test | Energy Efficiency | 381458.4473 | 395430.8354 | 406923.5573 | 421903.2798 | 436822.7549 | 229995.506 | 202560.865 | 206400.5377 | 102399.8106 | 108249.6896 | 158241.9311 | 163921.4853 | 169502.7975
Scenario 3: Aggressive Fuel Sub | SDG&E | Com | WaterHeat | Com - Office (Large) | Total Resource Cost Test | Fuel Substitution | 1301136.8794 | 1474921.9147 | 1722471.5234 | 1838557.1758 | 1919041.2562 | 1034408.184 | 1199855.9696 | 1351434.8036 | 1255623.4947 | 1455894.5708 | 1648480.4357 | 1788014.3815 | 1887586.4755
Scenario 3: Aggressive Fuel Sub | SDG&E | Com | WaterHeat | Com - Office (Small) | Participant Cost Test | Energy Efficiency | 189067.6098 | 192422.8126 | 194797.6633 | 195020.8775 | 193838.912 | 188328.0291 | 184068.5588 | 178267.5704 | 73534.151 | 63533.7774 | 113283.0597 | 83649.9025 | 50171.7657
Scenario 3: Aggressive Fuel Sub | SDG&E | Com | WaterHeat | Com - Office (Small) | Participant Cost Test | Fuel Substitution | 46928.7172 | 51313.6029 | 55619.4795 | 59868.9572 | 64065.4591 | 716168.9894 | 736485.4672 | 725061.001 | 653795.89 | 603366.2972 | 520929.6746 | 388478.9299 | 218493.0673
Scenario 3: Aggressive Fuel Sub | SDG&E | Com | WaterHeat | Com - Office (Small) | Program Administrator Cost Test | Energy Efficiency | 60600.1889 | 64993.5141 | 69744.8111 | 74441.4315 | 79460.4007 | 75661.4169 | 80030.8281 | 84295.0467 | 36281.5922 | 38451.4044 | 97392.1042 | 102057.2778 | 106790.0245
Scenario 3: Aggressive Fuel Sub | SDG&E | Com | WaterHeat | Com - Office (Small) | Program Administrator Cost Test | Fuel Substitution | 423228.5223 | 487183.6867 | 556048.6343 | 630443.6176 | 710837.4391 | 365384.7373 | 428179.297 | 485212.6406 | 533810.4361 | 603420.6794 | 681933.6582 | 739158.6067 | 780700.6492
Scenario 3: Aggressive Fuel Sub | SDG&E | Com | WaterHeat | Com - Office (Small) | Rate Impact Measure Test | Energy Efficiency | 60600.1889 | 64993.5141 | 69744.8111 | 74441.4315 | 79460.4007 | 75661.4169 | 80030.8281 | 84295.0467 | 36281.5922 | 38451.4044 | 97392.1042 | 102057.2778 | 106790.0245
Scenario 3: Aggressive Fuel Sub | SDG&E | Com | WaterHeat | Com - Office (Small) | Rate Impact Measure Test | Fuel Substitution | 660494.188 | 733591.3798 | 806766.6326 | 879312.4461 | 953856.0129 | 365384.7373 | 428179.297 | 485212.6406 | 533810.4361 | 603420.6794 | 681933.6582 | 739158.6067 | 780700.6492
Scenario 3: Aggressive Fuel Sub | SDG&E | Com | WaterHeat | Com - Office (Small) | Total Resource Cost Test | Energy Efficiency | 88521.5016 | 92896.3545 | 97756.1555 | 102381.9029 | 107310.6923 | 102930.4585 | 107158.8157 | 111267.0273 | 36281.5922 | 38451.4044 | 97392.1042 | 102057.2778 | 106790.0245
Scenario 3: Aggressive Fuel Sub | SDG&E | Com | WaterHeat | Com - Office (Small) | Total Resource Cost Test | Fuel Substitution | 455715.3941 | 522706.7484 | 594553.2104 | 671890.6478 | 755190.229 | 382640.2188 | 447809.8523 | 506976.8201 | 533810.4361 | 603420.6794 | 681933.6582 | 739158.6067 | 780700.6492
Scenario 3: Aggressive Fuel Sub | SDG&E | Com | WaterHeat | Com - Other | Participant Cost Test | Energy Efficiency | 3403605.3534 | 3524831.5112 | 3577040.3956 | 3608480.5088 | 3588786.8599 | 3338159.8148 | 3202112.3442 | 3037614.9646 | 2334933.052 | 2033990.7594 | 1793867.261 | 1310859.4325 | 735373.9082
Scenario 3: Aggressive Fuel Sub | SDG&E | Com | WaterHeat | Com - Other | Participant Cost Test | Fuel Substitution | 5350481.1312 | 5880531.3096 | 7240835.775 | 6764853.919 | 5918538.2632 | 26264271.6267 | 27368052.9476 | 27444748.0764 | 22135446.4142 | 20680827.3564 | 17978286.5061 | 13468792.0627 | 7560359.9388
Scenario 3: Aggressive Fuel Sub | SDG&E | Com | WaterHeat | Com - Other | Program Administrator Cost Test | Energy Efficiency | 863178.068 | 964202.5448 | 1071307.7622 | 1184584.4062 | 1305510.9273 | 1013929.2624 | 1104089.469 | 1190311.7691 | 1166190.1483 | 1247472.2954 | 1460077.2008 | 1556589.715 | 1655480.1865
Scenario 3: Aggressive Fuel Sub | SDG&E | Com | WaterHeat | Com - Other | Program Administrator Cost Test | Fuel Substitution | 15607318.5655 | 18011409.9125 | 20620409.7789 | 23464210.5947 | 26562411.1748 | 12211170.4299 | 14390221.2125 | 16403935.9461 | 18155183.4091 | 20793832.6738 | 23693646.7981 | 25871624.7068 | 27504304.9911
Scenario 3: Aggressive Fuel Sub | SDG&E | Com | WaterHeat | Com - Other | Rate Impact Measure Test | Energy Efficiency | 863178.068 | 964202.5448 | 1071307.7622 | 1184584.4062 | 1305510.9273 | 1013929.2624 | 1104089.469 | 1190311.7691 | 1166190.1483 | 1247472.2954 | 1460077.2008 | 1556589.715 | 1655480.1865
Scenario 3: Aggressive Fuel Sub | SDG&E | Com | WaterHeat | Com - Other | Rate Impact Measure Test | Fuel Substitution | 24293403.5612 | 27061469.9907 | 29862428.6147 | 32675333.46 | 35596038.6544 | 12211170.4299 | 14390221.2125 | 16403935.9461 | 18155183.4091 | 20793832.6738 | 23693646.7981 | 25871624.7068 | 27504304.9911
Scenario 3: Aggressive Fuel Sub | SDG&E | Com | WaterHeat | Com - Other | Total Resource Cost Test | Energy Efficiency | 1207165.4649 | 1323543.3637 | 1415566.8947 | 1542348.9134 | 1675983.5518 | 1337550.3342 | 1413847.008 | 1510206.8005 | 1166190.1483 | 1247472.2954 | 1460077.2008 | 1556589.715 | 1655480.1865
Scenario 3: Aggressive Fuel Sub | SDG&E | Com | WaterHeat | Com - Other | Total Resource Cost Test | Fuel Substitution | 20456707.8171 | 23337422.004 | 27252449.3641 | 29564749.3535 | 31759860.7868 | 15194245.8383 | 17752307.6086 | 20166106.2737 | 18155183.4091 | 20793832.6738 | 23693646.7981 | 25871624.7068 | 27504304.9911
Scenario 3: Aggressive Fuel Sub | SDG&E | Com | WaterHeat | Com - Refrig. Warehouse | Participant Cost Test | Energy Efficiency | 3325.9294 | 3424.3443 | 3478.1677 | 3451.6137 | 3393.6584 | 3219.3376 | 3066.3339 | 4417.403 | 2558.3644 | 2220.7665 | 3076.4395 | 2276.5014 | 1341.4629
Scenario 3: Aggressive Fuel Sub | SDG&E | Com | WaterHeat | Com - Refrig. Warehouse | Participant Cost Test | Fuel Substitution | 265.1532 | 289.4798 | 313.6568 | 337.8367 | 362.1087 | 6895.1074 | 7108.9839 | 7009.762 | 6455.2287 | 5867.3783 | 5068.8314 | 3767.5175 | 2083.1742
Scenario 3: Aggressive Fuel Sub | SDG&E | Com | WaterHeat | Com - Refrig. Warehouse | Program Administrator Cost Test | Energy Efficiency | 718.9905 | 804.1555 | 893.089 | 977.8627 | 1075.4155 | 1010.3157 | 1099.6014 | 2177.0922 | 1272.4228 | 1357.3408 | 2613.8115 | 2773.5696 | 2937.1958
Scenario 3: Aggressive Fuel Sub | SDG&E | Com | WaterHeat | Com - Refrig. Warehouse | Program Administrator Cost Test | Fuel Substitution | 4918.322 | 5629.4921 | 6394.0138 | 7218.7858 | 8110.2199 | 3595.9069 | 4234.8318 | 4821.5879 | 5326.6367 | 5943.5684 | 6745.5834 | 7339.9522 | 7780.1225
Scenario 3: Aggressive Fuel Sub | SDG&E | Com | WaterHeat | Com - Refrig. Warehouse | Rate Impact Measure Test | Energy Efficiency | 718.9905 | 804.1555 | 893.089 | 977.8627 | 1075.4155 | 1010.3157 | 1099.6014 | 2177.0922 | 1272.4228 | 1357.3408 | 2613.8115 | 2773.5696 | 2937.1958
Scenario 3: Aggressive Fuel Sub | SDG&E | Com | WaterHeat | Com - Refrig. Warehouse | Rate Impact Measure Test | Fuel Substitution | 7382.8386 | 8176.3943 | 8973.4681 | 9766.8256 | 10587.235 | 3595.9069 | 4234.8318 | 4821.5879 | 5326.6367 | 5943.5684 | 6745.5834 | 7339.9522 | 7780.1225
Scenario 3: Aggressive Fuel Sub | SDG&E | Com | WaterHeat | Com - Refrig. Warehouse | Total Resource Cost Test | Energy Efficiency | 745.6495 | 832.7334 | 923.5866 | 1010.0326 | 1109.3855 | 1041.3075 | 1132.3472 | 2394.4277 | 1272.4228 | 1357.3408 | 2613.8115 | 2773.5696 | 2937.1958
Scenario 3: Aggressive Fuel Sub | SDG&E | Com | WaterHeat | Com - Refrig. Warehouse | Total Resource Cost Test | Fuel Substitution | 5062.5079 | 5786.2303 | 6563.0528 | 7399.9461 | 8303.365 | 3662.0904 | 4310.499 | 4905.8757 | 5326.6367 | 5943.5684 | 6745.5834 | 7339.9522 | 7780.1225
Scenario 3: Aggressive Fuel Sub | SDG&E | Com | WaterHeat | Com - Restaurant | Participant Cost Test | Energy Efficiency | 724375.7777 | 728360.453 | 724201.3745 | 706696.5978 | 809817.4369 | 716641.7516 | 684096.5491 | 664766.3464 | 571807.5489 | 495852.796 | 424101.0537 | 309242.8892 | 173504.604
Scenario 3: Aggressive Fuel Sub | SDG&E | Com | WaterHeat | Com - Restaurant | Participant Cost Test | Fuel Substitution | 661987.5588 | 721196.822 | 778456.4569 | 834007.7099 | 891872.6249 | 17775214.8709 | 18243935.4271 | 17920736.0826 | 16465559.6025 | 15187263.8572 | 13135546.5357 | 9809706.8715 | 5513292.1433
Scenario 3: Aggressive Fuel Sub | SDG&E | Com | WaterHeat | Com - Restaurant | Program Administrator Cost Test | Energy Efficiency | 257986.8657 | 280466.2488 | 303987.027 | 326774.2907 | 431798.0774 | 235662.4926 | 255924.7888 | 291110.3362 | 294418.8672 | 313338.6047 | 353340.9484 | 375426.8997 | 397734.0991
Scenario 3: Aggressive Fuel Sub | SDG&E | Com | WaterHeat | Com - Restaurant | Program Administrator Cost Test | Fuel Substitution | 10326449.3954 | 11843574.9134 | 13461505.0375 | 15191258.1313 | 17116716.2946 | 9213974.5821 | 10795098.8595 | 12233371.2926 | 13465155.9282 | 15218361.6865 | 17239306.6965 | 18734511.8472 | 19838574.7007
Scenario 3: Aggressive Fuel Sub | SDG&E | Com | WaterHeat | Com - Restaurant | Rate Impact Measure Test | Energy Efficiency | 257986.8657 | 280466.2488 | 303987.027 | 326774.2907 | 431798.0774 | 235662.4926 | 255924.7888 | 291110.3362 | 294418.8672 | 313338.6047 | 353340.9484 | 375426.8997 | 397734.0991
Scenario 3: Aggressive Fuel Sub | SDG&E | Com | WaterHeat | Com - Restaurant | Rate Impact Measure Test | Fuel Substitution | 15601229.7938 | 17297521.9748 | 18982224.9447 | 20637354.1677 | 22421511.411 | 9213974.5821 | 10795098.8595 | 12233371.2926 | 13465155.9282 | 15218361.6865 | 17239306.6965 | 18734511.8472 | 19838574.7007
Scenario 3: Aggressive Fuel Sub | SDG&E | Com | WaterHeat | Com - Restaurant | Total Resource Cost Test | Energy Efficiency | 267742.0841 | 290534.1174 | 314366.6685 | 337409.9058 | 444905.087 | 244335.147 | 264991.3441 | 303493.6783 | 294418.8672 | 313338.6047 | 353340.9484 | 375426.8997 | 397734.0991
Scenario 3: Aggressive Fuel Sub | SDG&E | Com | WaterHeat | Com - Restaurant | Total Resource Cost Test | Fuel Substitution | 10629127.9779 | 12173335.9188 | 13817457.5128 | 15572620.9902 | 17524544.1412 | 9382636.093 | 10986932.973 | 12446062.064 | 13465155.9282 | 15218361.6865 | 17239306.6965 | 18734511.8472 | 19838574.7007
Scenario 3: Aggressive Fuel Sub | SDG&E | Com | WaterHeat | Com - Retail | Participant Cost Test | Energy Efficiency | 437739.6826 | 441991.8083 | 442677.2286 | 440795.7892 | 435845.9165 | 426374.6376 | 417261.5833 | 406159.7036 | 113002.7931 | 95867.1766 | 195124.2292 | 143899.792 | 86852.7142
Scenario 3: Aggressive Fuel Sub | SDG&E | Com | WaterHeat | Com - Retail | Participant Cost Test | Fuel Substitution | 67327.5673 | 73394.0734 | 162973.5541 | 200418.4141 | 241008.9425 | 1140394.0172 | 1194581.9645 | 1216066.6574 | 749842.2275 | 669419.3204 | 572739.3148 | 423364.6176 | 235791.5654
Scenario 3: Aggressive Fuel Sub | SDG&E | Com | WaterHeat | Com - Retail | Program Administrator Cost Test | Energy Efficiency | 106792.5903 | 113743.445 | 120805.0763 | 127857.6671 | 135083.4592 | 135057.6887 | 141920.7717 | 148563.8545 | 55857.8816 | 58151.4073 | 169432.4301 | 176920.158 | 184585.5325
Scenario 3: Aggressive Fuel Sub | SDG&E | Com | WaterHeat | Com - Retail | Program Administrator Cost Test | Fuel Substitution | 480416.5519 | 551624.4405 | 627670.8967 | 709054.9898 | 796085.961 | 422846.5678 | 494747.932 | 559249.4181 | 613202.0474 | 670790.8419 | 751673.4462 | 808539.0869 | 848448.861
Scenario 3: Aggressive Fuel Sub | SDG&E | Com | WaterHeat | Com - Retail | Rate Impact Measure Test | Energy Efficiency | 106792.5903 | 113743.445 | 120805.0763 | 127857.6671 | 135083.4592 | 135057.6887 | 141920.7717 | 148563.8545 | 55857.8816 | 58151.4073 | 169432.4301 | 176920.158 | 184585.5325
Scenario 3: Aggressive Fuel Sub | SDG&E | Com | WaterHeat | Com - Retail | Rate Impact Measure Test | Fuel Substitution | 758852.884 | 840006.1677 | 920184.9744 | 998410.4125 | 1077521.5828 | 422846.5678 | 494747.932 | 559249.4181 | 613202.0474 | 670790.8419 | 751673.4462 | 808539.0869 | 848448.861
Scenario 3: Aggressive Fuel Sub | SDG&E | Com | WaterHeat | Com - Retail | Total Resource Cost Test | Energy Efficiency | 251854.3708 | 259771.6498 | 266660.1837 | 274249.0093 | 281750.1597 | 280993.2965 | 287941.3994 | 294561.3711 | 55857.8816 | 58151.4073 | 169432.4301 | 176920.158 | 184585.5325
Scenario 3: Aggressive Fuel Sub | SDG&E | Com | WaterHeat | Com - Retail | Total Resource Cost Test | Fuel Substitution | 531473.762 | 607271.6274 | 771466.3868 | 888904.592 | 1015177.0011 | 755242.1678 | 861986.6611 | 965789.9399 | 613202.0474 | 670790.8419 | 751673.4462 | 808539.0869 | 848448.861
Scenario 3: Aggressive Fuel Sub | SDG&E | Com | WaterHeat | Com - School | Participant Cost Test | Energy Efficiency | 393632.5085 | 402010.4653 | 406499.4856 | 406175.0081 | 402304.5343 | 324287.1196 | 312573.7014 | 296856.9644 | 199490.5429 | 173448.511 | 171810.4202 | 125499.113 | 71822.7208
Scenario 3: Aggressive Fuel Sub | SDG&E | Com | WaterHeat | Com - School | Participant Cost Test | Fuel Substitution | 212006.7217 | 231899.4506 | 251539.8406 | 271053.3038 | 724271.901 | 5616370.7947 | 5711626.4442 | 5710683.4505 | 4400224.8881 | 4175428.6391 | 3620686.4859 | 2713199.5471 | 1537491.5599
Scenario 3: Aggressive Fuel Sub | SDG&E | Com | WaterHeat | Com - School | Program Administrator Cost Test | Energy Efficiency | 175839.0698 | 192181.9065 | 209456.255 | 227707.3026 | 247847.0973 | 106141.662 | 113382.3359 | 120294.5066 | 100403.5541 | 106986.0751 | 141982.0148 | 149548.7281 | 157113.5681
Scenario 3: Aggressive Fuel Sub | SDG&E | Com | WaterHeat | Com - School | Program Administrator Cost Test | Fuel Substitution | 2790408.2114 | 3213841.4599 | 3671363.2377 | 4167642.0989 | 4706507.3844 | 2465956.3725 | 2881895.5849 | 3258915.5014 | 3580639.5909 | 4159465.0398 | 4716860.3992 | 5128206.4525 | 5429354.0937
Scenario 3: Aggressive Fuel Sub | SDG&E | Com | WaterHeat | Com - School | Rate Impact Measure Test | Energy Efficiency | 175839.0698 | 192181.9065 | 209456.255 | 227707.3026 | 247847.0973 | 106141.662 | 113382.3359 | 120294.5066 | 100403.5541 | 106986.0751 | 141982.0148 | 149548.7281 | 157113.5681
Scenario 3: Aggressive Fuel Sub | SDG&E | Com | WaterHeat | Com - School | Rate Impact Measure Test | Fuel Substitution | 4252683.0027 | 4732197.238 | 5216242.6768 | 5701034.4409 | 6204204.3587 | 2465956.3725 | 2881895.5849 | 3258915.5014 | 3580639.5909 | 4159465.0398 | 4716860.3992 | 5128206.4525 | 5429354.0937
Scenario 3: Aggressive Fuel Sub | SDG&E | Com | WaterHeat | Com - School | Total Resource Cost Test | Energy Efficiency | 222832.9436 | 240185.4577 | 258452.3377 | 277685.1772 | 298853.1127 | 145172.2308 | 153011.2433 | 160537.8648 | 100403.5541 | 106986.0751 | 141982.0148 | 149548.7281 | 157113.5681
Scenario 3: Aggressive Fuel Sub | SDG&E | Com | WaterHeat | Com - School | Total Resource Cost Test | Fuel Substitution | 2905820.8343 | 3340063.2758 | 3808256.5771 | 4315138.6857 | 5298352.7878 | 3355027.467 | 3756649.2925 | 4232345.5214 | 3580639.5909 | 4159465.0398 | 4716860.3992 | 5128206.4525 | 5429354.0937
Scenario 3: Aggressive Fuel Sub | SDG&E | Com | WaterHeat | Com - Warehouse | Participant Cost Test | Energy Efficiency | 209432.784 | 213258.6697 | 216538.691 | 219426.1025 | 221725.8299 | 220286.0895 | 220808.607 | 221877.894 | 23307.783 | 20277.9638 | 116164.9695 | 87741.8651 | 55528.5603
Scenario 3: Aggressive Fuel Sub | SDG&E | Com | WaterHeat | Com - Warehouse | Participant Cost Test | Fuel Substitution | 4191.1597 | 4573.2725 | 9742.9159 | 11818.0934 | 14092.7642 | 66273.4011 | 69925.9597 | 71531.9454 | 46765.8064 | 43229.403 | 37514.6552 | 28082.9621 | 15800.6101
Scenario 3: Aggressive Fuel Sub | SDG&E | Com | WaterHeat | Com - Warehouse | Program Administrator Cost Test | Energy Efficiency | 63327.9452 | 67383.1198 | 71607.2033 | 76069.6547 | 80746.9253 | 80015.5256 | 84682.756 | 89517.0491 | 11530.2192 | 12312.1836 | 104310.665 | 110117.2118 | 116222.8144
Scenario 3: Aggressive Fuel Sub | SDG&E | Com | WaterHeat | Com - Warehouse | Program Administrator Cost Test | Fuel Substitution | 37595.2195 | 43236.2326 | 49337.6623 | 55977.7756 | 63199.6285 | 25727.0648 | 30330.1535 | 34580.987 | 38270.1127 | 43354.3663 | 49288.9788 | 53718.7253 | 57028.4728
Scenario 3: Aggressive Fuel Sub | SDG&E | Com | WaterHeat | Com - Warehouse | Rate Impact Measure Test | Energy Efficiency | 63327.9452 | 67383.1198 | 71607.2033 | 76069.6547 | 80746.9253 | 80015.5256 | 84682.756 | 89517.0491 | 11530.2192 | 12312.1836 | 104310.665 | 110117.2118 | 116222.8144
Scenario 3: Aggressive Fuel Sub | SDG&E | Com | WaterHeat | Com - Warehouse | Rate Impact Measure Test | Fuel Substitution | 57637.0366 | 64049.2589 | 70522.8837 | 77024.2263 | 83777.5493 | 25727.0648 | 30330.1535 | 34580.987 | 38270.1127 | 43354.3663 | 49288.9788 | 53718.7253 | 57028.4728
Scenario 3: Aggressive Fuel Sub | SDG&E | Com | WaterHeat | Com - Warehouse | Total Resource Cost Test | Energy Efficiency | 148625.1942 | 153367.7661 | 158152.7178 | 163197.7022 | 168387.3392 | 167142.6662 | 171265.0975 | 176470.7864 | 11530.2192 | 12312.1836 | 104310.665 | 110117.2118 | 116222.8144
Scenario 3: Aggressive Fuel Sub | SDG&E | Com | WaterHeat | Com - Warehouse | Total Resource Cost Test | Fuel Substitution | 40489.56 | 46393.259 | 57546.2114 | 66143.4729 | 75522.1454 | 42861.3698 | 49561.7595 | 56085.0594 | 38270.1127 | 43354.3663 | 49288.9788 | 53718.7253 | 57028.4728
Scenario 3: Aggressive Fuel Sub | SDG&E | Com | WholeBlg | Com - College | Participant Cost Test | Energy Efficiency | 143256.3697 | 147021.3243 | 150599.6025 | 153853.4216 | 158591.0231 | 168228.1523 | 178798.1785 | 187986.1065 | 197373.2027 | 207164.3742 | 215979.8086 | 220155.5769 | 222386.8199
Scenario 3: Aggressive Fuel Sub | SDG&E | Com | WholeBlg | Com - College | Program Administrator Cost Test | Energy Efficiency | 143256.3697 | 147021.3243 | 150599.6025 | 153853.4216 | 158591.0231 | 168228.1523 | 178798.1785 | 187986.1065 | 197373.2027 | 207164.3742 | 215979.8086 | 220155.5769 | 222386.8199
Scenario 3: Aggressive Fuel Sub | SDG&E | Com | WholeBlg | Com - College | Rate Impact Measure Test | Energy Efficiency | 143256.3697 | 147021.3243 | 150599.6025 | 153853.4216 | 158591.0231 | 168228.1523 | 178798.1785 | 187986.1065 | 197373.2027 | 207164.3742 | 215979.8086 | 220155.5769 | 222386.8199
Scenario 3: Aggressive Fuel Sub | SDG&E | Com | WholeBlg | Com - College | Total Resource Cost Test | Energy Efficiency | 143256.3697 | 147021.3243 | 150599.6025 | 153853.4216 | 158591.0231 | 168228.1523 | 178798.1785 | 187986.1065 | 197373.2027 | 207164.3742 | 215979.8086 | 220155.5769 | 222386.8199
Scenario 3: Aggressive Fuel Sub | SDG&E | Com | WholeBlg | Com - Grocery | Participant Cost Test | Energy Efficiency | 293396.4742 | 299482.4603 | 305260.8698 | 309930.8105 | 318046.5743 | 337949.4526 | 358643.7797 | 376471.853 | 394734.949 | 412860.7415 | 429168.5341 | 434610.5894 | 428407.2237
Scenario 3: Aggressive Fuel Sub | SDG&E | Com | WholeBlg | Com - Grocery | Program Administrator Cost Test | Energy Efficiency | 293396.4742 | 299482.4603 | 305260.8698 | 309930.8105 | 318046.5743 | 337949.4526 | 358643.7797 | 376471.853 | 394734.949 | 412860.7415 | 429168.5341 | 434610.5894 | 428407.2237
Scenario 3: Aggressive Fuel Sub | SDG&E | Com | WholeBlg | Com - Grocery | Rate Impact Measure Test | Energy Efficiency | 293396.4742 | 299482.4603 | 305260.8698 | 309930.8105 | 318046.5743 | 337949.4526 | 358643.7797 | 376471.853 | 394734.949 | 412860.7415 | 429168.5341 | 434610.5894 | 428407.2237
Scenario 3: Aggressive Fuel Sub | SDG&E | Com | WholeBlg | Com - Grocery | Total Resource Cost Test | Energy Efficiency | 293396.4742 | 299482.4603 | 305260.8698 | 309930.8105 | 318046.5743 | 337949.4526 | 358643.7797 | 376471.853 | 394734.949 | 412860.7415 | 429168.5341 | 434610.5894 | 428407.2237
Scenario 3: Aggressive Fuel Sub | SDG&E | Com | WholeBlg | Com - Health | Participant Cost Test | Energy Efficiency | 371182.8011 | 380509.0923 | 389212.0707 | 396660.7966 | 407929.925 | 432179.2496 | 457920.3086 | 479597.978 | 501777.9219 | 524844.2081 | 546034.3384 | 554599.0528 | 562024.083
Scenario 3: Aggressive Fuel Sub | SDG&E | Com | WholeBlg | Com - Health | Program Administrator Cost Test | Energy Efficiency | 371182.8011 | 380509.0923 | 389212.0707 | 396660.7966 | 407929.925 | 432179.2496 | 457920.3086 | 479597.978 | 501777.9219 | 524844.2081 | 546034.3384 | 554599.0528 | 562024.083
Scenario 3: Aggressive Fuel Sub | SDG&E | Com | WholeBlg | Com - Health | Rate Impact Measure Test | Energy Efficiency | 371182.8011 | 380509.0923 | 389212.0707 | 396660.7966 | 407929.925 | 432179.2496 | 457920.3086 | 479597.978 | 501777.9219 | 524844.2081 | 546034.3384 | 554599.0528 | 562024.083
Scenario 3: Aggressive Fuel Sub | SDG&E | Com | WholeBlg | Com - Health | Total Resource Cost Test | Energy Efficiency | 371182.8011 | 380509.0923 | 389212.0707 | 396660.7966 | 407929.925 | 432179.2496 | 457920.3086 | 479597.978 | 501777.9219 | 524844.2081 | 546034.3384 | 554599.0528 | 562024.083
Scenario 3: Aggressive Fuel Sub | SDG&E | Com | WholeBlg | Com - Lodging | Participant Cost Test | Energy Efficiency | 196149.6413 | 200149.6004 | 203863.31 | 207206.4114 | 212368.4867 | 223980.4605 | 236490.1397 | 246975.2295 | 257573.1074 | 268448.1081 | 277863.7284 | 281214.212 | 284724.3512
Scenario 3: Aggressive Fuel Sub | SDG&E | Com | WholeBlg | Com - Lodging | Program Administrator Cost Test | Energy Efficiency | 196149.6413 | 200149.6004 | 203863.31 | 207206.4114 | 212368.4867 | 223980.4605 | 236490.1397 | 246975.2295 | 257573.1074 | 268448.1081 | 277863.7284 | 281214.212 | 284724.3512
Scenario 3: Aggressive Fuel Sub | SDG&E | Com | WholeBlg | Com - Lodging | Rate Impact Measure Test | Energy Efficiency | 196149.6413 | 200149.6004 | 203863.31 | 207206.4114 | 212368.4867 | 223980.4605 | 236490.1397 | 246975.2295 | 257573.1074 | 268448.1081 | 277863.7284 | 281214.212 | 284724.3512
Scenario 3: Aggressive Fuel Sub | SDG&E | Com | WholeBlg | Com - Lodging | Total Resource Cost Test | Energy Efficiency | 196149.6413 | 200149.6004 | 203863.31 | 207206.4114 | 212368.4867 | 223980.4605 | 236490.1397 | 246975.2295 | 257573.1074 | 268448.1081 | 277863.7284 | 281214.212 | 284724.3512
Scenario 3: Aggressive Fuel Sub | SDG&E | Com | WholeBlg | Com - Office (Large) | Participant Cost Test | Energy Efficiency | 619685.7253 | 629895.628 | 638731.5416 | 645062.8291 | 657597.4307 | 692181.508 | 730275.8011 | 761102.6245 | 791853.2983 | 823285.356 | 849358.9443 | 855275.9764 | 868426.3753
Scenario 3: Aggressive Fuel Sub | SDG&E | Com | WholeBlg | Com - Office (Large) | Program Administrator Cost Test | Energy Efficiency | 619685.7253 | 629895.628 | 638731.5416 | 645062.8291 | 657597.4307 | 692181.508 | 730275.8011 | 761102.6245 | 791853.2983 | 823285.356 | 849358.9443 | 855275.9764 | 868426.3753
Scenario 3: Aggressive Fuel Sub | SDG&E | Com | WholeBlg | Com - Office (Large) | Rate Impact Measure Test | Energy Efficiency | 619685.7253 | 629895.628 | 638731.5416 | 645062.8291 | 657597.4307 | 692181.508 | 730275.8011 | 761102.6245 | 791853.2983 | 823285.356 | 849358.9443 | 855275.9764 | 868426.3753
Scenario 3: Aggressive Fuel Sub | SDG&E | Com | WholeBlg | Com - Office (Large) | Total Resource Cost Test | Energy Efficiency | 619685.7253 | 629895.628 | 638731.5416 | 645062.8291 | 657597.4307 | 692181.508 | 730275.8011 | 761102.6245 | 791853.2983 | 823285.356 | 849358.9443 | 855275.9764 | 868426.3753
Scenario 3: Aggressive Fuel Sub | SDG&E | Com | WholeBlg | Com - Office (Small) | Participant Cost Test | Energy Efficiency | 174453.8919 | 176245.5022 | 177776.092 | 178680.6532 | 181561.8469 | 191003.0358 | 201187.5129 | 209404.2694 | 217659.2545 | 226587.7567 | 233502.7611 | 234462.9005 | 234788.7938
Scenario 3: Aggressive Fuel Sub | SDG&E | Com | WholeBlg | Com - Office (Small) | Program Administrator Cost Test | Energy Efficiency | 174453.8919 | 176245.5022 | 177776.092 | 178680.6532 | 181561.8469 | 191003.0358 | 201187.5129 | 209404.2694 | 217659.2545 | 226587.7567 | 233502.7611 | 234462.9005 | 234788.7938
Scenario 3: Aggressive Fuel Sub | SDG&E | Com | WholeBlg | Com - Office (Small) | Rate Impact Measure Test | Energy Efficiency | 174453.8919 | 176245.5022 | 177776.092 | 178680.6532 | 181561.8469 | 191003.0358 | 201187.5129 | 209404.2694 | 217659.2545 | 226587.7567 | 233502.7611 | 234462.9005 | 234788.7938
Scenario 3: Aggressive Fuel Sub | SDG&E | Com | WholeBlg | Com - Office (Small) | Total Resource Cost Test | Energy Efficiency | 174453.8919 | 176245.5022 | 177776.092 | 178680.6532 | 181561.8469 | 191003.0358 | 201187.5129 | 209404.2694 | 217659.2545 | 226587.7567 | 233502.7611 | 234462.9005 | 234788.7938
Scenario 3: Aggressive Fuel Sub | SDG&E | Com | WholeBlg | Com - Other | Participant Cost Test | Energy Efficiency | 368711.5066 | 377841.5479 | 386505.4897 | 394535.2264 | 406170.0235 | 429677.8828 | 455669.4074 | 478046.6345 | 500867.2646 | 524387.2343 | 545554.0609 | 555827.1581 | 568418.1496
Scenario 3: Aggressive Fuel Sub | SDG&E | Com | WholeBlg | Com - Other | Program Administrator Cost Test | Energy Efficiency | 368711.5066 | 377841.5479 | 386505.4897 | 394535.2264 | 406170.0235 | 429677.8828 | 455669.4074 | 478046.6345 | 500867.2646 | 524387.2343 | 545554.0609 | 555827.1581 | 568418.1496
Scenario 3: Aggressive Fuel Sub | SDG&E | Com | WholeBlg | Com - Other | Rate Impact Measure Test | Energy Efficiency | 368711.5066 | 377841.5479 | 386505.4897 | 394535.2264 | 406170.0235 | 429677.8828 | 455669.4074 | 478046.6345 | 500867.2646 | 524387.2343 | 545554.0609 | 555827.1581 | 568418.1496
Scenario 3: Aggressive Fuel Sub | SDG&E | Com | WholeBlg | Com - Other | Total Resource Cost Test | Energy Efficiency | 368711.5066 | 377841.5479 | 386505.4897 | 394535.2264 | 406170.0235 | 429677.8828 | 455669.4074 | 478046.6345 | 500867.2646 | 524387.2343 | 545554.0609 | 555827.1581 | 568418.1496
Scenario 3: Aggressive Fuel Sub | SDG&E | Com | WholeBlg | Com - Refrig. Warehouse | Participant Cost Test | Energy Efficiency | 6514.0223 | 6776.5578 | 7041.6266 | 7296.5287 | 7613.1099 | 8158.1396 | 8720.2451 | 9230.3585 | 9764.7781 | 10305.7546 | 10822.1801 | 11077.1703 | 10978.1957
Scenario 3: Aggressive Fuel Sub | SDG&E | Com | WholeBlg | Com - Refrig. Warehouse | Program Administrator Cost Test | Energy Efficiency | 6514.0223 | 6776.5578 | 7041.6266 | 7296.5287 | 7613.1099 | 8158.1396 | 8720.2451 | 9230.3585 | 9764.7781 | 10305.7546 | 10822.1801 | 11077.1703 | 10978.1957
Scenario 3: Aggressive Fuel Sub | SDG&E | Com | WholeBlg | Com - Refrig. Warehouse | Rate Impact Measure Test | Energy Efficiency | 6514.0223 | 6776.5578 | 7041.6266 | 7296.5287 | 7613.1099 | 8158.1396 | 8720.2451 | 9230.3585 | 9764.7781 | 10305.7546 | 10822.1801 | 11077.1703 | 10978.1957
Scenario 3: Aggressive Fuel Sub | SDG&E | Com | WholeBlg | Com - Refrig. Warehouse | Total Resource Cost Test | Energy Efficiency | 6514.0223 | 6776.5578 | 7041.6266 | 7296.5287 | 7613.1099 | 8158.1396 | 8720.2451 | 9230.3585 | 9764.7781 | 10305.7546 | 10822.1801 | 11077.1703 | 10978.1957
Scenario 3: Aggressive Fuel Sub | SDG&E | Com | WholeBlg | Com - Restaurant | Participant Cost Test | Energy Efficiency | 1855478.8526 | 2071779.7768 | 2279437.9806 | 211461.3302 | 217716.4211 | 230831.9639 | 244608.0035 | 256746.8949 | 269266.1323 | 281784.272 | 293357.1721 | 298602.761 | 298151.3452
Scenario 3: Aggressive Fuel Sub | SDG&E | Com | WholeBlg | Com - Restaurant | Program Administrator Cost Test | Energy Efficiency | 478085.5388 | 522985.6696 | 565265.4581 | 211461.3302 | 217716.4211 | 230831.9639 | 244608.0035 | 256746.8949 | 269266.1323 | 281784.272 | 293357.1721 | 298602.761 | 298151.3452
Scenario 3: Aggressive Fuel Sub | SDG&E | Com | WholeBlg | Com - Restaurant | Rate Impact Measure Test | Energy Efficiency | 478085.5388 | 522985.6696 | 565265.4581 | 211461.3302 | 217716.4211 | 230831.9639 | 244608.0035 | 256746.8949 | 269266.1323 | 281784.272 | 293357.1721 | 298602.761 | 298151.3452
Scenario 3: Aggressive Fuel Sub | SDG&E | Com | WholeBlg | Com - Restaurant | Total Resource Cost Test | Energy Efficiency | 478085.5388 | 522985.6696 | 565265.4581 | 211461.3302 | 217716.4211 | 230831.9639 | 244608.0035 | 256746.8949 | 269266.1323 | 281784.272 | 293357.1721 | 298602.761 | 298151.3452
Scenario 3: Aggressive Fuel Sub | SDG&E | Com | WholeBlg | Com - Retail | Participant Cost Test | Energy Efficiency | 6445356.8838 | 7380536.6409 | 8237464.944 | 8902662.2385 | 9194245.3632 | 9364389.805 | 9234542.9006 | 8792324.8977 | 8070484.7386 | 7127816.0446 | 5958460.2929 | 4592511.6444 | 3042509.3207
Scenario 3: Aggressive Fuel Sub | SDG&E | Com | WholeBlg | Com - Retail | Program Administrator Cost Test | Energy Efficiency | 2018296.0871 | 2387924.8382 | 2772505.0377 | 3150871.8457 | 3483181.6693 | 3917857.3986 | 4334515.6001 | 4695598.5401 | 5019937.7398 | 5330005.2875 | 5600675.065 | 5820979.7703 | 6063433.2629
Scenario 3: Aggressive Fuel Sub | SDG&E | Com | WholeBlg | Com - Retail | Rate Impact Measure Test | Energy Efficiency | 2018296.0871 | 2387924.8382 | 2772505.0377 | 3150871.8457 | 3483181.6693 | 3917857.3986 | 4334515.6001 | 4695598.5401 | 5019937.7398 | 5330005.2875 | 5600675.065 | 5820979.7703 | 6063433.2629
Scenario 3: Aggressive Fuel Sub | SDG&E | Com | WholeBlg | Com - Retail | Total Resource Cost Test | Energy Efficiency | 2018296.0871 | 2387924.8382 | 2772505.0377 | 3150871.8457 | 3483181.6693 | 3917857.3986 | 4334515.6001 | 4695598.5401 | 5019937.7398 | 5330005.2875 | 5600675.065 | 5820979.7703 | 6063433.2629
Scenario 3: Aggressive Fuel Sub | SDG&E | Com | WholeBlg | Com - School | Participant Cost Test | Energy Efficiency | 115280.4373 | 117330.3825 | 119205.5404 | 120809.1822 | 123651.0585 | 130536.7289 | 138263.9127 | 144728.9374 | 151242.8071 | 157950.7123 | 163736.7412 | 165761.2861 | 168111.4307
Scenario 3: Aggressive Fuel Sub | SDG&E | Com | WholeBlg | Com - School | Program Administrator Cost Test | Energy Efficiency | 115280.4373 | 117330.3825 | 119205.5404 | 120809.1822 | 123651.0585 | 130536.7289 | 138263.9127 | 144728.9374 | 151242.8071 | 157950.7123 | 163736.7412 | 165761.2861 | 168111.4307
Scenario 3: Aggressive Fuel Sub | SDG&E | Com | WholeBlg | Com - School | Rate Impact Measure Test | Energy Efficiency | 115280.4373 | 117330.3825 | 119205.5404 | 120809.1822 | 123651.0585 | 130536.7289 | 138263.9127 | 144728.9374 | 151242.8071 | 157950.7123 | 163736.7412 | 165761.2861 | 168111.4307
Scenario 3: Aggressive Fuel Sub | SDG&E | Com | WholeBlg | Com - School | Total Resource Cost Test | Energy Efficiency | 115280.4373 | 117330.3825 | 119205.5404 | 120809.1822 | 123651.0585 | 130536.7289 | 138263.9127 | 144728.9374 | 151242.8071 | 157950.7123 | 163736.7412 | 165761.2861 | 168111.4307
Scenario 3: Aggressive Fuel Sub | SDG&E | Com | WholeBlg | Com - Warehouse | Participant Cost Test | Energy Efficiency | 113688.6302 | 116589.0744 | 119389.3015 | 121978.9652 | 125725.5083 | 133286.9283 | 141448.0223 | 148505.8948 | 155741.4077 | 163118.7991 | 169810.356 | 172910.5597 | 176618.2497
Scenario 3: Aggressive Fuel Sub | SDG&E | Com | WholeBlg | Com - Warehouse | Program Administrator Cost Test | Energy Efficiency | 113688.6302 | 116589.0744 | 119389.3015 | 121978.9652 | 125725.5083 | 133286.9283 | 141448.0223 | 148505.8948 | 155741.4077 | 163118.7991 | 169810.356 | 172910.5597 | 176618.2497
Scenario 3: Aggressive Fuel Sub | SDG&E | Com | WholeBlg | Com - Warehouse | Rate Impact Measure Test | Energy Efficiency | 113688.6302 | 116589.0744 | 119389.3015 | 121978.9652 | 125725.5083 | 133286.9283 | 141448.0223 | 148505.8948 | 155741.4077 | 163118.7991 | 169810.356 | 172910.5597 | 176618.2497
Scenario 3: Aggressive Fuel Sub | SDG&E | Com | WholeBlg | Com - Warehouse | Total Resource Cost Test | Energy Efficiency | 113688.6302 | 116589.0744 | 119389.3015 | 121978.9652 | 125725.5083 | 133286.9283 | 141448.0223 | 148505.8948 | 155741.4077 | 163118.7991 | 169810.356 | 172910.5597 | 176618.2497
Scenario 3: Aggressive Fuel Sub | SDG&E | Ind | WholeBlg | Ind - All Other Industrial | Participant Cost Test | Energy Efficiency | 142737.4271 | 144786.0632 | 146252.8534 | 147268.1852 | 149270.0523 | 155237.1538 | 162656.7555 | 169491.7042 | 176437.1992 | 183624.2924 | 190736.2524 | 195906.7735 | 201610.7364
Scenario 3: Aggressive Fuel Sub | SDG&E | Ind | WholeBlg | Ind - All Other Industrial | Program Administrator Cost Test | Energy Efficiency | 142737.4271 | 144786.0632 | 146252.8534 | 147268.1852 | 149270.0523 | 155237.1538 | 162656.7555 | 169491.7042 | 176437.1992 | 183624.2924 | 190736.2524 | 195906.7735 | 201610.7364
Scenario 3: Aggressive Fuel Sub | SDG&E | Ind | WholeBlg | Ind - All Other Industrial | Rate Impact Measure Test | Energy Efficiency | 142737.4271 | 144786.0632 | 146252.8534 | 147268.1852 | 149270.0523 | 155237.1538 | 162656.7555 | 169491.7042 | 176437.1992 | 183624.2924 | 190736.2524 | 195906.7735 | 201610.7364
Scenario 3: Aggressive Fuel Sub | SDG&E | Ind | WholeBlg | Ind - All Other Industrial | Total Resource Cost Test | Energy Efficiency | 142737.4271 | 144786.0632 | 146252.8534 | 147268.1852 | 149270.0523 | 155237.1538 | 162656.7555 | 169491.7042 | 176437.1992 | 183624.2924 | 190736.2524 | 195906.7735 | 201610.7364
Scenario 3: Aggressive Fuel Sub | SDG&E | Ind | WholeBlg | Ind - Chemicals | Participant Cost Test | Energy Efficiency | 165920.527 | 169511.8865 | 172460.0225 | 174801.7866 | 178222.7285 | 186161.4184 | 195688.2105 | 204420.3635 | 213317.9822 | 222469.2233 | 231454.9751 | 238059.7458 | 245188.9565
Scenario 3: Aggressive Fuel Sub | SDG&E | Ind | WholeBlg | Ind - Chemicals | Program Administrator Cost Test | Energy Efficiency | 165920.527 | 169511.8865 | 172460.0225 | 174801.7866 | 178222.7285 | 186161.4184 | 195688.2105 | 204420.3635 | 213317.9822 | 222469.2233 | 231454.9751 | 238059.7458 | 245188.9565
Scenario 3: Aggressive Fuel Sub | SDG&E | Ind | WholeBlg | Ind - Chemicals | Rate Impact Measure Test | Energy Efficiency | 165920.527 | 169511.8865 | 172460.0225 | 174801.7866 | 178222.7285 | 186161.4184 | 195688.2105 | 204420.3635 | 213317.9822 | 222469.2233 | 231454.9751 | 238059.7458 | 245188.9565
Scenario 3: Aggressive Fuel Sub | SDG&E | Ind | WholeBlg | Ind - Chemicals | Total Resource Cost Test | Energy Efficiency | 165920.527 | 169511.8865 | 172460.0225 | 174801.7866 | 178222.7285 | 186161.4184 | 195688.2105 | 204420.3635 | 213317.9822 | 222469.2233 | 231454.9751 | 238059.7458 | 245188.9565
Scenario 3: Aggressive Fuel Sub | SDG&E | Ind | WholeBlg | Ind - Electronics | Participant Cost Test | Energy Efficiency | 354666.3184 | 358153.9445 | 359426.0931 | 358379.2286 | 360296.5004 | 376633.9734 | 398267.416 | 417339.241 | 436308.8653 | 455521.082 | 473616.1528 | 483150.8543 | 493675.3987
Scenario 3: Aggressive Fuel Sub | SDG&E | Ind | WholeBlg | Ind - Electronics | Program Administrator Cost Test | Energy Efficiency | 354666.3184 | 358153.9445 | 359426.0931 | 358379.2286 | 360296.5004 | 376633.9734 | 398267.416 | 417339.241 | 436308.8653 | 455521.082 | 473616.1528 | 483150.8543 | 493675.3987
Scenario 3: Aggressive Fuel Sub | SDG&E | Ind | WholeBlg | Ind - Electronics | Rate Impact Measure Test | Energy Efficiency | 354666.3184 | 358153.9445 | 359426.0931 | 358379.2286 | 360296.5004 | 376633.9734 | 398267.416 | 417339.241 | 436308.8653 | 455521.082 | 473616.1528 | 483150.8543 | 493675.3987
Scenario 3: Aggressive Fuel Sub | SDG&E | Ind | WholeBlg | Ind - Electronics | Total Resource Cost Test | Energy Efficiency | 354666.3184 | 358153.9445 | 359426.0931 | 358379.2286 | 360296.5004 | 376633.9734 | 398267.416 | 417339.241 | 436308.8653 | 455521.082 | 473616.1528 | 483150.8543 | 493675.3987
Scenario 3: Aggressive Fuel Sub | SDG&E | Ind | WholeBlg | Ind - Fabricated Metals | Participant Cost Test | Energy Efficiency | 68135.4564 | 68997.7422 | 69539.9446 | 69541.9042 | 69968.5788 | 72611.3132 | 75987.6662 | 78903.2348 | 81780.8577 | 84689.5968 | 87402.3701 | 88799.722 | 90337.9682
Scenario 3: Aggressive Fuel Sub | SDG&E | Ind | WholeBlg | Ind - Fabricated Metals | Program Administrator Cost Test | Energy Efficiency | 68135.4564 | 68997.7422 | 69539.9446 | 69541.9042 | 69968.5788 | 72611.3132 | 75987.6662 | 78903.2348 | 81780.8577 | 84689.5968 | 87402.3701 | 88799.722 | 90337.9682
Scenario 3: Aggressive Fuel Sub | SDG&E | Ind | WholeBlg | Ind - Fabricated Metals | Rate Impact Measure Test | Energy Efficiency | 68135.4564 | 68997.7422 | 69539.9446 | 69541.9042 | 69968.5788 | 72611.3132 | 75987.6662 | 78903.2348 | 81780.8577 | 84689.5968 | 87402.3701 | 88799.722 | 90337.9682
Scenario 3: Aggressive Fuel Sub | SDG&E | Ind | WholeBlg | Ind - Fabricated Metals | Total Resource Cost Test | Energy Efficiency | 68135.4564 | 68997.7422 | 69539.9446 | 69541.9042 | 69968.5788 | 72611.3132 | 75987.6662 | 78903.2348 | 81780.8577 | 84689.5968 | 87402.3701 | 88799.722 | 90337.9682
Scenario 3: Aggressive Fuel Sub | SDG&E | Ind | WholeBlg | Ind - Food | Participant Cost Test | Energy Efficiency | 251503.2105 | 254713.4052 | 257072.4925 | 258762.362 | 261982.8013 | 271439.5442 | 283135.4236 | 293824.5808 | 304635.0516 | 315762.4729 | 326630.5117 | 334387.5527 | 342841.0018
Scenario 3: Aggressive Fuel Sub | SDG&E | Ind | WholeBlg | Ind - Food | Program Administrator Cost Test | Energy Efficiency | 251503.2105 | 254713.4052 | 257072.4925 | 258762.362 | 261982.8013 | 271439.5442 | 283135.4236 | 293824.5808 | 304635.0516 | 315762.4729 | 326630.5117 | 334387.5527 | 342841.0018
Scenario 3: Aggressive Fuel Sub | SDG&E | Ind | WholeBlg | Ind - Food | Rate Impact Measure Test | Energy Efficiency | 251503.2105 | 254713.4052 | 257072.4925 | 258762.362 | 261982.8013 | 271439.5442 | 283135.4236 | 293824.5808 | 304635.0516 | 315762.4729 | 326630.5117 | 334387.5527 | 342841.0018
Scenario 3: Aggressive Fuel Sub | SDG&E | Ind | WholeBlg | Ind - Food | Total Resource Cost Test | Energy Efficiency | 251503.2105 | 254713.4052 | 257072.4925 | 258762.362 | 261982.8013 | 271439.5442 | 283135.4236 | 293824.5808 | 304635.0516 | 315762.4729 | 326630.5117 | 334387.5527 | 342841.0018
Scenario 3: Aggressive Fuel Sub | SDG&E | Ind | WholeBlg | Ind - Industrial Machinery | Participant Cost Test | Energy Efficiency | 250363.1663 | 260587.1107 | 270856.883 | 279614.8011 | 288925.6307 | 302402.0492 | 317789.018 | 332895.2104 | 348577.753 | 365055.6536 | 381701.6057 | 396389.6749 | 411890.0403
Scenario 3: Aggressive Fuel Sub | SDG&E | Ind | WholeBlg | Ind - Industrial Machinery | Program Administrator Cost Test | Energy Efficiency | 250363.1663 | 260587.1107 | 270856.883 | 279614.8011 | 288925.6307 | 302402.0492 | 317789.018 | 332895.2104 | 348577.753 | 365055.6536 | 381701.6057 | 396389.6749 | 411890.0403
Scenario 3: Aggressive Fuel Sub | SDG&E | Ind | WholeBlg | Ind - Industrial Machinery | Rate Impact Measure Test | Energy Efficiency | 250363.1663 | 260587.1107 | 270856.883 | 279614.8011 | 288925.6307 | 302402.0492 | 317789.018 | 332895.2104 | 348577.753 | 365055.6536 | 381701.6057 | 396389.6749 | 411890.0403
Scenario 3: Aggressive Fuel Sub | SDG&E | Ind | WholeBlg | Ind - Industrial Machinery | Total Resource Cost Test | Energy Efficiency | 250363.1663 | 260587.1107 | 270856.883 | 279614.8011 | 288925.6307 | 302402.0492 | 317789.018 | 332895.2104 | 348577.753 | 365055.6536 | 381701.6057 | 396389.6749 | 411890.0403
Scenario 3: Aggressive Fuel Sub | SDG&E | Ind | WholeBlg | Ind - Lumber & Furniture | Participant Cost Test | Energy Efficiency | 6644.6602 | 6562.837 | 6431.504 | 6251.6543 | 6135.1138 | 6308.3544 | 6571.5755 | 6767.7291 | 6949.1282 | 7122.6053 | 7262.6333 | 7225.0151 | 7196.9312
Scenario 3: Aggressive Fuel Sub | SDG&E | Ind | WholeBlg | Ind - Lumber & Furniture | Program Administrator Cost Test | Energy Efficiency | 6644.6602 | 6562.837 | 6431.504 | 6251.6543 | 6135.1138 | 6308.3544 | 6571.5755 | 6767.7291 | 6949.1282 | 7122.6053 | 7262.6333 | 7225.0151 | 7196.9312
Scenario 3: Aggressive Fuel Sub | SDG&E | Ind | WholeBlg | Ind - Lumber & Furniture | Rate Impact Measure Test | Energy Efficiency | 6644.6602 | 6562.837 | 6431.504 | 6251.6543 | 6135.1138 | 6308.3544 | 6571.5755 | 6767.7291 | 6949.1282 | 7122.6053 | 7262.6333 | 7225.0151 | 7196.9312
Scenario 3: Aggressive Fuel Sub | SDG&E | Ind | WholeBlg | Ind - Lumber & Furniture | Total Resource Cost Test | Energy Efficiency | 6644.6602 | 6562.837 | 6431.504 | 6251.6543 | 6135.1138 | 6308.3544 | 6571.5755 | 6767.7291 | 6949.1282 | 7122.6053 | 7262.6333 | 7225.0151 | 7196.9312
Scenario 3: Aggressive Fuel Sub | SDG&E | Ind | WholeBlg | Ind - Paper | Participant Cost Test | Energy Efficiency | 7532.3531 | 7317.6453 | 7037.7951 | 6711.521 | 6464.4379 | 6580.7754 | 6814.8964 | 6964.5258 | 7097.4713 | 7221.1428 | 7300.0021 | 7152.5794 | 7012.9222
Scenario 3: Aggressive Fuel Sub | SDG&E | Ind | WholeBlg | Ind - Paper | Program Administrator Cost Test | Energy Efficiency | 7532.3531 | 7317.6453 | 7037.7951 | 6711.521 | 6464.4379 | 6580.7754 | 6814.8964 | 6964.5258 | 7097.4713 | 7221.1428 | 7300.0021 | 7152.5794 | 7012.9222
Scenario 3: Aggressive Fuel Sub | SDG&E | Ind | WholeBlg | Ind - Paper | Rate Impact Measure Test | Energy Efficiency | 7532.3531 | 7317.6453 | 7037.7951 | 6711.521 | 6464.4379 | 6580.7754 | 6814.8964 | 6964.5258 | 7097.4713 | 7221.1428 | 7300.0021 | 7152.5794 | 7012.9222
Scenario 3: Aggressive Fuel Sub | SDG&E | Ind | WholeBlg | Ind - Paper | Total Resource Cost Test | Energy Efficiency | 7532.3531 | 7317.6453 | 7037.7951 | 6711.521 | 6464.4379 | 6580.7754 | 6814.8964 | 6964.5258 | 7097.4713 | 7221.1428 | 7300.0021 | 7152.5794 | 7012.9222
Scenario 3: Aggressive Fuel Sub | SDG&E | Ind | WholeBlg | Ind - Petroleum | Participant Cost Test | Energy Efficiency | 4445.4282 | 4341.6473 | 4200.7532 | 4022.9771 | 3890.9325 | 3980.8403 | 4142.1092 | 4250.0707 | 4344.1993 | 4428.9803 | 4484.8151 | 4404.4166 | 4328.979
Scenario 3: Aggressive Fuel Sub | SDG&E | Ind | WholeBlg | Ind - Petroleum | Program Administrator Cost Test | Energy Efficiency | 4445.4282 | 4341.6473 | 4200.7532 | 4022.9771 | 3890.9325 | 3980.8403 | 4142.1092 | 4250.0707 | 4344.1993 | 4428.9803 | 4484.8151 | 4404.4166 | 4328.979
Scenario 3: Aggressive Fuel Sub | SDG&E | Ind | WholeBlg | Ind - Petroleum | Rate Impact Measure Test | Energy Efficiency | 4445.4282 | 4341.6473 | 4200.7532 | 4022.9771 | 3890.9325 | 3980.8403 | 4142.1092 | 4250.0707 | 4344.1993 | 4428.9803 | 4484.8151 | 4404.4166 | 4328.979
Scenario 3: Aggressive Fuel Sub | SDG&E | Ind | WholeBlg | Ind - Petroleum | Total Resource Cost Test | Energy Efficiency | 4445.4282 | 4341.6473 | 4200.7532 | 4022.9771 | 3890.9325 | 3980.8403 | 4142.1092 | 4250.0707 | 4344.1993 | 4428.9803 | 4484.8151 | 4404.4166 | 4328.979
Scenario 3: Aggressive Fuel Sub | SDG&E | Ind | WholeBlg | Ind - Plastics | Participant Cost Test | Energy Efficiency | 47462.0047 | 48480.2606 | 49276.9447 | 49857.1441 | 50850.2595 | 53376.68 | 56329.1784 | 58860.6756 | 61460.0811 | 64146.3256 | 66765.5175 | 68533.9048 | 70445.7968
Scenario 3: Aggressive Fuel Sub | SDG&E | Ind | WholeBlg | Ind - Plastics | Program Administrator Cost Test | Energy Efficiency | 47462.0047 | 48480.2606 | 49276.9447 | 49857.1441 | 50850.2595 | 53376.68 | 56329.1784 | 58860.6756 | 61460.0811 | 64146.3256 | 66765.5175 | 68533.9048 | 70445.7968
Scenario 3: Aggressive Fuel Sub | SDG&E | Ind | WholeBlg | Ind - Plastics | Rate Impact Measure Test | Energy Efficiency | 47462.0047 | 48480.2606 | 49276.9447 | 49857.1441 | 50850.2595 | 53376.68 | 56329.1784 | 58860.6756 | 61460.0811 | 64146.3256 | 66765.5175 | 68533.9048 | 70445.7968
Scenario 3: Aggressive Fuel Sub | SDG&E | Ind | WholeBlg | Ind - Plastics | Total Resource Cost Test | Energy Efficiency | 47462.0047 | 48480.2606 | 49276.9447 | 49857.1441 | 50850.2595 | 53376.68 | 56329.1784 | 58860.6756 | 61460.0811 | 64146.3256 | 66765.5175 | 68533.9048 | 70445.7968
Scenario 3: Aggressive Fuel Sub | SDG&E | Ind | WholeBlg | Ind - Primary Metals | Participant Cost Test | Energy Efficiency | 98127.3997 | 102820.8484 | 107715.7978 | 112738.9367 | 118100.322 | 124246.7922 | 130904.4193 | 137830.9891 | 145133.0468 | 152853.5464 | 160926.2253 | 169108.4519 | 177787.5428
Scenario 3: Aggressive Fuel Sub | SDG&E | Ind | WholeBlg | Ind - Primary Metals | Program Administrator Cost Test | Energy Efficiency | 98127.3997 | 102820.8484 | 107715.7978 | 112738.9367 | 118100.322 | 124246.7922 | 130904.4193 | 137830.9891 | 145133.0468 | 152853.5464 | 160926.2253 | 169108.4519 | 177787.5428
Scenario 3: Aggressive Fuel Sub | SDG&E | Ind | WholeBlg | Ind - Primary Metals | Rate Impact Measure Test | Energy Efficiency | 98127.3997 | 102820.8484 | 107715.7978 | 112738.9367 | 118100.322 | 124246.7922 | 130904.4193 | 137830.9891 | 145133.0468 | 152853.5464 | 160926.2253 | 169108.4519 | 177787.5428
Scenario 3: Aggressive Fuel Sub | SDG&E | Ind | WholeBlg | Ind - Primary Metals | Total Resource Cost Test | Energy Efficiency | 98127.3997 | 102820.8484 | 107715.7978 | 112738.9367 | 118100.322 | 124246.7922 | 130904.4193 | 137830.9891 | 145133.0468 | 152853.5464 | 160926.2253 | 169108.4519 | 177787.5428
Scenario 3: Aggressive Fuel Sub | SDG&E | Ind | WholeBlg | Ind - Printing & Publishing | Participant Cost Test | Energy Efficiency | 44190.945 | 43662.4596 | 42818.9834 | 41671.2333 | 40929.9207 | 42134.4734 | 43984.5585 | 45400.8046 | 46734.3126 | 48022.8418 | 49087.4784 | 48982.8593 | 48954.3588
Scenario 3: Aggressive Fuel Sub | SDG&E | Ind | WholeBlg | Ind - Printing & Publishing | Program Administrator Cost Test | Energy Efficiency | 44190.945 | 43662.4596 | 42818.9834 | 41671.2333 | 40929.9207 | 42134.4734 | 43984.5585 | 45400.8046 | 46734.3126 | 48022.8418 | 49087.4784 | 48982.8593 | 48954.3588
Scenario 3: Aggressive Fuel Sub | SDG&E | Ind | WholeBlg | Ind - Printing & Publishing | Rate Impact Measure Test | Energy Efficiency | 44190.945 | 43662.4596 | 42818.9834 | 41671.2333 | 40929.9207 | 42134.4734 | 43984.5585 | 45400.8046 | 46734.3126 | 48022.8418 | 49087.4784 | 48982.8593 | 48954.3588
Scenario 3: Aggressive Fuel Sub | SDG&E | Ind | WholeBlg | Ind - Printing & Publishing | Total Resource Cost Test | Energy Efficiency | 44190.945 | 43662.4596 | 42818.9834 | 41671.2333 | 40929.9207 | 42134.4734 | 43984.5585 | 45400.8046 | 46734.3126 | 48022.8418 | 49087.4784 | 48982.8593 | 48954.3588
Scenario 3: Aggressive Fuel Sub | SDG&E | Ind | WholeBlg | Ind - Stone-Glass-Clay | Participant Cost Test | Energy Efficiency | 82315.5635 | 87225.9103 | 92013.0957 | 96844.7813 | 102013.4319 | 107825.5776 | 113924.4515 | 120217.5995 | 126835.1969 | 133859.2049 | 141260.2284 | 148773.1399 | 156725.2349
Scenario 3: Aggressive Fuel Sub | SDG&E | Ind | WholeBlg | Ind - Stone-Glass-Clay | Program Administrator Cost Test | Energy Efficiency | 82315.5635 | 87225.9103 | 92013.0957 | 96844.7813 | 102013.4319 | 107825.5776 | 113924.4515 | 120217.5995 | 126835.1969 | 133859.2049 | 141260.2284 | 148773.1399 | 156725.2349
Scenario 3: Aggressive Fuel Sub | SDG&E | Ind | WholeBlg | Ind - Stone-Glass-Clay | Rate Impact Measure Test | Energy Efficiency | 82315.5635 | 87225.9103 | 92013.0957 | 96844.7813 | 102013.4319 | 107825.5776 | 113924.4515 | 120217.5995 | 126835.1969 | 133859.2049 | 141260.2284 | 148773.1399 | 156725.2349
Scenario 3: Aggressive Fuel Sub | SDG&E | Ind | WholeBlg | Ind - Stone-Glass-Clay | Total Resource Cost Test | Energy Efficiency | 82315.5635 | 87225.9103 | 92013.0957 | 96844.7813 | 102013.4319 | 107825.5776 | 113924.4515 | 120217.5995 | 126835.1969 | 133859.2049 | 141260.2284 | 148773.1399 | 156725.2349
Scenario 3: Aggressive Fuel Sub | SDG&E | Ind | WholeBlg | Ind - Textiles | Participant Cost Test | Energy Efficiency | 5423.0166 | 5361.513 | 5262.2954 | 5119.6095 | 5021.2135 | 5145.6927 | 5341.2754 | 5484.6287 | 5617.8496 | 5747.105 | 5851.8853 | 5828.05 | 5815.1497
Scenario 3: Aggressive Fuel Sub | SDG&E | Ind | WholeBlg | Ind - Textiles | Program Administrator Cost Test | Energy Efficiency | 5423.0166 | 5361.513 | 5262.2954 | 5119.6095 | 5021.2135 | 5145.6927 | 5341.2754 | 5484.6287 | 5617.8496 | 5747.105 | 5851.8853 | 5828.05 | 5815.1497
Scenario 3: Aggressive Fuel Sub | SDG&E | Ind | WholeBlg | Ind - Textiles | Rate Impact Measure Test | Energy Efficiency | 5423.0166 | 5361.513 | 5262.2954 | 5119.6095 | 5021.2135 | 5145.6927 | 5341.2754 | 5484.6287 | 5617.8496 | 5747.105 | 5851.8853 | 5828.05 | 5815.1497
Scenario 3: Aggressive Fuel Sub | SDG&E | Ind | WholeBlg | Ind - Textiles | Total Resource Cost Test | Energy Efficiency | 5423.0166 | 5361.513 | 5262.2954 | 5119.6095 | 5021.2135 | 5145.6927 | 5341.2754 | 5484.6287 | 5617.8496 | 5747.105 | 5851.8853 | 5828.05 | 5815.1497
Scenario 3: Aggressive Fuel Sub | SDG&E | Ind | WholeBlg | Ind - Transportation Equipment | Participant Cost Test | Energy Efficiency | 219659.3825 | 219477.0292 | 218805.6423 | 215865.3507 | 214262.0318 | 221131.853 | 231183.2855 | 239480.2037 | 247646.4702 | 255812.3236 | 262979.0456 | 264809.6018 | 266915.8052
Scenario 3: Aggressive Fuel Sub | SDG&E | Ind | WholeBlg | Ind - Transportation Equipment | Program Administrator Cost Test | Energy Efficiency | 219659.3825 | 219477.0292 | 218805.6423 | 215865.3507 | 214262.0318 | 221131.853 | 231183.2855 | 239480.2037 | 247646.4702 | 255812.3236 | 262979.0456 | 264809.6018 | 266915.8052
Scenario 3: Aggressive Fuel Sub | SDG&E | Ind | WholeBlg | Ind - Transportation Equipment | Rate Impact Measure Test | Energy Efficiency | 219659.3825 | 219477.0292 | 218805.6423 | 215865.3507 | 214262.0318 | 221131.853 | 231183.2855 | 239480.2037 | 247646.4702 | 255812.3236 | 262979.0456 | 264809.6018 | 266915.8052
Scenario 3: Aggressive Fuel Sub | SDG&E | Ind | WholeBlg | Ind - Transportation Equipment | Total Resource Cost Test | Energy Efficiency | 219659.3825 | 219477.0292 | 218805.6423 | 215865.3507 | 214262.0318 | 221131.853 | 231183.2855 | 239480.2037 | 247646.4702 | 255812.3236 | 262979.0456 | 264809.6018 | 266915.8052
Scenario 3: Aggressive Fuel Sub | SDG&E | Res | AppPlug | Res - Multi Family | Participant Cost Test | Energy Efficiency | 621.6868 | 642.9745 | 661.1039 | 4529.7317 | 13305.4616 | 12674.6248 | 11941.9416 | 11059.7523 | 10050.2689 | 8930.9101 | 7688.9697 | 6287.2387 | 4640.0378
Scenario 3: Aggressive Fuel Sub | SDG&E | Res | AppPlug | Res - Multi Family | Participant Cost Test | Fuel Substitution | 6.8576 | 7.5036 | 8.1459 | 8.8079 | 9.3923 | 0 | 0 | 0 | 0 | 0 | 0 | 0 | 0
Scenario 3: Aggressive Fuel Sub | SDG&E | Res | AppPlug | Res - Multi Family | Program Administrator Cost Test | Energy Efficiency | 90.9948 | 97.3432 | 103.5147 | 741.24 | 2397.9396 | 2565.2762 | 2735.9994 | 2902.2575 | 3077.6387 | 3271.5948 | 3506.0783 | 3785.6116 | 4105.1468
Scenario 3: Aggressive Fuel Sub | SDG&E | Res | AppPlug | Res - Multi Family | Program Administrator Cost Test | Fuel Substitution | 25.1245 | 28.6243 | 32.431 | 36.582 | 41.075 | 0 | 0 | 0 | 0 | 0 | 0 | 0 | 0
Scenario 3: Aggressive Fuel Sub | SDG&E | Res | AppPlug | Res - Multi Family | Rate Impact Measure Test | Energy Efficiency | 90.9948 | 97.3432 | 103.5147 | 741.24 | 2397.9396 | 2565.2762 | 2735.9994 | 2902.2575 | 3077.6387 | 3271.5948 | 3506.0783 | 3785.6116 | 4105.1468
Scenario 3: Aggressive Fuel Sub | SDG&E | Res | AppPlug | Res - Multi Family | Rate Impact Measure Test | Fuel Substitution | 25.1245 | 28.6243 | 32.431 | 36.582 | 41.075 | 0 | 0 | 0 | 0 | 0 | 0 | 0 | 0
Scenario 3: Aggressive Fuel Sub | SDG&E | Res | AppPlug | Res - Multi Family | Total Resource Cost Test | Energy Efficiency | 90.9948 | 97.3432 | 103.5147 | 741.24 | 2397.9396 | 2565.2762 | 2735.9994 | 2902.2575 | 3077.6387 | 3271.5948 | 3506.0783 | 3785.6116 | 4105.1468
Scenario 3: Aggressive Fuel Sub | SDG&E | Res | AppPlug | Res - Multi Family | Total Resource Cost Test | Fuel Substitution | 25.1245 | 28.6243 | 32.431 | 36.582 | 41.075 | 0 | 0 | 0 | 0 | 0 | 0 | 0 | 0
Scenario 3: Aggressive Fuel Sub | SDG&E | Res | AppPlug | Res - Single Family | Participant Cost Test | Energy Efficiency | 0.052372 | 0.083882 | 0.096552 | 0.10814 | 0.10968 | 98.1148 | 215.7631 | 197.5743 | 177.4332 | 154.8515 | 128.9707 | 98.6296 | 62.1276
Scenario 3: Aggressive Fuel Sub | SDG&E | Res | AppPlug | Res - Single Family | Participant Cost Test | Fuel Substitution | 8.1119 | 8.8343 | 9.5564 | 10.2984 | 10.9694 | 0 | 0 | 0 | 0 | 0 | 0 | 0 | 0
Scenario 3: Aggressive Fuel Sub | SDG&E | Res | AppPlug | Res - Single Family | Program Administrator Cost Test | Energy Efficiency | 0.019713 | 0.032252 | 0.037919 | 0.043382 | 0.047967 | 26.257 | 66.0362 | 70.3061 | 75.2222 | 80.9363 | 87.7809 | 95.8966 | 105.2365
Scenario 3: Aggressive Fuel Sub | SDG&E | Res | AppPlug | Res - Single Family | Program Administrator Cost Test | Fuel Substitution | 25.1859 | 28.5246 | 32.1539 | 36.0967 | 40.3701 | 0 | 0 | 0 | 0 | 0 | 0 | 0 | 0
Scenario 3: Aggressive Fuel Sub | SDG&E | Res | AppPlug | Res - Single Family | Rate Impact Measure Test | Energy Efficiency | 0.019713 | 0.032252 | 0.037919 | 0.043382 | 0.047967 | 26.257 | 66.0362 | 70.3061 | 75.2222 | 80.9363 | 87.7809 | 95.8966 | 105.2365
Scenario 3: Aggressive Fuel Sub | SDG&E | Res | AppPlug | Res - Single Family | Rate Impact Measure Test | Fuel Substitution | 25.1859 | 28.5246 | 32.1539 | 36.0967 | 40.3701 | 0 | 0 | 0 | 0 | 0 | 0 | 0 | 0
Scenario 3: Aggressive Fuel Sub | SDG&E | Res | AppPlug | Res - Single Family | Total Resource Cost Test | Energy Efficiency | 0.019713 | 0.032252 | 0.037919 | 0.043382 | 0.047967 | 26.257 | 66.0362 | 70.3061 | 75.2222 | 80.9363 | 87.7809 | 95.8966 | 105.2365
Scenario 3: Aggressive Fuel Sub | SDG&E | Res | AppPlug | Res - Single Family | Total Resource Cost Test | Fuel Substitution | 25.1859 | 28.5246 | 32.1539 | 36.0967 | 40.3701 | 0 | 0 | 0 | 0 | 0 | 0 | 0 | 0
Scenario 3: Aggressive Fuel Sub | SDG&E | Res | BROs | Income Qualified - Multi Family IQ | Participant Cost Test | Energy Efficiency | 443465.6029 | 499791.816 | 557016.4521 | 574200.0435 | 609039.0917 | 758592.9072 | 870343.3225 | 938559.063 | 1039215.73 | 1032580.4937 | 1125602.5861 | 1176024.3621 | 1283947.794
Scenario 3: Aggressive Fuel Sub | SDG&E | Res | BROs | Income Qualified - Multi Family IQ | Program Administrator Cost Test | Energy Efficiency | 443465.6029 | 499791.816 | 557016.4521 | 574200.0435 | 609039.0917 | 758592.9072 | 870343.3225 | 938559.063 | 1039215.73 | 1032580.4937 | 1125602.5861 | 1176024.3621 | 1283947.794
Scenario 3: Aggressive Fuel Sub | SDG&E | Res | BROs | Income Qualified - Multi Family IQ | Rate Impact Measure Test | Energy Efficiency | 443465.6029 | 499791.816 | 557016.4521 | 574200.0435 | 609039.0917 | 758592.9072 | 870343.3225 | 938559.063 | 1039215.73 | 1032580.4937 | 1125602.5861 | 1176024.3621 | 1283947.794
Scenario 3: Aggressive Fuel Sub | SDG&E | Res | BROs | Income Qualified - Multi Family IQ | Total Resource Cost Test | Energy Efficiency | 443465.6029 | 499791.816 | 557016.4521 | 574200.0435 | 609039.0917 | 758592.9072 | 870343.3225 | 938559.063 | 1039215.73 | 1032580.4937 | 1125602.5861 | 1176024.3621 | 1283947.794
Scenario 3: Aggressive Fuel Sub | SDG&E | Res | BROs | Income Qualified - Single Family IQ | Participant Cost Test | Energy Efficiency | 995634.4377 | 1106305.3176 | 1218607.5848 | 1260702.6019 | 1336372.5628 | 1622255.3532 | 1839084.4206 | 1977574.3193 | 2176172.0772 | 2182634.7398 | 2371436.9343 | 2495087.5699 | 2717754.1335
Scenario 3: Aggressive Fuel Sub | SDG&E | Res | BROs | Income Qualified - Single Family IQ | Program Administrator Cost Test | Energy Efficiency | 995634.4377 | 1106305.3176 | 1218607.5848 | 1260702.6019 | 1336372.5628 | 1622255.3532 | 1839084.4206 | 1977574.3193 | 2176172.0772 | 2182634.7398 | 2371436.9343 | 2495087.5699 | 2717754.1335
Scenario 3: Aggressive Fuel Sub | SDG&E | Res | BROs | Income Qualified - Single Family IQ | Rate Impact Measure Test | Energy Efficiency | 995634.4377 | 1106305.3176 | 1218607.5848 | 1260702.6019 | 1336372.5628 | 1622255.3532 | 1839084.4206 | 1977574.3193 | 2176172.0772 | 2182634.7398 | 2371436.9343 | 2495087.5699 | 2717754.1335
Scenario 3: Aggressive Fuel Sub | SDG&E | Res | BROs | Income Qualified - Single Family IQ | Total Resource Cost Test | Energy Efficiency | 995634.4377 | 1106305.3176 | 1218607.5848 | 1260702.6019 | 1336372.5628 | 1622255.3532 | 1839084.4206 | 1977574.3193 | 2176172.0772 | 2182634.7398 | 2371436.9343 | 2495087.5699 | 2717754.1335
Scenario 3: Aggressive Fuel Sub | SDG&E | Res | BROs | Res - Multi Family | Participant Cost Test | Energy Efficiency | 3462892.1659 | 3853473.9471 | 4250193.0075 | 4397399.1855 | 4663370.2481 | 5675249.9397 | 6442974.2728 | 6932804.0936 | 7636413.1991 | 7656216.219 | 8324500.8592 | 9077588.3852 | 9910697.4861
Scenario 3: Aggressive Fuel Sub | SDG&E | Res | BROs | Res - Multi Family | Program Administrator Cost Test | Energy Efficiency | 3462892.1659 | 3853473.9471 | 4250193.0075 | 4397399.1855 | 4663370.2481 | 5675249.9397 | 6442974.2728 | 6932804.0936 | 7636413.1991 | 7656216.219 | 8324500.8592 | 9077588.3852 | 9910697.4861
Scenario 3: Aggressive Fuel Sub | SDG&E | Res | BROs | Res - Multi Family | Rate Impact Measure Test | Energy Efficiency | 3462892.1659 | 3853473.9471 | 4250193.0075 | 4397399.1855 | 4663370.2481 | 5675249.9397 | 6442974.2728 | 6932804.0936 | 7636413.1991 | 7656216.219 | 8324500.8592 | 9077588.3852 | 9910697.4861
Scenario 3: Aggressive Fuel Sub | SDG&E | Res | BROs | Res - Multi Family | Total Resource Cost Test | Energy Efficiency | 3462892.1659 | 3853473.9471 | 4250193.0075 | 4397399.1855 | 4663370.2481 | 5675249.9397 | 6442974.2728 | 6932804.0936 | 7636413.1991 | 7656216.219 | 8324500.8592 | 9077588.3852 | 9910697.4861
Scenario 3: Aggressive Fuel Sub | SDG&E | Res | BROs | Res - Single Family | Participant Cost Test | Energy Efficiency | 1269479.4071 | 1428644.0664 | 1590647.3432 | 1641603.5637 | 1741822.6669 | 2160102.2668 | 2473883.7305 | 2667373.0504 | 2951080.6464 | 2938383.5245 | 3202108.968 | 3499393.2821 | 3827611.8436
Scenario 3: Aggressive Fuel Sub | SDG&E | Res | BROs | Res - Single Family | Program Administrator Cost Test | Energy Efficiency | 1269479.4071 | 1428644.0664 | 1590647.3432 | 1641603.5637 | 1741822.6669 | 2160102.2668 | 2473883.7305 | 2667373.0504 | 2951080.6464 | 2938383.5245 | 3202108.968 | 3499393.2821 | 3827611.8436
Scenario 3: Aggressive Fuel Sub | SDG&E | Res | BROs | Res - Single Family | Rate Impact Measure Test | Energy Efficiency | 1269479.4071 | 1428644.0664 | 1590647.3432 | 1641603.5637 | 1741822.6669 | 2160102.2668 | 2473883.7305 | 2667373.0504 | 2951080.6464 | 2938383.5245 | 3202108.968 | 3499393.2821 | 3827611.8436
Scenario 3: Aggressive Fuel Sub | SDG&E | Res | BROs | Res - Single Family | Total Resource Cost Test | Energy Efficiency | 1269479.4071 | 1428644.0664 | 1590647.3432 | 1641603.5637 | 1741822.6669 | 2160102.2668 | 2473883.7305 | 2667373.0504 | 2951080.6464 | 2938383.5245 | 3202108.968 | 3499393.2821 | 3827611.8436
Scenario 3: Aggressive Fuel Sub | SDG&E | Res | BldgEnv | Res - Multi Family | Participant Cost Test | Energy Efficiency | 0 | 0 | 0 | 1843.162 | 1772.9161 | 7684.8999 | 7186.4602 | 6580.7099 | 5855.4746 | 4999.5168 | 4000.771 | 2842.9662 | 1514.9184
Scenario 3: Aggressive Fuel Sub | SDG&E | Res | BldgEnv | Res - Multi Family | Program Administrator Cost Test | Energy Efficiency | 0 | 0 | 0 | 411.2708 | 442.4375 | 2284.4644 | 2449.5741 | 2622.3269 | 2805.2958 | 2997.6806 | 3204.8345 | 3423.7157 | 3655.5557
Scenario 3: Aggressive Fuel Sub | SDG&E | Res | BldgEnv | Res - Multi Family | Rate Impact Measure Test | Energy Efficiency | 0 | 0 | 0 | 411.2708 | 442.4375 | 2284.4644 | 2449.5741 | 2622.3269 | 2805.2958 | 2997.6806 | 3204.8345 | 3423.7157 | 3655.5557
Scenario 3: Aggressive Fuel Sub | SDG&E | Res | BldgEnv | Res - Multi Family | Total Resource Cost Test | Energy Efficiency | 0 | 0 | 0 | 411.2708 | 442.4375 | 2284.4644 | 2449.5741 | 2622.3269 | 2805.2958 | 2997.6806 | 3204.8345 | 3423.7157 | 3655.5557
Scenario 3: Aggressive Fuel Sub | SDG&E | Res | BldgEnv | Res - Single Family | Participant Cost Test | Energy Efficiency | 164277.5823 | 181614.9759 | 193682.541 | 199517.1822 | 190176.6906 | 182745.053 | 173508.5745 | 162854.5752 | 16998.9296 | 7389.428 | 5878.9458 | 4156.6802 | 2205.7295
Scenario 3: Aggressive Fuel Sub | SDG&E | Res | BldgEnv | Res - Single Family | Program Administrator Cost Test | Energy Efficiency | 18831.1949 | 21864.7292 | 24735.1454 | 27079.4426 | 28341.7203 | 29969.8871 | 31449.0971 | 32838.6266 | 14094.8293 | 3835.7658 | 4081.2211 | 4338.7916 | 4610.7496
Scenario 3: Aggressive Fuel Sub | SDG&E | Res | BldgEnv | Res - Single Family | Rate Impact Measure Test | Energy Efficiency | 22327.2631 | 25451.9394 | 28225.8085 | 30310.461 | 31181.9188 | 32500.2345 | 33679.0593 | 34702.911 | 15577.8131 | 3835.7658 | 4081.2211 | 4338.7916 | 4610.7496
Scenario 3: Aggressive Fuel Sub | SDG&E | Res | BldgEnv | Res - Single Family | Total Resource Cost Test | Energy Efficiency | 100071.526 | 113978.5524 | 123694.5358 | 128473.8204 | 125783.7313 | 125833.0869 | 125108.3437 | 123912.4008 | 14094.8293 | 3835.7658 | 4081.2211 | 4338.7916 | 4610.7496
Scenario 3: Aggressive Fuel Sub | SDG&E | Res | HVAC | Res - Multi Family | Participant Cost Test | Energy Efficiency | 0 | 0 | 0 | 0 | 0 | 52617.3405 | 47112.7298 | 41110.5776 | 34955.0198 | 28974.178 | 23322.9453 | 18080.9462 | 12985.6485
Scenario 3: Aggressive Fuel Sub | SDG&E | Res | HVAC | Res - Multi Family | Participant Cost Test | Fuel Substitution | 94185.8742 | 13010.3196 | 14431.6435 | 14012.4156 | 13555.4398 | 0 | 0 | 0 | 0 | 0 | 0 | 0 | 0
Scenario 3: Aggressive Fuel Sub | SDG&E | Res | HVAC | Res - Multi Family | Program Administrator Cost Test | Energy Efficiency | 0 | 0 | 0 | 0 | 0 | 16036.9595 | 16177.9003 | 16090.8959 | 15859.8859 | 15553.2082 | 15342.3764 | 15278.1184 | 15241.2004
Scenario 3: Aggressive Fuel Sub | SDG&E | Res | HVAC | Res - Multi Family | Program Administrator Cost Test | Fuel Substitution | 18867.1326 | 20005.4591 | 23581.4565 | 24755.1842 | 26064.7724 | 0 | 0 | 0 | 0 | 0 | 0 | 0 | 0
Scenario 3: Aggressive Fuel Sub | SDG&E | Res | HVAC | Res - Multi Family | Rate Impact Measure Test | Energy Efficiency | 0 | 0 | 0 | 0 | 0 | 16036.9595 | 16177.9003 | 16090.8959 | 15859.8859 | 15553.2082 | 15342.3764 | 15278.1184 | 15241.2004
Scenario 3: Aggressive Fuel Sub | SDG&E | Res | HVAC | Res - Multi Family | Rate Impact Measure Test | Fuel Substitution | 18867.1326 | 20005.4591 | 23581.4565 | 24755.1842 | 26064.7724 | 0 | 0 | 0 | 0 | 0 | 0 | 0 | 0
Scenario 3: Aggressive Fuel Sub | SDG&E | Res | HVAC | Res - Multi Family | Total Resource Cost Test | Energy Efficiency | 0 | 0 | 0 | 0 | 0 | 16036.9595 | 16177.9003 | 16090.8959 | 15859.8859 | 15553.2082 | 15342.3764 | 15278.1184 | 15241.2004
Scenario 3: Aggressive Fuel Sub | SDG&E | Res | HVAC | Res - Multi Family | Total Resource Cost Test | Fuel Substitution | 18867.1326 | 20005.4591 | 23581.4565 | 24755.1842 | 26064.7724 | 0 | 0 | 0 | 0 | 0 | 0 | 0 | 0
Scenario 3: Aggressive Fuel Sub | SDG&E | Res | HVAC | Res - Single Family | Participant Cost Test | Energy Efficiency | 5546851.0826 | 6015711.2399 | 6250660.0392 | 6259549.0632 | 5245810.5011 | 2129898.2008 | 2035657.1897 | 1934446.49 | 122169.8819 | 54110.8704 | 43131.8851 | 33079.0157 | 23496.0208
Scenario 3: Aggressive Fuel Sub | SDG&E | Res | HVAC | Res - Single Family | Participant Cost Test | Fuel Substitution | 1978394.6062 | 618334.9223 | 617416.2864 | 615528.0883 | 537719.4955 | 4019.0939 | 4296.6303 | 4379.0204 | 0 | 0 | 0 | 0 | 0
Scenario 3: Aggressive Fuel Sub | SDG&E | Res | HVAC | Res - Single Family | Program Administrator Cost Test | Energy Efficiency | 622881.4347 | 705541.0727 | 761908.4864 | 789148.3103 | 783654.6072 | 274042.5536 | 274393.6378 | 271607.8403 | 60668.7058 | 29042.3753 | 28371.7534 | 27953.6445 | 27585.9457
Scenario 3: Aggressive Fuel Sub | SDG&E | Res | HVAC | Res - Single Family | Program Administrator Cost Test | Fuel Substitution | 658784.5423 | 698803.1375 | 736516.5234 | 775089.9802 | 812892.1262 | 53.1411 | 59.6272 | 62.7593 | 0 | 0 | 0 | 0 | 0
Scenario 3: Aggressive Fuel Sub | SDG&E | Res | HVAC | Res - Single Family | Rate Impact Measure Test | Energy Efficiency | 622881.4347 | 705541.0727 | 761908.4864 | 789148.3103 | 783654.6072 | 274042.5536 | 274393.6378 | 271607.8403 | 60668.7058 | 29042.3753 | 28371.7534 | 27953.6445 | 27585.9457
Scenario 3: Aggressive Fuel Sub | SDG&E | Res | HVAC | Res - Single Family | Rate Impact Measure Test | Fuel Substitution | 658784.5423 | 698803.1375 | 736516.5234 | 775089.9802 | 812892.1262 | 53.1411 | 59.6272 | 62.7593 | 0 | 0 | 0 | 0 | 0
Scenario 3: Aggressive Fuel Sub | SDG&E | Res | HVAC | Res - Single Family | Total Resource Cost Test | Energy Efficiency | 4667464.9911 | 5148327.3529 | 5435814.7707 | 5535633.4777 | 4646759.8526 | 1664111.5048 | 1647299.1493 | 1623316.5121 | 60668.7058 | 29042.3753 | 28371.7534 | 27953.6445 | 27585.9457
Scenario 3: Aggressive Fuel Sub | SDG&E | Res | HVAC | Res - Single Family | Total Resource Cost Test | Fuel Substitution | 988483.3541 | 1030818.4495 | 1068379.187 | 1105997.9613 | 1070238.7375 | 3996.1903 | 4280.0862 | 4370.7889 | 0 | 0 | 0 | 0 | 0
Scenario 3: Aggressive Fuel Sub | SDG&E | Res | WaterHeat | Res - Multi Family | Participant Cost Test | Energy Efficiency | 13163269.9699 | 12126077.345 | 11001700.6833 | 9906736.4558 | 8602460.4261 | 6750883.2369 | 5713553.7551 | 4732336.3179 | 3817050.5644 | 2974764.0426 | 2201101.1176 | 1482472.5386 | 801087.9823
Scenario 3: Aggressive Fuel Sub | SDG&E | Res | WaterHeat | Res - Multi Family | Participant Cost Test | Fuel Substitution | 21669.3289 | 13101.3986 | 13032.3791 | 12965.5344 | 12876.9678 | 4317.8915 | 4518.5024 | 4504.9516 | 4196.332 | 3651.0005 | 2939.1375 | 2105.2683 | 1183.1844
Scenario 3: Aggressive Fuel Sub | SDG&E | Res | WaterHeat | Res - Multi Family | Program Administrator Cost Test | Energy Efficiency | 4365705.1881 | 4364532.1924 | 4320231.8398 | 4281147.8779 | 4163946.4774 | 2663068.0673 | 2528518.2671 | 2384097.1306 | 2243849.8365 | 2110043.798 | 1998551.7392 | 1899757.3156 | 1812534.7271
Scenario 3: Aggressive Fuel Sub | SDG&E | Res | WaterHeat | Res - Multi Family | Program Administrator Cost Test | Fuel Substitution | 332769.1861 | 349958.8484 | 364932.5723 | 379642.7763 | 394288.1349 | 2445.3666 | 2909.0474 | 3339.1176 | 3670.1934 | 3897.9975 | 4074.4116 | 4182.2035 | 4251.3478
Scenario 3: Aggressive Fuel Sub | SDG&E | Res | WaterHeat | Res - Multi Family | Rate Impact Measure Test | Energy Efficiency | 4365705.1881 | 4364532.1924 | 4320231.8398 | 4281147.8779 | 4163946.4774 | 2663068.0673 | 2528518.2671 | 2384097.1306 | 2243849.8365 | 2110043.798 | 1998551.7392 | 1899757.3156 | 1812534.7271
Scenario 3: Aggressive Fuel Sub | SDG&E | Res | WaterHeat | Res - Multi Family | Rate Impact Measure Test | Fuel Substitution | 616621.3141 | 617865.5772 | 612760.457 | 604298.3539 | 595375.2796 | 2445.3666 | 2909.0474 | 3339.1176 | 3670.1934 | 3897.9975 | 4074.4116 | 4182.2035 | 4251.3478
Scenario 3: Aggressive Fuel Sub | SDG&E | Res | WaterHeat | Res - Multi Family | Total Resource Cost Test | Energy Efficiency | 4365705.1881 | 4364532.1924 | 4320231.8398 | 4281147.8779 | 4163946.4774 | 2663068.0673 | 2528518.2671 | 2384097.1306 | 2243849.8365 | 2110043.798 | 1998551.7392 | 1899757.3156 | 1812534.7271
Scenario 3: Aggressive Fuel Sub | SDG&E | Res | WaterHeat | Res - Multi Family | Total Resource Cost Test | Fuel Substitution | 332769.1861 | 349958.8484 | 364932.5723 | 379642.7763 | 394288.1349 | 2445.3666 | 2909.0474 | 3339.1176 | 3670.1934 | 3897.9975 | 4074.4116 | 4182.2035 | 4251.3478
Scenario 3: Aggressive Fuel Sub | SDG&E | Res | WaterHeat | Res - Single Family | Participant Cost Test | Energy Efficiency | 23795812.4338 | 23718469.2122 | 18971865.9337 | 17729897.4283 | 15747907.184 | 7030102.9418 | 5829822.6099 | 4735323.4153 | 3394467.4865 | 2568974.6139 | 1851169.0026 | 1222421.4576 | 662276.2023
Scenario 3: Aggressive Fuel Sub | SDG&E | Res | WaterHeat | Res - Single Family | Participant Cost Test | Fuel Substitution | 49842.5589 | 8198.2754 | 8365.8271 | 8633.5584 | 8874.9232 | 28782.0222 | 29599.037 | 29986.4268 | 20674.7796 | 17929.7874 | 14400.3112 | 10298.611 | 5782.6665
Scenario 3: Aggressive Fuel Sub | SDG&E | Res | WaterHeat | Res - Single Family | Program Administrator Cost Test | Energy Efficiency | 10595049.5257 | 11183481.6017 | 11518084.5907 | 11594979.9125 | 11341240.4154 | 3801476.0529 | 3455196.367 | 3120222.3594 | 2811845.8551 | 2533763.5378 | 2294289.5424 | 2087723.6756 | 1909752.5866
Scenario 3: Aggressive Fuel Sub | SDG&E | Res | WaterHeat | Res - Single Family | Program Administrator Cost Test | Fuel Substitution | 48078.2244 | 51319.4562 | 54481.4853 | 57829.8847 | 61380.3602 | 12772.1742 | 14591.027 | 16522.536 | 18082.5632 | 19142.7714 | 19962.5896 | 20458.6212 | 20777.9326
Scenario 3: Aggressive Fuel Sub | SDG&E | Res | WaterHeat | Res - Single Family | Rate Impact Measure Test | Energy Efficiency | 10595049.5257 | 11183481.6017 | 11518084.5907 | 11594979.9125 | 11341240.4154 | 3801476.0529 | 3455196.367 | 3120222.3594 | 2811845.8551 | 2533763.5378 | 2294289.5424 | 2087723.6756 | 1909752.5866
Scenario 3: Aggressive Fuel Sub | SDG&E | Res | WaterHeat | Res - Single Family | Rate Impact Measure Test | Fuel Substitution | 51133.4783 | 53800.513 | 56411.4865 | 59184.7691 | 62197.2687 | 12772.1742 | 14591.027 | 16522.536 | 18082.5632 | 19142.7714 | 19962.5896 | 20458.6212 | 20777.9326
Scenario 3: Aggressive Fuel Sub | SDG&E | Res | WaterHeat | Res - Single Family | Total Resource Cost Test | Energy Efficiency | 18187437.6448 | 19185615.391 | 15664187.7135 | 15721106.0271 | 15315073.2913 | 4253953.8583 | 3876490.6724 | 3512846.5177 | 2811845.8551 | 2533763.5378 | 2294289.5424 | 2087723.6756 | 1909752.5866
Scenario 3: Aggressive Fuel Sub | SDG&E | Res | WaterHeat | Res - Single Family | Total Resource Cost Test | Fuel Substitution | 53479.5845 | 56793.7085 | 59997.0011 | 63383.3167 | 66970.3708 | 19001.8062 | 21526.4287 | 24217.6768 | 18082.5632 | 19142.7714 | 19962.5896 | 20458.6212 | 20777.9326

## Cum. Achievable Pot. Detail (hidden)
Scenario | Utility | Sector | End Use | Building Type | Savings Type | Measure Type | 2025 | 2026 | 2027 | 2028 | 2029 | 2030 | 2031 | 2032 | 2033 | 2034 | 2035 | 2036 | 2037
Scenario 1: Reference | PG&E | Ag | WholeBlg | Ag - Dairies, fishing, hunting | Electric Demand (MW) | Energy Efficiency | 0.10172 | 0.20453 | 0.30867 | 0.4141 | 0.52099 | 0.62905 | 0.73827 | 0.84855 | 0.91017 | 0.92046 | 0.93063 | 0.94048 | 0.94995
Scenario 1: Reference | PG&E | Ag | WholeBlg | Ag - Dairies, fishing, hunting | Electric Energy (GWh/year) | Energy Efficiency | 0.43333 | 0.8713 | 1.3149 | 1.7641 | 2.2194 | 2.6797 | 3.145 | 3.6148 | 3.8773 | 3.9212 | 3.9645 | 4.0064 | 4.0468
Scenario 1: Reference | PG&E | Ag | WholeBlg | Ag - Dairies, fishing, hunting | Gas Energy (MMTherm/year) | Energy Efficiency | 0.0017339 | 0.0034678 | 0.0052016 | 0.0069355 | 0.0086694 | 0.010403 | 0.012137 | 0.013871 | 0.014755 | 0.014755 | 0.014755 | 0.014755 | 0.014755
Scenario 1: Reference | PG&E | Ag | WholeBlg | Ag - Irrigated Agriculture, vineyards, forestry and greenhouses | Electric Demand (MW) | Energy Efficiency | 0.83085 | 1.6856 | 2.5647 | 3.4673 | 4.3932 | 5.3401 | 6.3079 | 7.2963 | 7.8988 | 8.0861 | 8.2692 | 8.4474 | 8.6211
Scenario 1: Reference | PG&E | Ag | WholeBlg | Ag - Irrigated Agriculture, vineyards, forestry and greenhouses | Electric Energy (GWh/year) | Energy Efficiency | 3.5394 | 7.1808 | 10.9254 | 14.7707 | 18.715 | 22.7485 | 26.8715 | 31.0822 | 33.6487 | 34.4467 | 35.2265 | 35.9859 | 36.7259
Scenario 1: Reference | PG&E | Ag | WholeBlg | Ag - Irrigated Agriculture, vineyards, forestry and greenhouses | Gas Energy (MMTherm/year) | Energy Efficiency | 0.014204 | 0.028408 | 0.042612 | 0.056816 | 0.07102 | 0.085224 | 0.099428 | 0.11363 | 0.12087 | 0.12087 | 0.12087 | 0.12087 | 0.12087
Scenario 1: Reference | PG&E | Ag | WholeBlg | Ag - Water pumping | Electric Demand (MW) | Energy Efficiency | 0.54978 | 1.093 | 1.6293 | 2.1585 | 2.6805 | 3.1962 | 3.706 | 4.2099 | 4.4375 | 4.381 | 4.3236 | 4.2653 | 4.2063
Scenario 1: Reference | PG&E | Ag | WholeBlg | Ag - Water pumping | Electric Energy (GWh/year) | Energy Efficiency | 2.342 | 4.656 | 6.9406 | 9.1953 | 11.419 | 13.6157 | 15.7874 | 17.9339 | 18.9038 | 18.663 | 18.4183 | 18.1702 | 17.9186
Scenario 1: Reference | PG&E | Ag | WholeBlg | Ag - Water pumping | Gas Energy (MMTherm/year) | Energy Efficiency | 0.00072949 | 0.001459 | 0.0021885 | 0.002918 | 0.0036475 | 0.004377 | 0.0051065 | 0.0058359 | 0.0062078 | 0.0062078 | 0.0062078 | 0.0062078 | 0.0062078
Scenario 1: Reference | PG&E | Com | AppPlug | Com - Health | Gas Energy (MMTherm/year) | Energy Efficiency | 0.74397 | 1.5342 | 2.362 | 3.211 | 3.3176 | 3.3848 | 4.1339 | 4.3717 | 4.7776 | 4.9984 | 5.1927 | 5.2065 | 5.1853
Scenario 1: Reference | PG&E | Com | AppPlug | Com - Lodging | Gas Energy (MMTherm/year) | Energy Efficiency | 0.56664 | 1.1714 | 1.7942 | 2.4298 | 2.7049 | 2.9741 | 3.2351 | 3.4874 | 3.7297 | 3.9619 | 3.7736 | 3.5228 | 4.5931
Scenario 1: Reference | PG&E | Com | AppPlug | Com - Other | Gas Energy (MMTherm/year) | Energy Efficiency | 0.0013845 | 0.0029349 | 0.0046655 | 0.00657 | 0.0086286 | 0.010875 | 0.01193 | 0.012989 | 0.014 | 0.014978 | 0.01594 | 0.016844 | 0.01768
Scenario 1: Reference | PG&E | Com | BROs | Com - Lodging | Electric Energy (GWh/year) | Energy Efficiency | 0.0092629 | 0.028303 | 0.048333 | 0.069439 | 0.091887 | 0.11582 | 0.1415 | 0.16859 | 0.19725 | 0.23009 | 0.26451 | 0.29744 | 0.3298
Scenario 1: Reference | PG&E | Com | BROs | Com - Other | Electric Energy (GWh/year) | Energy Efficiency | 0.035729 | 0.11297 | 0.20124 | 0.29925 | 0.40928 | 0.53746 | 0.68187 | 0.82265 | 0.96827 | 1.1441 | 1.3315 | 1.5157 | 1.6951
Scenario 1: Reference | PG&E | Com | BROs | Com - Retail | Electric Demand (MW) | Energy Efficiency | 0.0042778 | 0.01298 | 0.021951 | 0.03122 | 0.040884 | 0.051 | 0.061733 | 0.073691 | 0.086155 | 0.099434 | 0.1131 | 0.12583 | 0.13947
Scenario 1: Reference | PG&E | Com | BROs | Com - Retail | Electric Energy (GWh/year) | Energy Efficiency | 0.046249 | 0.14033 | 0.23733 | 0.33754 | 0.44201 | 0.55139 | 0.66742 | 0.79671 | 0.93146 | 1.075 | 1.2228 | 1.3604 | 1.5079
Scenario 1: Reference | PG&E | Com | BldgEnv | Com - College | Electric Demand (MW) | Energy Efficiency | 0.00063766 | 0.001296 | 0.0019987 | 0.0027531 | 0.0035344 | 0.0043355 | 0.0051678 | 0.0059531 | 0.0067907 | 0.007635 | 0.0084748 | 0.0093062 | 0.01014
Scenario 1: Reference | PG&E | Com | BldgEnv | Com - College | Electric Energy (GWh/year) | Energy Efficiency | 0.00018335 | 0.00037326 | 0.00057537 | 0.00079176 | 0.0010158 | 0.0012454 | 0.0014839 | 0.0017095 | 0.0019495 | 0.0021921 | 0.0024341 | 0.0026739 | 0.0029147
Scenario 1: Reference | PG&E | Com | BldgEnv | Com - College | Gas Energy (MMTherm/year) | Energy Efficiency | 4.2484e-05 | 8.4981e-05 | 0.00013179 | 0.00018351 | 0.00023734 | 0.00029281 | 0.0003506 | 0.00040423 | 0.00046266 | 0.00052006 | 0.00057545 | 0.00062963 | 0.00068324
Scenario 1: Reference | PG&E | Com | BldgEnv | Com - Grocery | Electric Demand (MW) | Energy Efficiency | 0.0011848 | 0.0024061 | 0.0035822 | 0.0047721 | 0.0060119 | 0.0073154 | 0.0086769 | 0.0097275 | 0.010851 | 0.012136 | 0.01352 | 0.014949 | 0.016424
Scenario 1: Reference | PG&E | Com | BldgEnv | Com - Grocery | Electric Energy (GWh/year) | Energy Efficiency | 0.00033988 | 0.00069052 | 0.001022 | 0.0013652 | 0.0017228 | 0.0020988 | 0.0024915 | 0.0027968 | 0.0031229 | 0.0035016 | 0.0039015 | 0.0043143 | 0.0047403
Scenario 1: Reference | PG&E | Com | BldgEnv | Com - Grocery | Gas Energy (MMTherm/year) | Energy Efficiency | 7.787e-05 | 0.00015742 | 0.00023385 | 0.00031077 | 0.00039092 | 0.00047518 | 0.00056318 | 0.00062979 | 0.00070178 | 0.00078439 | 0.00087384 | 0.00096616 | 0.0010615
Scenario 1: Reference | PG&E | Com | BldgEnv | Com - Health | Electric Demand (MW) | Energy Efficiency | 0.071609 | 0.14582 | 0.22001 | 0.29124 | 0.35685 | 0.41491 | 0.46396 | 0.43289 | 0.38982 | 0.3381 | 0.28156 | 0.22414 | 0.16965
Scenario 1: Reference | PG&E | Com | BldgEnv | Com - Health | Electric Energy (GWh/year) | Energy Efficiency | 0.02764 | 0.056253 | 0.084814 | 0.11218 | 0.13733 | 0.1595 | 0.17816 | 0.16588 | 0.149 | 0.12885 | 0.10691 | 0.084732 | 0.063888
Scenario 1: Reference | PG&E | Com | BldgEnv | Com - Health | Gas Energy (MMTherm/year) | Energy Efficiency | 0.01201 | 0.02446 | 0.03691 | 0.04887 | 0.059882 | 0.069645 | 0.077902 | 0.072722 | 0.065526 | 0.056873 | 0.047403 | 0.037787 | 0.028628
Scenario 1: Reference | PG&E | Com | BldgEnv | Com - Lodging | Electric Demand (MW) | Energy Efficiency | 0.055052 | 0.10717 | 0.15423 | 0.19458 | 0.2273 | 0.25208 | 0.26927 | 0.22562 | 0.17912 | 0.13499 | 0.097647 | 0.068065 | 0.046498
Scenario 1: Reference | PG&E | Com | BldgEnv | Com - Lodging | Electric Energy (GWh/year) | Energy Efficiency | 0.027732 | 0.05394 | 0.077548 | 0.097734 | 0.11403 | 0.12632 | 0.13478 | 0.11262 | 0.089087 | 0.066969 | 0.048322 | 0.033617 | 0.022968
Scenario 1: Reference | PG&E | Com | BldgEnv | Com - Lodging | Gas Energy (MMTherm/year) | Energy Efficiency | 0.016088 | 0.031325 | 0.04509 | 0.056902 | 0.066486 | 0.073755 | 0.078805 | 0.066076 | 0.052502 | 0.039588 | 0.028655 | 0.019983 | 0.013651
Scenario 1: Reference | PG&E | Com | BldgEnv | Com - Office (Large) | Electric Demand (MW) | Energy Efficiency | 0.0088531 | 0.018032 | 0.027592 | 0.037416 | 0.047752 | 0.058294 | 0.069066 | 0.079236 | 0.089242 | 0.099339 | 0.10948 | 0.11942 | 0.1294
Scenario 1: Reference | PG&E | Com | BldgEnv | Com - Office (Large) | Electric Energy (GWh/year) | Energy Efficiency | 0.0025542 | 0.0052027 | 0.007961 | 0.010796 | 0.013805 | 0.016873 | 0.020006 | 0.022966 | 0.025855 | 0.028772 | 0.0317 | 0.034546 | 0.037403
Scenario 1: Reference | PG&E | Com | BldgEnv | Com - Office (Large) | Gas Energy (MMTherm/year) | Energy Efficiency | 0.00057221 | 0.0011655 | 0.0017833 | 0.0024182 | 0.0030848 | 0.0037648 | 0.0044597 | 0.0051156 | 0.005762 | 0.0064144 | 0.0070694 | 0.0077135 | 0.0083597
Scenario 1: Reference | PG&E | Com | BldgEnv | Com - Office (Small) | Electric Demand (MW) | Energy Efficiency | 0.0016576 | 0.0033988 | 0.0052275 | 0.005465 | 0.024682 | 0.026561 | 0.028503 | 0.030223 | 0.032002 | 0.033837 | 0.035726 | 0.037663 | 0.039648
Scenario 1: Reference | PG&E | Com | BldgEnv | Com - Office (Small) | Electric Energy (GWh/year) | Energy Efficiency | 0.00047779 | 0.00097975 | 0.0015071 | 0.0015749 | 0.0071233 | 0.0076653 | 0.0082254 | 0.0087224 | 0.0092363 | 0.0097665 | 0.010312 | 0.010872 | 0.011445
Scenario 1: Reference | PG&E | Com | BldgEnv | Com - Office (Small) | Gas Energy (MMTherm/year) | Energy Efficiency | 0.00010718 | 0.00021975 | 0.00033799 | 0.00035338 | 0.001595 | 0.0017165 | 0.001842 | 0.0019531 | 0.002068 | 0.0021866 | 0.0023086 | 0.0024338 | 0.0025621
Scenario 1: Reference | PG&E | Com | BldgEnv | Com - Other | Electric Demand (MW) | Energy Efficiency | 0.0015574 | 0.0031835 | 0.0048859 | 0.0067959 | 0.0087487 | 0.010767 | 0.012856 | 0.014585 | 0.016246 | 0.017968 | 0.019607 | 0.021305 | 0.023063
Scenario 1: Reference | PG&E | Com | BldgEnv | Com - Other | Electric Energy (GWh/year) | Energy Efficiency | 0.00045112 | 0.00092227 | 0.0014156 | 0.0019862 | 0.0025683 | 0.0031689 | 0.003789 | 0.0043051 | 0.0047879 | 0.0052883 | 0.0057478 | 0.0062253 | 0.0067211
Scenario 1: Reference | PG&E | Com | BldgEnv | Com - Other | Gas Energy (MMTherm/year) | Energy Efficiency | 0.00010072 | 0.00020588 | 0.00031596 | 0.00043854 | 0.00056393 | 0.00069362 | 0.00082786 | 0.00093879 | 0.0010461 | 0.0011573 | 0.0012641 | 0.0013747 | 0.0014891
Scenario 1: Reference | PG&E | Com | BldgEnv | Com - Refrig. Warehouse | Electric Demand (MW) | Energy Efficiency | 0.00041775 | 0.00085666 | 0.0013158 | 0.0017944 | 0.0022916 | 0.002807 | 0.003336 | 0.0038081 | 0.0042874 | 0.0047746 | 0.0052684 | 0.0057697 | 0.0062793
Scenario 1: Reference | PG&E | Com | BldgEnv | Com - Refrig. Warehouse | Electric Energy (GWh/year) | Energy Efficiency | 0.0001243 | 0.00025497 | 0.00039159 | 0.00053382 | 0.00068125 | 0.00083366 | 0.00098958 | 0.001125 | 0.0012618 | 0.0014002 | 0.0015401 | 0.0016819 | 0.001826
Scenario 1: Reference | PG&E | Com | BldgEnv | Com - Refrig. Warehouse | Gas Energy (MMTherm/year) | Energy Efficiency | 3.7769e-05 | 7.7542e-05 | 0.00011892 | 0.00016147 | 0.00020472 | 0.0002483 | 0.0002916 | 0.00031927 | 0.00034536 | 0.00037027 | 0.0003944 | 0.00041834 | 0.0004427
Scenario 1: Reference | PG&E | Com | BldgEnv | Com - Restaurant | Electric Demand (MW) | Energy Efficiency | 0.00058186 | 0.0010865 | 0.0016133 | 0.0021606 | 0.0027264 | 0.0033083 | 0.0039091 | 0.0043287 | 0.0048605 | 0.0054108 | 0.0059776 | 0.0059523 | 0.01273
Scenario 1: Reference | PG&E | Com | BldgEnv | Com - Restaurant | Electric Energy (GWh/year) | Energy Efficiency | 0.00016665 | 0.00031202 | 0.00046382 | 0.00062151 | 0.00078456 | 0.00095229 | 0.0011255 | 0.0012476 | 0.0014012 | 0.00156 | 0.0017237 | 0.0017165 | 0.0036737
Scenario 1: Reference | PG&E | Com | BldgEnv | Com - Restaurant | Gas Energy (MMTherm/year) | Energy Efficiency | 3.7842e-05 | 7.0436e-05 | 0.00010446 | 0.00013981 | 0.00017635 | 0.00021393 | 0.00025273 | 0.00027953 | 0.00031384 | 0.00034935 | 0.00038592 | 0.00038428 | 0.00082214
Scenario 1: Reference | PG&E | Com | BldgEnv | Com - Retail | Electric Demand (MW) | Energy Efficiency | 0.067717 | 0.13625 | 0.13915 | 0.19608 | 0.27523 | 0.32388 | 0.36541 | 0.33339 | 0.27103 | 0.27458 | 0.22166 | 0.17333 | 0.13139
Scenario 1: Reference | PG&E | Com | BldgEnv | Com - Retail | Electric Energy (GWh/year) | Energy Efficiency | 0.027363 | 0.055038 | 0.05589 | 0.07909 | 0.10817 | 0.12767 | 0.14422 | 0.13074 | 0.10484 | 0.10585 | 0.083804 | 0.063625 | 0.046044
Scenario 1: Reference | PG&E | Com | BldgEnv | Com - Retail | Gas Energy (MMTherm/year) | Energy Efficiency | 0.0039688 | 0.0079862 | 0.0081727 | 0.011507 | 0.016305 | 0.01917 | 0.021621 | 0.019777 | 0.016165 | 0.016399 | 0.013326 | 0.01052 | 0.008088
Scenario 1: Reference | PG&E | Com | BldgEnv | Com - School | Electric Demand (MW) | Energy Efficiency | 0.0024736 | 0.0050613 | 0.0077541 | 0.010533 | 0.013367 | 0.016262 | 0.019203 | 0.021957 | 0.02476 | 0.027611 | 0.030504 | 0.033448 | 0.036426
Scenario 1: Reference | PG&E | Com | BldgEnv | Com - School | Electric Energy (GWh/year) | Energy Efficiency | 0.0007135 | 0.00146 | 0.0022369 | 0.0030388 | 0.0038564 | 0.0046919 | 0.0055404 | 0.0063359 | 0.0071456 | 0.0079689 | 0.0088046 | 0.0096549 | 0.010515
Scenario 1: Reference | PG&E | Com | BldgEnv | Com - School | Gas Energy (MMTherm/year) | Energy Efficiency | 0.00015989 | 0.00032716 | 0.00050121 | 0.00068085 | 0.00086398 | 0.0010511 | 0.0012412 | 0.0014191 | 0.0016002 | 0.0017844 | 0.0019714 | 0.0021616 | 0.002354
Scenario 1: Reference | PG&E | Com | BldgEnv | Com - Warehouse | Electric Demand (MW) | Energy Efficiency | 0.14531 | 0.28797 | 0.42211 | 0.54261 | 0.64565 | 0.72918 | 0.79263 | 0.69496 | 0.58278 | 0.46444 | 0.35355 | 0.26037 | 0.18705
Scenario 1: Reference | PG&E | Com | BldgEnv | Com - Warehouse | Electric Energy (GWh/year) | Energy Efficiency | 0.073265 | 0.14511 | 0.21254 | 0.27298 | 0.32452 | 0.36616 | 0.39764 | 0.34791 | 0.291 | 0.23116 | 0.17561 | 0.1291 | 0.092662
Scenario 1: Reference | PG&E | Com | BldgEnv | Com - Warehouse | Gas Energy (MMTherm/year) | Energy Efficiency | 0.042456 | 0.084151 | 0.12337 | 0.15862 | 0.18879 | 0.21326 | 0.23187 | 0.2034 | 0.17067 | 0.13612 | 0.10367 | 0.076376 | 0.054876
Scenario 1: Reference | PG&E | Com | ComRefrig | Com - College | Electric Demand (MW) | Energy Efficiency | 0.00016302 | 0.00026635 | 0.00032583 | 0.0003562 | 0.00037305 | 0.000384 | 0.00039169 | 0.000517 | 0.00065777 | 0.00079916 | 0.0010926 | 0.001406 | 0.0017208
Scenario 1: Reference | PG&E | Com | ComRefrig | Com - College | Electric Energy (GWh/year) | Energy Efficiency | 0.001171 | 0.0019207 | 0.0023574 | 0.0025843 | 0.0027103 | 0.00279 | 0.0028444 | 0.0038019 | 0.0048784 | 0.0059598 | 0.0082164 | 0.010627 | 0.013049
Scenario 1: Reference | PG&E | Com | ComRefrig | Com - College | Gas Energy (MMTherm/year) | Energy Efficiency | 0 | 0 | 0 | 0 | 0 | 0 | 0 | -5.4298e-06 | -1.1591e-05 | -1.7801e-05 | -3.1133e-05 | -4.5413e-05 | -5.9775e-05
Scenario 1: Reference | PG&E | Com | ComRefrig | Com - Grocery | Electric Demand (MW) | Energy Efficiency | 0.12023 | 0.17882 | 0.20693 | 0.22301 | 0.23306 | 0.24246 | 0.25127 | 0.40271 | 0.57602 | 0.75003 | 1.1078 | 1.4954 | 1.8852
Scenario 1: Reference | PG&E | Com | ComRefrig | Com - Grocery | Electric Energy (GWh/year) | Energy Efficiency | 0.8779 | 1.3157 | 1.5283 | 1.6465 | 1.7175 | 1.784 | 1.8462 | 3.0036 | 4.3292 | 5.6605 | 8.4119 | 11.3935 | 14.3928
Scenario 1: Reference | PG&E | Com | ComRefrig | Com - Grocery | Gas Energy (MMTherm/year) | Energy Efficiency | 0 | 0 | 0 | 0 | 0 | 0 | 0 | -0.0065826 | -0.014195 | -0.021862 | -0.038135 | -0.055818 | -0.073625
Scenario 1: Reference | PG&E | Com | ComRefrig | Com - Refrig. Warehouse | Electric Demand (MW) | Energy Efficiency | 0.00035076 | 0.00056373 | 0.00067983 | 0.00073395 | 0.0007677 | 0.00078931 | 0.00080744 | 0.0011362 | 0.0015256 | 0.0019181 | 0.0027193 | 0.0036008 | 0.00449
Scenario 1: Reference | PG&E | Com | ComRefrig | Com - Refrig. Warehouse | Electric Energy (GWh/year) | Energy Efficiency | 0.0025248 | 0.004074 | 0.0049297 | 0.0053374 | 0.0055871 | 0.0057417 | 0.0058699 | 0.0083828 | 0.011363 | 0.014366 | 0.020528 | 0.027311 | 0.034154
Scenario 1: Reference | PG&E | Com | ComRefrig | Com - Refrig. Warehouse | Gas Energy (MMTherm/year) | Energy Efficiency | 0 | 0 | 0 | 0 | 0 | 0 | 0 | -1.4331e-05 | -3.1504e-05 | -4.8864e-05 | -8.5358e-05 | -0.00012564 | -0.00016632
Scenario 1: Reference | PG&E | Com | ComRefrig | Com - Restaurant | Electric Demand (MW) | Energy Efficiency | 0.0042489 | 0.0063792 | 0.0073963 | 0.007992 | 0.0083405 | 0.0086669 | 0.0089724 | 0.014115 | 0.01984 | 0.025571 | 0.037472 | 0.04768 | 0.073802
Scenario 1: Reference | PG&E | Com | ComRefrig | Com - Restaurant | Electric Energy (GWh/year) | Energy Efficiency | 0.031008 | 0.046897 | 0.05461 | 0.059008 | 0.061471 | 0.063777 | 0.065936 | 0.10524 | 0.14901 | 0.19285 | 0.28437 | 0.36287 | 0.56398
Scenario 1: Reference | PG&E | Com | ComRefrig | Com - Restaurant | Gas Energy (MMTherm/year) | Energy Efficiency | 0 | 0 | 0 | 0 | 0 | 0 | 0 | -0.00022326 | -0.00047411 | -0.00072604 | -0.0012669 | -0.0017303 | -0.0029324
Scenario 1: Reference | PG&E | Com | ComRefrig | Com - Retail | Electric Demand (MW) | Energy Efficiency | 0.055521 | 0.083419 | 0.08845 | 0.098541 | 0.10442 | 0.10857 | 0.11246 | 0.1775 | 0.25083 | 0.32443 | 0.47676 | 0.64055 | 0.80528
Scenario 1: Reference | PG&E | Com | ComRefrig | Com - Retail | Electric Energy (GWh/year) | Energy Efficiency | 0.40472 | 0.61223 | 0.64775 | 0.72358 | 0.76632 | 0.79567 | 0.82316 | 1.3201 | 1.8809 | 2.4439 | 3.6153 | 4.8753 | 6.1427
Scenario 1: Reference | PG&E | Com | ComRefrig | Com - Retail | Gas Energy (MMTherm/year) | Energy Efficiency | 0 | 0 | 0 | 0 | 0 | 0 | 0 | -0.0028223 | -0.0060363 | -0.009273 | -0.016197 | -0.023665 | -0.031184
Scenario 1: Reference | PG&E | Com | ComRefrig | Com - School | Electric Demand (MW) | Energy Efficiency | 1.4538e-05 | 2.7715e-05 | 4.0054e-05 | 5.1607e-05 | 6.2424e-05 | 7.2553e-05 | 8.2037e-05 | 0.00032352 | 0.00062333 | 0.00092414 | 0.0015249 | 0.0022 | 0.0028782
Scenario 1: Reference | PG&E | Com | ComRefrig | Com - School | Electric Energy (GWh/year) | Energy Efficiency | 0.00010296 | 0.00019591 | 0.00028293 | 0.0003644 | 0.00044067 | 0.00051207 | 0.00057892 | 0.002427 | 0.004723 | 0.0070271 | 0.011649 | 0.016845 | 0.022066
Scenario 1: Reference | PG&E | Com | ComRefrig | Com - School | Gas Energy (MMTherm/year) | Energy Efficiency | 0 | 0 | 0 | 0 | 0 | 0 | 0 | -1.0693e-05 | -2.4093e-05 | -3.7564e-05 | -6.5069e-05 | -9.6065e-05 | -0.00012723
Scenario 1: Reference | PG&E | Com | FoodServ | Com - College | Electric Demand (MW) | Energy Efficiency | 0.012186 | 0.024786 | 0.037727 | 0.051035 | 0.064655 | 0.078549 | 0.097671 | 0.11771 | 0.13816 | 0.15896 | 0.18009 | 0.20095 | 0.22208
Scenario 1: Reference | PG&E | Com | FoodServ | Com - College | Electric Demand (MW) | Fuel Substitution | -0.00016314 | -0.00034848 | -0.00055676 | -0.0007886 | -0.0010444 | -0.0013247 | -0.0016297 | -0.0019599 | -0.0023155 | -0.0026968 | -0.0031041 | -0.003538 | -0.0039988
Scenario 1: Reference | PG&E | Com | FoodServ | Com - College | Electric Energy (GWh/year) | Energy Efficiency | 0.057826 | 0.11769 | 0.17927 | 0.24269 | 0.30771 | 0.37416 | 0.45706 | 0.54332 | 0.63159 | 0.72167 | 0.81332 | 0.90196 | 0.99194
Scenario 1: Reference | PG&E | Com | FoodServ | Com - College | Electric Energy (GWh/year) | Fuel Substitution | -0.0014937 | -0.0031699 | -0.0050315 | -0.0070798 | -0.0093147 | -0.011736 | -0.014344 | -0.017201 | -0.020336 | -0.023788 | -0.027609 | -0.03184 | -0.03653
Scenario 1: Reference | PG&E | Com | FoodServ | Com - College | Gas Energy (MMTherm/year) | Energy Efficiency | 0.027264 | 0.054959 | 0.082643 | 0.11236 | 0.14098 | 0.16983 | 0.19896 | 0.22827 | 0.25786 | 0.28768 | 0.3178 | 0.34808 | 0.37594
Scenario 1: Reference | PG&E | Com | FoodServ | Com - College | Gas Energy (MMTherm/year) | Fuel Substitution | 0.000154 | 0.00032664 | 0.00051817 | 0.00072871 | 0.00095821 | 0.0012067 | 0.001474 | 0.0017666 | 0.0020872 | 0.0024399 | 0.0028297 | 0.0032609 | 0.0037384
Scenario 1: Reference | PG&E | Com | FoodServ | Com - Grocery | Electric Demand (MW) | Energy Efficiency | 0.066429 | 0.13481 | 0.20519 | 0.27752 | 0.35162 | 0.42767 | 0.52409 | 0.62525 | 0.72823 | 0.83303 | 0.93965 | 1.0452 | 1.1525
Scenario 1: Reference | PG&E | Com | FoodServ | Com - Grocery | Electric Demand (MW) | Fuel Substitution | -0.00083685 | -0.0017849 | -0.0028472 | -0.0040262 | -0.0053233 | -0.0067397 | -0.0082759 | -0.0099328 | -0.01171 | -0.013609 | -0.015629 | -0.017771 | -0.020036
Scenario 1: Reference | PG&E | Com | FoodServ | Com - Grocery | Electric Energy (GWh/year) | Energy Efficiency | 0.3143 | 0.63822 | 0.97214 | 1.3159 | 1.6687 | 2.0316 | 2.4598 | 2.9064 | 3.3623 | 3.8275 | 4.3019 | 4.7606 | 5.228
Scenario 1: Reference | PG&E | Com | FoodServ | Com - Grocery | Electric Energy (GWh/year) | Fuel Substitution | -0.014211 | -0.030148 | -0.04783 | -0.067262 | -0.088427 | -0.11131 | -0.13589 | -0.16236 | -0.19082 | -0.22137 | -0.25418 | -0.28938 | -0.32714
Scenario 1: Reference | PG&E | Com | FoodServ | Com - Grocery | Gas Energy (MMTherm/year) | Energy Efficiency | 0.15231 | 0.30759 | 0.46574 | 0.62647 | 0.78928 | 0.95436 | 1.1215 | 1.2904 | 1.4609 | 1.6328 | 1.8081 | 1.9861 | 2.1154
Scenario 1: Reference | PG&E | Com | FoodServ | Com - Grocery | Gas Energy (MMTherm/year) | Fuel Substitution | 0.0014715 | 0.0031209 | 0.00495 | 0.006959 | 0.0091463 | 0.01151 | 0.014048 | 0.01678 | 0.019714 | 0.022863 | 0.026241 | 0.029863 | 0.033746
Scenario 1: Reference | PG&E | Com | FoodServ | Com - Health | Electric Demand (MW) | Energy Efficiency | 0.022661 | 0.046184 | 0.071005 | 0.096519 | 0.12295 | 0.15028 | 0.19749 | 0.24816 | 0.29966 | 0.35171 | 0.40407 | 0.45612 | 0.50902
Scenario 1: Reference | PG&E | Com | FoodServ | Com - Health | Electric Demand (MW) | Fuel Substitution | -0.00036828 | -0.00078867 | -0.0012627 | -0.0017917 | -0.0023766 | -0.0030183 | -0.0037174 | -0.004475 | -0.0052918 | -0.0061686 | -0.0071067 | -0.0081071 | -0.0091715
Scenario 1: Reference | PG&E | Com | FoodServ | Com - Health | Electric Energy (GWh/year) | Energy Efficiency | 0.11001 | 0.22435 | 0.3452 | 0.46963 | 0.59877 | 0.73258 | 0.92807 | 1.1358 | 1.3475 | 1.5621 | 1.7784 | 1.9887 | 2.203
Scenario 1: Reference | PG&E | Com | FoodServ | Com - Health | Electric Energy (GWh/year) | Fuel Substitution | -0.0040406 | -0.0086283 | -0.01377 | -0.019473 | -0.025798 | -0.032772 | -0.040432 | -0.048834 | -0.058023 | -0.068059 | -0.079004 | -0.09094 | -0.10396
Scenario 1: Reference | PG&E | Com | FoodServ | Com - Health | Gas Energy (MMTherm/year) | Energy Efficiency | 0.070726 | 0.14273 | 0.21659 | 0.29133 | 0.36717 | 0.44337 | 0.52256 | 0.60119 | 0.68049 | 0.76022 | 0.84075 | 0.92231 | 0.99036
Scenario 1: Reference | PG&E | Com | FoodServ | Com - Health | Gas Energy (MMTherm/year) | Fuel Substitution | 0.00042746 | 0.00091223 | 0.001455 | 0.0020563 | 0.0027223 | 0.0034555 | 0.0042598 | 0.0051407 | 0.0061027 | 0.0071519 | 0.0082946 | 0.0095391 | 0.010895
Scenario 1: Reference | PG&E | Com | FoodServ | Com - Lodging | Electric Demand (MW) | Energy Efficiency | 0.032081 | 0.065601 | 0.10062 | 0.13712 | 0.1753 | 0.21506 | 0.26595 | 0.3204 | 0.37651 | 0.43436 | 0.49388 | 0.54578 | 0.59916
Scenario 1: Reference | PG&E | Com | FoodServ | Com - Lodging | Electric Demand (MW) | Fuel Substitution | -0.00038802 | -0.00083015 | -0.001328 | -0.001883 | -0.0024957 | -0.003167 | -0.0038973 | -0.0046871 | -0.0055368 | -0.0064466 | -0.0074171 | -0.0084489 | -0.0095445
Scenario 1: Reference | PG&E | Com | FoodServ | Com - Lodging | Electric Energy (GWh/year) | Energy Efficiency | 0.1923 | 0.39259 | 0.60129 | 0.81827 | 1.0448 | 1.2802 | 1.5535 | 1.8418 | 2.1395 | 2.4468 | 2.7634 | 3.008 | 3.2605
Scenario 1: Reference | PG&E | Com | FoodServ | Com - Lodging | Electric Energy (GWh/year) | Fuel Substitution | -0.0042671 | -0.0090806 | -0.014446 | -0.020367 | -0.02688 | -0.033998 | -0.041758 | -0.050183 | -0.059295 | -0.069125 | -0.079709 | -0.091095 | -0.10335
Scenario 1: Reference | PG&E | Com | FoodServ | Com - Lodging | Gas Energy (MMTherm/year) | Energy Efficiency | 0.054166 | 0.10967 | 0.16642 | 0.22426 | 0.28324 | 0.34315 | 0.40391 | 0.46548 | 0.52778 | 0.59086 | 0.6553 | 0.72064 | 0.77281
Scenario 1: Reference | PG&E | Com | FoodServ | Com - Lodging | Gas Energy (MMTherm/year) | Fuel Substitution | 0.00043842 | 0.00093251 | 0.0014828 | 0.0020894 | 0.002756 | 0.0034839 | 0.0042766 | 0.0051363 | 0.0060653 | 0.0070666 | 0.0081439 | 0.009302 | 0.010548
Scenario 1: Reference | PG&E | Com | FoodServ | Com - Office (Large) | Electric Demand (MW) | Energy Efficiency | 0.0020697 | 0.0041496 | 0.0062446 | 0.0083507 | 0.010471 | 0.012604 | 0.014753 | 0.016913 | 0.01908 | 0.02126 | 0.02345 | 0.023582 | 0.023717
Scenario 1: Reference | PG&E | Com | FoodServ | Com - Office (Large) | Electric Energy (GWh/year) | Energy Efficiency | 0.018153 | 0.036397 | 0.054773 | 0.073245 | 0.091844 | 0.11055 | 0.1294 | 0.14834 | 0.16736 | 0.18647 | 0.20568 | 0.20684 | 0.20802
Scenario 1: Reference | PG&E | Com | FoodServ | Com - Office (Small) | Electric Demand (MW) | Energy Efficiency | 0.00052989 | 0.0010649 | 0.0016052 | 0.0019955 | 0.0033133 | 0.0038612 | 0.0044142 | 0.0049722 | 0.005535 | 0.0061026 | 0.0066752 | 0.006723 | 0.0067708
Scenario 1: Reference | PG&E | Com | FoodServ | Com - Office (Small) | Electric Energy (GWh/year) | Energy Efficiency | 0.0046478 | 0.00934 | 0.014079 | 0.017503 | 0.029062 | 0.033868 | 0.038718 | 0.043612 | 0.048548 | 0.053527 | 0.05855 | 0.058969 | 0.059388
Scenario 1: Reference | PG&E | Com | FoodServ | Com - Other | Electric Demand (MW) | Energy Efficiency | 0.11117 | 0.2264 | 0.34586 | 0.46956 | 0.59743 | 0.7299 | 0.88441 | 1.0459 | 1.2118 | 1.3824 | 1.5576 | 1.7372 | 1.9212
Scenario 1: Reference | PG&E | Com | FoodServ | Com - Other | Electric Demand (MW) | Fuel Substitution | -0.003336 | -0.0071374 | -0.011421 | -0.016202 | -0.021489 | -0.027292 | -0.033619 | -0.040475 | -0.047867 | -0.0558 | -0.06428 | -0.073312 | -0.082906
Scenario 1: Reference | PG&E | Com | FoodServ | Com - Other | Electric Energy (GWh/year) | Energy Efficiency | 0.52805 | 1.0775 | 1.6496 | 2.2445 | 2.8622 | 3.5051 | 4.2262 | 4.98 | 5.7586 | 6.5629 | 7.3927 | 8.2471 | 9.1255
Scenario 1: Reference | PG&E | Com | FoodServ | Com - Other | Electric Energy (GWh/year) | Fuel Substitution | -0.018366 | -0.039202 | -0.062584 | -0.088572 | -0.1172 | -0.14851 | -0.18251 | -0.21933 | -0.25917 | -0.30213 | -0.34843 | -0.39822 | -0.4517
Scenario 1: Reference | PG&E | Com | FoodServ | Com - Other | Gas Energy (MMTherm/year) | Energy Efficiency | 0.19834 | 0.40039 | 0.60593 | 0.81449 | 1.0255 | 1.2393 | 1.4556 | 1.6742 | 1.8943 | 2.1161 | 2.3402 | 2.5661 | 2.7795
Scenario 1: Reference | PG&E | Com | FoodServ | Com - Other | Gas Energy (MMTherm/year) | Fuel Substitution | 0.0017486 | 0.0037309 | 0.0059538 | 0.0084226 | 0.011141 | 0.014111 | 0.017335 | 0.020825 | 0.024601 | 0.028673 | 0.033062 | 0.037785 | 0.042858
Scenario 1: Reference | PG&E | Com | FoodServ | Com - Restaurant | Electric Demand (MW) | Energy Efficiency | 0.16869 | 0.34204 | 0.52056 | 0.70423 | 0.89309 | 1.0872 | 1.3255 | 1.574 | 1.8281 | 2.0877 | 2.3527 | 2.5391 | 3.2631
Scenario 1: Reference | PG&E | Com | FoodServ | Com - Restaurant | Electric Demand (MW) | Fuel Substitution | -0.0049248 | -0.010521 | -0.016811 | -0.023811 | -0.031532 | -0.039983 | -0.049169 | -0.059099 | -0.069774 | -0.081198 | -0.093374 | -0.10491 | -0.11701
Scenario 1: Reference | PG&E | Com | FoodServ | Com - Restaurant | Electric Energy (GWh/year) | Energy Efficiency | 0.87325 | 1.7716 | 2.6979 | 3.6525 | 4.6358 | 5.648 | 6.8077 | 8.0124 | 9.2477 | 10.5141 | 11.8107 | 12.6678 | 16.1502
Scenario 1: Reference | PG&E | Com | FoodServ | Com - Restaurant | Electric Energy (GWh/year) | Fuel Substitution | -0.044631 | -0.094978 | -0.15116 | -0.21326 | -0.28128 | -0.35525 | -0.43515 | -0.52121 | -0.61365 | -0.71265 | -0.81847 | -0.91914 | -1.0237
Scenario 1: Reference | PG&E | Com | FoodServ | Com - Restaurant | Gas Energy (MMTherm/year) | Energy Efficiency | 0.39551 | 0.79789 | 1.2069 | 1.6216 | 2.0412 | 2.4649 | 2.8926 | 3.3238 | 3.7578 | 4.1947 | 4.6384 | 4.9902 | 5.8966
Scenario 1: Reference | PG&E | Com | FoodServ | Com - Restaurant | Gas Energy (MMTherm/year) | Fuel Substitution | 0.0044557 | 0.0094784 | 0.015079 | 0.021266 | 0.028038 | 0.035398 | 0.043344 | 0.051897 | 0.06108 | 0.070912 | 0.081418 | 0.091406 | 0.10176
Scenario 1: Reference | PG&E | Com | FoodServ | Com - Retail | Electric Demand (MW) | Energy Efficiency | 0.0024771 | 0.0050674 | 0.0077839 | 0.0089831 | 0.025193 | 0.028074 | 0.031159 | 0.034359 | 0.037647 | 0.04102 | 0.044477 | 0.046578 | 0.048745
Scenario 1: Reference | PG&E | Com | FoodServ | Com - Retail | Electric Energy (GWh/year) | Energy Efficiency | 0.017674 | 0.035939 | 0.054862 | 0.06538 | 0.15504 | 0.17482 | 0.19566 | 0.2171 | 0.23902 | 0.26138 | 0.2842 | 0.29487 | 0.30587
Scenario 1: Reference | PG&E | Com | FoodServ | Com - Retail | Gas Energy (MMTherm/year) | Energy Efficiency | 0.00024654 | 0.00051756 | 0.00081589 | 0.00081589 | 0.0040104 | 0.0043448 | 0.0047231 | 0.0051258 | 0.0055473 | 0.0059867 | 0.0064433 | 0.0069152 | 0.0074021
Scenario 1: Reference | PG&E | Com | FoodServ | Com - School | Electric Demand (MW) | Energy Efficiency | 0.055552 | 0.11313 | 0.17271 | 0.23419 | 0.29736 | 0.36235 | 0.43828 | 0.51836 | 0.60023 | 0.68388 | 0.76928 | 0.85246 | 0.93724
Scenario 1: Reference | PG&E | Com | FoodServ | Com - School | Electric Demand (MW) | Fuel Substitution | -0.00019905 | -0.00042207 | -0.00066914 | -0.00094014 | -0.0012347 | -0.0015524 | -0.0018928 | -0.0022554 | -0.0026395 | -0.0030448 | -0.0034706 | -0.0039185 | -0.0043972
Scenario 1: Reference | PG&E | Com | FoodServ | Com - School | Electric Energy (GWh/year) | Energy Efficiency | 0.27413 | 0.55868 | 0.85361 | 1.1586 | 1.4727 | 1.7967 | 2.1578 | 2.5358 | 2.9236 | 3.3211 | 3.7282 | 4.1098 | 4.5
Scenario 1: Reference | PG&E | Com | FoodServ | Com - School | Electric Energy (GWh/year) | Fuel Substitution | -0.0019089 | -0.0039942 | -0.0062548 | -0.0087623 | -0.011563 | -0.014691 | -0.018173 | -0.022052 | -0.026376 | -0.031192 | -0.036556 | -0.042537 | -0.049431
Scenario 1: Reference | PG&E | Com | FoodServ | Com - School | Gas Energy (MMTherm/year) | Energy Efficiency | 0.066339 | 0.1335 | 0.20141 | 0.26985 | 0.3386 | 0.40776 | 0.47725 | 0.54713 | 0.61739 | 0.68806 | 0.75936 | 0.83134 | 0.89805
Scenario 1: Reference | PG&E | Com | FoodServ | Com - School | Gas Energy (MMTherm/year) | Fuel Substitution | 0.00019932 | 0.00041685 | 0.00065237 | 0.00091302 | 0.0012033 | 0.0015267 | 0.0018857 | 0.0022845 | 0.0027279 | 0.0032208 | 0.0037684 | 0.0043783 | 0.0050828
Scenario 1: Reference | PG&E | Com | HVAC | Com - College | Electric Demand (MW) | Energy Efficiency | 0.1253 | 0.24563 | 0.35812 | 0.46643 | 0.56584 | 0.65782 | 0.70046 | 0.7541 | 0.80589 | 0.86627 | 0.93376 | 1.0053 | 1.0812
Scenario 1: Reference | PG&E | Com | HVAC | Com - College | Electric Energy (GWh/year) | Energy Efficiency | 0.34451 | 0.66084 | 0.9416 | 1.1983 | 1.4179 | 1.6091 | 1.5787 | 1.5696 | 1.5772 | 1.6208 | 1.6954 | 1.7906 | 1.9054
Scenario 1: Reference | PG&E | Com | HVAC | Com - College | Electric Energy (GWh/year) | Fuel Substitution | -0.080577 | -0.16682 | -0.25913 | -0.35685 | -0.45923 | -0.45923 | -0.45923 | -0.45923 | -0.45923 | -0.45923 | -0.45923 | -0.45923 | -0.45923
Scenario 1: Reference | PG&E | Com | HVAC | Com - College | Gas Energy (MMTherm/year) | Energy Efficiency | 0.010678 | 0.021868 | 0.032166 | 0.050031 | 0.062146 | 0.069278 | 0.077282 | 0.085426 | 0.092902 | 0.10033 | 0.10766 | 0.11426 | 0.12084
Scenario 1: Reference | PG&E | Com | HVAC | Com - College | Gas Energy (MMTherm/year) | Fuel Substitution | 0.014944 | 0.031756 | 0.049743 | 0.068781 | 0.088732 | 0.088732 | 0.088732 | 0.088732 | 0.088732 | 0.088732 | 0.088732 | 0.088732 | 0.088732
Scenario 1: Reference | PG&E | Com | HVAC | Com - Grocery | Electric Demand (MW) | Energy Efficiency | 0.19183 | 0.40059 | 0.62547 | 0.86522 | 1.1181 | 1.3833 | 1.6598 | 1.9475 | 2.2446 | 2.5501 | 2.8629 | 3.1819 | 3.5065
Scenario 1: Reference | PG&E | Com | HVAC | Com - Grocery | Electric Demand (MW) | Fuel Substitution | 0 | 0 | 0 | 0 | 0 | 0.0041457 | 0.0084703 | 0.012898 | 0.01738 | 0.021892 | 0.026414 | 0.030932 | 0.035437
Scenario 1: Reference | PG&E | Com | HVAC | Com - Grocery | Electric Energy (GWh/year) | Energy Efficiency | 0.72365 | 1.5118 | 2.3614 | 3.2677 | 4.2239 | 5.272 | 6.3637 | 7.4984 | 8.6245 | 9.7825 | 10.9684 | 12.1334 | 13.3197
Scenario 1: Reference | PG&E | Com | HVAC | Com - Grocery | Electric Energy (GWh/year) | Fuel Substitution | -0.6883 | -1.4315 | -2.2251 | -3.0636 | -3.9404 | -3.9028 | -3.8636 | -3.8235 | -3.7829 | -3.7421 | -3.7012 | -3.6604 | -3.6196
Scenario 1: Reference | PG&E | Com | HVAC | Com - Grocery | Gas Energy (MMTherm/year) | Energy Efficiency | 0.013049 | 0.027253 | 0.04257 | 0.058914 | 0.076166 | 0.10196 | 0.1286 | 0.15602 | 0.17637 | 0.1973 | 0.21873 | 0.23292 | 0.24747
Scenario 1: Reference | PG&E | Com | HVAC | Com - Grocery | Gas Energy (MMTherm/year) | Fuel Substitution | 0.10158 | 0.2112 | 0.3282 | 0.45176 | 0.58095 | 0.58095 | 0.58095 | 0.58095 | 0.58095 | 0.58095 | 0.58095 | 0.58095 | 0.58095
Scenario 1: Reference | PG&E | Com | HVAC | Com - Health | Electric Demand (MW) | Energy Efficiency | 0.26127 | 0.53677 | 0.82498 | 1.1201 | 1.4216 | 1.7259 | 1.9821 | 2.2469 | 2.5226 | 2.8095 | 3.1072 | 3.4179 | 3.7407
Scenario 1: Reference | PG&E | Com | HVAC | Com - Health | Electric Demand (MW) | Fuel Substitution | 0 | 0 | 0 | 0 | 0 | 0.0024834 | 0.0050981 | 0.0077984 | 0.010555 | 0.013349 | 0.016166 | 0.018997 | 0.021835
Scenario 1: Reference | PG&E | Com | HVAC | Com - Health | Electric Energy (GWh/year) | Energy Efficiency | 1.4439 | 2.9473 | 4.4997 | 6.0687 | 7.6506 | 9.2336 | 10.3263 | 11.4455 | 12.6083 | 13.8213 | 15.0842 | 16.4105 | 17.7957
Scenario 1: Reference | PG&E | Com | HVAC | Com - Health | Electric Energy (GWh/year) | Fuel Substitution | -0.16499 | -0.34425 | -0.53661 | -0.74067 | -0.95482 | -0.93766 | -0.9196 | -0.90094 | -0.8819 | -0.8626 | -0.84314 | -0.82358 | -0.80397
Scenario 1: Reference | PG&E | Com | HVAC | Com - Health | Gas Energy (MMTherm/year) | Energy Efficiency | 0.05565 | 0.11477 | 0.17789 | 0.24379 | 0.31251 | 0.37732 | 0.41746 | 0.45761 | 0.49726 | 0.53583 | 0.57289 | 0.60876 | 0.64341
Scenario 1: Reference | PG&E | Com | HVAC | Com - Health | Gas Energy (MMTherm/year) | Fuel Substitution | 0.035445 | 0.073894 | 0.11511 | 0.15881 | 0.20469 | 0.20469 | 0.20469 | 0.20469 | 0.20469 | 0.20469 | 0.20469 | 0.20469 | 0.20469
Scenario 1: Reference | PG&E | Com | HVAC | Com - Lodging | Electric Demand (MW) | Energy Efficiency | 0.1394 | 0.28977 | 0.45056 | 0.62086 | 0.80069 | 0.98802 | 1.1777 | 1.3761 | 1.5761 | 1.7821 | 1.9946 | 2.2128 | 2.4359
Scenario 1: Reference | PG&E | Com | HVAC | Com - Lodging | Electric Demand (MW) | Fuel Substitution | 0 | 0 | 0 | 0 | 0 | 0.002686 | 0.0054846 | 0.0083472 | 0.0098676 | 0.011399 | 0.012936 | 0.014472 | 0.01739
Scenario 1: Reference | PG&E | Com | HVAC | Com - Lodging | Electric Energy (GWh/year) | Energy Efficiency | 0.73358 | 1.5079 | 2.3201 | 3.1663 | 4.0476 | 4.9558 | 5.6867 | 6.451 | 7.0449 | 7.6622 | 8.3053 | 9.0597 | 9.8924
Scenario 1: Reference | PG&E | Com | HVAC | Com - Lodging | Electric Energy (GWh/year) | Fuel Substitution | -0.1941 | -0.40383 | -0.62781 | -0.86436 | -1.1116 | -1.1005 | -1.0889 | -1.077 | -1.0685 | -1.0599 | -1.0513 | -1.0427 | -1.0306
Scenario 1: Reference | PG&E | Com | HVAC | Com - Lodging | Gas Energy (MMTherm/year) | Energy Efficiency | 0.030945 | 0.064084 | 0.099255 | 0.13617 | 0.17473 | 0.21219 | 0.23549 | 0.25857 | 0.26304 | 0.26746 | 0.27187 | 0.2861 | 0.30663
Scenario 1: Reference | PG&E | Com | HVAC | Com - Lodging | Gas Energy (MMTherm/year) | Fuel Substitution | 0.032867 | 0.068356 | 0.10623 | 0.14623 | 0.18803 | 0.18803 | 0.18803 | 0.18803 | 0.18803 | 0.18803 | 0.18803 | 0.18803 | 0.18803
Scenario 1: Reference | PG&E | Com | HVAC | Com - Office (Large) | Electric Demand (MW) | Energy Efficiency | 0.072095 | 0.14749 | 0.22607 | 0.30731 | 0.39103 | 0.46317 | 0.52931 | 0.59733 | 0.6535 | 0.70782 | 0.76347 | 0.82034 | 0.87828
Scenario 1: Reference | PG&E | Com | HVAC | Com - Office (Large) | Electric Energy (GWh/year) | Energy Efficiency | 0.48031 | 0.97654 | 1.4893 | 2.0139 | 2.5501 | 3.0485 | 3.5093 | 3.9769 | 4.3828 | 4.6898 | 5.0903 | 5.4941 | 5.901
Scenario 1: Reference | PG&E | Com | HVAC | Com - Office (Large) | Electric Energy (GWh/year) | Fuel Substitution | -0.00021834 | 0.0015216 | 0.0033295 | 0.00519 | 0.0070882 | 0.0070882 | 0.0070882 | 0.0070882 | 0.0070882 | 0.0070882 | 0.0070882 | 0.0070882 | 0.0070882
Scenario 1: Reference | PG&E | Com | HVAC | Com - Office (Large) | Gas Energy (MMTherm/year) | Energy Efficiency | 0.042146 | 0.085851 | 0.13098 | 0.1771 | 0.22411 | 0.23376 | 0.24354 | 0.25331 | 0.26298 | 0.26922 | 0.27876 | 0.28824 | 0.29765
Scenario 1: Reference | PG&E | Com | HVAC | Com - Office (Large) | Gas Energy (MMTherm/year) | Fuel Substitution | 2.7139e-05 | 0.00025712 | 0.00049619 | 0.00074224 | 0.00099319 | 0.00099319 | 0.00099319 | 0.00099319 | 0.00099319 | 0.00099319 | 0.00099319 | 0.00099319 | 0.00099319
Scenario 1: Reference | PG&E | Com | HVAC | Com - Office (Small) | Electric Demand (MW) | Energy Efficiency | 0.068144 | 0.1389 | 0.21206 | 0.23684 | 0.76731 | 0.83443 | 0.90534 | 0.97803 | 1.0487 | 1.1195 | 1.1911 | 1.2633 | 1.3361
Scenario 1: Reference | PG&E | Com | HVAC | Com - Office (Small) | Electric Energy (GWh/year) | Energy Efficiency | 0.13824 | 0.28281 | 0.43323 | 0.50538 | 1.3549 | 1.4894 | 1.6382 | 1.7931 | 1.9382 | 2.0824 | 2.2286 | 2.3768 | 2.5265
Scenario 1: Reference | PG&E | Com | HVAC | Com - Office (Small) | Electric Energy (GWh/year) | Fuel Substitution | -0.033125 | -0.068842 | -0.13675 | -0.19486 | -0.25543 | -0.25543 | -0.25543 | -0.25543 | -0.25543 | -0.25543 | -0.25543 | -0.25543 | -0.25543
Scenario 1: Reference | PG&E | Com | HVAC | Com - Office (Small) | Gas Energy (MMTherm/year) | Energy Efficiency | 0.019972 | 0.040848 | 0.062525 | 0.074414 | 0.17758 | 0.1822 | 0.1869 | 0.19166 | 0.19645 | 0.20129 | 0.20617 | 0.21109 | 0.21605
Scenario 1: Reference | PG&E | Com | HVAC | Com - Office (Small) | Gas Energy (MMTherm/year) | Fuel Substitution | 0.0058632 | 0.012179 | 0.022556 | 0.031436 | 0.040692 | 0.040692 | 0.040692 | 0.040692 | 0.040692 | 0.040692 | 0.040692 | 0.040692 | 0.040692
Scenario 1: Reference | PG&E | Com | HVAC | Com - Other | Electric Demand (MW) | Energy Efficiency | 1.6673 | 2.8907 | 3.879 | 4.8961 | 5.933 | 6.9976 | 7.1992 | 7.9101 | 8.8834 | 9.8802 | 10.8982 | 11.9335 | 12.9863
Scenario 1: Reference | PG&E | Com | HVAC | Com - Other | Electric Energy (GWh/year) | Energy Efficiency | 2.5034 | 4.4861 | 6.2129 | 8.0018 | 9.8374 | 11.7276 | 12.4046 | 13.7202 | 15.1423 | 16.612 | 18.1188 | 19.6549 | 21.222
Scenario 1: Reference | PG&E | Com | HVAC | Com - Other | Electric Energy (GWh/year) | Fuel Substitution | -1.1667 | -2.4288 | -3.778 | -5.2042 | -6.6963 | -6.6963 | -6.6963 | -6.6963 | -6.6963 | -6.6963 | -6.6963 | -6.6963 | -6.6963
Scenario 1: Reference | PG&E | Com | HVAC | Com - Other | Gas Energy (MMTherm/year) | Energy Efficiency | 0.23413 | 0.40754 | 0.54971 | 0.69523 | 0.84273 | 0.9932 | 1.0057 | 1.0853 | 1.1778 | 1.2718 | 1.3674 | 1.4647 | 1.564
Scenario 1: Reference | PG&E | Com | HVAC | Com - Other | Gas Energy (MMTherm/year) | Fuel Substitution | 0.20207 | 0.42051 | 0.6539 | 0.90056 | 1.1586 | 1.1586 | 1.1586 | 1.1586 | 1.1586 | 1.1586 | 1.1586 | 1.1586 | 1.1586
Scenario 1: Reference | PG&E | Com | HVAC | Com - Restaurant | Electric Demand (MW) | Energy Efficiency | 0.029443 | 0.059471 | 0.09032 | 0.12179 | 0.15373 | 0.18601 | 0.21878 | 0.25187 | 0.28517 | 0.31875 | 0.35255 | 0.35572 | 0.69583
Scenario 1: Reference | PG&E | Com | HVAC | Com - Restaurant | Electric Demand (MW) | Fuel Substitution | 0 | 0 | 0 | 0 | 0 | 2.2326e-06 | 4.5578e-06 | 6.9354e-06 | 9.3427e-06 | 1.1765e-05 | 1.4192e-05 | 1.6379e-05 | 1.8559e-05
Scenario 1: Reference | PG&E | Com | HVAC | Com - Restaurant | Electric Energy (GWh/year) | Energy Efficiency | 0.044769 | 0.090689 | 0.13817 | 0.18704 | 0.23698 | 0.28776 | 0.33943 | 0.39198 | 0.4451 | 0.49876 | 0.55283 | 0.56173 | 1.0673
Scenario 1: Reference | PG&E | Com | HVAC | Com - Restaurant | Electric Energy (GWh/year) | Fuel Substitution | -0.04568 | -0.09502 | -0.14765 | -0.20315 | -0.26106 | -0.26104 | -0.26102 | -0.261 | -0.26098 | -0.26096 | -0.26094 | -0.26093 | -0.26091
Scenario 1: Reference | PG&E | Com | HVAC | Com - Restaurant | Gas Energy (MMTherm/year) | Energy Efficiency | 0.092346 | 0.19309 | 0.30183 | 0.41778 | 0.53999 | 0.66753 | 0.79969 | 0.93564 | 1.0747 | 1.2162 | 1.3598 | 1.4712 | 1.8252
Scenario 1: Reference | PG&E | Com | HVAC | Com - Restaurant | Gas Energy (MMTherm/year) | Fuel Substitution | 0.0098712 | 0.020517 | 0.031863 | 0.043825 | 0.056312 | 0.056312 | 0.056312 | 0.056312 | 0.056312 | 0.056312 | 0.056312 | 0.056312 | 0.056312
Scenario 1: Reference | PG&E | Com | HVAC | Com - Retail | Electric Demand (MW) | Energy Efficiency | 0.40008 | 0.83078 | 1.2877 | 1.6092 | 3.2742 | 3.7842 | 4.3257 | 4.8867 | 5.4032 | 5.9221 | 6.4558 | 7.002 | 7.5599
Scenario 1: Reference | PG&E | Com | HVAC | Com - Retail | Electric Demand (MW) | Fuel Substitution | 0 | 0 | 0 | 0 | 0 | 0.0075342 | 0.015436 | 0.023567 | 0.023567 | 0.023567 | 0.023567 | 0.023567 | 0.023567
Scenario 1: Reference | PG&E | Com | HVAC | Com - Retail | Electric Energy (GWh/year) | Energy Efficiency | 0.95993 | 1.9917 | 2.9445 | 3.7098 | 6.9973 | 8.1462 | 9.3437 | 10.5949 | 11.5917 | 12.6443 | 13.8075 | 15.0004 | 16.2204
Scenario 1: Reference | PG&E | Com | HVAC | Com - Retail | Electric Energy (GWh/year) | Fuel Substitution | -0.12761 | -0.26555 | -0.41277 | -0.55369 | -0.70083 | -0.67734 | -0.65268 | -0.6273 | -0.6273 | -0.6273 | -0.6273 | -0.6273 | -0.6273
Scenario 1: Reference | PG&E | Com | HVAC | Com - Retail | Gas Energy (MMTherm/year) | Energy Efficiency | 0.026223 | 0.054381 | 0.084423 | 0.10428 | 0.222 | 0.24848 | 0.27702 | 0.30657 | 0.33694 | 0.36814 | 0.40014 | 0.43285 | 0.46624
Scenario 1: Reference | PG&E | Com | HVAC | Com - Retail | Gas Energy (MMTherm/year) | Fuel Substitution | 0.029439 | 0.061206 | 0.095081 | 0.12749 | 0.16135 | 0.16135 | 0.16135 | 0.16135 | 0.16135 | 0.16135 | 0.16135 | 0.16135 | 0.16135
Scenario 1: Reference | PG&E | Com | HVAC | Com - School | Electric Demand (MW) | Energy Efficiency | 0.066405 | 0.14154 | 0.22009 | 0.30732 | 0.39952 | 0.48881 | 0.57671 | 0.66757 | 0.73052 | 0.78501 | 0.84041 | 0.91971 | 1.0078
Scenario 1: Reference | PG&E | Com | HVAC | Com - School | Electric Energy (GWh/year) | Energy Efficiency | 0.38528 | 0.80576 | 1.2373 | 1.7276 | 2.2485 | 2.7628 | 3.2686 | 3.7882 | 4.1989 | 4.5781 | 4.9621 | 5.4033 | 5.8665
Scenario 1: Reference | PG&E | Com | HVAC | Com - School | Electric Energy (GWh/year) | Fuel Substitution | -0.15062 | -0.3107 | -0.47875 | -0.65296 | -0.83194 | -0.83194 | -0.83194 | -0.83194 | -0.83194 | -0.83194 | -0.83194 | -0.83194 | -0.83194
Scenario 1: Reference | PG&E | Com | HVAC | Com - School | Gas Energy (MMTherm/year) | Energy Efficiency | 0.046736 | 0.095922 | 0.14669 | 0.20034 | 0.25539 | 0.29535 | 0.33575 | 0.37652 | 0.41303 | 0.44815 | 0.4834 | 0.52155 | 0.56073
Scenario 1: Reference | PG&E | Com | HVAC | Com - School | Gas Energy (MMTherm/year) | Fuel Substitution | 0.02415 | 0.049804 | 0.076729 | 0.10557 | 0.13522 | 0.13522 | 0.13522 | 0.13522 | 0.13522 | 0.13522 | 0.13522 | 0.13522 | 0.13522
Scenario 1: Reference | PG&E | Com | HVAC | Com - Warehouse | Electric Demand (MW) | Energy Efficiency | 0.02771 | 0.057869 | 0.09038 | 0.12512 | 0.16191 | 0.20072 | 0.24121 | 0.28327 | 0.31059 | 0.335 | 0.36004 | 0.38564 | 0.41176
Scenario 1: Reference | PG&E | Com | HVAC | Com - Warehouse | Electric Energy (GWh/year) | Energy Efficiency | 0.10638 | 0.22209 | 0.34681 | 0.48006 | 0.62118 | 0.77006 | 0.92535 | 1.0866 | 1.1934 | 1.281 | 1.3708 | 1.4627 | 1.5564
Scenario 1: Reference | PG&E | Com | HVAC | Com - Warehouse | Electric Energy (GWh/year) | Fuel Substitution | -0.10402 | -0.21685 | -0.33779 | -0.466 | -0.60053 | -0.60053 | -0.60053 | -0.60053 | -0.60053 | -0.60053 | -0.60053 | -0.60053 | -0.60053
Scenario 1: Reference | PG&E | Com | HVAC | Com - Warehouse | Gas Energy (MMTherm/year) | Energy Efficiency | 0.0028118 | 0.0058726 | 0.0091722 | 0.012697 | 0.016429 | 0.020365 | 0.024469 | 0.028727 | 0.031853 | 0.034448 | 0.037113 | 0.039843 | 0.042632
Scenario 1: Reference | PG&E | Com | HVAC | Com - Warehouse | Gas Energy (MMTherm/year) | Fuel Substitution | 0.016135 | 0.033628 | 0.052371 | 0.072237 | 0.093083 | 0.093083 | 0.093083 | 0.093083 | 0.093083 | 0.093083 | 0.093083 | 0.093083 | 0.093083
Scenario 1: Reference | PG&E | Com | Lighting | Com - Grocery | Electric Demand (MW) | Energy Efficiency | 0.021952 | 0.044689 | 0.068156 | 0.092278 | 0.11695 | 0.14217 | 0.16784 | 0.19388 | 0.22025 | 0.24694 | 0.27393 | 0.30122 | 0.32881
Scenario 1: Reference | PG&E | Com | Lighting | Com - Grocery | Electric Energy (GWh/year) | Energy Efficiency | 0.12554 | 0.25556 | 0.38975 | 0.52769 | 0.66876 | 0.81297 | 0.95976 | 1.1087 | 1.2595 | 1.412 | 1.5664 | 1.7224 | 1.8802
Scenario 1: Reference | PG&E | Com | Lighting | Com - Grocery | Gas Energy (MMTherm/year) | Energy Efficiency | -0.0017333 | -0.0035284 | -0.005381 | -0.0072854 | -0.0092329 | -0.011224 | -0.01325 | -0.015306 | -0.017387 | -0.019493 | -0.021624 | -0.023777 | -0.025955
Scenario 1: Reference | PG&E | Com | Lighting | Com - Health | Electric Demand (MW) | Energy Efficiency | 0.053579 | 0.10911 | 0.16692 | 0.22618 | 0.28697 | 0.34919 | 0.41256 | 0.47689 | 0.542 | 0.60768 | 0.67369 | 0.74048 | 0.80802
Scenario 1: Reference | PG&E | Com | Lighting | Com - Health | Electric Energy (GWh/year) | Energy Efficiency | 0.31954 | 0.65073 | 0.99548 | 1.3488 | 1.7113 | 2.0823 | 2.4602 | 2.8437 | 3.2319 | 3.6234 | 4.017 | 4.4151 | 4.8177
Scenario 1: Reference | PG&E | Com | Lighting | Com - Health | Gas Energy (MMTherm/year) | Energy Efficiency | -0.0038755 | -0.0078922 | -0.012074 | -0.016359 | -0.020756 | -0.025256 | -0.029839 | -0.034492 | -0.039201 | -0.04395 | -0.048724 | -0.053554 | -0.058438
Scenario 1: Reference | PG&E | Com | Lighting | Com - Office (Large) | Electric Demand (MW) | Energy Efficiency | 0.037152 | 0.076687 | 0.11855 | 0.16242 | 0.20821 | 0.25568 | 0.30478 | 0.35543 | 0.40758 | 0.46126 | 0.51631 | 0.57264 | 0.63019
Scenario 1: Reference | PG&E | Com | Lighting | Com - Office (Large) | Electric Energy (GWh/year) | Energy Efficiency | 0.26626 | 0.54959 | 0.84961 | 1.164 | 1.4922 | 1.8324 | 2.1843 | 2.5472 | 2.921 | 3.3057 | 3.7002 | 4.1039 | 4.5164
Scenario 1: Reference | PG&E | Com | Lighting | Com - Office (Large) | Gas Energy (MMTherm/year) | Energy Efficiency | -0.0012418 | -0.0025633 | -0.0039627 | -0.005429 | -0.0069596 | -0.0085465 | -0.010188 | -0.011881 | -0.013624 | -0.015418 | -0.017258 | -0.019141 | -0.021065
Scenario 1: Reference | PG&E | Com | Lighting | Com - Refrig. Warehouse | Electric Demand (MW) | Energy Efficiency | 0.00029811 | 0.00060799 | 0.00092866 | 0.0012593 | 0.0015993 | 0.0019482 | 0.0023042 | 0.0026667 | 0.0030349 | 0.0034088 | 0.003788 | 0.0041724 | 0.0045619
Scenario 1: Reference | PG&E | Com | Lighting | Com - Refrig. Warehouse | Electric Energy (GWh/year) | Energy Efficiency | 0.0027386 | 0.0055854 | 0.0085315 | 0.01157 | 0.014694 | 0.017899 | 0.021169 | 0.024501 | 0.027884 | 0.03132 | 0.034804 | 0.038337 | 0.041917
Scenario 1: Reference | PG&E | Com | Lighting | Com - Restaurant | Electric Demand (MW) | Energy Efficiency | 0.0044859 | 0.0092555 | 0.014295 | 0.019576 | 0.025074 | 0.038633 | 0.053269 | 0.068066 | 0.083005 | 0.090547 | 0.097403 | 0.10271 | 0.12196
Scenario 1: Reference | PG&E | Com | Lighting | Com - Restaurant | Electric Energy (GWh/year) | Energy Efficiency | 0.026904 | 0.055509 | 0.08573 | 0.1174 | 0.15038 | 0.23165 | 0.31938 | 0.40807 | 0.49761 | 0.54284 | 0.58396 | 0.61577 | 0.73123
Scenario 1: Reference | PG&E | Com | Lighting | Com - Restaurant | Gas Energy (MMTherm/year) | Energy Efficiency | -0.00029156 | -0.00060155 | -0.00092906 | -0.0012723 | -0.0016297 | -0.0025107 | -0.0034617 | -0.0044232 | -0.0053939 | -0.0058841 | -0.0063297 | -0.0066744 | -0.0079256
Scenario 1: Reference | PG&E | Com | Lighting | Com - Retail | Electric Demand (MW) | Energy Efficiency | 0.10724 | 0.21829 | 0.33287 | 0.42501 | 0.68542 | 0.80695 | 0.93145 | 1.0578 | 1.1858 | 1.3153 | 1.4463 | 1.5788 | 1.7128
Scenario 1: Reference | PG&E | Com | Lighting | Com - Retail | Electric Energy (GWh/year) | Energy Efficiency | 0.63849 | 1.2996 | 1.9818 | 2.5304 | 4.0809 | 4.8045 | 5.5457 | 6.2981 | 7.0599 | 7.831 | 8.6111 | 9.4 | 10.1977
Scenario 1: Reference | PG&E | Com | Lighting | Com - Retail | Gas Energy (MMTherm/year) | Energy Efficiency | -0.0039271 | -0.0079934 | -0.012189 | -0.015564 | -0.025102 | -0.029552 | -0.034112 | -0.03874 | -0.043426 | -0.048169 | -0.052968 | -0.057821 | -0.062729
Scenario 1: Reference | PG&E | Com | Lighting | Com - Warehouse | Electric Demand (MW) | Energy Efficiency | 0.00060073 | 0.001241 | 0.0019191 | 0.0026331 | 0.0033802 | 0.0041597 | 0.0049758 | 0.0058285 | 0.0060128 | 0.0060128 | 0.0060128 | 0.0060128 | 0.0060128
Scenario 1: Reference | PG&E | Com | Lighting | Com - Warehouse | Electric Energy (GWh/year) | Energy Efficiency | 0.0048102 | 0.0099373 | 0.015367 | 0.021084 | 0.027066 | 0.033308 | 0.039843 | 0.046671 | 0.048146 | 0.048146 | 0.048146 | 0.048146 | 0.048146
Scenario 1: Reference | PG&E | Com | Lighting | Com - Warehouse | Gas Energy (MMTherm/year) | Energy Efficiency | -3.3855e-05 | -6.994e-05 | -0.00010816 | -0.00014839 | -0.0001905 | -0.00023442 | -0.00028042 | -0.00032847 | -0.00033886 | -0.00033886 | -0.00033886 | -0.00033886 | -0.00033886
Scenario 1: Reference | PG&E | Com | WaterHeat | Com - College | Electric Demand (MW) | Energy Efficiency | 2.3447e-06 | -3.0226e-08 | -1.7295e-05 | 1.742e-05 | 4.1899e-07 | 2.6722e-05 | 5.9782e-05 | 0.00010124 | 0.00015334 | 0.00021875 | 0.00030077 | 0.00040336 | 0.00053188
Scenario 1: Reference | PG&E | Com | WaterHeat | Com - College | Electric Demand (MW) | Fuel Substitution | 0 | 0 | 0 | 0 | 0 | 0.1912 | 0.43426 | 0.73669 | 1.1039 | 1.5725 | 2.1659 | 2.8865 | 3.7362
Scenario 1: Reference | PG&E | Com | WaterHeat | Com - College | Electric Energy (GWh/year) | Energy Efficiency | 1.9321e-05 | -6.201e-06 | -0.00017095 | 0.00014192 | -2.5989e-05 | 0.0001898 | 0.00046102 | 0.00080113 | 0.0012286 | 0.0017652 | 0.002438 | 0.0032797 | 0.004334
Scenario 1: Reference | PG&E | Com | WaterHeat | Com - College | Electric Energy (GWh/year) | Fuel Substitution | -0.6777 | -1.514 | -2.5357 | -3.7736 | -5.2624 | -3.6196 | -1.5313 | 1.0672 | 4.2226 | 8.2484 | 13.3481 | 19.5392 | 26.8404
Scenario 1: Reference | PG&E | Com | WaterHeat | Com - College | Gas Energy (MMTherm/year) | Energy Efficiency | 0.050463 | 0.12812 | 0.19776 | 0.3045 | 0.37902 | 0.41967 | 0.48217 | 0.54749 | 0.6091 | 0.66025 | 0.69259 | 0.69934 | 0.67767
Scenario 1: Reference | PG&E | Com | WaterHeat | Com - College | Gas Energy (MMTherm/year) | Fuel Substitution | 0.076667 | 0.17126 | 0.28683 | 0.42693 | 0.59553 | 0.59553 | 0.59553 | 0.59553 | 0.59553 | 0.59553 | 0.59553 | 0.59553 | 0.59553
Scenario 1: Reference | PG&E | Com | WaterHeat | Com - Grocery | Electric Demand (MW) | Energy Efficiency | 4.9862e-05 | 0.00010985 | 0.00018249 | 0.00027093 | 0.00037896 | 0.00049858 | 0.00064903 | 0.00083823 | 0.0010758 | 0.001374 | 0.0017485 | 0.0022186 | 0.0028088
Scenario 1: Reference | PG&E | Com | WaterHeat | Com - Grocery | Electric Energy (GWh/year) | Energy Efficiency | 0.00026319 | 0.00057986 | 0.0009634 | 0.0014304 | 0.0020008 | 0.0026327 | 0.0034275 | 0.0044269 | 0.0056817 | 0.0072573 | 0.0092355 | 0.011719 | 0.014837
Scenario 1: Reference | PG&E | Com | WaterHeat | Com - Grocery | Electric Energy (GWh/year) | Fuel Substitution | -0.028587 | -0.063407 | -0.10579 | -0.15732 | -0.21982 | -0.21982 | -0.21982 | -0.21982 | -0.21982 | -0.21982 | -0.21982 | -0.21982 | -0.21982
Scenario 1: Reference | PG&E | Com | WaterHeat | Com - Grocery | Gas Energy (MMTherm/year) | Energy Efficiency | 0.031198 | 0.067579 | 0.10996 | 0.15839 | 0.19165 | 0.22504 | 0.25652 | 0.28978 | 0.32324 | 0.35484 | 0.38188 | 0.40146 | 0.41083
Scenario 1: Reference | PG&E | Com | WaterHeat | Com - Grocery | Gas Energy (MMTherm/year) | Fuel Substitution | 0.0038358 | 0.008508 | 0.014195 | 0.02111 | 0.029495 | 0.029495 | 0.029495 | 0.029495 | 0.029495 | 0.029495 | 0.029495 | 0.029495 | 0.029495
Scenario 1: Reference | PG&E | Com | WaterHeat | Com - Health | Electric Demand (MW) | Energy Efficiency | 6.8862e-05 | 0.00013351 | 0.00019611 | 0.00025865 | 0.00032601 | 0.00051164 | 0.00074581 | 0.0010408 | 0.0014118 | 0.0018771 | 0.0024591 | 0.0031905 | 0.0041094
Scenario 1: Reference | PG&E | Com | WaterHeat | Com - Health | Electric Demand (MW) | Fuel Substitution | 0 | 0 | 0 | 0 | 0 | 0.50001 | 1.1401 | 1.9418 | 2.9209 | 4.1702 | 5.7658 | 7.716 | 10.0288
Scenario 1: Reference | PG&E | Com | WaterHeat | Com - Health | Electric Energy (GWh/year) | Energy Efficiency | 0.00051861 | 0.00099968 | 0.0014606 | 0.001919 | 0.0024151 | 0.0039675 | 0.0059258 | 0.0083932 | 0.011496 | 0.015387 | 0.020254 | 0.026371 | 0.034055
Scenario 1: Reference | PG&E | Com | WaterHeat | Com - Health | Electric Energy (GWh/year) | Fuel Substitution | -1.7729 | -3.9754 | -6.683 | -9.9824 | -13.9712 | -9.6003 | -4.0048 | 3.0029 | 11.5615 | 22.4825 | 36.4312 | 53.4799 | 73.6984
Scenario 1: Reference | PG&E | Com | WaterHeat | Com - Health | Gas Energy (MMTherm/year) | Energy Efficiency | 0.11802 | 0.25223 | 0.40585 | 0.57886 | 0.71217 | 0.78532 | 0.86002 | 0.93006 | 0.99568 | 1.035 | 1.0451 | 1.0226 | 0.96875
Scenario 1: Reference | PG&E | Com | WaterHeat | Com - Health | Gas Energy (MMTherm/year) | Fuel Substitution | 0.20636 | 0.46253 | 0.7774 | 1.1612 | 1.6256 | 1.6256 | 1.6256 | 1.6256 | 1.6256 | 1.6256 | 1.6256 | 1.6256 | 1.6256
Scenario 1: Reference | PG&E | Com | WaterHeat | Com - Lodging | Electric Demand (MW) | Energy Efficiency | 0.0094078 | 0.018824 | 0.027994 | 0.028207 | 0.027554 | 0.02551 | 0.022981 | 0.020154 | 0.013949 | 0.008745 | 0.0045808 | 0.0045343 | 0.0047095
Scenario 1: Reference | PG&E | Com | WaterHeat | Com - Lodging | Electric Demand (MW) | Fuel Substitution | 0 | 0 | 0 | 0 | 0 | 0.48642 | 1.1061 | 1.8797 | 2.8222 | 4.0398 | 5.5946 | 7.4942 | 9.7462
Scenario 1: Reference | PG&E | Com | WaterHeat | Com - Lodging | Electric Energy (GWh/year) | Energy Efficiency | 0.034334 | 0.068737 | 0.10238 | 0.10761 | 0.10945 | 0.10327 | 0.095557 | 0.086915 | 0.066799 | 0.049928 | 0.036461 | 0.036199 | 0.037626
Scenario 1: Reference | PG&E | Com | WaterHeat | Com - Lodging | Electric Energy (GWh/year) | Fuel Substitution | -1.8116 | -4.0503 | -6.7921 | -10.1246 | -14.1473 | -10.0059 | -4.7295 | 1.8563 | 9.881 | 20.2483 | 33.4863 | 49.6611 | 68.8356
Scenario 1: Reference | PG&E | Com | WaterHeat | Com - Lodging | Gas Energy (MMTherm/year) | Energy Efficiency | 0.4339 | 0.8936 | 1.38 | 1.8835 | 2.3372 | 2.4153 | 2.4775 | 2.5221 | 2.4982 | 2.451 | 2.2799 | 2.2013 | 2.1217
Scenario 1: Reference | PG&E | Com | WaterHeat | Com - Lodging | Gas Energy (MMTherm/year) | Fuel Substitution | 0.20707 | 0.46285 | 0.77615 | 1.1572 | 1.6176 | 1.6176 | 1.6176 | 1.6176 | 1.6176 | 1.6176 | 1.6176 | 1.6176 | 1.6176
Scenario 1: Reference | PG&E | Com | WaterHeat | Com - Office (Large) | Electric Demand (MW) | Energy Efficiency | 4.9666e-05 | 0.00010102 | 0.00015469 | 0.00021141 | 0.00027248 | 0.00031662 | 0.00037277 | 0.00044359 | 0.00053254 | 0.00064449 | 0.00078566 | 0.00096375 | 0.001188
Scenario 1: Reference | PG&E | Com | WaterHeat | Com - Office (Large) | Electric Demand (MW) | Fuel Substitution | 0 | 0 | 0 | 0 | 0 | 0.057905 | 0.1309 | 0.22116 | 0.33022 | 0.47328 | 0.65468 | 0.87487 | 1.1342
Scenario 1: Reference | PG&E | Com | WaterHeat | Com - Office (Large) | Electric Energy (GWh/year) | Energy Efficiency | 0.00096519 | 0.001958 | 0.0029896 | 0.0040723 | 0.0052296 | 0.0060361 | 0.0070583 | 0.0083491 | 0.0099744 | 0.012024 | 0.014606 | 0.017861 | 0.021959
Scenario 1: Reference | PG&E | Com | WaterHeat | Com - Office (Large) | Electric Energy (GWh/year) | Fuel Substitution | -0.38453 | -0.85777 | -1.4341 | -2.1299 | -2.9634 | -1.8556 | -0.45895 | 1.268 | 3.3547 | 6.0921 | 9.5632 | 13.7765 | 18.7379
Scenario 1: Reference | PG&E | Com | WaterHeat | Com - Office (Large) | Gas Energy (MMTherm/year) | Energy Efficiency | 0.31693 | 0.65139 | 0.98617 | 1.2978 | 1.3056 | 1.1893 | 1.0166 | 0.81368 | 0.61018 | 0.4544 | 0.35476 | 0.30607 | 0.2974
Scenario 1: Reference | PG&E | Com | WaterHeat | Com - Office (Large) | Gas Energy (MMTherm/year) | Fuel Substitution | 0.042662 | 0.095164 | 0.15911 | 0.23633 | 0.32888 | 0.32888 | 0.32888 | 0.32888 | 0.32888 | 0.32888 | 0.32888 | 0.32888 | 0.32888
Scenario 1: Reference | PG&E | Com | WaterHeat | Com - Office (Small) | Electric Demand (MW) | Energy Efficiency | -1.8459e-07 | -3.5128e-07 | -4.7797e-07 | -4.8067e-07 | -7.8846e-07 | 7.5223e-07 | 2.7313e-06 | 5.2544e-06 | 8.4544e-06 | 1.2501e-05 | 1.7608e-05 | 2.4043e-05 | 3.2146e-05
Scenario 1: Reference | PG&E | Com | WaterHeat | Com - Office (Small) | Electric Demand (MW) | Fuel Substitution | 0 | 0 | 0 | 0 | 0 | 0.0023394 | 0.0053221 | 0.0090455 | 0.013579 | 0.019589 | 0.02722 | 0.036499 | 0.047448
Scenario 1: Reference | PG&E | Com | WaterHeat | Com - Office (Small) | Electric Energy (GWh/year) | Energy Efficiency | -2.6173e-05 | -5.1391e-05 | -7.3341e-05 | -7.9923e-05 | -0.00014347 | 2.4771e-05 | 0.00024087 | 0.00051639 | 0.00086582 | 0.0013077 | 0.0018653 | 0.0025681 | 0.0034528
Scenario 1: Reference | PG&E | Com | WaterHeat | Com - Office (Small) | Electric Energy (GWh/year) | Fuel Substitution | -0.10259 | -0.22915 | -0.38354 | -0.54008 | -0.73532 | -0.46788 | -0.12688 | 0.2988 | 0.81712 | 1.5042 | 2.3768 | 3.4376 | 4.6895
Scenario 1: Reference | PG&E | Com | WaterHeat | Com - Office (Small) | Gas Energy (MMTherm/year) | Energy Efficiency | 0.067794 | 0.15234 | 0.1562 | 0.24293 | 0.28388 | 0.32151 | 0.45242 | 0.50798 | 0.54722 | 0.56178 | 0.54635 | 0.50104 | 0.43188
Scenario 1: Reference | PG&E | Com | WaterHeat | Com - Office (Small) | Gas Energy (MMTherm/year) | Fuel Substitution | 0.011303 | 0.025244 | 0.042253 | 0.059501 | 0.081086 | 0.081086 | 0.081086 | 0.081086 | 0.081086 | 0.081086 | 0.081086 | 0.081086 | 0.081086
Scenario 1: Reference | PG&E | Com | WaterHeat | Com - Other | Electric Demand (MW) | Energy Efficiency | -0.00014766 | -0.0003 | -0.00044309 | -0.00055575 | -0.00060792 | 0.00051018 | 0.0019113 | 0.0036654 | 0.0058439 | 0.0085742 | 0.011995 | 0.016284 | 0.021651
Scenario 1: Reference | PG&E | Com | WaterHeat | Com - Other | Electric Demand (MW) | Fuel Substitution | 0 | 0 | 0 | 0 | 0 | 2.2784 | 5.169 | 8.7606 | 13.1164 | 18.6508 | 25.6547 | 34.1487 | 44.1535
Scenario 1: Reference | PG&E | Com | WaterHeat | Com - Other | Electric Energy (GWh/year) | Energy Efficiency | -0.00094615 | -0.0019204 | -0.002832 | -0.0035433 | -0.0038591 | 0.0033718 | 0.012442 | 0.023807 | 0.037977 | 0.055726 | 0.077954 | 0.10579 | 0.14063
Scenario 1: Reference | PG&E | Com | WaterHeat | Com - Other | Electric Energy (GWh/year) | Fuel Substitution | -6.864 | -15.3026 | -25.5794 | -37.9965 | -52.894 | -37.3871 | -17.7131 | 6.7329 | 36.38 | 74.0506 | 121.7235 | 179.5397 | 247.641
Scenario 1: Reference | PG&E | Com | WaterHeat | Com - Other | Gas Energy (MMTherm/year) | Energy Efficiency | 0.23832 | 0.51922 | 0.84957 | 1.2133 | 1.5055 | 1.7297 | 1.9599 | 2.1971 | 2.4134 | 2.5914 | 2.7015 | 2.727 | 2.6469
Scenario 1: Reference | PG&E | Com | WaterHeat | Com - Other | Gas Energy (MMTherm/year) | Fuel Substitution | 0.76584 | 1.7071 | 2.8535 | 4.2392 | 5.9029 | 5.9029 | 5.9029 | 5.9029 | 5.9029 | 5.9029 | 5.9029 | 5.9029 | 5.9029
Scenario 1: Reference | PG&E | Com | WaterHeat | Com - Refrig. Warehouse | Electric Demand (MW) | Energy Efficiency | 2.1878e-06 | 4.8925e-06 | 8.2683e-06 | 1.2516e-05 | 1.7896e-05 | 2.5779e-05 | 3.5746e-05 | 4.8343e-05 | 6.4234e-05 | 8.4277e-05 | 0.00010954 | 0.00014137 | 0.00018147
Scenario 1: Reference | PG&E | Com | WaterHeat | Com - Refrig. Warehouse | Electric Demand (MW) | Fuel Substitution | 0 | 0 | 0 | 0 | 0 | 0.0033305 | 0.0075788 | 0.01289 | 0.019373 | 0.027736 | 0.038427 | 0.0515 | 0.067004
Scenario 1: Reference | PG&E | Com | WaterHeat | Com - Refrig. Warehouse | Electric Energy (GWh/year) | Energy Efficiency | 2.5212e-05 | 5.6358e-05 | 9.5216e-05 | 0.0001441 | 0.00020603 | 0.00029722 | 0.00041251 | 0.00055821 | 0.00074203 | 0.00097388 | 0.0012661 | 0.0016343 | 0.0020982
Scenario 1: Reference | PG&E | Com | WaterHeat | Com - Refrig. Warehouse | Electric Energy (GWh/year) | Fuel Substitution | -0.017025 | -0.038077 | -0.063886 | -0.095295 | -0.13326 | -0.093042 | -0.04174 | 0.022399 | 0.10068 | 0.20168 | 0.33079 | 0.48867 | 0.6759
Scenario 1: Reference | PG&E | Com | WaterHeat | Com - Refrig. Warehouse | Gas Energy (MMTherm/year) | Energy Efficiency | 0.00665 | 0.01502 | 0.025503 | 0.038891 | 0.04927 | 0.060741 | 0.07344 | 0.08726 | 0.10178 | 0.11615 | 0.1289 | 0.13847 | 0.14316
Scenario 1: Reference | PG&E | Com | WaterHeat | Com - Refrig. Warehouse | Gas Energy (MMTherm/year) | Fuel Substitution | 0.0020163 | 0.0045087 | 0.007565 | 0.011287 | 0.015791 | 0.015791 | 0.015791 | 0.015791 | 0.015791 | 0.015791 | 0.015791 | 0.015791 | 0.015791
Scenario 1: Reference | PG&E | Com | WaterHeat | Com - Restaurant | Electric Demand (MW) | Energy Efficiency | -0.00032446 | -0.00069456 | -0.0011111 | -0.001572 | -0.0020723 | -0.0018009 | -0.0014609 | -0.0010354 | -0.00050329 | 0.0001622 | 0.00099413 | 0.0018401 | 0.0043717
Scenario 1: Reference | PG&E | Com | WaterHeat | Com - Restaurant | Electric Demand (MW) | Fuel Substitution | 0 | 0 | 0 | 0 | 0 | 1.6826 | 3.8088 | 6.4404 | 9.6205 | 13.6558 | 18.7432 | 24.285 | 31.1849
Scenario 1: Reference | PG&E | Com | WaterHeat | Com - Restaurant | Electric Energy (GWh/year) | Energy Efficiency | -0.001658 | -0.0035493 | -0.0056782 | -0.0080338 | -0.010591 | -0.0092003 | -0.0074581 | -0.0052777 | -0.0025509 | 0.00085933 | 0.0051224 | 0.0094572 | 0.02243
Scenario 1: Reference | PG&E | Com | WaterHeat | Com - Restaurant | Electric Energy (GWh/year) | Fuel Substitution | -3.0564 | -6.8143 | -11.3827 | -16.8845 | -23.4569 | -14.4202 | -3.0006 | 11.1333 | 28.2137 | 49.8879 | 77.2133 | 106.9798 | 144.0417
Scenario 1: Reference | PG&E | Com | WaterHeat | Com - Restaurant | Gas Energy (MMTherm/year) | Energy Efficiency | 0.062941 | 0.13496 | 0.2173 | 0.31105 | 0.39542 | 0.43978 | 0.46742 | 0.49046 | 0.50509 | 0.50799 | 0.45022 | 0.4286 | 0.40779
Scenario 1: Reference | PG&E | Com | WaterHeat | Com - Restaurant | Gas Energy (MMTherm/year) | Fuel Substitution | 0.34895 | 0.77795 | 1.2995 | 1.9278 | 2.6785 | 2.6785 | 2.6785 | 2.6785 | 2.6785 | 2.6785 | 2.6785 | 2.6785 | 2.6785
Scenario 1: Reference | PG&E | Com | WaterHeat | Com - Retail | Electric Demand (MW) | Energy Efficiency | 0.0031598 | 0.0064118 | 0.0068725 | 0.0066177 | 0.006204 | 0.0084586 | 0.0080577 | 0.0074768 | 0.0049834 | 0.0027635 | 0.00088088 | 0.0011645 | 0.0015203
Scenario 1: Reference | PG&E | Com | WaterHeat | Com - Retail | Electric Demand (MW) | Fuel Substitution | 0 | 0 | 0 | 0 | 0 | 0.073484 | 0.16679 | 0.28283 | 0.42367 | 0.60516 | 0.83499 | 1.1138 | 1.4424
Scenario 1: Reference | PG&E | Com | WaterHeat | Com - Retail | Electric Energy (GWh/year) | Energy Efficiency | 0.010023 | 0.020345 | 0.02183 | 0.021059 | 0.019837 | 0.027204 | 0.026214 | 0.024728 | 0.017271 | 0.010795 | 0.0055331 | 0.0073184 | 0.0095582
Scenario 1: Reference | PG&E | Com | WaterHeat | Com - Retail | Electric Energy (GWh/year) | Fuel Substitution | -0.17492 | -0.39008 | -0.65168 | -0.94034 | -1.2894 | -0.80377 | -0.18709 | 0.57987 | 1.5107 | 2.7103 | 4.2293 | 6.0724 | 8.244
Scenario 1: Reference | PG&E | Com | WaterHeat | Com - Retail | Gas Energy (MMTherm/year) | Energy Efficiency | 0.12588 | 0.28377 | 0.43501 | 0.64657 | 0.78241 | 0.93069 | 1.1246 | 1.2955 | 1.4455 | 1.5583 | 1.6146 | 1.6034 | 1.5174
Scenario 1: Reference | PG&E | Com | WaterHeat | Com - Retail | Gas Energy (MMTherm/year) | Fuel Substitution | 0.018663 | 0.041619 | 0.069531 | 0.10033 | 0.13759 | 0.13759 | 0.13759 | 0.13759 | 0.13759 | 0.13759 | 0.13759 | 0.13759 | 0.13759
Scenario 1: Reference | PG&E | Com | WaterHeat | Com - School | Electric Demand (MW) | Energy Efficiency | 0.0012189 | 0.0018801 | 0.0022273 | 0.0013035 | 0.000893 | 0.00075899 | 0.00064613 | 0.00054998 | 0.00033653 | 0.00015502 | -4.7607e-07 | -1.5952e-06 | -2.038e-06
Scenario 1: Reference | PG&E | Com | WaterHeat | Com - School | Electric Demand (MW) | Fuel Substitution | 0 | 0 | 0 | 0 | 0 | -0.00037763 | -0.00085326 | -0.0014403 | -0.0021483 | -0.0030719 | -0.0042379 | -0.0056488 | -0.0073068
Scenario 1: Reference | PG&E | Com | WaterHeat | Com - School | Electric Energy (GWh/year) | Energy Efficiency | 0.0036972 | 0.0055451 | 0.0063154 | 0.0029802 | 0.0012099 | 0.0015024 | 0.002054 | 0.0028933 | 0.0036545 | 0.0048907 | 0.0066753 | 0.0095447 | 0.013165
Scenario 1: Reference | PG&E | Com | WaterHeat | Com - School | Electric Energy (GWh/year) | Fuel Substitution | -1.1495 | -2.5635 | -4.2845 | -6.3605 | -8.8454 | -5.6231 | -1.5641 | 3.4461 | 9.4877 | 17.3704 | 27.3219 | 39.3643 | 53.5166
Scenario 1: Reference | PG&E | Com | WaterHeat | Com - School | Gas Energy (MMTherm/year) | Energy Efficiency | 0.17112 | 0.36258 | 0.56926 | 0.78223 | 0.85643 | 0.85345 | 0.80622 | 0.72274 | 0.61488 | 0.49883 | 0.38981 | 0.30926 | 0.259
Scenario 1: Reference | PG&E | Com | WaterHeat | Com - School | Gas Energy (MMTherm/year) | Fuel Substitution | 0.13029 | 0.29055 | 0.48561 | 0.72097 | 1.0028 | 1.0028 | 1.0028 | 1.0028 | 1.0028 | 1.0028 | 1.0028 | 1.0028 | 1.0028
Scenario 1: Reference | PG&E | Com | WaterHeat | Com - Warehouse | Electric Demand (MW) | Energy Efficiency | 0.0020827 | 0.0043621 | 0.0068428 | 0.0074353 | 0.0080003 | 0.0084926 | 0.0088685 | 0.0090863 | 0.0061288 | 0.0030991 | 6.3413e-05 | 7.9857e-05 | 0.00010054
Scenario 1: Reference | PG&E | Com | WaterHeat | Com - Warehouse | Electric Demand (MW) | Fuel Substitution | 0 | 0 | 0 | 0 | 0 | 0.0013313 | 0.0030326 | 0.0051617 | 0.0077614 | 0.011143 | 0.015451 | 0.020704 | 0.026922
Scenario 1: Reference | PG&E | Com | WaterHeat | Com - Warehouse | Electric Energy (GWh/year) | Energy Efficiency | 0.006662 | 0.013955 | 0.021895 | 0.023861 | 0.025754 | 0.027413 | 0.028728 | 0.029573 | 0.020393 | 0.011035 | 0.0017217 | 0.0021645 | 0.0027215
Scenario 1: Reference | PG&E | Com | WaterHeat | Com - Warehouse | Electric Energy (GWh/year) | Fuel Substitution | -0.017956 | -0.040365 | -0.068017 | -0.10183 | -0.14285 | -0.10527 | -0.05725 | 0.0028488 | 0.076231 | 0.1717 | 0.2933 | 0.4416 | 0.61712
Scenario 1: Reference | PG&E | Com | WaterHeat | Com - Warehouse | Gas Energy (MMTherm/year) | Energy Efficiency | 0.090775 | 0.20357 | 0.34257 | 0.5061 | 0.62117 | 0.74882 | 0.88765 | 1.0297 | 1.1604 | 1.2717 | 1.3468 | 1.3769 | 1.3482
Scenario 1: Reference | PG&E | Com | WaterHeat | Com - Warehouse | Gas Energy (MMTherm/year) | Fuel Substitution | 0.0020497 | 0.0046048 | 0.0077565 | 0.011611 | 0.016289 | 0.016289 | 0.016289 | 0.016289 | 0.016289 | 0.016289 | 0.016289 | 0.016289 | 0.016289
Scenario 1: Reference | PG&E | Com | WholeBlg | Com - College | Electric Demand (MW) | Energy Efficiency | 0.037096 | 0.074916 | 0.11339 | 0.1526 | 0.19267 | 0.23323 | 0.27499 | 0.31805 | 0.35783 | 0.36957 | 0.37951 | 0.3894 | 0.40007
Scenario 1: Reference | PG&E | Com | WholeBlg | Com - College | Electric Energy (GWh/year) | Energy Efficiency | 0.34577 | 0.69867 | 1.0579 | 1.4247 | 1.7997 | 2.18 | 2.5718 | 2.9761 | 3.351 | 3.4711 | 3.5752 | 3.6794 | 3.7911
Scenario 1: Reference | PG&E | Com | WholeBlg | Com - College | Gas Energy (MMTherm/year) | Energy Efficiency | 0.0094393 | 0.018809 | 0.028074 | 0.036336 | 0.041413 | 0.041084 | 0.04072 | 0.040333 | 0.039946 | 0.039592 | 0.039287 | 0.039015 | 0.038916
Scenario 1: Reference | PG&E | Com | WholeBlg | Com - Grocery | Electric Demand (MW) | Energy Efficiency | 0.32403 | 0.65673 | 0.99781 | 1.3485 | 1.7099 | 2.079 | 2.4605 | 2.8667 | 3.2476 | 3.3844 | 3.5074 | 3.632 | 3.7533
Scenario 1: Reference | PG&E | Com | WholeBlg | Com - Grocery | Electric Energy (GWh/year) | Energy Efficiency | 2.9529 | 5.9848 | 9.0931 | 12.2887 | 15.5827 | 18.9485 | 22.427 | 26.1311 | 29.6049 | 30.8509 | 31.9722 | 33.1077 | 34.2132
Scenario 1: Reference | PG&E | Com | WholeBlg | Com - Grocery | Gas Energy (MMTherm/year) | Energy Efficiency | 0.0078308 | 0.0157 | 0.023586 | 0.030737 | 0.035312 | 0.035397 | 0.035455 | 0.035495 | 0.035535 | 0.03559 | 0.035694 | 0.035834 | 0.036
Scenario 1: Reference | PG&E | Com | WholeBlg | Com - Health | Electric Demand (MW) | Energy Efficiency | 0.35798 | 0.72695 | 1.1064 | 1.4976 | 1.902 | 2.3159 | 2.7452 | 3.1945 | 3.617 | 3.772 | 3.9113 | 4.0519 | 4.1905
Scenario 1: Reference | PG&E | Com | WholeBlg | Com - Health | Electric Energy (GWh/year) | Energy Efficiency | 3.2623 | 6.6248 | 10.0827 | 13.6478 | 17.3327 | 21.1077 | 25.0219 | 29.1192 | 32.9716 | 34.3835 | 35.6538 | 36.9355 | 38.1991
Scenario 1: Reference | PG&E | Com | WholeBlg | Com - Health | Gas Energy (MMTherm/year) | Energy Efficiency | 0.029918 | 0.060335 | 0.091176 | 0.11957 | 0.13846 | 0.14038 | 0.14215 | 0.14382 | 0.14546 | 0.14711 | 0.14895 | 0.15094 | 0.15276
Scenario 1: Reference | PG&E | Com | WholeBlg | Com - Lodging | Electric Demand (MW) | Energy Efficiency | 0.046737 | 0.094785 | 0.14408 | 0.19476 | 0.24703 | 0.30046 | 0.35581 | 0.41285 | 0.46635 | 0.48474 | 0.50118 | 0.5179 | 0.53434
Scenario 1: Reference | PG&E | Com | WholeBlg | Com - Lodging | Electric Energy (GWh/year) | Energy Efficiency | 0.42591 | 0.86378 | 1.313 | 1.7749 | 2.2512 | 2.7384 | 3.2432 | 3.7634 | 4.2512 | 4.4187 | 4.5685 | 4.7209 | 4.8708
Scenario 1: Reference | PG&E | Com | WholeBlg | Com - Lodging | Gas Energy (MMTherm/year) | Energy Efficiency | 0.010613 | 0.021238 | 0.03185 | 0.041431 | 0.047496 | 0.047471 | 0.047418 | 0.047357 | 0.047311 | 0.047311 | 0.047397 | 0.047557 | 0.047776
Scenario 1: Reference | PG&E | Com | WholeBlg | Com - Office (Large) | Electric Demand (MW) | Energy Efficiency | 0.50711 | 1.0273 | 1.5596 | 2.1053 | 2.6664 | 3.2383 | 3.8296 | 4.4255 | 4.9804 | 5.1515 | 5.3002 | 5.451 | 5.6042
Scenario 1: Reference | PG&E | Com | WholeBlg | Com - Office (Large) | Electric Energy (GWh/year) | Energy Efficiency | 4.6213 | 9.3619 | 14.2126 | 19.1861 | 24.2994 | 29.5141 | 34.9068 | 40.3407 | 45.4006 | 46.9592 | 48.3143 | 49.6889 | 51.0856
Scenario 1: Reference | PG&E | Com | WholeBlg | Com - Office (Large) | Gas Energy (MMTherm/year) | Energy Efficiency | 0.032095 | 0.064444 | 0.096955 | 0.12654 | 0.14565 | 0.14642 | 0.14711 | 0.14774 | 0.14839 | 0.14937 | 0.15055 | 0.15187 | 0.15313
Scenario 1: Reference | PG&E | Com | WholeBlg | Com - Office (Small) | Electric Demand (MW) | Energy Efficiency | 0.091498 | 0.18545 | 0.28177 | 0.38073 | 0.48271 | 0.58681 | 0.69454 | 0.80915 | 0.9166 | 0.95511 | 0.98966 | 1.0246 | 1.0595
Scenario 1: Reference | PG&E | Com | WholeBlg | Com - Office (Small) | Electric Energy (GWh/year) | Energy Efficiency | 0.83383 | 1.69 | 2.5678 | 3.4697 | 4.399 | 5.3483 | 6.3307 | 7.3759 | 8.3555 | 8.7064 | 9.0213 | 9.34 | 9.6583
Scenario 1: Reference | PG&E | Com | WholeBlg | Com - Office (Small) | Gas Energy (MMTherm/year) | Energy Efficiency | 0.0047828 | 0.0096218 | 0.014505 | 0.018975 | 0.021904 | 0.022112 | 0.022303 | 0.022485 | 0.022669 | 0.022854 | 0.023075 | 0.023324 | 0.023557
Scenario 1: Reference | PG&E | Com | WholeBlg | Com - Other | Electric Demand (MW) | Energy Efficiency | 0.36054 | 0.75036 | 1.1677 | 1.6102 | 2.083 | 2.5899 | 3.132 | 3.6886 | 4.2298 | 4.512 | 4.7736 | 5.0317 | 5.2795
Scenario 1: Reference | PG&E | Com | WholeBlg | Com - Other | Electric Energy (GWh/year) | Energy Efficiency | 3.2857 | 6.8381 | 10.6414 | 14.6738 | 18.9828 | 23.6049 | 28.5472 | 33.6228 | 38.5572 | 41.1284 | 43.5137 | 45.8665 | 48.1258
Scenario 1: Reference | PG&E | Com | WholeBlg | Com - Other | Gas Energy (MMTherm/year) | Energy Efficiency | 0.055623 | 0.11181 | 0.16843 | 0.22014 | 0.25384 | 0.25577 | 0.25743 | 0.25892 | 0.26037 | 0.2619 | 0.26382 | 0.26605 | 0.26828
Scenario 1: Reference | PG&E | Com | WholeBlg | Com - Refrig. Warehouse | Electric Demand (MW) | Energy Efficiency | 0.048373 | 0.098677 | 0.15093 | 0.2053 | 0.26203 | 0.32055 | 0.38155 | 0.44867 | 0.51288 | 0.54137 | 0.56815 | 0.59542 | 0.62119
Scenario 1: Reference | PG&E | Com | WholeBlg | Com - Refrig. Warehouse | Electric Energy (GWh/year) | Energy Efficiency | 0.44083 | 0.89925 | 1.3754 | 1.871 | 2.3879 | 2.9215 | 3.4778 | 4.0899 | 4.6753 | 4.9349 | 5.1789 | 5.4275 | 5.6625
Scenario 1: Reference | PG&E | Com | WholeBlg | Com - Refrig. Warehouse | Gas Energy (MMTherm/year) | Energy Efficiency | 0.00031279 | 0.00063288 | 0.00095958 | 0.001263 | 0.0014691 | 0.0014989 | 0.0015273 | 0.0015547 | 0.001582 | 0.0016092 | 0.001639 | 0.0016708 | 0.0016988
Scenario 1: Reference | PG&E | Com | WholeBlg | Com - Restaurant | Electric Demand (MW) | Energy Efficiency | 0.12233 | 0.24761 | 0.37569 | 0.50693 | 0.64181 | 0.77912 | 0.92062 | 1.0675 | 1.2044 | 1.2496 | 1.2893 | 1.3282 | 1.3788
Scenario 1: Reference | PG&E | Com | WholeBlg | Com - Restaurant | Electric Energy (GWh/year) | Energy Efficiency | 1.1218 | 2.2709 | 3.4464 | 4.6513 | 5.8902 | 7.1527 | 8.4542 | 9.8057 | 11.0663 | 11.4912 | 11.8673 | 12.2222 | 12.8531
Scenario 1: Reference | PG&E | Com | WholeBlg | Com - Restaurant | Gas Energy (MMTherm/year) | Energy Efficiency | 0.018277 | 0.036817 | 0.055574 | 0.072787 | 0.084128 | 0.085004 | 0.085756 | 0.086419 | 0.08704 | 0.087624 | 0.088324 | 0.089273 | 0.088316
Scenario 1: Reference | PG&E | Com | WholeBlg | Com - Retail | Electric Demand (MW) | Energy Efficiency | 0.18485 | 0.37288 | 0.56375 | 0.75842 | 0.9522 | 1.1525 | 1.3582 | 1.5725 | 1.77 | 1.8253 | 1.8717 | 1.9181 | 1.9673
Scenario 1: Reference | PG&E | Com | WholeBlg | Com - Retail | Electric Energy (GWh/year) | Energy Efficiency | 1.7445 | 3.5246 | 5.3382 | 7.1123 | 9.6955 | 11.6145 | 13.5912 | 15.6552 | 17.5732 | 18.203 | 18.76 | 19.3264 | 19.9271
Scenario 1: Reference | PG&E | Com | WholeBlg | Com - Retail | Gas Energy (MMTherm/year) | Energy Efficiency | 0.007687 | 0.015435 | 0.02323 | 0.02981 | 0.039587 | 0.040214 | 0.040877 | 0.041587 | 0.042354 | 0.043213 | 0.044181 | 0.045248 | 0.046407
Scenario 1: Reference | PG&E | Com | WholeBlg | Com - School | Electric Demand (MW) | Energy Efficiency | 0.057799 | 0.11701 | 0.17757 | 0.23963 | 0.3034 | 0.36842 | 0.43574 | 0.50689 | 0.57344 | 0.59639 | 0.61689 | 0.63771 | 0.65913
Scenario 1: Reference | PG&E | Com | WholeBlg | Com - School | Electric Energy (GWh/year) | Energy Efficiency | 0.52673 | 1.0663 | 1.6182 | 2.1837 | 2.7649 | 3.3579 | 3.9718 | 4.6206 | 5.2274 | 5.4365 | 5.6233 | 5.8131 | 6.0084
Scenario 1: Reference | PG&E | Com | WholeBlg | Com - School | Gas Energy (MMTherm/year) | Energy Efficiency | 0.02248 | 0.044845 | 0.067024 | 0.086843 | 0.099032 | 0.098209 | 0.097293 | 0.096313 | 0.095313 | 0.094386 | 0.093561 | 0.092812 | 0.09236
Scenario 1: Reference | PG&E | Com | WholeBlg | Com - Warehouse | Electric Demand (MW) | Energy Efficiency | 0.21081 | 0.42915 | 0.65496 | 0.88897 | 1.1317 | 1.3817 | 1.642 | 1.9317 | 2.2081 | 2.3288 | 2.4422 | 2.5579 | 2.6698
Scenario 1: Reference | PG&E | Com | WholeBlg | Com - Warehouse | Electric Energy (GWh/year) | Energy Efficiency | 1.9474 | 3.9654 | 6.0539 | 8.2199 | 10.4322 | 12.7117 | 15.0856 | 17.7271 | 20.2472 | 21.3472 | 22.3805 | 23.4348 | 24.4555
Scenario 1: Reference | PG&E | Com | WholeBlg | Com - Warehouse | Gas Energy (MMTherm/year) | Energy Efficiency | 0.0046864 | 0.0094029 | 0.014132 | 0.018392 | 0.021406 | 0.021588 | 0.021756 | 0.021915 | 0.022077 | 0.02226 | 0.022476 | 0.022716 | 0.022937
Scenario 1: Reference | PG&E | Ind | WholeBlg | Ind - All Other Industrial | Electric Demand (MW) | Energy Efficiency | 0.064882 | 0.13016 | 0.19553 | 0.26104 | 0.32652 | 0.3355 | 0.34418 | 0.35295 | 0.3616 | 0.37038 | 0.37903 | 0.38594 | 0.38629
Scenario 1: Reference | PG&E | Ind | WholeBlg | Ind - All Other Industrial | Electric Energy (GWh/year) | Energy Efficiency | 0.47135 | 0.9456 | 1.4205 | 1.8963 | 2.372 | 2.4468 | 2.5195 | 2.5928 | 2.6652 | 2.7386 | 2.8111 | 2.8689 | 2.8714
Scenario 1: Reference | PG&E | Ind | WholeBlg | Ind - All Other Industrial | Gas Energy (MMTherm/year) | Energy Efficiency | 0.011597 | 0.023242 | 0.034924 | 0.046639 | 0.05838 | 0.063332 | 0.06827 | 0.073205 | 0.078143 | 0.083093 | 0.088065 | 0.092034 | 0.092266
Scenario 1: Reference | PG&E | Ind | WholeBlg | Ind - Chemicals | Electric Demand (MW) | Energy Efficiency | 0.27072 | 0.54547 | 0.82276 | 1.1026 | 1.3842 | 1.4316 | 1.477 | 1.522 | 1.5658 | 1.6098 | 1.6529 | 1.6884 | 1.6963
Scenario 1: Reference | PG&E | Ind | WholeBlg | Ind - Chemicals | Electric Energy (GWh/year) | Energy Efficiency | 1.9667 | 3.9627 | 5.977 | 8.0099 | 10.0552 | 10.4396 | 10.8099 | 11.1774 | 11.5372 | 11.8978 | 12.2522 | 12.5437 | 12.6031
Scenario 1: Reference | PG&E | Ind | WholeBlg | Ind - Chemicals | Gas Energy (MMTherm/year) | Energy Efficiency | 0.38695 | 0.77653 | 1.1684 | 1.5623 | 1.9579 | 2.1278 | 2.2972 | 2.4659 | 2.6344 | 2.8026 | 2.9708 | 3.1047 | 3.1129
Scenario 1: Reference | PG&E | Ind | WholeBlg | Ind - Electronics | Electric Demand (MW) | Energy Efficiency | 0.52545 | 1.0562 | 1.5898 | 2.1266 | 2.6652 | 2.7484 | 2.8292 | 2.9109 | 2.9918 | 3.0739 | 3.155 | 3.2217 | 3.2349
Scenario 1: Reference | PG&E | Ind | WholeBlg | Ind - Electronics | Electric Energy (GWh/year) | Energy Efficiency | 3.8173 | 7.6731 | 11.5496 | 15.4491 | 19.3617 | 20.0428 | 20.7082 | 21.3804 | 22.0469 | 22.7224 | 23.3904 | 23.9384 | 24.0369
Scenario 1: Reference | PG&E | Ind | WholeBlg | Ind - Electronics | Gas Energy (MMTherm/year) | Energy Efficiency | 0.049928 | 0.10005 | 0.15035 | 0.20081 | 0.25142 | 0.27286 | 0.2943 | 0.31575 | 0.33722 | 0.35872 | 0.38025 | 0.39738 | 0.39832
Scenario 1: Reference | PG&E | Ind | WholeBlg | Ind - Fabricated Metals | Electric Demand (MW) | Energy Efficiency | 0.1034 | 0.20835 | 0.31432 | 0.42103 | 0.52804 | 0.54519 | 0.56112 | 0.57646 | 0.59117 | 0.60578 | 0.62 | 0.63129 | 0.63192
Scenario 1: Reference | PG&E | Ind | WholeBlg | Ind - Fabricated Metals | Electric Energy (GWh/year) | Energy Efficiency | 0.75118 | 1.5136 | 2.2834 | 3.0586 | 3.8359 | 3.9758 | 4.1069 | 4.2339 | 4.3564 | 4.4783 | 4.5973 | 4.6919 | 4.6969
Scenario 1: Reference | PG&E | Ind | WholeBlg | Ind - Fabricated Metals | Gas Energy (MMTherm/year) | Energy Efficiency | 0.027211 | 0.054786 | 0.082698 | 0.11082 | 0.13911 | 0.1515 | 0.16373 | 0.17579 | 0.18777 | 0.19969 | 0.21159 | 0.22107 | 0.22166
Scenario 1: Reference | PG&E | Ind | WholeBlg | Ind - Food | Electric Demand (MW) | Energy Efficiency | 0.63332 | 1.2706 | 1.9086 | 2.5479 | 3.1865 | 3.2735 | 3.3571 | 3.4412 | 3.5238 | 3.6074 | 3.6892 | 3.7534 | 3.7529
Scenario 1: Reference | PG&E | Ind | WholeBlg | Ind - Food | Electric Energy (GWh/year) | Energy Efficiency | 4.6009 | 9.2302 | 13.8654 | 18.5092 | 23.1487 | 23.8735 | 24.5748 | 25.2795 | 25.9733 | 26.674 | 27.3624 | 27.9024 | 27.8989
Scenario 1: Reference | PG&E | Ind | WholeBlg | Ind - Food | Gas Energy (MMTherm/year) | Energy Efficiency | 0.73435 | 1.4711 | 2.2095 | 2.949 | 3.689 | 3.9982 | 4.306 | 4.6126 | 4.9184 | 5.2237 | 5.5287 | 5.7679 | 5.7684
Scenario 1: Reference | PG&E | Ind | WholeBlg | Ind - Industrial Machinery | Electric Demand (MW) | Energy Efficiency | 0.093429 | 0.1883 | 0.28417 | 0.38074 | 0.47754 | 0.49313 | 0.50767 | 0.52168 | 0.5352 | 0.54881 | 0.56218 | 0.57296 | 0.57413
Scenario 1: Reference | PG&E | Ind | WholeBlg | Ind - Industrial Machinery | Electric Energy (GWh/year) | Energy Efficiency | 0.67874 | 1.3679 | 2.0644 | 2.7659 | 3.4691 | 3.5961 | 3.7156 | 3.8315 | 3.944 | 4.057 | 4.1684 | 4.258 | 4.267
Scenario 1: Reference | PG&E | Ind | WholeBlg | Ind - Industrial Machinery | Gas Energy (MMTherm/year) | Energy Efficiency | 0.01383 | 0.02792 | 0.042269 | 0.056779 | 0.071395 | 0.077961 | 0.084436 | 0.090818 | 0.097166 | 0.10352 | 0.10989 | 0.11505 | 0.11571
Scenario 1: Reference | PG&E | Ind | WholeBlg | Ind - Lumber & Furniture | Electric Demand (MW) | Energy Efficiency | 0.079637 | 0.15963 | 0.23963 | 0.31972 | 0.3997 | 0.41027 | 0.42048 | 0.43079 | 0.44092 | 0.45116 | 0.46117 | 0.46896 | 0.46863
Scenario 1: Reference | PG&E | Ind | WholeBlg | Ind - Lumber & Furniture | Electric Energy (GWh/year) | Energy Efficiency | 0.57854 | 1.1597 | 1.7409 | 2.3226 | 2.9037 | 2.9921 | 3.0781 | 3.1648 | 3.2501 | 3.3362 | 3.4206 | 3.4865 | 3.4841
Scenario 1: Reference | PG&E | Ind | WholeBlg | Ind - Lumber & Furniture | Gas Energy (MMTherm/year) | Energy Efficiency | 0.0076642 | 0.015363 | 0.023088 | 0.030837 | 0.038606 | 0.041881 | 0.045128 | 0.048353 | 0.051563 | 0.05476 | 0.057959 | 0.060484 | 0.060525
Scenario 1: Reference | PG&E | Ind | WholeBlg | Ind - Paper | Electric Demand (MW) | Energy Efficiency | 0.034954 | 0.070042 | 0.10514 | 0.14034 | 0.17554 | 0.18029 | 0.18497 | 0.18979 | 0.19463 | 0.19968 | 0.20487 | 0.20932 | 0.21041
Scenario 1: Reference | PG&E | Ind | WholeBlg | Ind - Paper | Electric Energy (GWh/year) | Energy Efficiency | 0.25393 | 0.50883 | 0.76382 | 1.0195 | 1.2752 | 1.3149 | 1.3541 | 1.3942 | 1.4345 | 1.4764 | 1.5192 | 1.5556 | 1.5636
Scenario 1: Reference | PG&E | Ind | WholeBlg | Ind - Paper | Gas Energy (MMTherm/year) | Energy Efficiency | 0.025705 | 0.051574 | 0.077623 | 0.10386 | 0.13027 | 0.14171 | 0.15318 | 0.16468 | 0.17624 | 0.18789 | 0.19969 | 0.20935 | 0.21081
Scenario 1: Reference | PG&E | Ind | WholeBlg | Ind - Petroleum | Electric Demand (MW) | Energy Efficiency | 0.50195 | 1.0059 | 1.5097 | 2.0138 | 2.5171 | 2.5827 | 2.6463 | 2.7108 | 2.7742 | 2.8383 | 2.901 | 2.9497 | 2.947
Scenario 1: Reference | PG&E | Ind | WholeBlg | Ind - Petroleum | Electric Energy (GWh/year) | Energy Efficiency | 3.6465 | 7.3075 | 10.9672 | 14.6294 | 18.2852 | 18.8358 | 19.3723 | 19.9144 | 20.4491 | 20.9891 | 21.5186 | 21.9299 | 21.9102
Scenario 1: Reference | PG&E | Ind | WholeBlg | Ind - Petroleum | Gas Energy (MMTherm/year) | Energy Efficiency | 1.1016 | 2.2064 | 3.314 | 4.4243 | 5.5363 | 6.0022 | 6.4658 | 6.9268 | 7.3858 | 7.8432 | 8.2994 | 8.6563 | 8.6545
Scenario 1: Reference | PG&E | Ind | WholeBlg | Ind - Plastics | Electric Demand (MW) | Energy Efficiency | 0.097656 | 0.19607 | 0.29479 | 0.39388 | 0.49309 | 0.50742 | 0.52125 | 0.53511 | 0.54868 | 0.56234 | 0.57565 | 0.58622 | 0.5868
Scenario 1: Reference | PG&E | Ind | WholeBlg | Ind - Plastics | Electric Energy (GWh/year) | Energy Efficiency | 0.70944 | 1.4244 | 2.1415 | 2.8614 | 3.5821 | 3.7005 | 3.8154 | 3.9307 | 4.0438 | 4.1576 | 4.2689 | 4.3572 | 4.3616
Scenario 1: Reference | PG&E | Ind | WholeBlg | Ind - Plastics | Gas Energy (MMTherm/year) | Energy Efficiency | 0.010097 | 0.020785 | 0.032034 | 0.043807 | 0.056092 | 0.062907 | 0.069753 | 0.076576 | 0.083419 | 0.090297 | 0.097244 | 0.10339 | 0.10634
Scenario 1: Reference | PG&E | Ind | WholeBlg | Ind - Primary Metals | Electric Demand (MW) | Energy Efficiency | 0.055326 | 0.11173 | 0.16896 | 0.22696 | 0.2855 | 0.29637 | 0.30684 | 0.31724 | 0.32745 | 0.33778 | 0.34799 | 0.35669 | 0.35971
Scenario 1: Reference | PG&E | Ind | WholeBlg | Ind - Primary Metals | Electric Energy (GWh/year) | Energy Efficiency | 0.40193 | 0.81168 | 1.2274 | 1.6488 | 2.074 | 2.1611 | 2.2455 | 2.3294 | 2.4122 | 2.4957 | 2.5786 | 2.6488 | 2.6714
Scenario 1: Reference | PG&E | Ind | WholeBlg | Ind - Primary Metals | Gas Energy (MMTherm/year) | Energy Efficiency | 0.038596 | 0.077383 | 0.11636 | 0.15548 | 0.19473 | 0.21141 | 0.22807 | 0.2447 | 0.26132 | 0.27795 | 0.29458 | 0.30779 | 0.30846
Scenario 1: Reference | PG&E | Ind | WholeBlg | Ind - Printing & Publishing | Electric Demand (MW) | Energy Efficiency | 0.056602 | 0.11344 | 0.17026 | 0.22713 | 0.2839 | 0.2913 | 0.29845 | 0.30568 | 0.31278 | 0.31997 | 0.32702 | 0.3325 | 0.33221
Scenario 1: Reference | PG&E | Ind | WholeBlg | Ind - Printing & Publishing | Electric Energy (GWh/year) | Energy Efficiency | 0.4112 | 0.8241 | 1.2369 | 1.65 | 2.0624 | 2.1245 | 2.1848 | 2.2456 | 2.3056 | 2.3662 | 2.4257 | 2.472 | 2.4699
Scenario 1: Reference | PG&E | Ind | WholeBlg | Ind - Printing & Publishing | Gas Energy (MMTherm/year) | Energy Efficiency | 0.0080454 | 0.016145 | 0.024292 | 0.032486 | 0.040713 | 0.044235 | 0.047736 | 0.051224 | 0.054705 | 0.058189 | 0.061687 | 0.064484 | 0.064678
Scenario 1: Reference | PG&E | Ind | WholeBlg | Ind - Stone-Glass-Clay | Electric Demand (MW) | Energy Efficiency | 0.18133 | 0.36572 | 0.55191 | 0.73978 | 0.9287 | 0.96066 | 0.99076 | 1.0204 | 1.0492 | 1.0779 | 1.1061 | 1.1293 | 1.134
Scenario 1: Reference | PG&E | Ind | WholeBlg | Ind - Stone-Glass-Clay | Electric Energy (GWh/year) | Energy Efficiency | 1.3173 | 2.6568 | 4.0094 | 5.3742 | 6.7466 | 7.0054 | 7.2512 | 7.4939 | 7.7306 | 7.9671 | 8.1995 | 8.3905 | 8.4261
Scenario 1: Reference | PG&E | Ind | WholeBlg | Ind - Stone-Glass-Clay | Gas Energy (MMTherm/year) | Energy Efficiency | 0.30835 | 0.62093 | 0.93692 | 1.2558 | 1.5772 | 1.7197 | 1.8614 | 2.0026 | 2.1435 | 2.2844 | 2.4256 | 2.5398 | 2.554
Scenario 1: Reference | PG&E | Ind | WholeBlg | Ind - Textiles | Electric Demand (MW) | Energy Efficiency | 0.0037419 | 0.0075002 | 0.011256 | 0.015001 | 0.018721 | 0.019155 | 0.019549 | 0.019925 | 0.020281 | 0.02064 | 0.020991 | 0.021241 | 0.021115
Scenario 1: Reference | PG&E | Ind | WholeBlg | Ind - Textiles | Electric Energy (GWh/year) | Energy Efficiency | 0.027184 | 0.054486 | 0.081768 | 0.10898 | 0.136 | 0.1397 | 0.14312 | 0.1464 | 0.14954 | 0.15269 | 0.15578 | 0.15802 | 0.15709
Scenario 1: Reference | PG&E | Ind | WholeBlg | Ind - Textiles | Gas Energy (MMTherm/year) | Energy Efficiency | 0.00099146 | 0.0019838 | 0.002977 | 0.0039701 | 0.0049624 | 0.0053714 | 0.005778 | 0.0061822 | 0.0065845 | 0.0069854 | 0.0073853 | 0.0076959 | 0.0076841
Scenario 1: Reference | PG&E | Ind | WholeBlg | Ind - Transportation Equipment | Electric Demand (MW) | Energy Efficiency | 0.091891 | 0.1849 | 0.27911 | 0.3741 | 0.46934 | 0.48472 | 0.49948 | 0.51377 | 0.52779 | 0.54221 | 0.55669 | 0.5687 | 0.57124
Scenario 1: Reference | PG&E | Ind | WholeBlg | Ind - Transportation Equipment | Electric Energy (GWh/year) | Energy Efficiency | 0.66756 | 1.3432 | 2.0277 | 2.7177 | 3.4095 | 3.5348 | 3.6557 | 3.7733 | 3.8891 | 4.0079 | 4.1271 | 4.2255 | 4.2445
Scenario 1: Reference | PG&E | Ind | WholeBlg | Ind - Transportation Equipment | Gas Energy (MMTherm/year) | Energy Efficiency | 0.028305 | 0.056583 | 0.084835 | 0.11306 | 0.14124 | 0.15277 | 0.16427 | 0.17574 | 0.18717 | 0.19857 | 0.20995 | 0.21877 | 0.21839
Scenario 1: Reference | PG&E | Res | AppPlug | Res - Multi Family | Electric Demand (MW) | Energy Efficiency | 0 | 0 | 0.005634 | 0.011977 | 0.018361 | 0.024776 | 0.031219 | 0.037606 | 0.044008 | 0.050426 | 0.056861 | 0.063319 | 0.069756
Scenario 1: Reference | PG&E | Res | AppPlug | Res - Multi Family | Electric Energy (GWh/year) | Energy Efficiency | 0 | 0 | 0.03537 | 0.075192 | 0.11527 | 0.15554 | 0.19599 | 0.23608 | 0.27628 | 0.31657 | 0.35697 | 0.39751 | 0.43792
Scenario 1: Reference | PG&E | Res | AppPlug | Res - Multi Family | Electric Energy (GWh/year) | Fuel Substitution | -9.3345e-06 | -1.9543e-05 | -3.0649e-05 | -4.2668e-05 | -5.5612e-05 | -5.5612e-05 | -5.5612e-05 | -5.5612e-05 | -5.5612e-05 | -5.5612e-05 | -5.5612e-05 | -5.5612e-05 | -5.5612e-05
Scenario 1: Reference | PG&E | Res | AppPlug | Res - Multi Family | Gas Energy (MMTherm/year) | Energy Efficiency | 0 | 0 | 0.004051 | 0.0086119 | 0.013202 | 0.017814 | 0.022447 | 0.027039 | 0.031643 | 0.036257 | 0.040884 | 0.045528 | 0.050156
Scenario 1: Reference | PG&E | Res | AppPlug | Res - Multi Family | Gas Energy (MMTherm/year) | Fuel Substitution | 1.9007e-06 | 3.9794e-06 | 6.2408e-06 | 8.6881e-06 | 1.1324e-05 | 1.1324e-05 | 1.1324e-05 | 1.1324e-05 | 1.1324e-05 | 1.1324e-05 | 1.1324e-05 | 1.1324e-05 | 1.1324e-05
Scenario 1: Reference | PG&E | Res | AppPlug | Res - Single Family | Electric Demand (MW) | Energy Efficiency | 0 | 0 | 0 | 0 | 0 | 0 | 0 | 0 | 0 | 0 | 0 | 0.014097 | 0.029077
Scenario 1: Reference | PG&E | Res | AppPlug | Res - Single Family | Electric Energy (GWh/year) | Energy Efficiency | 0 | 0 | 0 | 0 | 0 | 0 | 0 | 0 | 0 | 0 | 0 | 0.080899 | 0.16686
Scenario 1: Reference | PG&E | Res | AppPlug | Res - Single Family | Electric Energy (GWh/year) | Fuel Substitution | -5.3841e-05 | -0.00011243 | -0.00017583 | -0.00024409 | -0.00031726 | -0.00031726 | -0.00031726 | -0.00031726 | -0.00031726 | -0.00031726 | -0.00031726 | -0.00031726 | -0.00031726
Scenario 1: Reference | PG&E | Res | AppPlug | Res - Single Family | Gas Energy (MMTherm/year) | Energy Efficiency | 0 | 0 | 0 | 0 | 0 | 0 | 0 | 0 | 0 | 0 | 0 | 0.012131 | 0.025021
Scenario 1: Reference | PG&E | Res | AppPlug | Res - Single Family | Gas Energy (MMTherm/year) | Fuel Substitution | 1.0982e-05 | 2.2933e-05 | 3.5865e-05 | 4.9787e-05 | 6.4711e-05 | 6.4711e-05 | 6.4711e-05 | 6.4711e-05 | 6.4711e-05 | 6.4711e-05 | 6.4711e-05 | 6.4711e-05 | 6.4711e-05
Scenario 1: Reference | PG&E | Res | BROs | Income Qualified - Multi Family IQ | Electric Demand (MW) | Energy Efficiency | 1.623 | 1.6709 | 1.7214 | 1.7831 | 1.8478 | 1.9187 | 1.982 | 2.0541 | 2.1245 | 2.1955 | 2.2587 | 1.8609 | 1.8945
Scenario 1: Reference | PG&E | Res | BROs | Income Qualified - Multi Family IQ | Electric Energy (GWh/year) | Energy Efficiency | 10.6811 | 10.9986 | 11.335 | 11.7479 | 12.1836 | 12.6629 | 13.0969 | 13.5941 | 14.086 | 14.5894 | 15.0493 | 13.6623 | 14.0609
Scenario 1: Reference | PG&E | Res | BROs | Income Qualified - Multi Family IQ | Gas Energy (MMTherm/year) | Energy Efficiency | 0.33747 | 0.3416 | 0.34653 | 0.35218 | 0.35848 | 0.36518 | 0.37096 | 0.37786 | 0.38531 | 0.3932 | 0.40185 | 0.37716 | 0.38512
Scenario 1: Reference | PG&E | Res | BROs | Income Qualified - Single Family IQ | Electric Demand (MW) | Energy Efficiency | 6.1031 | 6.2502 | 6.4032 | 6.6001 | 6.8056 | 7.0298 | 7.2345 | 7.464 | 7.6846 | 7.9 | 8.0855 | 6.766 | 6.8634
Scenario 1: Reference | PG&E | Res | BROs | Income Qualified - Single Family IQ | Electric Energy (GWh/year) | Energy Efficiency | 40.3232 | 41.3154 | 42.3541 | 43.6939 | 45.1022 | 46.649 | 48.0842 | 49.705 | 51.2902 | 52.8685 | 54.2785 | 49.6746 | 50.9392
Scenario 1: Reference | PG&E | Res | BROs | Income Qualified - Single Family IQ | Gas Energy (MMTherm/year) | Energy Efficiency | 1.1712 | 1.1841 | 1.1994 | 1.2169 | 1.2365 | 1.2571 | 1.2757 | 1.2974 | 1.3208 | 1.3447 | 1.371 | 1.2945 | 1.3191
Scenario 1: Reference | PG&E | Res | BROs | Res - Multi Family | Electric Demand (MW) | Energy Efficiency | 14.4651 | 14.8265 | 15.2033 | 15.6855 | 16.1896 | 16.74 | 17.2452 | 17.8118 | 18.3592 | 18.8969 | 19.3653 | 19.9455 | 20.5435
Scenario 1: Reference | PG&E | Res | BROs | Res - Multi Family | Electric Energy (GWh/year) | Energy Efficiency | 95.1952 | 97.5953 | 100.1119 | 103.3436 | 106.7446 | 110.4812 | 113.9553 | 117.88 | 121.7288 | 125.5728 | 129.0254 | 133.3031 | 137.7944
Scenario 1: Reference | PG&E | Res | BROs | Res - Multi Family | Gas Energy (MMTherm/year) | Energy Efficiency | 4.0162 | 4.0618 | 4.1158 | 4.1776 | 4.2467 | 4.3194 | 4.3851 | 4.4616 | 4.5442 | 4.6287 | 4.7217 | 4.8246 | 4.9387
Scenario 1: Reference | PG&E | Res | BROs | Res - Single Family | Electric Demand (MW) | Energy Efficiency | 3.7579 | 3.8667 | 3.9812 | 4.1214 | 4.2681 | 4.4286 | 4.571 | 4.7333 | 4.891 | 5.0499 | 5.1903 | 5.3602 | 5.5342
Scenario 1: Reference | PG&E | Res | BROs | Res - Single Family | Electric Energy (GWh/year) | Energy Efficiency | 24.8286 | 25.5597 | 26.3341 | 27.2841 | 28.2858 | 29.3876 | 30.3811 | 31.5201 | 32.6449 | 33.7953 | 34.8429 | 36.1128 | 37.4389
Scenario 1: Reference | PG&E | Res | BROs | Res - Single Family | Gas Energy (MMTherm/year) | Energy Efficiency | 0.99461 | 1.0065 | 1.0208 | 1.0372 | 1.0555 | 1.075 | 1.0917 | 1.1116 | 1.1332 | 1.1561 | 1.1812 | 1.2088 | 1.2395
Scenario 1: Reference | PG&E | Res | BldgEnv | Res - Single Family | Electric Demand (MW) | Energy Efficiency | 0.015015 | 0.032388 | 0.050605 | 0.068728 | 0.086318 | 0.10319 | 0.11924 | 0.1285 | 0.13712 | 0.13168 | 0.12646 | 0.12146 | 0.11667
Scenario 1: Reference | PG&E | Res | BldgEnv | Res - Single Family | Electric Energy (GWh/year) | Energy Efficiency | -0.0047044 | -0.0092285 | -0.013577 | -0.017755 | -0.021768 | -0.02562 | -0.029314 | -0.02813 | -0.026976 | -0.022625 | -0.018452 | -0.014452 | -0.01062
Scenario 1: Reference | PG&E | Res | BldgEnv | Res - Single Family | Gas Energy (MMTherm/year) | Energy Efficiency | 0.002649 | 0.0057634 | 0.0090507 | 0.01233 | 0.015515 | 0.018572 | 0.02148 | 0.023334 | 0.025067 | 0.024244 | 0.023455 | 0.0227 | 0.021976
Scenario 1: Reference | PG&E | Res | HVAC | Res - Multi Family | Electric Demand (MW) | Energy Efficiency | 0.013926 | 0.029253 | 0.98786 | 1.0055 | 0.082172 | 0.10165 | 0.12193 | 0.14169 | 0.16211 | 0.18317 | 0.20485 | 0.22718 | 0.24962
Scenario 1: Reference | PG&E | Res | HVAC | Res - Multi Family | Electric Demand (MW) | Fuel Substitution | 0 | 0 | 0 | 0 | 0 | 2.3049e-05 | 4.7699e-05 | 7.3818e-05 | 0.00010121 | 0.00013026 | 0.00016085 | 0.00019261 | 0.00022527
Scenario 1: Reference | PG&E | Res | HVAC | Res - Multi Family | Electric Energy (GWh/year) | Energy Efficiency | 0.10847 | 0.22798 | 1.0691 | 1.2069 | 0.64057 | 0.79241 | 0.95054 | 1.104 | 1.2625 | 1.4261 | 1.5945 | 1.7835 | 1.9694
Scenario 1: Reference | PG&E | Res | HVAC | Res - Multi Family | Electric Energy (GWh/year) | Fuel Substitution | -7.5131e-05 | -0.0001772 | -0.00028525 | -0.00039914 | -0.00052893 | -0.00035514 | -0.00016928 | 2.7678e-05 | 0.00023421 | 0.00045332 | 0.00068404 | 0.00092354 | 0.0011699
Scenario 1: Reference | PG&E | Res | HVAC | Res - Multi Family | Gas Energy (MMTherm/year) | Energy Efficiency | 0 | 0 | 0 | 3.4739e-07 | 7.6111e-07 | 7.6111e-07 | 7.6111e-07 | 7.6111e-07 | 7.6111e-07 | 7.6111e-07 | 7.6111e-07 | 0.0023647 | 0.004111
Scenario 1: Reference | PG&E | Res | HVAC | Res - Multi Family | Gas Energy (MMTherm/year) | Fuel Substitution | 1.9454e-05 | 4.6821e-05 | 7.5807e-05 | 0.00010637 | 0.00014084 | 0.00014084 | 0.00014084 | 0.00014084 | 0.00014084 | 0.00014084 | 0.00014084 | 0.00014084 | 0.00014084
Scenario 1: Reference | PG&E | Res | HVAC | Res - Single Family | Electric Demand (MW) | Energy Efficiency | 0.78897 | 1.7044 | 10.492 | 11.5671 | 4.9161 | 5.6147 | 6.3405 | 7.0914 | 7.2392 | 7.2938 | 7.3498 | 7.4073 | 7.4662
Scenario 1: Reference | PG&E | Res | HVAC | Res - Single Family | Electric Demand (MW) | Fuel Substitution | 0 | 0 | 0 | 0 | 0 | 0.00048249 | 0.001 | 0.0015523 | 0.0015852 | 0.001621 | 0.0016592 | 0.0016991 | 0.0017406
Scenario 1: Reference | PG&E | Res | HVAC | Res - Single Family | Electric Energy (GWh/year) | Energy Efficiency | 0.84813 | 1.8301 | 6.621 | 7.7675 | 5.2559 | 6.0163 | 6.8062 | 7.6231 | 7.9547 | 8.2166 | 8.4858 | 8.8777 | 9.2728
Scenario 1: Reference | PG&E | Res | HVAC | Res - Single Family | Electric Energy (GWh/year) | Fuel Substitution | -0.0076187 | -0.015781 | -0.025043 | -0.03485 | -0.045188 | -0.043069 | -0.040799 | -0.038385 | -0.03823 | -0.038062 | -0.037882 | -0.037694 | -0.037499
Scenario 1: Reference | PG&E | Res | HVAC | Res - Single Family | Gas Energy (MMTherm/year) | Energy Efficiency | 0.016032 | 0.035029 | 0.056017 | 0.078273 | 0.10137 | 0.096954 | 0.092368 | 0.087623 | 0.086979 | 0.086979 | 0.086979 | 0.10171 | 0.116
Scenario 1: Reference | PG&E | Res | HVAC | Res - Single Family | Gas Energy (MMTherm/year) | Fuel Substitution | 0.0010873 | 0.0022525 | 0.0035921 | 0.0050104 | 0.0065058 | 0.0065058 | 0.0065058 | 0.0065058 | 0.0065058 | 0.0065058 | 0.0065058 | 0.0065058 | 0.0065058
Scenario 1: Reference | PG&E | Res | WaterHeat | Res - Multi Family | Electric Demand (MW) | Energy Efficiency | 0.02727 | 0.079216 | 0.13811 | 0.2004 | 0.26578 | 0.33501 | 0.40725 | 0.47995 | 0.55544 | 0.63376 | 0.71497 | 0.79649 | 0.8794
Scenario 1: Reference | PG&E | Res | WaterHeat | Res - Multi Family | Electric Demand (MW) | Fuel Substitution | 0 | 0 | 0 | 0 | 0 | 0.0089335 | 0.019537 | 0.031764 | 0.045457 | 0.0609 | 0.078467 | 0.098005 | 0.1191
Scenario 1: Reference | PG&E | Res | WaterHeat | Res - Multi Family | Electric Energy (GWh/year) | Energy Efficiency | 0.1555 | 0.45441 | 0.79333 | 1.1514 | 1.5268 | 1.924 | 2.338 | 2.7542 | 3.186 | 3.6337 | 4.0976 | 4.5591 | 5.028
Scenario 1: Reference | PG&E | Res | WaterHeat | Res - Multi Family | Electric Energy (GWh/year) | Fuel Substitution | -2.6944 | -5.6428 | -8.8545 | -12.3379 | -16.0977 | -16.0436 | -15.9794 | -15.9054 | -15.8225 | -15.7291 | -15.6229 | -15.5047 | -15.3772
Scenario 1: Reference | PG&E | Res | WaterHeat | Res - Multi Family | Gas Energy (MMTherm/year) | Energy Efficiency | 0.067367 | 0.13669 | 0.20773 | 0.2792 | 0.35024 | 0.38379 | 0.41565 | 0.44401 | 0.47076 | 0.49601 | 0.51996 | 0.50492 | 0.48769
Scenario 1: Reference | PG&E | Res | WaterHeat | Res - Multi Family | Gas Energy (MMTherm/year) | Fuel Substitution | 0.20626 | 0.43203 | 0.678 | 0.94487 | 1.233 | 1.233 | 1.233 | 1.233 | 1.233 | 1.233 | 1.233 | 1.233 | 1.233
Scenario 1: Reference | PG&E | Res | WaterHeat | Res - Single Family | Electric Demand (MW) | Energy Efficiency | 0.15218 | 0.31765 | 0.49385 | 0.6792 | 0.87289 | 1.0785 | 1.292 | 1.5131 | 1.7368 | 1.9675 | 2.2059 | 2.4498 | 2.7015
Scenario 1: Reference | PG&E | Res | WaterHeat | Res - Single Family | Electric Demand (MW) | Fuel Substitution | 0 | 0 | 0 | 0 | 0 | 0.052737 | 0.11521 | 0.18711 | 0.2675 | 0.35696 | 0.45824 | 0.57091 | 0.6927
Scenario 1: Reference | PG&E | Res | WaterHeat | Res - Single Family | Electric Energy (GWh/year) | Energy Efficiency | 1.0365 | 2.1627 | 3.3616 | 4.6226 | 5.9401 | 7.3416 | 8.7962 | 10.3026 | 11.8376 | 13.4221 | 15.059 | 16.7322 | 18.4579
Scenario 1: Reference | PG&E | Res | WaterHeat | Res - Single Family | Electric Energy (GWh/year) | Fuel Substitution | -0.056714 | -0.13711 | -0.2397 | -0.36468 | -0.51313 | -0.12599 | 0.33264 | 0.86046 | 1.4506 | 2.1073 | 2.8508 | 3.6779 | 4.5719
Scenario 1: Reference | PG&E | Res | WaterHeat | Res - Single Family | Gas Energy (MMTherm/year) | Energy Efficiency | 0.33907 | 0.70741 | 1.094 | 1.4894 | 1.888 | 2.0208 | 2.1465 | 2.2651 | 2.377 | 2.4831 | 2.5841 | 2.5415 | 2.4861
Scenario 1: Reference | PG&E | Res | WaterHeat | Res - Single Family | Gas Energy (MMTherm/year) | Fuel Substitution | 0.0076814 | 0.018571 | 0.032464 | 0.049389 | 0.069493 | 0.069493 | 0.069493 | 0.069493 | 0.069493 | 0.069493 | 0.069493 | 0.069493 | 0.069493
Scenario 1: Reference | PG&E | Res | WholeBlg | Res - Multi Family | Electric Demand (MW) | Energy Efficiency | 0 | 0 | 0.00093991 | 0.0019101 | 0.0028669 | 0.003811 | 0.24775 | 0.48108 | 0.69899 | 0.90338 | 1.0923 | 1.4107 | 1.7066
Scenario 1: Reference | PG&E | Res | WholeBlg | Res - Multi Family | Electric Energy (GWh/year) | Energy Efficiency | 0 | 0 | 0.0090796 | 0.018452 | 0.027694 | 0.036814 | 2.1802 | 4.2303 | 6.145 | 7.9408 | 9.6006 | 12.1555 | 14.5303
Scenario 1: Reference | PG&E | Res | WholeBlg | Res - Multi Family | Gas Energy (MMTherm/year) | Energy Efficiency | 0 | 0 | 6.7456e-05 | 0.00013708 | 0.00020575 | 0.00027351 | 0.018942 | 0.036797 | 0.053474 | 0.069115 | 0.083571 | 0.10739 | 0.12952
Scenario 1: Reference | PG&E | Res | WholeBlg | Res - Single Family | Electric Demand (MW) | Energy Efficiency | 0 | 0 | 0.0076699 | 0.015622 | 0.023392 | 0.030994 | 0.038204 | 0.04496 | 0.051169 | 0.056941 | 0.062215 | 0.067075 | 0.698
Scenario 1: Reference | PG&E | Res | WholeBlg | Res - Single Family | Electric Energy (GWh/year) | Energy Efficiency | 0 | 0 | 0.034337 | 0.069936 | 0.10472 | 0.13876 | 0.17103 | 0.20128 | 0.22908 | 0.25491 | 0.27852 | 0.30028 | 3.6931
Scenario 1: Reference | PG&E | Res | WholeBlg | Res - Single Family | Gas Energy (MMTherm/year) | Energy Efficiency | 0 | 0 | 0.00019799 | 0.00040325 | 0.00060383 | 0.00080007 | 0.00098618 | 0.0011606 | 0.0013209 | 0.0014698 | 0.001606 | 0.0017314 | 0.022618
Scenario 1: Reference | SCE | Ag | WholeBlg | Ag - Dairies, fishing, hunting | Electric Demand (MW) | Energy Efficiency | 0.042678 | 0.08561 | 0.12877 | 0.17213 | 0.2157 | 0.25945 | 0.30337 | 0.34749 | 0.37087 | 0.37256 | 0.37419 | 0.37578 | 0.37732
Scenario 1: Reference | SCE | Ag | WholeBlg | Ag - Dairies, fishing, hunting | Electric Energy (GWh/year) | Energy Efficiency | 0.18181 | 0.3647 | 0.54855 | 0.73329 | 0.91887 | 1.1052 | 1.2924 | 1.4803 | 1.5799 | 1.5871 | 1.594 | 1.6008 | 1.6074
Scenario 1: Reference | SCE | Ag | WholeBlg | Ag - Irrigated Agriculture, vineyards, forestry and greenhouses | Electric Demand (MW) | Energy Efficiency | 0.10273 | 0.2108 | 0.3238 | 0.44148 | 0.5637 | 0.69015 | 0.82063 | 0.95525 | 1.0437 | 1.0815 | 1.1184 | 1.1547 | 1.1906
Scenario 1: Reference | SCE | Ag | WholeBlg | Ag - Irrigated Agriculture, vineyards, forestry and greenhouses | Electric Energy (GWh/year) | Energy Efficiency | 0.43761 | 0.89799 | 1.3794 | 1.8807 | 2.4014 | 2.94 | 3.4959 | 4.0694 | 4.4463 | 4.6073 | 4.7645 | 4.9191 | 5.0718
Scenario 1: Reference | SCE | Ag | WholeBlg | Ag - Water pumping | Electric Demand (MW) | Energy Efficiency | 0.59452 | 1.1885 | 1.7821 | 2.375 | 2.9674 | 3.5592 | 4.1506 | 4.7417 | 5.0408 | 5.0367 | 5.0325 | 5.0281 | 5.0234
Scenario 1: Reference | SCE | Ag | WholeBlg | Ag - Water pumping | Electric Energy (GWh/year) | Energy Efficiency | 2.5326 | 5.0632 | 7.5915 | 10.1174 | 12.6409 | 15.1622 | 17.6816 | 20.1994 | 21.4738 | 21.4562 | 21.4381 | 21.4194 | 21.3997
Scenario 1: Reference | SCE | Com | BROs | Com - Lodging | Electric Energy (GWh/year) | Energy Efficiency | 0.024629 | 0.075049 | 0.12786 | 0.1837 | 0.24339 | 0.3069 | 0.37469 | 0.4464 | 0.52142 | 0.60058 | 0.68322 | 0.76716 | 0.84977
Scenario 1: Reference | SCE | Com | BROs | Com - Other | Electric Energy (GWh/year) | Energy Efficiency | 0.039575 | 0.12025 | 0.20412 | 0.29214 | 0.38552 | 0.48417 | 0.58908 | 0.69953 | 0.81427 | 0.93457 | 1.0593 | 1.1855 | 1.3193
Scenario 1: Reference | SCE | Com | BROs | Com - Retail | Electric Demand (MW) | Energy Efficiency | 0.0073178 | 0.022189 | 0.037579 | 0.053618 | 0.070487 | 0.0882 | 0.10692 | 0.12652 | 0.14672 | 0.16773 | 0.18929 | 0.21088 | 0.23333
Scenario 1: Reference | SCE | Com | BROs | Com - Retail | Electric Energy (GWh/year) | Energy Efficiency | 0.079116 | 0.23989 | 0.40628 | 0.57969 | 0.76207 | 0.95357 | 1.156 | 1.3678 | 1.5863 | 1.8134 | 2.0465 | 2.2799 | 2.5227
Scenario 1: Reference | SCE | Com | BldgEnv | Com - College | Electric Demand (MW) | Energy Efficiency | 0.0014447 | 0.0029746 | 0.004543 | 0.0060953 | 0.0075732 | 0.0089285 | 0.010122 | 0.0097247 | 0.0083085 | 0.0067855 | 0.0052829 | 0.003857 | 0.0025579
Scenario 1: Reference | SCE | Com | BldgEnv | Com - College | Electric Energy (GWh/year) | Energy Efficiency | 0.000493 | 0.0010151 | 0.0015503 | 0.00208 | 0.0025842 | 0.0030464 | 0.0034535 | 0.0033169 | 0.0028322 | 0.002312 | 0.0017987 | 0.0013116 | 0.00086788
Scenario 1: Reference | SCE | Com | BldgEnv | Com - College | Gas Energy (MMTherm/year) | Energy Efficiency | 0.001571 | 0.0032348 | 0.0049403 | 0.0066274 | 0.0082331 | 0.0097044 | 0.010999 | 0.010556 | 0.0090013 | 0.0073394 | 0.0056997 | 0.0041437 | 0.0027262
Scenario 1: Reference | SCE | Com | BldgEnv | Com - Grocery | Electric Demand (MW) | Energy Efficiency | 0.0001349 | 0.00027651 | 0.00042277 | 0.000563 | 0.00071135 | 0.00086678 | 0.0010279 | 0.0011633 | 0.0013061 | 0.0012776 | 0.0012628 | 0.0012488 | 0.0012355
Scenario 1: Reference | SCE | Com | BldgEnv | Com - Grocery | Electric Energy (GWh/year) | Energy Efficiency | 4.4433e-05 | 9.1073e-05 | 0.00013925 | 0.00018544 | 0.0002343 | 0.00028549 | 0.00033858 | 0.00038316 | 0.0004302 | 0.00042081 | 0.00041595 | 0.00041133 | 0.00040695
Scenario 1: Reference | SCE | Com | BldgEnv | Com - Grocery | Gas Energy (MMTherm/year) | Energy Efficiency | 9.3978e-05 | 0.00019263 | 0.00029452 | 0.00039222 | 0.00049557 | 0.00060386 | 0.00071614 | 0.00081046 | 0.00090995 | 0.0008901 | 0.00087983 | 0.00087006 | 0.00086079
Scenario 1: Reference | SCE | Com | BldgEnv | Com - Health | Electric Demand (MW) | Energy Efficiency | 0.0027372 | 0.0051685 | 0.0055853 | 0.0059402 | 0.0062348 | 0.0064715 | 0.0066583 | 0.0041625 | 0.0019817 | 0.0016739 | 0.0014321 | 0.0012569 | 0.0011444
Scenario 1: Reference | SCE | Com | BldgEnv | Com - Health | Electric Energy (GWh/year) | Energy Efficiency | 0.0012638 | 0.0023863 | 0.0025485 | 0.0026893 | 0.0028093 | 0.0029094 | 0.0029923 | 0.0018399 | 0.00083301 | 0.00072114 | 0.00063263 | 0.00056772 | 0.00052503
Scenario 1: Reference | SCE | Com | BldgEnv | Com - Health | Gas Energy (MMTherm/year) | Energy Efficiency | 0.0021648 | 0.0040877 | 0.0042921 | 0.0044771 | 0.004644 | 0.0047929 | 0.0049268 | 0.0029529 | 0.0012281 | 0.0011098 | 0.0010143 | 0.00094188 | 0.0008912
Scenario 1: Reference | SCE | Com | BldgEnv | Com - Lodging | Electric Demand (MW) | Energy Efficiency | 0.00012181 | 0.00026953 | 0.00044828 | 0.0006641 | 0.00092411 | 0.0012365 | 0.0016108 | 0.001937 | 0.0017952 | 0.0016182 | 0.0014043 | 0.0011465 | 0.00083651
Scenario 1: Reference | SCE | Com | BldgEnv | Com - Lodging | Electric Energy (GWh/year) | Energy Efficiency | 7.6281e-05 | 0.00016877 | 0.00028069 | 0.00041581 | 0.00057858 | 0.00077415 | 0.0010084 | 0.0012126 | 0.001124 | 0.0010132 | 0.00087929 | 0.00071793 | 0.00052394
Scenario 1: Reference | SCE | Com | BldgEnv | Com - Lodging | Gas Energy (MMTherm/year) | Energy Efficiency | 4.829e-05 | 0.00010691 | 0.00017789 | 0.00026368 | 0.00036708 | 0.00049141 | 0.00064042 | 0.00077031 | 0.00071267 | 0.00064195 | 0.00055648 | 0.00045341 | 0.00032948
Scenario 1: Reference | SCE | Com | BldgEnv | Com - Office (Large) | Electric Demand (MW) | Energy Efficiency | 0.0032079 | 0.0065191 | 0.0099089 | 0.013375 | 0.016937 | 0.020583 | 0.024278 | 0.027706 | 0.031155 | 0.030873 | 0.030606 | 0.030351 | 0.03011
Scenario 1: Reference | SCE | Com | BldgEnv | Com - Office (Large) | Electric Energy (GWh/year) | Energy Efficiency | 0.0010874 | 0.0022097 | 0.0033587 | 0.0045336 | 0.005741 | 0.0069768 | 0.0082291 | 0.0093913 | 0.01056 | 0.010465 | 0.010374 | 0.010288 | 0.010206
Scenario 1: Reference | SCE | Com | BldgEnv | Com - Office (Large) | Gas Energy (MMTherm/year) | Energy Efficiency | 0.0009075 | 0.0018442 | 0.0028031 | 0.0037837 | 0.0047914 | 0.0058228 | 0.006868 | 0.0078379 | 0.0088137 | 0.0087339 | 0.0086582 | 0.0085862 | 0.0085179
Scenario 1: Reference | SCE | Com | BldgEnv | Com - Office (Small) | Electric Demand (MW) | Energy Efficiency | 0.00013624 | 0.00027853 | 0.00042586 | 0.00056906 | 0.00057991 | 0.002235 | 0.0023793 | 0.0025025 | 0.0026305 | 0.0026086 | 0.0025972 | 0.0025863 | 0.002576
Scenario 1: Reference | SCE | Com | BldgEnv | Com - Office (Small) | Electric Energy (GWh/year) | Energy Efficiency | 4.4876e-05 | 9.1744e-05 | 0.00014027 | 0.00018744 | 0.00019102 | 0.00073618 | 0.0007837 | 0.00082429 | 0.00086645 | 0.00085923 | 0.00085547 | 0.00085189 | 0.0008485
Scenario 1: Reference | SCE | Com | BldgEnv | Com - Office (Small) | Gas Energy (MMTherm/year) | Energy Efficiency | 4.4758e-05 | 9.1501e-05 | 0.0001399 | 0.00018694 | 0.00019051 | 0.00073422 | 0.00078161 | 0.00082209 | 0.00086414 | 0.00085693 | 0.00085318 | 0.00084962 | 0.00084623
Scenario 1: Reference | SCE | Com | BldgEnv | Com - Other | Electric Demand (MW) | Energy Efficiency | 0.0060166 | 0.011503 | 0.016287 | 0.020272 | 0.023445 | 0.025854 | 0.027596 | 0.023847 | 0.02069 | 0.016883 | 0.013943 | 0.011883 | 0.010649
Scenario 1: Reference | SCE | Com | BldgEnv | Com - Other | Electric Energy (GWh/year) | Energy Efficiency | 0.0020539 | 0.0039263 | 0.0055583 | 0.0069174 | 0.0079984 | 0.0088182 | 0.0094101 | 0.0081251 | 0.0070427 | 0.0057421 | 0.0047376 | 0.0040336 | 0.0036122
Scenario 1: Reference | SCE | Com | BldgEnv | Com - Other | Gas Energy (MMTherm/year) | Energy Efficiency | 0.0042384 | 0.0080271 | 0.01123 | 0.013775 | 0.01565 | 0.016896 | 0.017589 | 0.01404 | 0.010958 | 0.0080511 | 0.0058239 | 0.0042861 | 0.0033964
Scenario 1: Reference | SCE | Com | BldgEnv | Com - Refrig. Warehouse | Electric Demand (MW) | Energy Efficiency | 2.3536e-05 | 2.5901e-05 | 2.8364e-05 | 3.0868e-05 | 3.3453e-05 | 3.6143e-05 | 3.8956e-05 | 4.1797e-05 | 4.4757e-05 | 4.4687e-05 | 4.4616e-05 | 4.4544e-05 | 4.447e-05
Scenario 1: Reference | SCE | Com | BldgEnv | Com - Refrig. Warehouse | Electric Energy (GWh/year) | Energy Efficiency | 1.0984e-05 | 1.2087e-05 | 1.3237e-05 | 1.4405e-05 | 1.5611e-05 | 1.6867e-05 | 1.8179e-05 | 1.9505e-05 | 2.0887e-05 | 2.0854e-05 | 2.0821e-05 | 2.0787e-05 | 2.0753e-05
Scenario 1: Reference | SCE | Com | BldgEnv | Com - Refrig. Warehouse | Gas Energy (MMTherm/year) | Energy Efficiency | 1.3285e-05 | 1.462e-05 | 1.601e-05 | 1.7423e-05 | 1.8882e-05 | 2.0401e-05 | 2.1988e-05 | 2.3592e-05 | 2.5263e-05 | 2.5223e-05 | 2.5183e-05 | 2.5143e-05 | 2.5101e-05
Scenario 1: Reference | SCE | Com | BldgEnv | Com - Retail | Electric Demand (MW) | Energy Efficiency | 0.00035586 | 0.00072576 | 0.0011054 | 0.0014954 | 0.0018964 | 0.0023017 | 0.0026843 | 0.0029903 | 0.0032994 | 0.0032241 | 0.0031523 | 0.0030843 | 0.0030221
Scenario 1: Reference | SCE | Com | BldgEnv | Com - Retail | Electric Energy (GWh/year) | Energy Efficiency | 0.00012058 | 0.000246 | 0.00037478 | 0.00050717 | 0.00064334 | 0.00078106 | 0.00091138 | 0.0010165 | 0.0011227 | 0.0010979 | 0.0010743 | 0.0010519 | 0.0010314
Scenario 1: Reference | SCE | Com | BldgEnv | Com - Retail | Gas Energy (MMTherm/year) | Energy Efficiency | 0.00012541 | 0.00025595 | 0.0003901 | 0.0005281 | 0.00067015 | 0.00081394 | 0.00095046 | 0.001062 | 0.0011746 | 0.0011499 | 0.0011263 | 0.0011039 | 0.0010835
Scenario 1: Reference | SCE | Com | BldgEnv | Com - School | Electric Demand (MW) | Energy Efficiency | 0.00018379 | 0.00037493 | 0.00057326 | 0.00077757 | 0.00098623 | 0.0011995 | 0.0014153 | 0.0016137 | 0.0018159 | 0.0017976 | 0.0017801 | 0.0017636 | 0.0017478
Scenario 1: Reference | SCE | Com | BldgEnv | Com - School | Electric Energy (GWh/year) | Energy Efficiency | 6.0536e-05 | 0.00012349 | 0.00018882 | 0.00025612 | 0.00032485 | 0.00039509 | 0.00046619 | 0.00053154 | 0.00059814 | 0.00059209 | 0.00058635 | 0.00058089 | 0.0005757
Scenario 1: Reference | SCE | Com | BldgEnv | Com - School | Gas Energy (MMTherm/year) | Energy Efficiency | 6.0375e-05 | 0.00012317 | 0.00018832 | 0.00025544 | 0.00032398 | 0.00039404 | 0.00046494 | 0.00053012 | 0.00059654 | 0.00059051 | 0.00058478 | 0.00057934 | 0.00057416
Scenario 1: Reference | SCE | Com | BldgEnv | Com - Warehouse | Electric Demand (MW) | Energy Efficiency | 0.0014879 | 0.0031856 | 0.0050878 | 0.0071815 | 0.0094415 | 0.011822 | 0.014267 | 0.015339 | 0.013984 | 0.012216 | 0.010268 | 0.0081684 | 0.0059583
Scenario 1: Reference | SCE | Com | BldgEnv | Com - Warehouse | Electric Energy (GWh/year) | Energy Efficiency | 0.00071957 | 0.0015391 | 0.0024557 | 0.0034639 | 0.0045522 | 0.0056987 | 0.0068767 | 0.0074119 | 0.006815 | 0.0059862 | 0.0050734 | 0.0040897 | 0.0030545
Scenario 1: Reference | SCE | Com | BldgEnv | Com - Warehouse | Gas Energy (MMTherm/year) | Energy Efficiency | 0.00084501 | 0.0018089 | 0.0028885 | 0.0040767 | 0.0053593 | 0.0067102 | 0.0080977 | 0.0087103 | 0.0079526 | 0.006954 | 0.0058537 | 0.0046677 | 0.0034195
Scenario 1: Reference | SCE | Com | ComRefrig | Com - College | Electric Demand (MW) | Energy Efficiency | 0.00013282 | 0.00022404 | 0.00028241 | 0.00031689 | 0.00033496 | 0.00034676 | 0.0021334 | 0.0041839 | 0.0062544 | 0.0083408 | 0.010444 | 0.012577 | 0.014728
Scenario 1: Reference | SCE | Com | ComRefrig | Com - College | Electric Energy (GWh/year) | Energy Efficiency | 0.00097601 | 0.0016535 | 0.0020923 | 0.0023555 | 0.002497 | 0.0025881 | 0.018217 | 0.036157 | 0.054273 | 0.072529 | 0.090929 | 0.1096 | 0.12842
Scenario 1: Reference | SCE | Com | ComRefrig | Com - College | Gas Energy (MMTherm/year) | Energy Efficiency | 0 | 0 | 0 | 0 | 0 | 0 | -0.00024081 | -0.00051761 | -0.00079717 | -0.0010789 | -0.001363 | -0.0016513 | -0.0019418
Scenario 1: Reference | SCE | Com | ComRefrig | Com - Grocery | Electric Demand (MW) | Energy Efficiency | 0.19013 | 0.30186 | 0.35686 | 0.38675 | 0.40518 | 0.41777 | 0.42956 | 0.4406 | 0.45094 | 0.46062 | 0.46969 | 0.47817 | 0.48612
Scenario 1: Reference | SCE | Com | ComRefrig | Com - Grocery | Electric Energy (GWh/year) | Energy Efficiency | 1.4156 | 2.2638 | 2.6955 | 2.9313 | 3.0708 | 3.1617 | 3.2468 | 3.3265 | 3.4011 | 3.4709 | 3.5363 | 3.5975 | 3.6547
Scenario 1: Reference | SCE | Com | ComRefrig | Com - Health | Electric Demand (MW) | Energy Efficiency | 0 | 0 | 0 | 0 | 0 | 0 | 0.012089 | 0.026204 | 0.040461 | 0.054808 | 0.069228 | 0.083796 | 0.098534
Scenario 1: Reference | SCE | Com | ComRefrig | Com - Health | Electric Energy (GWh/year) | Energy Efficiency | 0 | 0 | 0 | 0 | 0 | 0 | 0.10583 | 0.22939 | 0.35419 | 0.47978 | 0.60601 | 0.73354 | 0.86255
Scenario 1: Reference | SCE | Com | ComRefrig | Com - Health | Gas Energy (MMTherm/year) | Energy Efficiency | 0 | 0 | 0 | 0 | 0 | 0 | -0.001637 | -0.0035483 | -0.0054788 | -0.0074216 | -0.0093742 | -0.011347 | -0.013342
Scenario 1: Reference | SCE | Com | ComRefrig | Com - Refrig. Warehouse | Electric Demand (MW) | Energy Efficiency | 0.0003135 | 0.0005438 | 0.00070034 | 0.00079908 | 0.0008562 | 0.00088507 | 0.00090466 | 0.00091825 | 0.00092949 | 0.00094002 | 0.00094988 | 0.00095911 | 0.00096775
Scenario 1: Reference | SCE | Com | ComRefrig | Com - Refrig. Warehouse | Electric Energy (GWh/year) | Energy Efficiency | 0.0022826 | 0.003975 | 0.0051375 | 0.0058797 | 0.0063161 | 0.0065427 | 0.0066929 | 0.006793 | 0.0068742 | 0.0069501 | 0.0070212 | 0.0070878 | 0.0071501
Scenario 1: Reference | SCE | Com | ComRefrig | Com - Restaurant | Electric Demand (MW) | Energy Efficiency | 0.0077379 | 0.012297 | 0.014568 | 0.015798 | 0.016577 | 0.017135 | 0.017656 | 0.018145 | 0.018603 | 0.019031 | 0.019432 | 0.019808 | 0.02016
Scenario 1: Reference | SCE | Com | ComRefrig | Com - Restaurant | Electric Energy (GWh/year) | Energy Efficiency | 0.057459 | 0.091929 | 0.10963 | 0.11927 | 0.12513 | 0.12915 | 0.13291 | 0.13644 | 0.13973 | 0.14282 | 0.14571 | 0.14842 | 0.15095
Scenario 1: Reference | SCE | Com | ComRefrig | Com - Retail | Electric Demand (MW) | Energy Efficiency | 0.091974 | 0.14712 | 0.17551 | 0.19003 | 0.19916 | 0.20504 | 0.21055 | 0.21571 | 0.22053 | 0.22505 | 0.22929 | 0.23325 | 0.23696
Scenario 1: Reference | SCE | Com | ComRefrig | Com - Retail | Electric Energy (GWh/year) | Energy Efficiency | 0.68361 | 1.1007 | 1.3216 | 1.4364 | 1.5061 | 1.5486 | 1.5883 | 1.6255 | 1.6604 | 1.693 | 1.7235 | 1.7521 | 1.7788
Scenario 1: Reference | SCE | Com | ComRefrig | Com - School | Electric Demand (MW) | Energy Efficiency | 3.4778e-05 | 5.1004e-05 | 6.3617e-05 | 7.5426e-05 | 8.6485e-05 | 9.6841e-05 | 0.00010654 | 0.00011562 | 0.00012412 | 0.00013208 | 0.00013954 | 0.00014652 | 0.00015306
Scenario 1: Reference | SCE | Com | ComRefrig | Com - School | Electric Energy (GWh/year) | Energy Efficiency | 0.000277 | 0.00039737 | 0.00048811 | 0.00057306 | 0.00065259 | 0.00072704 | 0.00079674 | 0.000862 | 0.00092309 | 0.00098029 | 0.0010338 | 0.001084 | 0.0011309
Scenario 1: Reference | SCE | Com | FoodServ | Com - College | Electric Demand (MW) | Energy Efficiency | 0.002423 | 0.0073079 | 0.012788 | 0.018598 | 0.025004 | 0.031751 | 0.03874 | 0.04587 | 0.055526 | 0.0656 | 0.075771 | 0.086266 | 0.096407
Scenario 1: Reference | SCE | Com | FoodServ | Com - College | Electric Demand (MW) | Fuel Substitution | -0.00019532 | -0.00042229 | -0.00068107 | -0.00097182 | -0.0012946 | -0.0016495 | -0.0020364 | -0.0024553 | -0.0029059 | -0.0033878 | -0.0039007 | -0.0044442 | -0.0050191
Scenario 1: Reference | SCE | Com | FoodServ | Com - College | Electric Energy (GWh/year) | Energy Efficiency | 0.011869 | 0.039249 | 0.070081 | 0.10268 | 0.13867 | 0.17649 | 0.2156 | 0.25549 | 0.30658 | 0.35959 | 0.41311 | 0.46827 | 0.52006
Scenario 1: Reference | SCE | Com | FoodServ | Com - College | Electric Energy (GWh/year) | Fuel Substitution | -0.0022682 | -0.0049137 | -0.0079421 | -0.01136 | -0.015173 | -0.019394 | -0.024047 | -0.029154 | -0.034731 | -0.040798 | -0.047377 | -0.054486 | -0.062149
Scenario 1: Reference | SCE | Com | FoodServ | Com - College | Gas Energy (MMTherm/year) | Energy Efficiency | 0.00026284 | 0.00053599 | 0.00082741 | 0.0011383 | 0.0019158 | 0.0027778 | 0.0036622 | 0.0045589 | 0.0054652 | 0.0063761 | 0.0072939 | 0.0082423 | 0.0091966
Scenario 1: Reference | SCE | Com | FoodServ | Com - College | Gas Energy (MMTherm/year) | Fuel Substitution | 0.00023477 | 0.00050857 | 0.00082197 | 0.0011756 | 0.0015701 | 0.0020066 | 0.0024877 | 0.0030154 | 0.0035913 | 0.0042174 | 0.0048959 | 0.0056286 | 0.0064182
Scenario 1: Reference | SCE | Com | FoodServ | Com - Grocery | Electric Demand (MW) | Energy Efficiency | 0.010778 | 0.041509 | 0.07693 | 0.11414 | 0.15654 | 0.20095 | 0.24645 | 0.29304 | 0.36012 | 0.43147 | 0.50372 | 0.5767 | 0.64679
Scenario 1: Reference | SCE | Com | FoodServ | Com - Grocery | Electric Demand (MW) | Fuel Substitution | -0.0011997 | -0.0025944 | -0.0041845 | -0.00597 | -0.0079509 | -0.010127 | -0.012497 | -0.015061 | -0.017816 | -0.02076 | -0.023891 | -0.027206 | -0.030718
Scenario 1: Reference | SCE | Com | FoodServ | Com - Grocery | Electric Energy (GWh/year) | Energy Efficiency | 0.052795 | 0.23159 | 0.43869 | 0.6558 | 0.90228 | 1.1601 | 1.424 | 1.694 | 2.0549 | 2.4354 | 2.8206 | 3.2096 | 3.571
Scenario 1: Reference | SCE | Com | FoodServ | Com - Grocery | Electric Energy (GWh/year) | Fuel Substitution | -0.023382 | -0.050363 | -0.080954 | -0.11517 | -0.15303 | -0.1946 | -0.23997 | -0.28916 | -0.34238 | -0.39977 | -0.46144 | -0.52749 | -0.5983
Scenario 1: Reference | SCE | Com | FoodServ | Com - Grocery | Gas Energy (MMTherm/year) | Energy Efficiency | 0.0011692 | 0.0024165 | 0.00372 | 0.0050828 | 0.010286 | 0.016213 | 0.022218 | 0.028313 | 0.034482 | 0.040708 | 0.046997 | 0.053336 | 0.059727
Scenario 1: Reference | SCE | Com | FoodServ | Com - Grocery | Gas Energy (MMTherm/year) | Fuel Substitution | 0.0024261 | 0.0052251 | 0.0083981 | 0.011947 | 0.015872 | 0.020182 | 0.024883 | 0.029979 | 0.03549 | 0.041432 | 0.047814 | 0.054649 | 0.061978
Scenario 1: Reference | SCE | Com | FoodServ | Com - Health | Electric Demand (MW) | Energy Efficiency | 0.007428 | 0.020945 | 0.036214 | 0.051997 | 0.069151 | 0.086853 | 0.10508 | 0.12355 | 0.14558 | 0.16808 | 0.19047 | 0.21318 | 0.23529
Scenario 1: Reference | SCE | Com | FoodServ | Com - Health | Electric Demand (MW) | Fuel Substitution | -0.00047749 | -0.0010361 | -0.0016767 | -0.0023997 | -0.0032058 | -0.0040953 | -0.0050682 | -0.0061245 | -0.0072637 | -0.0084853 | -0.0097881 | -0.011173 | -0.012653
Scenario 1: Reference | SCE | Com | FoodServ | Com - Health | Electric Energy (GWh/year) | Energy Efficiency | 0.036384 | 0.11088 | 0.19554 | 0.28309 | 0.37831 | 0.4766 | 0.57775 | 0.68026 | 0.79868 | 0.91925 | 1.0393 | 1.1611 | 1.276
Scenario 1: Reference | SCE | Com | FoodServ | Com - Health | Electric Energy (GWh/year) | Fuel Substitution | -0.0064465 | -0.013955 | -0.022541 | -0.032219 | -0.043014 | -0.054963 | -0.068102 | -0.082459 | -0.098082 | -0.11503 | -0.13335 | -0.15307 | -0.17433
Scenario 1: Reference | SCE | Com | FoodServ | Com - Health | Gas Energy (MMTherm/year) | Energy Efficiency | 0.00080574 | 0.0016598 | 0.0025693 | 0.0034946 | 0.0052589 | 0.0071753 | 0.0091339 | 0.011107 | 0.01309 | 0.015058 | 0.017006 | 0.01898 | 0.020994
Scenario 1: Reference | SCE | Com | FoodServ | Com - Health | Gas Energy (MMTherm/year) | Fuel Substitution | 0.00068402 | 0.0014809 | 0.0023921 | 0.0034192 | 0.0045647 | 0.0058322 | 0.0072252 | 0.0087466 | 0.010401 | 0.012195 | 0.014132 | 0.016216 | 0.018464
Scenario 1: Reference | SCE | Com | FoodServ | Com - Lodging | Electric Demand (MW) | Energy Efficiency | 0.0062867 | 0.03593 | 0.071337 | 0.1082 | 0.14795 | 0.18919 | 0.23144 | 0.27456 | 0.31992 | 0.36616 | 0.41294 | 0.4602 | 0.49913
Scenario 1: Reference | SCE | Com | FoodServ | Com - Lodging | Electric Demand (MW) | Fuel Substitution | -0.00049931 | -0.0010803 | -0.0017436 | -0.00249 | -0.00332 | -0.004234 | -0.0052323 | -0.006315 | -0.0074817 | -0.0087321 | -0.010065 | -0.011483 | -0.01299
Scenario 1: Reference | SCE | Com | FoodServ | Com - Lodging | Electric Energy (GWh/year) | Energy Efficiency | 0.030794 | 0.22315 | 0.45338 | 0.69222 | 0.94784 | 1.2123 | 1.4829 | 1.7587 | 2.0457 | 2.3375 | 2.6328 | 2.9311 | 3.1553
Scenario 1: Reference | SCE | Com | FoodServ | Com - Lodging | Electric Energy (GWh/year) | Fuel Substitution | -0.0063095 | -0.013622 | -0.021947 | -0.031296 | -0.041689 | -0.053148 | -0.065693 | -0.079342 | -0.09414 | -0.11013 | -0.12734 | -0.14581 | -0.16566
Scenario 1: Reference | SCE | Com | FoodServ | Com - Lodging | Gas Energy (MMTherm/year) | Energy Efficiency | 0.00068195 | 0.0013982 | 0.0021464 | 0.0029166 | 0.0053625 | 0.0081805 | 0.011043 | 0.013946 | 0.01688 | 0.019838 | 0.022823 | 0.025831 | 0.028861
Scenario 1: Reference | SCE | Com | FoodServ | Com - Lodging | Gas Energy (MMTherm/year) | Fuel Substitution | 0.0006525 | 0.0014087 | 0.0022697 | 0.0032363 | 0.0043108 | 0.0054953 | 0.0067916 | 0.0082016 | 0.0097298 | 0.011381 | 0.013156 | 0.015064 | 0.017114
Scenario 1: Reference | SCE | Com | FoodServ | Com - Office (Large) | Electric Demand (MW) | Energy Efficiency | 0 | 0.0018349 | 0.0041371 | 0.0064437 | 0.0087601 | 0.011087 | 0.01342 | 0.015763 | 0.018111 | 0.020464 | 0.022823 | 0.025187 | 0.025724
Scenario 1: Reference | SCE | Com | FoodServ | Com - Office (Large) | Electric Energy (GWh/year) | Energy Efficiency | 0 | 0.016094 | 0.036287 | 0.056519 | 0.076836 | 0.097242 | 0.11771 | 0.13826 | 0.15886 | 0.17949 | 0.20018 | 0.22092 | 0.22563
Scenario 1: Reference | SCE | Com | FoodServ | Com - Office (Small) | Electric Demand (MW) | Energy Efficiency | 0 | 0.00051675 | 0.00112 | 0.0017278 | 0.0021697 | 0.0036555 | 0.004269 | 0.0048871 | 0.0055097 | 0.0061367 | 0.0067682 | 0.0074042 | 0.007528
Scenario 1: Reference | SCE | Com | FoodServ | Com - Office (Small) | Electric Energy (GWh/year) | Energy Efficiency | 0 | 0.0045325 | 0.0098238 | 0.015154 | 0.019031 | 0.032063 | 0.037444 | 0.042865 | 0.048327 | 0.053826 | 0.059366 | 0.064944 | 0.066029
Scenario 1: Reference | SCE | Com | FoodServ | Com - Other | Electric Demand (MW) | Energy Efficiency | 0.010539 | 0.095831 | 0.2 | 0.31077 | 0.44096 | 0.5786 | 0.72073 | 0.8665 | 1.0344 | 1.2087 | 1.3857 | 1.5651 | 1.7469
Scenario 1: Reference | SCE | Com | FoodServ | Com - Other | Electric Demand (MW) | Fuel Substitution | -0.0047683 | -0.010315 | -0.016645 | -0.023764 | -0.031655 | -0.040361 | -0.049871 | -0.060185 | -0.071302 | -0.08322 | -0.095933 | -0.10945 | -0.12376
Scenario 1: Reference | SCE | Com | FoodServ | Com - Other | Electric Energy (GWh/year) | Energy Efficiency | 0.051624 | 0.53771 | 1.1331 | 1.7663 | 2.5107 | 3.2977 | 4.1105 | 4.944 | 5.8785 | 6.8446 | 7.8258 | 8.8204 | 9.8279
Scenario 1: Reference | SCE | Com | FoodServ | Com - Other | Electric Energy (GWh/year) | Fuel Substitution | -0.028635 | -0.061968 | -0.10005 | -0.14293 | -0.19058 | -0.24332 | -0.30117 | -0.36419 | -0.4325 | -0.50621 | -0.58538 | -0.67015 | -0.76069
Scenario 1: Reference | SCE | Com | FoodServ | Com - Other | Gas Energy (MMTherm/year) | Energy Efficiency | 0.0011432 | 0.0023649 | 0.0036581 | 0.0050124 | 0.021342 | 0.040527 | 0.060009 | 0.079749 | 0.099702 | 0.11989 | 0.14031 | 0.16095 | 0.18183
Scenario 1: Reference | SCE | Com | FoodServ | Com - Other | Gas Energy (MMTherm/year) | Fuel Substitution | 0.0027513 | 0.005954 | 0.0096129 | 0.013734 | 0.018313 | 0.023382 | 0.028941 | 0.035 | 0.041567 | 0.048655 | 0.056271 | 0.06443 | 0.073152
Scenario 1: Reference | SCE | Com | FoodServ | Com - Restaurant | Electric Demand (MW) | Energy Efficiency | 0.05515 | 0.28209 | 0.55033 | 0.83213 | 1.1679 | 1.5211 | 1.8821 | 2.2503 | 2.6647 | 3.0918 | 3.524 | 3.9604 | 4.3702
Scenario 1: Reference | SCE | Com | FoodServ | Com - Restaurant | Electric Demand (MW) | Fuel Substitution | -0.011239 | -0.02429 | -0.039167 | -0.055886 | -0.07446 | -0.094903 | -0.11722 | -0.14142 | -0.1675 | -0.19545 | -0.22526 | -0.25693 | -0.2905
Scenario 1: Reference | SCE | Com | FoodServ | Com - Restaurant | Electric Energy (GWh/year) | Energy Efficiency | 0.27014 | 1.6289 | 3.2401 | 4.9295 | 6.928 | 9.0268 | 11.1714 | 13.358 | 15.7561 | 18.2175 | 20.7082 | 23.2236 | 25.493
Scenario 1: Reference | SCE | Com | FoodServ | Com - Restaurant | Electric Energy (GWh/year) | Fuel Substitution | -0.1093 | -0.23577 | -0.37952 | -0.5407 | -0.71953 | -0.91626 | -1.1311 | -1.3643 | -1.6164 | -1.888 | -2.1793 | -2.4911 | -2.8245
Scenario 1: Reference | SCE | Com | FoodServ | Com - Restaurant | Gas Energy (MMTherm/year) | Energy Efficiency | 0.0059823 | 0.012225 | 0.018709 | 0.025433 | 0.077822 | 0.13919 | 0.20127 | 0.2641 | 0.32761 | 0.39171 | 0.45642 | 0.52167 | 0.58748
Scenario 1: Reference | SCE | Com | FoodServ | Com - Restaurant | Gas Energy (MMTherm/year) | Fuel Substitution | 0.010969 | 0.023659 | 0.03808 | 0.054247 | 0.07218 | 0.091906 | 0.11345 | 0.13682 | 0.16208 | 0.1893 | 0.21849 | 0.24974 | 0.28318
Scenario 1: Reference | SCE | Com | FoodServ | Com - Retail | Electric Demand (MW) | Energy Efficiency | 0.0034007 | 0.0089983 | 0.015046 | 0.021266 | 0.027669 | 0.034208 | 0.040842 | 0.047586 | 0.054403 | 0.061271 | 0.068192 | 0.075144 | 0.080139
Scenario 1: Reference | SCE | Com | FoodServ | Com - Retail | Electric Energy (GWh/year) | Energy Efficiency | 0.016658 | 0.051774 | 0.090268 | 0.12968 | 0.17008 | 0.21122 | 0.25291 | 0.29521 | 0.33796 | 0.38102 | 0.42442 | 0.46804 | 0.49444
Scenario 1: Reference | SCE | Com | FoodServ | Com - Retail | Gas Energy (MMTherm/year) | Energy Efficiency | 0.00036889 | 0.00076048 | 0.0011682 | 0.0015922 | 0.0020337 | 0.0024877 | 0.00295 | 0.0034218 | 0.0038995 | 0.0043806 | 0.0048654 | 0.0053515 | 0.0058389
Scenario 1: Reference | SCE | Com | FoodServ | Com - School | Electric Demand (MW) | Energy Efficiency | 0.0095717 | 0.040403 | 0.077452 | 0.11596 | 0.1567 | 0.19861 | 0.2411 | 0.28407 | 0.33003 | 0.37684 | 0.42385 | 0.4711 | 0.51465
Scenario 1: Reference | SCE | Com | FoodServ | Com - School | Electric Demand (MW) | Fuel Substitution | -0.00027447 | -0.00059234 | -0.00095344 | -0.0013576 | -0.0018044 | -0.0022937 | -0.002825 | -0.0033978 | -0.0040113 | -0.004665 | -0.0053579 | -0.0060897 | -0.0068659
Scenario 1: Reference | SCE | Com | FoodServ | Com - School | Electric Energy (GWh/year) | Energy Efficiency | 0.046885 | 0.2284 | 0.44807 | 0.67609 | 0.91698 | 1.1646 | 1.4158 | 1.6697 | 1.9374 | 2.2094 | 2.4825 | 2.7572 | 2.9992
Scenario 1: Reference | SCE | Com | FoodServ | Com - School | Electric Energy (GWh/year) | Fuel Substitution | -0.0037296 | -0.0080666 | -0.013016 | -0.018586 | -0.024792 | -0.031674 | -0.039259 | -0.047577 | -0.056666 | -0.066559 | -0.077283 | -0.088878 | -0.10141
Scenario 1: Reference | SCE | Com | FoodServ | Com - School | Gas Energy (MMTherm/year) | Energy Efficiency | 0.0010383 | 0.0021144 | 0.0032224 | 0.0043513 | 0.0067376 | 0.0094182 | 0.012102 | 0.014791 | 0.017486 | 0.020185 | 0.022883 | 0.025587 | 0.028287
Scenario 1: Reference | SCE | Com | FoodServ | Com - School | Gas Energy (MMTherm/year) | Fuel Substitution | 0.00038965 | 0.0008426 | 0.0013594 | 0.0019407 | 0.0025882 | 0.0033057 | 0.0040959 | 0.0049619 | 0.0059074 | 0.0069355 | 0.0080492 | 0.0092522 | 0.010552
Scenario 1: Reference | SCE | Com | HVAC | Com - College | Electric Demand (MW) | Energy Efficiency | 0.02926 | 0.05987 | 0.092399 | 0.12701 | 0.16289 | 0.2009 | 0.24089 | 0.28231 | 0.32499 | 0.36859 | 0.41322 | 0.46041 | 0.50851
Scenario 1: Reference | SCE | Com | HVAC | Com - College | Electric Energy (GWh/year) | Energy Efficiency | 0.070989 | 0.14466 | 0.22179 | 0.30255 | 0.38572 | 0.47247 | 0.56258 | 0.65519 | 0.75005 | 0.84663 | 0.94508 | 1.0476 | 1.1517
Scenario 1: Reference | SCE | Com | HVAC | Com - College | Electric Energy (GWh/year) | Fuel Substitution | 0.0087068 | 0.017668 | 0.026801 | 0.036039 | 0.045335 | 0.045335 | 0.045335 | 0.045335 | 0.045335 | 0.045335 | 0.045335 | 0.045335 | 0.045335
Scenario 1: Reference | SCE | Com | HVAC | Com - College | Gas Energy (MMTherm/year) | Energy Efficiency | 0.00098161 | 0.0020268 | 0.0031731 | 0.0044326 | 0.0057564 | 0.0071991 | 0.0087539 | 0.010385 | 0.012085 | 0.01383 | 0.015631 | 0.017584 | 0.019584
Scenario 1: Reference | SCE | Com | HVAC | Com - College | Gas Energy (MMTherm/year) | Fuel Substitution | 0.0011356 | 0.0023036 | 0.0034931 | 0.0046958 | 0.0059056 | 0.0059056 | 0.0059056 | 0.0059056 | 0.0059056 | 0.0059056 | 0.0059056 | 0.0059056 | 0.0059056
Scenario 1: Reference | SCE | Com | HVAC | Com - Grocery | Electric Demand (MW) | Energy Efficiency | 0.03656 | 0.088914 | 0.14732 | 0.21082 | 0.27961 | 0.3537 | 0.43307 | 0.5179 | 0.60771 | 0.70276 | 0.80329 | 0.90925 | 1.0207
Scenario 1: Reference | SCE | Com | HVAC | Com - Grocery | Electric Demand (MW) | Fuel Substitution | 0 | 0 | 0 | 0 | 0 | 0.013973 | 0.028052 | 0.042153 | 0.05622 | 0.07022 | 0.084129 | 0.097935 | 0.11163
Scenario 1: Reference | SCE | Com | HVAC | Com - Grocery | Electric Energy (GWh/year) | Energy Efficiency | 0.13414 | 0.33507 | 0.56119 | 0.80793 | 1.0762 | 1.366 | 1.6774 | 2.0109 | 2.3647 | 2.7399 | 3.1374 | 3.5572 | 3.9994
Scenario 1: Reference | SCE | Com | HVAC | Com - Grocery | Electric Energy (GWh/year) | Fuel Substitution | -0.68212 | -1.3776 | -2.0796 | -2.7837 | -3.487 | -3.4086 | -3.3296 | -3.2503 | -3.1712 | -3.0924 | -3.0142 | -2.9365 | -2.8594
Scenario 1: Reference | SCE | Com | HVAC | Com - Grocery | Gas Energy (MMTherm/year) | Energy Efficiency | 0.00048125 | 0.0010774 | 0.0017317 | 0.0024507 | 0.0032378 | 0.0040936 | 0.0050185 | 0.0060153 | 0.0069543 | 0.0079217 | 0.0089497 | 0.010038 | 0.011187
Scenario 1: Reference | SCE | Com | HVAC | Com - Grocery | Gas Energy (MMTherm/year) | Fuel Substitution | 0.11766 | 0.23782 | 0.35928 | 0.48125 | 0.60319 | 0.60319 | 0.60319 | 0.60319 | 0.60319 | 0.60319 | 0.60319 | 0.6032 | 0.6032
Scenario 1: Reference | SCE | Com | HVAC | Com - Health | Electric Demand (MW) | Energy Efficiency | 0.02993 | 0.060906 | 0.11341 | 0.1729 | 0.24021 | 0.31203 | 0.38798 | 0.46763 | 0.51111 | 0.54765 | 0.58456 | 0.62204 | 0.66014
Scenario 1: Reference | SCE | Com | HVAC | Com - Health | Electric Demand (MW) | Fuel Substitution | 0 | 0 | 0 | 0 | 0 | 0.010691 | 0.021572 | 0.032569 | 0.043628 | 0.054711 | 0.065795 | 0.076865 | 0.087904
Scenario 1: Reference | SCE | Com | HVAC | Com - Health | Electric Energy (GWh/year) | Energy Efficiency | 0.19641 | 0.39967 | 0.70128 | 1.0358 | 1.4112 | 1.8095 | 2.2285 | 2.6659 | 2.9373 | 3.1773 | 3.4199 | 3.6661 | 3.9164
Scenario 1: Reference | SCE | Com | HVAC | Com - Health | Electric Energy (GWh/year) | Fuel Substitution | -0.036137 | -0.072628 | -0.10908 | -0.14532 | -0.18126 | -0.11674 | -0.051015 | 0.015444 | 0.082295 | 0.14931 | 0.21633 | 0.28326 | 0.35002
Scenario 1: Reference | SCE | Com | HVAC | Com - Health | Gas Energy (MMTherm/year) | Energy Efficiency | 6.9437e-05 | 0.00014664 | 0.0011147 | 0.0023569 | 0.0039289 | 0.0056771 | 0.0076332 | 0.0097497 | 0.010105 | 0.010105 | 0.010105 | 0.010105 | 0.010105
Scenario 1: Reference | SCE | Com | HVAC | Com - Health | Gas Energy (MMTherm/year) | Fuel Substitution | 0.026161 | 0.053025 | 0.080334 | 0.10791 | 0.13561 | 0.13561 | 0.13561 | 0.13561 | 0.13561 | 0.13561 | 0.13561 | 0.13561 | 0.13561
Scenario 1: Reference | SCE | Com | HVAC | Com - Lodging | Electric Demand (MW) | Energy Efficiency | 0.043718 | 0.091434 | 0.14321 | 0.21429 | 0.29818 | 0.3935 | 0.49581 | 0.60522 | 0.64431 | 0.66448 | 0.68496 | 0.70188 | 0.71921
Scenario 1: Reference | SCE | Com | HVAC | Com - Lodging | Electric Demand (MW) | Fuel Substitution | 0 | 0 | 0 | 0 | 0 | 0.0055748 | 0.011207 | 0.016862 | 0.022509 | 0.028137 | 0.033737 | 0.039301 | 0.044826
Scenario 1: Reference | SCE | Com | HVAC | Com - Lodging | Electric Energy (GWh/year) | Energy Efficiency | 0.19565 | 0.40702 | 0.63417 | 0.92596 | 1.2631 | 1.663 | 2.0875 | 2.5366 | 2.7224 | 2.8433 | 2.9662 | 3.0558 | 3.1483
Scenario 1: Reference | SCE | Com | HVAC | Com - Lodging | Electric Energy (GWh/year) | Fuel Substitution | -0.08741 | -0.17646 | -0.26626 | -0.35624 | -0.44603 | -0.41838 | -0.39043 | -0.36234 | -0.33432 | -0.30638 | -0.27858 | -0.25096 | -0.22353
Scenario 1: Reference | SCE | Com | HVAC | Com - Lodging | Gas Energy (MMTherm/year) | Energy Efficiency | 0.0014489 | 0.0030714 | 0.0048766 | 0.0074256 | 0.010497 | 0.013751 | 0.017317 | 0.021205 | 0.02208 | 0.02208 | 0.02208 | 0.022223 | 0.022361
Scenario 1: Reference | SCE | Com | HVAC | Com - Lodging | Gas Energy (MMTherm/year) | Fuel Substitution | 0.019152 | 0.038724 | 0.058528 | 0.078427 | 0.098332 | 0.098332 | 0.098332 | 0.098332 | 0.098332 | 0.098332 | 0.098332 | 0.098332 | 0.098332
Scenario 1: Reference | SCE | Com | HVAC | Com - Office (Large) | Electric Demand (MW) | Energy Efficiency | 0.023584 | 0.047695 | 0.072261 | 0.097259 | 0.12271 | 0.14858 | 0.17479 | 0.20132 | 0.22809 | 0.25505 | 0.28221 | 0.30953 | 0.33701
Scenario 1: Reference | SCE | Com | HVAC | Com - Office (Large) | Electric Energy (GWh/year) | Energy Efficiency | 0.057146 | 0.11557 | 0.1751 | 0.23567 | 0.29734 | 0.36002 | 0.42352 | 0.48781 | 0.55268 | 0.618 | 0.68382 | 0.75002 | 0.81661
Scenario 1: Reference | SCE | Com | HVAC | Com - Office (Large) | Electric Energy (GWh/year) | Fuel Substitution | -0.00063862 | -0.0012744 | -0.0019009 | -0.0025143 | -0.0031121 | -0.0031121 | -0.0031121 | -0.0031121 | -0.0031121 | -0.0031121 | -0.0031121 | -0.0031121 | -0.0031121
Scenario 1: Reference | SCE | Com | HVAC | Com - Office (Large) | Gas Energy (MMTherm/year) | Fuel Substitution | 7.9666e-05 | 0.00015904 | 0.00023732 | 0.00031402 | 0.00038881 | 0.00038881 | 0.00038881 | 0.00038881 | 0.00038881 | 0.00038881 | 0.00038881 | 0.00038881 | 0.00038881
Scenario 1: Reference | SCE | Com | HVAC | Com - Office (Small) | Electric Demand (MW) | Energy Efficiency | 0.028943 | 0.059338 | 0.091128 | 0.12426 | 0.13528 | 0.40272 | 0.43718 | 0.47276 | 0.50935 | 0.54682 | 0.58512 | 0.62416 | 0.6639
Scenario 1: Reference | SCE | Com | HVAC | Com - Office (Small) | Electric Energy (GWh/year) | Energy Efficiency | 0.052301 | 0.10703 | 0.16408 | 0.22335 | 0.24697 | 0.67139 | 0.73297 | 0.7964 | 0.86148 | 0.92802 | 0.99594 | 1.0651 | 1.1354
Scenario 1: Reference | SCE | Com | HVAC | Com - Office (Small) | Electric Energy (GWh/year) | Fuel Substitution | 0.0021548 | 0.0043633 | 0.0066048 | 0.0088627 | 0.011252 | 0.011252 | 0.011252 | 0.011252 | 0.011252 | 0.011252 | 0.011252 | 0.011252 | 0.011252
Scenario 1: Reference | SCE | Com | HVAC | Com - Office (Small) | Gas Energy (MMTherm/year) | Energy Efficiency | 0.00092484 | 0.0019148 | 0.0029684 | 0.0040839 | 0.0040839 | 0.018243 | 0.01941 | 0.020631 | 0.021899 | 0.023208 | 0.024556 | 0.025938 | 0.027351
Scenario 1: Reference | SCE | Com | HVAC | Com - Office (Small) | Gas Energy (MMTherm/year) | Fuel Substitution | 0.0003743 | 0.00075714 | 0.0011448 | 0.0015346 | 0.0019087 | 0.0019087 | 0.0019087 | 0.0019087 | 0.0019087 | 0.0019087 | 0.0019087 | 0.0019087 | 0.0019087
Scenario 1: Reference | SCE | Com | HVAC | Com - Other | Electric Demand (MW) | Energy Efficiency | 0.38292 | 0.79921 | 1.2499 | 1.7339 | 2.2509 | 2.8003 | 3.377 | 3.9838 | 4.6092 | 5.2626 | 5.9437 | 6.6504 | 7.3833
Scenario 1: Reference | SCE | Com | HVAC | Com - Other | Electric Demand (MW) | Fuel Substitution | 0 | 0 | 0 | 0 | 0 | 4.5099e-05 | 9.0568e-05 | 0.00013615 | 0.00018167 | 0.00022705 | 0.00027222 | 0.00031714 | 0.00036179
Scenario 1: Reference | SCE | Com | HVAC | Com - Other | Electric Energy (GWh/year) | Energy Efficiency | 0.67053 | 1.392 | 2.1645 | 2.9841 | 3.8488 | 4.7555 | 5.5977 | 6.4738 | 7.2982 | 8.1639 | 9.0731 | 10.0245 | 11.0204
Scenario 1: Reference | SCE | Com | HVAC | Com - Other | Electric Energy (GWh/year) | Fuel Substitution | -0.53073 | -0.9854 | -1.4441 | -1.9037 | -2.3501 | -2.3498 | -2.3495 | -2.3491 | -2.3488 | -2.3484 | -2.3481 | -2.3478 | -2.3474
Scenario 1: Reference | SCE | Com | HVAC | Com - Other | Gas Energy (MMTherm/year) | Energy Efficiency | 0.040934 | 0.084747 | 0.13135 | 0.18038 | 0.23158 | 0.28466 | 0.32682 | 0.37008 | 0.40493 | 0.44207 | 0.48177 | 0.52409 | 0.56927
Scenario 1: Reference | SCE | Com | HVAC | Com - Other | Gas Energy (MMTherm/year) | Fuel Substitution | 0.10873 | 0.22803 | 0.34891 | 0.47053 | 0.59386 | 0.59386 | 0.59386 | 0.59386 | 0.59386 | 0.59386 | 0.59386 | 0.59386 | 0.59386
Scenario 1: Reference | SCE | Com | HVAC | Com - Restaurant | Electric Demand (MW) | Energy Efficiency | 0.029249 | 0.060679 | 0.094318 | 0.13022 | 0.1685 | 0.20858 | 0.25018 | 0.2934 | 0.33805 | 0.38385 | 0.43078 | 0.47856 | 0.52715
Scenario 1: Reference | SCE | Com | HVAC | Com - Restaurant | Electric Demand (MW) | Fuel Substitution | 0 | 0 | 0 | 0 | 0 | 6.237e-06 | 1.2517e-05 | 1.8802e-05 | 2.507e-05 | 3.1307e-05 | 3.7503e-05 | 4.3653e-05 | 4.9755e-05
Scenario 1: Reference | SCE | Com | HVAC | Com - Restaurant | Electric Energy (GWh/year) | Energy Efficiency | 0.032245 | 0.066331 | 0.10226 | 0.14003 | 0.17973 | 0.22092 | 0.2634 | 0.30723 | 0.35225 | 0.39829 | 0.4453 | 0.49311 | 0.54167
Scenario 1: Reference | SCE | Com | HVAC | Com - Restaurant | Electric Energy (GWh/year) | Fuel Substitution | 0.012957 | 0.026243 | 0.039732 | 0.053326 | 0.066953 | 0.067004 | 0.067055 | 0.067106 | 0.067158 | 0.067209 | 0.067259 | 0.067309 | 0.067359
Scenario 1: Reference | SCE | Com | HVAC | Com - Restaurant | Gas Energy (MMTherm/year) | Energy Efficiency | 0.0014676 | 0.0030604 | 0.0047809 | 0.0066332 | 0.0086249 | 0.010721 | 0.012906 | 0.015185 | 0.017548 | 0.019978 | 0.022473 | 0.025019 | 0.027611
Scenario 1: Reference | SCE | Com | HVAC | Com - Restaurant | Gas Energy (MMTherm/year) | Fuel Substitution | 0.0013527 | 0.0027387 | 0.0041447 | 0.0055608 | 0.0069797 | 0.0069797 | 0.0069797 | 0.0069797 | 0.0069797 | 0.0069797 | 0.0069797 | 0.0069797 | 0.0069797
Scenario 1: Reference | SCE | Com | HVAC | Com - Retail | Electric Demand (MW) | Energy Efficiency | 0.1701 | 0.35742 | 0.60621 | 0.89783 | 1.2188 | 1.5663 | 1.9379 | 2.3366 | 2.4983 | 2.6017 | 2.7076 | 2.8153 | 2.9245
Scenario 1: Reference | SCE | Com | HVAC | Com - Retail | Electric Demand (MW) | Fuel Substitution | 0 | 0 | 0 | 0 | 0 | 0.02243 | 0.045257 | 0.068296 | 0.069933 | 0.071568 | 0.073196 | 0.074814 | 0.074833
Scenario 1: Reference | SCE | Com | HVAC | Com - Retail | Electric Energy (GWh/year) | Energy Efficiency | 0.38118 | 0.80094 | 1.3722 | 2.0477 | 2.7915 | 3.5968 | 4.4374 | 5.35 | 5.6194 | 5.7231 | 5.8298 | 5.9301 | 6.0327
Scenario 1: Reference | SCE | Com | HVAC | Com - Retail | Electric Energy (GWh/year) | Fuel Substitution | 0.045897 | 0.092979 | 0.1408 | 0.18901 | 0.23725 | 0.32248 | 0.40924 | 0.49682 | 0.50153 | 0.50624 | 0.51093 | 0.51559 | 0.51572
Scenario 1: Reference | SCE | Com | HVAC | Com - Retail | Gas Energy (MMTherm/year) | Energy Efficiency | 0.004138 | 0.0085812 | 0.013913 | 0.01975 | 0.025942 | 0.032457 | 0.038073 | 0.043973 | 0.045554 | 0.046471 | 0.047498 | 0.048641 | 0.049911
Scenario 1: Reference | SCE | Com | HVAC | Com - Retail | Gas Energy (MMTherm/year) | Fuel Substitution | 0.0030762 | 0.0062299 | 0.009431 | 0.012657 | 0.015883 | 0.015883 | 0.015883 | 0.015883 | 0.015883 | 0.015883 | 0.015883 | 0.015883 | 0.015883
Scenario 1: Reference | SCE | Com | HVAC | Com - School | Electric Demand (MW) | Energy Efficiency | 0.059379 | 0.12175 | 0.18716 | 0.25528 | 0.32563 | 0.39833 | 0.47468 | 0.55225 | 0.63027 | 0.70996 | 0.79093 | 0.87344 | 0.95498
Scenario 1: Reference | SCE | Com | HVAC | Com - School | Electric Energy (GWh/year) | Energy Efficiency | 0.056494 | 0.11564 | 0.17745 | 0.24165 | 0.30783 | 0.37607 | 0.45733 | 0.53664 | 0.60957 | 0.68397 | 0.75951 | 0.83639 | 0.90263
Scenario 1: Reference | SCE | Com | HVAC | Com - School | Electric Energy (GWh/year) | Fuel Substitution | -0.0012178 | -0.0024399 | -0.0036541 | -0.0048527 | -0.00025899 | -0.00025899 | -0.00025899 | -0.00025899 | -0.00025899 | -0.00025899 | -0.00025899 | -0.00025899 | -0.00025899
Scenario 1: Reference | SCE | Com | HVAC | Com - School | Gas Energy (MMTherm/year) | Energy Efficiency | 0.0030372 | 0.0062394 | 0.0096096 | 0.01313 | 0.016774 | 0.020549 | 0.024399 | 0.028356 | 0.032424 | 0.036585 | 0.040817 | 0.045133 | 0.04952
Scenario 1: Reference | SCE | Com | HVAC | Com - School | Gas Energy (MMTherm/year) | Fuel Substitution | 0.00098863 | 0.0019855 | 0.0029806 | 0.0039671 | 0.0056649 | 0.0056649 | 0.0056649 | 0.0056649 | 0.0056649 | 0.0056649 | 0.0056649 | 0.0056649 | 0.0056649
Scenario 1: Reference | SCE | Com | HVAC | Com - Warehouse | Electric Demand (MW) | Energy Efficiency | 0.0020199 | 0.0041087 | 0.0062597 | 0.0084736 | 0.010762 | 0.013108 | 0.015507 | 0.017958 | 0.020373 | 0.022827 | 0.02532 | 0.027846 | 0.030405
Scenario 1: Reference | SCE | Com | HVAC | Com - Warehouse | Electric Demand (MW) | Fuel Substitution | 0 | 0 | 0 | 0 | 0 | 2.4531e-06 | 4.9387e-06 | 7.4412e-06 | 7.4412e-06 | 7.4412e-06 | 7.4412e-06 | 7.4412e-06 | 7.4412e-06
Scenario 1: Reference | SCE | Com | HVAC | Com - Warehouse | Electric Energy (GWh/year) | Energy Efficiency | 0.0063874 | 0.012997 | 0.019809 | 0.026826 | 0.034124 | 0.041616 | 0.049284 | 0.057125 | 0.064666 | 0.07233 | 0.080112 | 0.087999 | 0.095992
Scenario 1: Reference | SCE | Com | HVAC | Com - Warehouse | Electric Energy (GWh/year) | Fuel Substitution | -0.10763 | -0.21788 | -0.32969 | -0.4423 | -0.55526 | -0.55522 | -0.55519 | -0.55515 | -0.55515 | -0.55515 | -0.55515 | -0.55515 | -0.55515
Scenario 1: Reference | SCE | Com | HVAC | Com - Warehouse | Gas Energy (MMTherm/year) | Energy Efficiency | 1.5707e-05 | 3.2869e-05 | 5.1507e-05 | 7.1636e-05 | 9.3268e-05 | 0.00011641 | 0.00014107 | 0.00016723 | 0.00016723 | 0.00016723 | 0.00016723 | 0.00016723 | 0.00016723
Scenario 1: Reference | SCE | Com | HVAC | Com - Warehouse | Gas Energy (MMTherm/year) | Fuel Substitution | 0.021595 | 0.043759 | 0.066279 | 0.089004 | 0.11183 | 0.11183 | 0.11183 | 0.11183 | 0.11183 | 0.11183 | 0.11183 | 0.11183 | 0.11183
Scenario 1: Reference | SCE | Com | Lighting | Com - College | Electric Demand (MW) | Energy Efficiency | 0 | 0.006439 | 0.014876 | 0.023984 | 0.033678 | 0.044015 | 0.054972 | 0.066481 | 0.078511 | 0.091012 | 0.10398 | 0.11753 | 0.13164
Scenario 1: Reference | SCE | Com | Lighting | Com - College | Electric Energy (GWh/year) | Energy Efficiency | 0 | 0.024197 | 0.055905 | 0.090129 | 0.12656 | 0.16541 | 0.20658 | 0.24983 | 0.29504 | 0.34202 | 0.39074 | 0.44166 | 0.49469
Scenario 1: Reference | SCE | Com | Lighting | Com - College | Gas Energy (MMTherm/year) | Energy Efficiency | 0 | -0.00013404 | -0.00030967 | -0.00049925 | -0.00070105 | -0.00091624 | -0.0011443 | -0.0013839 | -0.0016343 | -0.0018945 | -0.0021644 | -0.0024465 | -0.0027402
Scenario 1: Reference | SCE | Com | Lighting | Com - Grocery | Electric Demand (MW) | Energy Efficiency | 0.033078 | 0.067928 | 0.1044 | 0.14245 | 0.18208 | 0.22317 | 0.26559 | 0.30934 | 0.35431 | 0.40039 | 0.44756 | 0.49567 | 0.54461
Scenario 1: Reference | SCE | Com | Lighting | Com - Grocery | Electric Energy (GWh/year) | Energy Efficiency | 0.18564 | 0.38122 | 0.58587 | 0.7994 | 1.0218 | 1.2523 | 1.4903 | 1.7358 | 1.9881 | 2.2466 | 2.5113 | 2.7811 | 3.0557
Scenario 1: Reference | SCE | Com | Lighting | Com - Grocery | Gas Energy (MMTherm/year) | Energy Efficiency | -0.0019611 | -0.0040272 | -0.0061893 | -0.0084452 | -0.010795 | -0.013231 | -0.015745 | -0.018339 | -0.021005 | -0.023737 | -0.026534 | -0.029386 | -0.032287
Scenario 1: Reference | SCE | Com | Lighting | Com - Health | Electric Demand (MW) | Energy Efficiency | 0.034794 | 0.071555 | 0.11029 | 0.15068 | 0.19278 | 0.23641 | 0.28163 | 0.32819 | 0.376 | 0.42482 | 0.47453 | 0.52534 | 0.57723
Scenario 1: Reference | SCE | Com | Lighting | Com - Health | Electric Energy (GWh/year) | Energy Efficiency | 0.20349 | 0.41848 | 0.64505 | 0.88127 | 1.1275 | 1.3827 | 1.6472 | 1.9196 | 2.1992 | 2.4848 | 2.7756 | 3.0728 | 3.3764
Scenario 1: Reference | SCE | Com | Lighting | Com - Health | Gas Energy (MMTherm/year) | Energy Efficiency | -0.0013327 | -0.0027408 | -0.0042247 | -0.0057717 | -0.0073842 | -0.0090558 | -0.010788 | -0.012572 | -0.014403 | -0.016273 | -0.018178 | -0.020124 | -0.022112
Scenario 1: Reference | SCE | Com | Lighting | Com - Office (Large) | Electric Demand (MW) | Energy Efficiency | 0 | 0.01226 | 0.03179 | 0.052606 | 0.074718 | 0.098073 | 0.12256 | 0.14814 | 0.17467 | 0.20207 | 0.23031 | 0.25931 | 0.28903
Scenario 1: Reference | SCE | Com | Lighting | Com - Office (Large) | Electric Energy (GWh/year) | Energy Efficiency | 0 | 0.085204 | 0.22093 | 0.36559 | 0.51926 | 0.68156 | 0.85174 | 1.0295 | 1.2139 | 1.4043 | 1.6006 | 1.8021 | 2.0086
Scenario 1: Reference | SCE | Com | Lighting | Com - Office (Large) | Gas Energy (MMTherm/year) | Energy Efficiency | 0 | -0.00020193 | -0.00052361 | -0.00086645 | -0.0012306 | -0.0016153 | -0.0020186 | -0.0024399 | -0.0028769 | -0.0033282 | -0.0037934 | -0.004271 | -0.0047604
Scenario 1: Reference | SCE | Com | Lighting | Com - Refrig. Warehouse | Electric Demand (MW) | Energy Efficiency | 0.0010955 | 0.0015426 | 0.0020103 | 0.0024957 | 0.0029989 | 0.00352 | 0.0040584 | 0.0046127 | 0.0051828 | 0.0057677 | 0.0063663 | 0.0069778 | 0.007601
Scenario 1: Reference | SCE | Com | Lighting | Com - Refrig. Warehouse | Electric Energy (GWh/year) | Energy Efficiency | 0.010403 | 0.014648 | 0.019088 | 0.023697 | 0.028476 | 0.033424 | 0.038537 | 0.043801 | 0.049215 | 0.054769 | 0.060454 | 0.066262 | 0.072181
Scenario 1: Reference | SCE | Com | Lighting | Com - Restaurant | Electric Demand (MW) | Energy Efficiency | 0.019523 | 0.040164 | 0.061883 | 0.084648 | 0.10844 | 0.13314 | 0.15869 | 0.18506 | 0.2122 | 0.24006 | 0.26859 | 0.29776 | 0.32751
Scenario 1: Reference | SCE | Com | Lighting | Com - Restaurant | Electric Energy (GWh/year) | Energy Efficiency | 0.11832 | 0.24342 | 0.37505 | 0.51304 | 0.65724 | 0.80699 | 0.96185 | 1.1217 | 1.2862 | 1.4551 | 1.6281 | 1.8049 | 1.9853
Scenario 1: Reference | SCE | Com | Lighting | Com - Restaurant | Gas Energy (MMTherm/year) | Energy Efficiency | -0.00058104 | -0.0011953 | -0.0018417 | -0.0025193 | -0.0032274 | -0.0039627 | -0.0047232 | -0.0055081 | -0.0063161 | -0.0071452 | -0.0079947 | -0.0088629 | -0.0097484
Scenario 1: Reference | SCE | Com | Lighting | Com - Retail | Electric Demand (MW) | Energy Efficiency | 0.12558 | 0.25799 | 0.39668 | 0.54147 | 0.69228 | 0.84863 | 1.0101 | 1.1765 | 1.3474 | 1.5225 | 1.7016 | 1.8842 | 2.0697
Scenario 1: Reference | SCE | Com | Lighting | Com - Retail | Electric Energy (GWh/year) | Energy Efficiency | 0.7475 | 1.5357 | 2.3612 | 3.2231 | 4.1207 | 5.0513 | 6.0121 | 7.0026 | 8.02 | 9.0623 | 10.1283 | 11.2146 | 12.3189
Scenario 1: Reference | SCE | Com | Lighting | Com - Retail | Gas Energy (MMTherm/year) | Energy Efficiency | -0.0019097 | -0.0039235 | -0.0060327 | -0.0082348 | -0.010528 | -0.012906 | -0.015361 | -0.017892 | -0.020492 | -0.023156 | -0.02588 | -0.028656 | -0.031478
Scenario 1: Reference | SCE | Com | Lighting | Com - Warehouse | Electric Demand (MW) | Energy Efficiency | 0.0014516 | 0.0030454 | 0.0047759 | 0.0066451 | 0.0086575 | 0.014324 | 0.020631 | 0.027146 | 0.028096 | 0.028096 | 0.028096 | 0.028096 | 0.028096
Scenario 1: Reference | SCE | Com | Lighting | Com - Warehouse | Electric Energy (GWh/year) | Energy Efficiency | 0.012163 | 0.025517 | 0.040016 | 0.055678 | 0.072539 | 0.12002 | 0.17286 | 0.22745 | 0.23541 | 0.23541 | 0.23541 | 0.23541 | 0.23541
Scenario 1: Reference | SCE | Com | Lighting | Com - Warehouse | Gas Energy (MMTherm/year) | Energy Efficiency | -4.6971e-05 | -9.8544e-05 | -0.00015454 | -0.00021502 | -0.00028014 | -0.0003496 | -0.00042318 | -0.00050082 | -0.00051608 | -0.00051608 | -0.00051608 | -0.00051608 | -0.00051608
Scenario 1: Reference | SCE | Com | WaterHeat | Com - College | Electric Demand (MW) | Energy Efficiency | 0.00013082 | 0.00028912 | 0.00048073 | 0.00071232 | 0.00099048 | 0.0013256 | 0.0017285 | 0.0022114 | 0.0027893 | 0.0034793 | 0.0043034 | 0.0052935 | 0.0064748
Scenario 1: Reference | SCE | Com | WaterHeat | Com - College | Electric Demand (MW) | Fuel Substitution | 0 | 0 | 0 | 0 | 0 | 0.37994 | 0.84166 | 1.3783 | 1.9732 | 2.6091 | 3.2722 | 3.953 | 4.6449
Scenario 1: Reference | SCE | Com | WaterHeat | Com - College | Electric Energy (GWh/year) | Energy Efficiency | 0.00053541 | 0.0011833 | 0.0019675 | 0.0029153 | 0.0040537 | 0.005425 | 0.0070742 | 0.0090505 | 0.011415 | 0.01424 | 0.017612 | 0.021664 | 0.026499
Scenario 1: Reference | SCE | Com | WaterHeat | Com - College | Electric Energy (GWh/year) | Fuel Substitution | -1.9293 | -3.8611 | -5.7929 | -7.7244 | -9.6563 | -8.041 | -6.0778 | -3.7959 | -1.2661 | 1.4379 | 4.2579 | 7.153 | 10.0954
Scenario 1: Reference | SCE | Com | WaterHeat | Com - College | Gas Energy (MMTherm/year) | Fuel Substitution | 0.21327 | 0.42684 | 0.64048 | 0.85412 | 1.0679 | 1.0679 | 1.0679 | 1.0679 | 1.0679 | 1.0679 | 1.0679 | 1.0679 | 1.0679
Scenario 1: Reference | SCE | Com | WaterHeat | Com - Grocery | Electric Demand (MW) | Energy Efficiency | 0.00037946 | 0.00083923 | 0.001394 | 0.0020626 | 0.0028682 | 0.0038367 | 0.0049987 | 0.0063929 | 0.0080635 | 0.010062 | 0.012453 | 0.01531 | 0.018722
Scenario 1: Reference | SCE | Com | WaterHeat | Com - Grocery | Electric Energy (GWh/year) | Energy Efficiency | 0.0021362 | 0.0047243 | 0.0078472 | 0.011611 | 0.016146 | 0.021599 | 0.028139 | 0.035988 | 0.045392 | 0.056644 | 0.070103 | 0.086186 | 0.1054
Scenario 1: Reference | SCE | Com | WaterHeat | Com - Grocery | Electric Energy (GWh/year) | Fuel Substitution | -0.073272 | -0.14709 | -0.22137 | -0.29618 | -0.37162 | -0.37162 | -0.37162 | -0.37162 | -0.37162 | -0.37162 | -0.37162 | -0.37162 | -0.37162
Scenario 1: Reference | SCE | Com | WaterHeat | Com - Grocery | Gas Energy (MMTherm/year) | Fuel Substitution | 0.0097184 | 0.019509 | 0.029361 | 0.039284 | 0.04929 | 0.04929 | 0.04929 | 0.04929 | 0.04929 | 0.04929 | 0.04929 | 0.04929 | 0.04929
Scenario 1: Reference | SCE | Com | WaterHeat | Com - Health | Electric Demand (MW) | Energy Efficiency | 0.00038055 | 0.00084368 | 0.0014067 | 0.0020861 | 0.0029067 | 0.0038948 | 0.0050853 | 0.0065141 | 0.0082267 | 0.010272 | 0.012712 | 0.015634 | 0.019137
Scenario 1: Reference | SCE | Com | WaterHeat | Com - Health | Electric Demand (MW) | Fuel Substitution | 0 | 0 | 0 | 0 | 0 | 0.43384 | 0.96413 | 1.5845 | 2.2761 | 3.019 | 3.7965 | 4.5974 | 5.4138
Scenario 1: Reference | SCE | Com | WaterHeat | Com - Health | Electric Energy (GWh/year) | Energy Efficiency | 0.0033633 | 0.0074564 | 0.012432 | 0.018437 | 0.02569 | 0.034422 | 0.044944 | 0.057571 | 0.072707 | 0.090786 | 0.11235 | 0.13817 | 0.16913
Scenario 1: Reference | SCE | Com | WaterHeat | Com - Health | Electric Energy (GWh/year) | Fuel Substitution | -4.8359 | -9.6895 | -14.5551 | -19.4317 | -24.3198 | -20.3215 | -15.4339 | -9.7162 | -3.3408 | 3.5063 | 10.6737 | 18.0559 | 25.5816
Scenario 1: Reference | SCE | Com | WaterHeat | Com - Health | Gas Energy (MMTherm/year) | Fuel Substitution | 0.54423 | 1.0906 | 1.6386 | 2.1879 | 2.7388 | 2.7388 | 2.7388 | 2.7388 | 2.7388 | 2.7388 | 2.7388 | 2.7388 | 2.7388
Scenario 1: Reference | SCE | Com | WaterHeat | Com - Lodging | Electric Demand (MW) | Energy Efficiency | 7.9286e-05 | 0.0001759 | 0.00029331 | 0.00043548 | 0.00060753 | 0.00081537 | 0.001066 | 0.001368 | 0.0017309 | 0.0021667 | 0.0026896 | 0.0033164 | 0.0040673
Scenario 1: Reference | SCE | Com | WaterHeat | Com - Lodging | Electric Demand (MW) | Fuel Substitution | 0 | 0 | 0 | 0 | 0 | 0.44085 | 0.98278 | 1.6193 | 2.3308 | 3.0965 | 3.8992 | 4.7265 | 5.5697
Scenario 1: Reference | SCE | Com | WaterHeat | Com - Lodging | Electric Energy (GWh/year) | Energy Efficiency | 0.0006829 | 0.001515 | 0.0025263 | 0.0037508 | 0.0052327 | 0.0070229 | 0.0091818 | 0.011782 | 0.014909 | 0.018662 | 0.023166 | 0.028565 | 0.035032
Scenario 1: Reference | SCE | Com | WaterHeat | Com - Lodging | Electric Energy (GWh/year) | Fuel Substitution | -4.8964 | -9.8027 | -14.7131 | -19.6557 | -24.6677 | -20.7084 | -15.841 | -10.1241 | -3.7325 | 3.1453 | 10.3553 | 17.7862 | 25.3603
Scenario 1: Reference | SCE | Com | WaterHeat | Com - Lodging | Gas Energy (MMTherm/year) | Fuel Substitution | 0.54294 | 1.0873 | 1.6323 | 2.1811 | 2.7375 | 2.7375 | 2.7375 | 2.7375 | 2.7375 | 2.7375 | 2.7375 | 2.7375 | 2.7375
Scenario 1: Reference | SCE | Com | WaterHeat | Com - Office (Large) | Electric Demand (MW) | Energy Efficiency | 0.00010076 | 0.00022315 | 0.00037111 | 0.00054952 | 0.00076457 | 0.0010233 | 0.0013335 | 0.0017054 | 0.0021496 | 0.0026795 | 0.0033118 | 0.0040648 | 0.0049617
Scenario 1: Reference | SCE | Com | WaterHeat | Com - Office (Large) | Electric Demand (MW) | Fuel Substitution | 0 | 0 | 0 | 0 | 0 | 0.059283 | 0.13194 | 0.21684 | 0.3112 | 0.41211 | 0.51724 | 0.62488 | 0.73382
Scenario 1: Reference | SCE | Com | WaterHeat | Com - Office (Large) | Electric Energy (GWh/year) | Energy Efficiency | 0.0019292 | 0.0042729 | 0.0071058 | 0.010522 | 0.01464 | 0.019593 | 0.025534 | 0.032653 | 0.04116 | 0.051306 | 0.063412 | 0.077831 | 0.095005
Scenario 1: Reference | SCE | Com | WaterHeat | Com - Office (Large) | Electric Energy (GWh/year) | Fuel Substitution | -1.2369 | -2.4676 | -3.7087 | -4.9638 | -6.2329 | -5.0463 | -3.5917 | -1.8921 | -0.0030175 | 2.0174 | 4.1223 | 6.2773 | 8.4584
Scenario 1: Reference | SCE | Com | WaterHeat | Com - Office (Large) | Gas Energy (MMTherm/year) | Fuel Substitution | 0.13493 | 0.2692 | 0.40462 | 0.54155 | 0.68001 | 0.68001 | 0.68001 | 0.68001 | 0.68001 | 0.68001 | 0.68001 | 0.68001 | 0.68001
Scenario 1: Reference | SCE | Com | WaterHeat | Com - Office (Small) | Electric Demand (MW) | Energy Efficiency | 3.7141e-06 | 8.2144e-06 | 1.365e-05 | 2.02e-05 | 2.5815e-05 | 4.9654e-05 | 6.1031e-05 | 7.4839e-05 | 9.1505e-05 | 0.00011154 | 0.00013555 | 0.00016426 | 0.00019855
Scenario 1: Reference | SCE | Com | WaterHeat | Com - Office (Small) | Electric Demand (MW) | Fuel Substitution | 0 | 0 | 0 | 0 | 0 | 0.0022592 | 0.0050276 | 0.0082613 | 0.011856 | 0.015704 | 0.019719 | 0.02384 | 0.028024
Scenario 1: Reference | SCE | Com | WaterHeat | Com - Office (Small) | Electric Energy (GWh/year) | Energy Efficiency | 0.00042723 | 0.0009449 | 0.0015702 | 0.0023236 | 0.0029695 | 0.0057117 | 0.0070203 | 0.0086087 | 0.010526 | 0.01283 | 0.015592 | 0.018895 | 0.022839
Scenario 1: Reference | SCE | Com | WaterHeat | Com - Office (Small) | Electric Energy (GWh/year) | Fuel Substitution | -0.31754 | -0.63423 | -0.94967 | -1.2637 | -1.5359 | -1.2647 | -0.93227 | -0.54395 | -0.11227 | 0.34987 | 0.83209 | 1.327 | 1.8295
Scenario 1: Reference | SCE | Com | WaterHeat | Com - Office (Small) | Gas Energy (MMTherm/year) | Fuel Substitution | 0.034279 | 0.068471 | 0.10253 | 0.13645 | 0.16586 | 0.16586 | 0.16586 | 0.16586 | 0.16586 | 0.16586 | 0.16586 | 0.16586 | 0.16586
Scenario 1: Reference | SCE | Com | WaterHeat | Com - Other | Electric Demand (MW) | Energy Efficiency | 0.0039505 | 0.008751 | 0.014568 | 0.021598 | 0.030077 | 0.040288 | 0.052578 | 0.067344 | 0.085049 | 0.10628 | 0.13172 | 0.16219 | 0.19867
Scenario 1: Reference | SCE | Com | WaterHeat | Com - Other | Electric Demand (MW) | Fuel Substitution | 0 | 0 | 0 | 0 | 0 | 2.7377 | 6.0717 | 9.959 | 14.2822 | 18.917 | 23.7623 | 28.7451 | 33.8145
Scenario 1: Reference | SCE | Com | WaterHeat | Com - Other | Electric Energy (GWh/year) | Energy Efficiency | 0.027025 | 0.059864 | 0.099657 | 0.14775 | 0.20575 | 0.2756 | 0.35968 | 0.46069 | 0.58181 | 0.72704 | 0.9011 | 1.1095 | 1.3591
Scenario 1: Reference | SCE | Com | WaterHeat | Com - Other | Electric Energy (GWh/year) | Fuel Substitution | -25.0423 | -50.1131 | -75.1835 | -100.2481 | -125.1858 | -105.6698 | -81.9012 | -54.1867 | -23.3636 | 9.6815 | 44.2283 | 79.7551 | 115.9002
Scenario 1: Reference | SCE | Com | WaterHeat | Com - Other | Gas Energy (MMTherm/year) | Fuel Substitution | 2.7125 | 5.429 | 8.1464 | 10.8641 | 13.5683 | 13.5683 | 13.5683 | 13.5683 | 13.5683 | 13.5683 | 13.5683 | 13.5683 | 13.5683
Scenario 1: Reference | SCE | Com | WaterHeat | Com - Refrig. Warehouse | Electric Demand (MW) | Energy Efficiency | 2.6171e-05 | 4.0606e-05 | 5.8217e-05 | 7.9513e-05 | 0.00010521 | 0.00013616 | 0.00017339 | 0.00021804 | 0.00027157 | 0.00033567 | 0.0004123 | 0.00050395 | 0.00061344
Scenario 1: Reference | SCE | Com | WaterHeat | Com - Refrig. Warehouse | Electric Demand (MW) | Fuel Substitution | 0 | 0 | 0 | 0 | 0 | 0.0017681 | 0.003952 | 0.006524 | 0.0094035 | 0.012504 | 0.015753 | 0.019101 | 0.022514
Scenario 1: Reference | SCE | Com | WaterHeat | Com - Refrig. Warehouse | Electric Energy (GWh/year) | Energy Efficiency | 0.00031971 | 0.00049606 | 0.00071119 | 0.00097135 | 0.0012853 | 0.0016634 | 0.0021182 | 0.0026636 | 0.0033176 | 0.0041006 | 0.0050368 | 0.0061563 | 0.0074939
Scenario 1: Reference | SCE | Com | WaterHeat | Com - Refrig. Warehouse | Electric Energy (GWh/year) | Fuel Substitution | -0.02751 | -0.055108 | -0.080077 | -0.10722 | -0.13482 | -0.11232 | -0.084525 | -0.051788 | -0.015137 | 0.024323 | 0.065686 | 0.10831 | 0.15174
Scenario 1: Reference | SCE | Com | WaterHeat | Com - Refrig. Warehouse | Gas Energy (MMTherm/year) | Fuel Substitution | 0.0031555 | 0.0063225 | 0.0091896 | 0.012311 | 0.015483 | 0.015483 | 0.015483 | 0.015483 | 0.015483 | 0.015483 | 0.015483 | 0.015483 | 0.015483
Scenario 1: Reference | SCE | Com | WaterHeat | Com - Restaurant | Electric Demand (MW) | Energy Efficiency | 0.0015026 | 0.0033304 | 0.005547 | 0.0082292 | 0.01147 | 0.015371 | 0.020057 | 0.02568 | 0.032422 | 0.04049 | 0.05014 | 0.061667 | 0.075429
Scenario 1: Reference | SCE | Com | WaterHeat | Com - Restaurant | Electric Demand (MW) | Fuel Substitution | 0 | 0 | 0 | 0 | 0 | 3.0494 | 6.7767 | 11.1276 | 15.9683 | 21.1596 | 26.5898 | 32.178 | 37.8679
Scenario 1: Reference | SCE | Com | WaterHeat | Com - Restaurant | Electric Energy (GWh/year) | Energy Efficiency | 0.0082033 | 0.018182 | 0.030284 | 0.044929 | 0.062627 | 0.083929 | 0.10951 | 0.14023 | 0.17704 | 0.22111 | 0.27382 | 0.3368 | 0.41198
Scenario 1: Reference | SCE | Com | WaterHeat | Com - Restaurant | Electric Energy (GWh/year) | Fuel Substitution | -16.4776 | -32.9497 | -49.5083 | -66.3188 | -83.417 | -66.0412 | -44.8005 | -20.0045 | 7.5836 | 37.1713 | 68.1206 | 99.971 | 132.4007
Scenario 1: Reference | SCE | Com | WaterHeat | Com - Restaurant | Gas Energy (MMTherm/year) | Fuel Substitution | 1.859 | 3.7176 | 5.5861 | 7.483 | 9.4122 | 9.4122 | 9.4122 | 9.4122 | 9.4122 | 9.4122 | 9.4122 | 9.4122 | 9.4122
Scenario 1: Reference | SCE | Com | WaterHeat | Com - Retail | Electric Demand (MW) | Energy Efficiency | 0.00024858 | 0.00054977 | 0.00091319 | 0.0013511 | 0.001923 | 0.0026003 | 0.0034017 | 0.004306 | 0.0053468 | 0.006599 | 0.0081029 | 0.0099436 | 0.012135
Scenario 1: Reference | SCE | Com | WaterHeat | Com - Retail | Electric Demand (MW) | Fuel Substitution | 0 | 0 | 0 | 0 | 0 | 0.094732 | 0.20978 | 0.34362 | 0.4922 | 0.65126 | 0.81736 | 0.988 | 1.1615
Scenario 1: Reference | SCE | Com | WaterHeat | Com - Retail | Electric Energy (GWh/year) | Energy Efficiency | 0.0016582 | 0.0036675 | 0.0060919 | 0.0090131 | 0.012671 | 0.017034 | 0.022229 | 0.028276 | 0.035378 | 0.043887 | 0.054071 | 0.066357 | 0.080985
Scenario 1: Reference | SCE | Com | WaterHeat | Com - Retail | Electric Energy (GWh/year) | Fuel Substitution | -0.7133 | -1.4254 | -2.1354 | -2.8429 | -3.5441 | -2.884 | -2.0824 | -1.1497 | -0.11428 | 0.9942 | 2.1517 | 3.341 | 4.5498
Scenario 1: Reference | SCE | Com | WaterHeat | Com - Retail | Gas Energy (MMTherm/year) | Fuel Substitution | 0.075604 | 0.15108 | 0.22634 | 0.30134 | 0.37566 | 0.37566 | 0.37566 | 0.37566 | 0.37566 | 0.37566 | 0.37566 | 0.37566 | 0.37566
Scenario 1: Reference | SCE | Com | WaterHeat | Com - School | Electric Demand (MW) | Energy Efficiency | 0.00012494 | 0.00027678 | 0.00046063 | 0.00068239 | 0.00094895 | 0.001269 | 0.0016521 | 0.0021105 | 0.0026586 | 0.0033132 | 0.0040943 | 0.0050264 | 0.0061369
Scenario 1: Reference | SCE | Com | WaterHeat | Com - School | Electric Demand (MW) | Fuel Substitution | 0 | 0 | 0 | 0 | 0 | 0.20015 | 0.44461 | 0.72912 | 1.0443 | 1.3808 | 1.731 | 2.0896 | 2.4529
Scenario 1: Reference | SCE | Com | WaterHeat | Com - School | Electric Energy (GWh/year) | Energy Efficiency | 0.0018511 | 0.0041007 | 0.0068245 | 0.01011 | 0.014059 | 0.018801 | 0.024477 | 0.031269 | 0.039388 | 0.049088 | 0.06066 | 0.074469 | 0.090922
Scenario 1: Reference | SCE | Com | WaterHeat | Com - School | Electric Energy (GWh/year) | Fuel Substitution | -3.1759 | -6.3476 | -9.5524 | -12.799 | -16.0861 | -13.0202 | -9.275 | -4.9159 | -0.086275 | 5.0694 | 10.4361 | 15.9317 | 21.4989
Scenario 1: Reference | SCE | Com | WaterHeat | Com - School | Gas Energy (MMTherm/year) | Fuel Substitution | 0.35415 | 0.70789 | 1.0653 | 1.4274 | 1.7939 | 1.7939 | 1.7939 | 1.7939 | 1.7939 | 1.7939 | 1.7939 | 1.7939 | 1.7939
Scenario 1: Reference | SCE | Com | WaterHeat | Com - Warehouse | Electric Demand (MW) | Energy Efficiency | 1.1933e-05 | 2.6366e-05 | 4.3754e-05 | 6.4686e-05 | 8.9886e-05 | 0.00012013 | 0.00015634 | 0.00019968 | 0.00025144 | 0.00031321 | 0.00038688 | 0.00047462 | 0.0005791
Scenario 1: Reference | SCE | Com | WaterHeat | Com - Warehouse | Electric Demand (MW) | Fuel Substitution | 0 | 0 | 0 | 0 | 0 | 0.0017806 | 0.0039408 | 0.0064529 | 0.0092415 | 0.012227 | 0.015345 | 0.018549 | 0.021808
Scenario 1: Reference | SCE | Com | WaterHeat | Com - Warehouse | Electric Energy (GWh/year) | Energy Efficiency | 0.00033781 | 0.00074642 | 0.0012387 | 0.0018313 | 0.0025449 | 0.0034012 | 0.0044265 | 0.0056538 | 0.0071198 | 0.0088693 | 0.010956 | 0.013441 | 0.016401
Scenario 1: Reference | SCE | Com | WaterHeat | Com - Warehouse | Electric Energy (GWh/year) | Fuel Substitution | -0.075312 | -0.15082 | -0.22642 | -0.30212 | -0.37792 | -0.32547 | -0.26182 | -0.18781 | -0.10564 | -0.017667 | 0.074208 | 0.16862 | 0.26465
Scenario 1: Reference | SCE | Com | WaterHeat | Com - Warehouse | Gas Energy (MMTherm/year) | Fuel Substitution | 0.0083311 | 0.016685 | 0.025053 | 0.033434 | 0.041829 | 0.041829 | 0.041829 | 0.041829 | 0.041829 | 0.041829 | 0.041829 | 0.041829 | 0.041829
Scenario 1: Reference | SCE | Com | WholeBlg | Com - College | Electric Demand (MW) | Energy Efficiency | 0.080354 | 0.1625 | 0.24661 | 0.3331 | 0.4223 | 0.51338 | 0.60767 | 0.7049 | 0.7956 | 0.82383 | 0.84869 | 0.87404 | 0.89933
Scenario 1: Reference | SCE | Com | WholeBlg | Com - College | Electric Energy (GWh/year) | Energy Efficiency | 0.73228 | 1.4809 | 2.2474 | 3.0355 | 3.8484 | 4.679 | 5.5389 | 6.4255 | 7.2526 | 7.5097 | 7.7363 | 7.9674 | 8.1979
Scenario 1: Reference | SCE | Com | WholeBlg | Com - Grocery | Electric Demand (MW) | Energy Efficiency | 0.27552 | 0.55743 | 0.84664 | 1.1442 | 1.4515 | 1.7656 | 2.0896 | 2.4233 | 2.7344 | 2.8303 | 2.9143 | 2.9993 | 3.0737
Scenario 1: Reference | SCE | Com | WholeBlg | Com - Grocery | Electric Energy (GWh/year) | Energy Efficiency | 2.5108 | 5.0799 | 7.7155 | 10.4274 | 13.2279 | 16.0917 | 19.0466 | 22.0896 | 24.9263 | 25.7996 | 26.5657 | 27.3407 | 28.0183
Scenario 1: Reference | SCE | Com | WholeBlg | Com - Health | Electric Demand (MW) | Energy Efficiency | 0.2627 | 0.5325 | 0.80997 | 1.0963 | 1.3927 | 1.6963 | 2.0112 | 2.3365 | 2.6414 | 2.7424 | 2.8323 | 2.9234 | 3.0137
Scenario 1: Reference | SCE | Com | WholeBlg | Com - Health | Electric Energy (GWh/year) | Energy Efficiency | 2.394 | 4.8528 | 7.3814 | 9.9907 | 12.6921 | 15.4607 | 18.3321 | 21.2987 | 24.0784 | 24.9987 | 25.8183 | 26.6485 | 27.4713
Scenario 1: Reference | SCE | Com | WholeBlg | Com - Lodging | Electric Demand (MW) | Energy Efficiency | 0.12427 | 0.2515 | 0.38182 | 0.51597 | 0.6545 | 0.79604 | 0.94254 | 1.0937 | 1.2347 | 1.2791 | 1.3182 | 1.3581 | 1.3968
Scenario 1: Reference | SCE | Com | WholeBlg | Com - Lodging | Electric Energy (GWh/year) | Energy Efficiency | 1.1325 | 2.292 | 3.4795 | 4.702 | 5.9645 | 7.2553 | 8.5913 | 9.9692 | 11.2554 | 11.6596 | 12.0166 | 12.3796 | 12.7324
Scenario 1: Reference | SCE | Com | WholeBlg | Com - Office (Large) | Electric Demand (MW) | Energy Efficiency | 0.52284 | 1.0538 | 1.5936 | 2.1442 | 2.7076 | 3.2778 | 3.863 | 4.4611 | 5.0102 | 5.1459 | 5.2563 | 5.3667 | 5.4822
Scenario 1: Reference | SCE | Com | WholeBlg | Com - Office (Large) | Electric Energy (GWh/year) | Energy Efficiency | 4.7646 | 9.6031 | 14.5229 | 19.5405 | 24.6749 | 29.875 | 35.2112 | 40.6657 | 45.6728 | 46.9084 | 47.9147 | 48.9207 | 49.9736
Scenario 1: Reference | SCE | Com | WholeBlg | Com - Office (Small) | Electric Demand (MW) | Energy Efficiency | 0.091786 | 0.18524 | 0.28059 | 0.37817 | 0.47838 | 0.58017 | 0.68485 | 0.79215 | 0.89125 | 0.91818 | 0.94085 | 0.96361 | 0.98584
Scenario 1: Reference | SCE | Com | WholeBlg | Com - Office (Small) | Electric Energy (GWh/year) | Energy Efficiency | 0.83645 | 1.6881 | 2.557 | 3.4463 | 4.3595 | 5.2878 | 6.2424 | 7.2209 | 8.1245 | 8.3698 | 8.5764 | 8.7839 | 8.9866
Scenario 1: Reference | SCE | Com | WholeBlg | Com - Other | Electric Demand (MW) | Energy Efficiency | 0.39936 | 0.80652 | 1.222 | 1.6479 | 2.086 | 2.5317 | 2.9916 | 3.4644 | 3.9028 | 4.0283 | 4.1364 | 4.2461 | 4.3601
Scenario 1: Reference | SCE | Com | WholeBlg | Com - Other | Electric Energy (GWh/year) | Energy Efficiency | 3.6394 | 7.3499 | 11.136 | 15.0177 | 19.0099 | 23.0746 | 27.2688 | 31.5799 | 35.5769 | 36.7207 | 37.7061 | 38.7061 | 39.7449
Scenario 1: Reference | SCE | Com | WholeBlg | Com - Refrig. Warehouse | Electric Demand (MW) | Energy Efficiency | 0.030728 | 0.062592 | 0.095673 | 0.1302 | 0.16632 | 0.20365 | 0.2425 | 0.28289 | 0.32125 | 0.33603 | 0.34962 | 0.36342 | 0.37531
Scenario 1: Reference | SCE | Com | WholeBlg | Com - Refrig. Warehouse | Electric Energy (GWh/year) | Energy Efficiency | 0.28003 | 0.5704 | 0.87188 | 1.1865 | 1.5157 | 1.8561 | 2.2104 | 2.5787 | 2.9285 | 3.0631 | 3.187 | 3.3128 | 3.4211
Scenario 1: Reference | SCE | Com | WholeBlg | Com - Restaurant | Electric Demand (MW) | Energy Efficiency | 0.23361 | 0.47457 | 0.72357 | 0.98216 | 1.2517 | 1.5296 | 1.819 | 2.1199 | 2.4059 | 2.5194 | 2.6265 | 2.7378 | 2.8442
Scenario 1: Reference | SCE | Com | WholeBlg | Com - Restaurant | Electric Energy (GWh/year) | Energy Efficiency | 2.2343 | 4.5531 | 6.9649 | 9.486 | 12.1318 | 14.8808 | 17.7597 | 20.772 | 23.6797 | 25.0463 | 26.3907 | 27.811 | 29.2274
Scenario 1: Reference | SCE | Com | WholeBlg | Com - Restaurant | Gas Energy (MMTherm/year) | Energy Efficiency | -0.0011657 | -0.0025236 | -0.0040992 | -0.0059193 | -0.0080161 | -0.010386 | -0.013038 | -0.016011 | -0.019327 | -0.023002 | -0.02707 | -0.031553 | -0.036489
Scenario 1: Reference | SCE | Com | WholeBlg | Com - Retail | Electric Demand (MW) | Energy Efficiency | 0.31335 | 0.63131 | 0.95456 | 1.2841 | 1.621 | 1.9617 | 2.3113 | 2.6684 | 2.9955 | 3.0716 | 3.1312 | 3.1895 | 3.2476
Scenario 1: Reference | SCE | Com | WholeBlg | Com - Retail | Electric Energy (GWh/year) | Energy Efficiency | 3.4426 | 7.0234 | 10.7536 | 14.6588 | 18.7694 | 23.0633 | 27.5931 | 32.3707 | 37.0618 | 39.6623 | 42.3357 | 45.2307 | 48.3801
Scenario 1: Reference | SCE | Com | WholeBlg | Com - Retail | Gas Energy (MMTherm/year) | Energy Efficiency | 0.0040287 | 0.0087173 | 0.014101 | 0.020294 | 0.027433 | 0.035578 | 0.044785 | 0.05522 | 0.066946 | 0.080042 | 0.094659 | 0.11088 | 0.12886
Scenario 1: Reference | SCE | Com | WholeBlg | Com - School | Electric Demand (MW) | Energy Efficiency | 0.096541 | 0.19481 | 0.29491 | 0.39738 | 0.50257 | 0.6094 | 0.71941 | 0.83226 | 0.93651 | 0.96485 | 0.98871 | 1.0127 | 1.0371
Scenario 1: Reference | SCE | Com | WholeBlg | Com - School | Electric Energy (GWh/year) | Energy Efficiency | 0.87978 | 1.7753 | 2.6876 | 3.6214 | 4.58 | 5.5542 | 6.5574 | 7.5866 | 8.5371 | 8.7952 | 9.0127 | 9.2315 | 9.4538
Scenario 1: Reference | SCE | Com | WholeBlg | Com - Warehouse | Electric Demand (MW) | Energy Efficiency | 0.16218 | 0.32804 | 0.49782 | 0.67256 | 0.85302 | 1.0374 | 1.2282 | 1.425 | 1.6088 | 1.6675 | 1.72 | 1.7739 | 1.8291
Scenario 1: Reference | SCE | Com | WholeBlg | Com - Warehouse | Electric Energy (GWh/year) | Energy Efficiency | 1.5892 | 3.2328 | 4.935 | 6.7102 | 8.5725 | 10.5075 | 12.5378 | 14.6651 | 16.7177 | 17.6773 | 18.6321 | 19.6536 | 20.748
Scenario 1: Reference | SCE | Com | WholeBlg | Com - Warehouse | Gas Energy (MMTherm/year) | Energy Efficiency | -0.0012158 | -0.0026606 | -0.0043527 | -0.0063514 | -0.0087311 | -0.0115 | -0.014674 | -0.018315 | -0.022433 | -0.02707 | -0.032275 | -0.03807 | -0.044535
Scenario 1: Reference | SCE | Ind | WholeBlg | Ind - All Other Industrial | Electric Demand (MW) | Energy Efficiency | 0.12727 | 0.25439 | 0.38167 | 0.50932 | 0.63723 | 0.65418 | 0.67141 | 0.68862 | 0.70561 | 0.72244 | 0.73908 | 0.75212 | 0.75237
Scenario 1: Reference | SCE | Ind | WholeBlg | Ind - All Other Industrial | Electric Energy (GWh/year) | Energy Efficiency | 0.92461 | 1.8481 | 2.7727 | 3.7 | 4.6292 | 4.771 | 4.9149 | 5.0586 | 5.2008 | 5.3418 | 5.4815 | 5.591 | 5.5928
Scenario 1: Reference | SCE | Ind | WholeBlg | Ind - Chemicals | Electric Demand (MW) | Energy Efficiency | 0.38538 | 0.77353 | 1.1654 | 1.5614 | 1.9611 | 2.0274 | 2.094 | 2.1595 | 2.2237 | 2.2867 | 2.3486 | 2.3993 | 2.4109
Scenario 1: Reference | SCE | Ind | WholeBlg | Ind - Chemicals | Electric Energy (GWh/year) | Energy Efficiency | 2.7997 | 5.6195 | 8.4662 | 11.3429 | 14.2467 | 14.7851 | 15.3256 | 15.8592 | 16.3834 | 16.8997 | 17.4088 | 17.8241 | 17.9115
Scenario 1: Reference | SCE | Ind | WholeBlg | Ind - Electronics | Electric Demand (MW) | Energy Efficiency | 0.18946 | 0.37909 | 0.56946 | 0.76091 | 0.95331 | 0.98111 | 1.0096 | 1.0383 | 1.0668 | 1.0951 | 1.1232 | 1.1458 | 1.1494
Scenario 1: Reference | SCE | Ind | WholeBlg | Ind - Electronics | Electric Energy (GWh/year) | Energy Efficiency | 1.3764 | 2.7539 | 4.1369 | 5.5277 | 6.9253 | 7.1552 | 7.3901 | 7.6263 | 7.8613 | 8.0954 | 8.3277 | 8.5148 | 8.5409
Scenario 1: Reference | SCE | Ind | WholeBlg | Ind - Fabricated Metals | Electric Demand (MW) | Energy Efficiency | 0.26179 | 0.52535 | 0.79159 | 1.0602 | 1.3306 | 1.3736 | 1.4161 | 1.4571 | 1.4969 | 1.5357 | 1.5737 | 1.6039 | 1.6074
Scenario 1: Reference | SCE | Ind | WholeBlg | Ind - Fabricated Metals | Electric Energy (GWh/year) | Energy Efficiency | 1.9019 | 3.8165 | 5.7506 | 7.7018 | 9.6659 | 10.017 | 10.3647 | 10.7018 | 11.0298 | 11.3515 | 11.6677 | 11.9189 | 11.9451
Scenario 1: Reference | SCE | Ind | WholeBlg | Ind - Food | Electric Demand (MW) | Energy Efficiency | 0.54495 | 1.0877 | 1.6299 | 2.1725 | 2.715 | 2.7814 | 2.8495 | 2.9176 | 2.985 | 3.0517 | 3.1174 | 3.1673 | 3.162
Scenario 1: Reference | SCE | Ind | WholeBlg | Ind - Food | Electric Energy (GWh/year) | Energy Efficiency | 3.9589 | 7.902 | 11.8408 | 15.7823 | 19.7234 | 20.2859 | 20.8602 | 21.435 | 22.0038 | 22.5679 | 23.1249 | 23.5494 | 23.5103
Scenario 1: Reference | SCE | Ind | WholeBlg | Ind - Industrial Machinery | Electric Demand (MW) | Energy Efficiency | 0.081888 | 0.16438 | 0.24781 | 0.33199 | 0.41666 | 0.43015 | 0.44345 | 0.45623 | 0.46864 | 0.48088 | 0.49297 | 0.50264 | 0.50392
Scenario 1: Reference | SCE | Ind | WholeBlg | Ind - Industrial Machinery | Electric Energy (GWh/year) | Energy Efficiency | 0.5949 | 1.1942 | 1.8002 | 2.4117 | 3.0268 | 3.1369 | 3.2456 | 3.3507 | 3.4533 | 3.5546 | 3.6549 | 3.735 | 3.7448
Scenario 1: Reference | SCE | Ind | WholeBlg | Ind - Lumber & Furniture | Electric Demand (MW) | Energy Efficiency | 0.045111 | 0.090143 | 0.13524 | 0.18046 | 0.2258 | 0.23179 | 0.23787 | 0.24389 | 0.2498 | 0.25559 | 0.26127 | 0.26567 | 0.2655
Scenario 1: Reference | SCE | Ind | WholeBlg | Ind - Lumber & Furniture | Electric Energy (GWh/year) | Energy Efficiency | 0.32772 | 0.65486 | 0.98243 | 1.311 | 1.6403 | 1.6905 | 1.7413 | 1.7917 | 1.8412 | 1.8899 | 1.9379 | 1.975 | 1.9738
Scenario 1: Reference | SCE | Ind | WholeBlg | Ind - Paper | Electric Demand (MW) | Energy Efficiency | 0.17664 | 0.34989 | 0.52069 | 0.68985 | 0.85743 | 0.86908 | 0.8823 | 0.89643 | 0.91107 | 0.92635 | 0.94241 | 0.95432 | 0.94931
Scenario 1: Reference | SCE | Ind | WholeBlg | Ind - Paper | Electric Energy (GWh/year) | Energy Efficiency | 1.2832 | 2.5418 | 3.7826 | 5.0114 | 6.2288 | 6.3395 | 6.4609 | 6.5888 | 6.7199 | 6.8556 | 6.9966 | 7.1016 | 7.0631
Scenario 1: Reference | SCE | Ind | WholeBlg | Ind - Petroleum | Electric Demand (MW) | Energy Efficiency | 0.67636 | 1.3498 | 2.0226 | 2.6959 | 3.3694 | 3.4522 | 3.5372 | 3.6225 | 3.7068 | 3.7902 | 3.8723 | 3.9348 | 3.9289
Scenario 1: Reference | SCE | Ind | WholeBlg | Ind - Petroleum | Electric Energy (GWh/year) | Energy Efficiency | 4.9135 | 9.8061 | 14.6932 | 19.5847 | 24.4771 | 25.1777 | 25.8945 | 26.6131 | 27.3245 | 28.0294 | 28.7247 | 29.2559 | 29.2116
Scenario 1: Reference | SCE | Ind | WholeBlg | Ind - Plastics | Electric Demand (MW) | Energy Efficiency | 0.31056 | 0.62078 | 0.93158 | 1.2435 | 1.5563 | 1.5985 | 1.6414 | 1.6842 | 1.7262 | 1.7675 | 1.8081 | 1.8396 | 1.8396
Scenario 1: Reference | SCE | Ind | WholeBlg | Ind - Plastics | Electric Energy (GWh/year) | Energy Efficiency | 2.2561 | 4.5098 | 6.7676 | 9.0335 | 11.3055 | 11.6579 | 12.0156 | 12.3717 | 12.7226 | 13.0689 | 13.4097 | 13.6745 | 13.675